F5_Commercial_College (ID)_Existing_Food Preparation_Natural Gas_Oven_E3 | F5 | Commercial | College (ID) | Existing | Food Preparation | Natural Gas | Oven | E3 | Utility - Cost of Operation | 0 | 0 | 0 | 0 | 0 | 0 | 0 | 0 | 0 | 0 | 0 | 0 | 0 | 0 | 0 | 0 | 0 | 0 | 0 | 0 | 0 | 0 | 0 | 0 | 0 | 0 | 0
F5_Commercial_College (ID)_Existing_Food Preparation_Natural Gas_Oven_E4 | F5 | Commercial | College (ID) | Existing | Food Preparation | Natural Gas | Oven | E4 | Utility - Cost of Operation | 0 | 0 | 0 | 0 | 0 | 0 | 0 | 0 | 0 | 0 | 0 | 0 | 0 | 0 | 0 | 0 | 0 | 0 | 0 | 0 | 0 | 0 | 0 | 0 | 0 | 0 | 0
F5_Commercial_College (ID)_Existing_Food Preparation_Natural Gas_Oven_E5 | F5 | Commercial | College (ID) | Existing | Food Preparation | Natural Gas | Oven | E5 | Utility - Cost of Operation | 0 | 0 | 0 | 0 | 0 | 0 | 0 | 0 | 0 | 0 | 0 | 0 | 0 | 0 | 0 | 0 | 0 | 0 | 0 | 0 | 0 | 0 | 0 | 0 | 0 | 0 | 0
F5_Commercial_College (ID)_Existing_Food Preparation_Natural Gas_Oven_E6 | F5 | Commercial | College (ID) | Existing | Food Preparation | Natural Gas | Oven | E6 | Utility - Cost of Operation | 0 | 0 | 0 | 0 | 0 | 0 | 0 | 0 | 0 | 0 | 0 | 0 | 0 | 0 | 0 | 0 | 0 | 0 | 0 | 0 | 0 | 0 | 0 | 0 | 0 | 0 | 0
F5_Commercial_College (ID)_Existing_Food Preparation_Natural Gas_Oven_E7 | F5 | Commercial | College (ID) | Existing | Food Preparation | Natural Gas | Oven | E7 | Utility - Cost of Operation | 0 | 0 | 0 | 0 | 0 | 0 | 0 | 0 | 0 | 0 | 0 | 0 | 0 | 0 | 0 | 0 | 0 | 0 | 0 | 0 | 0 | 0 | 0 | 0 | 0 | 0 | 0
F5_Commercial_College (ID)_Existing_Food Preparation_Natural Gas_Oven_E8 | F5 | Commercial | College (ID) | Existing | Food Preparation | Natural Gas | Oven | E8 | Utility - Cost of Operation | 0 | 0 | 0 | 0 | 0 | 0 | 0 | 0 | 0 | 0 | 0 | 0 | 0 | 0 | 0 | 0 | 0 | 0 | 0 | 0 | 0 | 0 | 0 | 0 | 0 | 0 | 0
F5_Commercial_College (ID)_Existing_Food Preparation_Natural Gas_Oven_E9 | F5 | Commercial | College (ID) | Existing | Food Preparation | Natural Gas | Oven | E9 | Utility - Cost of Operation | 0 | 0 | 0 | 0 | 0 | 0 | 0 | 0 | 0 | 0 | 0 | 0 | 0 | 0 | 0 | 0 | 0 | 0 | 0 | 0 | 0 | 0 | 0 | 0 | 0 | 0 | 0
F5_Commercial_College (ID)_Existing_Food Preparation_Natural Gas_Oven_E10 | F5 | Commercial | College (ID) | Existing | Food Preparation | Natural Gas | Oven | E10 | Utility - Cost of Operation | 0 | 0 | 0 | 0 | 0 | 0 | 0 | 0 | 0 | 0 | 0 | 0 | 0 | 0 | 0 | 0 | 0 | 0 | 0 | 0 | 0 | 0 | 0 | 0 | 0 | 0 | 0
F6_Commercial_College (ID)_Existing_Food Preparation_Natural Gas_Oven_E1 | F6 | Commercial | College (ID) | Existing | Food Preparation | Natural Gas | Oven | E1 | Utility - Value of Sales | 0.0060925 | 0.0061939 | 0.0063175 | 0.0064677 | 0.0066464 | 0.0068826 | 0.0071249 | 0.0073592 | 0.007575 | 0.0077822 | 0.007995 | 0.0081851 | 0.0083835 | 0.0085667 | 0.0087211 | 0.0088579 | 0.0089701 | 0.0090758 | 0.0091893 | 0.0092934 | 0.0093975 | 0.0095631 | 0.0097304 | 0.0099033 | 0.010079 | 0.010258 | 0.010441
F6_Commercial_College (ID)_Existing_Food Preparation_Natural Gas_Oven_E2 | F6 | Commercial | College (ID) | Existing | Food Preparation | Natural Gas | Oven | E2 | Utility - Value of Sales | 0.0043262 | 0.0043982 | 0.004486 | 0.0045927 | 0.0047196 | 0.0048873 | 0.0050593 | 0.0052258 | 0.005379 | 0.0055261 | 0.0056772 | 0.0058122 | 0.0059531 | 0.0060832 | 0.0061928 | 0.00629 | 0.0063696 | 0.0064447 | 0.0065253 | 0.0065992 | 0.0066731 | 0.0067907 | 0.0069095 | 0.0070323 | 0.0071572 | 0.0072843 | 0.0074138
F6_Commercial_College (ID)_Existing_Food Preparation_Natural Gas_Oven_E3 | F6 | Commercial | College (ID) | Existing | Food Preparation | Natural Gas | Oven | E3 | Utility - Value of Sales | 0 | 0 | 0 | 0 | 0 | 0 | 0 | 0 | 0 | 0 | 0 | 0 | 0 | 0 | 0 | 0 | 0 | 0 | 0 | 0 | 0 | 0 | 0 | 0 | 0 | 0 | 0
F6_Commercial_College (ID)_Existing_Food Preparation_Natural Gas_Oven_E4 | F6 | Commercial | College (ID) | Existing | Food Preparation | Natural Gas | Oven | E4 | Utility - Value of Sales | 0 | 0 | 0 | 0 | 0 | 0 | 0 | 0 | 0 | 0 | 0 | 0 | 0 | 0 | 0 | 0 | 0 | 0 | 0 | 0 | 0 | 0 | 0 | 0 | 0 | 0 | 0
F6_Commercial_College (ID)_Existing_Food Preparation_Natural Gas_Oven_E5 | F6 | Commercial | College (ID) | Existing | Food Preparation | Natural Gas | Oven | E5 | Utility - Value of Sales | 0 | 0 | 0 | 0 | 0 | 0 | 0 | 0 | 0 | 0 | 0 | 0 | 0 | 0 | 0 | 0 | 0 | 0 | 0 | 0 | 0 | 0 | 0 | 0 | 0 | 0 | 0
F6_Commercial_College (ID)_Existing_Food Preparation_Natural Gas_Oven_E6 | F6 | Commercial | College (ID) | Existing | Food Preparation | Natural Gas | Oven | E6 | Utility - Value of Sales | 0 | 0 | 0 | 0 | 0 | 0 | 0 | 0 | 0 | 0 | 0 | 0 | 0 | 0 | 0 | 0 | 0 | 0 | 0 | 0 | 0 | 0 | 0 | 0 | 0 | 0 | 0
F6_Commercial_College (ID)_Existing_Food Preparation_Natural Gas_Oven_E7 | F6 | Commercial | College (ID) | Existing | Food Preparation | Natural Gas | Oven | E7 | Utility - Value of Sales | 0 | 0 | 0 | 0 | 0 | 0 | 0 | 0 | 0 | 0 | 0 | 0 | 0 | 0 | 0 | 0 | 0 | 0 | 0 | 0 | 0 | 0 | 0 | 0 | 0 | 0 | 0
F6_Commercial_College (ID)_Existing_Food Preparation_Natural Gas_Oven_E8 | F6 | Commercial | College (ID) | Existing | Food Preparation | Natural Gas | Oven | E8 | Utility - Value of Sales | 0 | 0 | 0 | 0 | 0 | 0 | 0 | 0 | 0 | 0 | 0 | 0 | 0 | 0 | 0 | 0 | 0 | 0 | 0 | 0 | 0 | 0 | 0 | 0 | 0 | 0 | 0
F6_Commercial_College (ID)_Existing_Food Preparation_Natural Gas_Oven_E9 | F6 | Commercial | College (ID) | Existing | Food Preparation | Natural Gas | Oven | E9 | Utility - Value of Sales | 0 | 0 | 0 | 0 | 0 | 0 | 0 | 0 | 0 | 0 | 0 | 0 | 0 | 0 | 0 | 0 | 0 | 0 | 0 | 0 | 0 | 0 | 0 | 0 | 0 | 0 | 0
F6_Commercial_College (ID)_Existing_Food Preparation_Natural Gas_Oven_E10 | F6 | Commercial | College (ID) | Existing | Food Preparation | Natural Gas | Oven | E10 | Utility - Value of Sales | 0 | 0 | 0 | 0 | 0 | 0 | 0 | 0 | 0 | 0 | 0 | 0 | 0 | 0 | 0 | 0 | 0 | 0 | 0 | 0 | 0 | 0 | 0 | 0 | 0 | 0 | 0
F1_Commercial_College (ID)_Existing_Food Preparation_Natural Gas_Conveyor Oven_E1 | F1 | Commercial | College (ID) | Existing | Food Preparation | Natural Gas | Conveyor Oven | E1 | RVT - Cost of Equipment | 5.0151e-05 | 5.0151e-05 | 5.0151e-05 | 5.0151e-05 | 5.0151e-05 | 5.0151e-05 | 5.0151e-05 | 5.0151e-05 | 5.0151e-05 | 5.0151e-05 | 5.0151e-05 | 5.0151e-05 | 5.0151e-05 | 5.0151e-05 | 5.0151e-05 | 5.0151e-05 | 5.0151e-05 | 5.0151e-05 | 5.0151e-05 | 5.0151e-05 | 5.0151e-05 | 5.0151e-05 | 5.0151e-05 | 5.0151e-05 | 5.0151e-05 | 5.0151e-05 | 5.0151e-05
F1_Commercial_College (ID)_Existing_Food Preparation_Natural Gas_Conveyor Oven_E2 | F1 | Commercial | College (ID) | Existing | Food Preparation | Natural Gas | Conveyor Oven | E2 | RVT - Cost of Equipment | 0.00010625 | 0.00010625 | 0.00010625 | 0.00010625 | 0.00010625 | 0.00010625 | 0.00010625 | 0.00010625 | 0.00010625 | 0.00010625 | 0.00010625 | 0.00010625 | 0.00010625 | 0.00010625 | 0.00010625 | 0.00010625 | 0.00010625 | 0.00010625 | 0.00010625 | 0.00010625 | 0.00010625 | 0.00010625 | 0.00010625 | 0.00010625 | 0.00010625 | 0.00010625 | 0.00010625
F1_Commercial_College (ID)_Existing_Food Preparation_Natural Gas_Conveyor Oven_E3 | F1 | Commercial | College (ID) | Existing | Food Preparation | Natural Gas | Conveyor Oven | E3 | RVT - Cost of Equipment | 0 | 0 | 0 | 0 | 0 | 0 | 0 | 0 | 0 | 0 | 0 | 0 | 0 | 0 | 0 | 0 | 0 | 0 | 0 | 0 | 0 | 0 | 0 | 0 | 0 | 0 | 0
F1_Commercial_College (ID)_Existing_Food Preparation_Natural Gas_Conveyor Oven_E4 | F1 | Commercial | College (ID) | Existing | Food Preparation | Natural Gas | Conveyor Oven | E4 | RVT - Cost of Equipment | 0 | 0 | 0 | 0 | 0 | 0 | 0 | 0 | 0 | 0 | 0 | 0 | 0 | 0 | 0 | 0 | 0 | 0 | 0 | 0 | 0 | 0 | 0 | 0 | 0 | 0 | 0
F1_Commercial_College (ID)_Existing_Food Preparation_Natural Gas_Conveyor Oven_E5 | F1 | Commercial | College (ID) | Existing | Food Preparation | Natural Gas | Conveyor Oven | E5 | RVT - Cost of Equipment | 0 | 0 | 0 | 0 | 0 | 0 | 0 | 0 | 0 | 0 | 0 | 0 | 0 | 0 | 0 | 0 | 0 | 0 | 0 | 0 | 0 | 0 | 0 | 0 | 0 | 0 | 0
F1_Commercial_College (ID)_Existing_Food Preparation_Natural Gas_Conveyor Oven_E6 | F1 | Commercial | College (ID) | Existing | Food Preparation | Natural Gas | Conveyor Oven | E6 | RVT - Cost of Equipment | 0 | 0 | 0 | 0 | 0 | 0 | 0 | 0 | 0 | 0 | 0 | 0 | 0 | 0 | 0 | 0 | 0 | 0 | 0 | 0 | 0 | 0 | 0 | 0 | 0 | 0 | 0
F1_Commercial_College (ID)_Existing_Food Preparation_Natural Gas_Conveyor Oven_E7 | F1 | Commercial | College (ID) | Existing | Food Preparation | Natural Gas | Conveyor Oven | E7 | RVT - Cost of Equipment | 0 | 0 | 0 | 0 | 0 | 0 | 0 | 0 | 0 | 0 | 0 | 0 | 0 | 0 | 0 | 0 | 0 | 0 | 0 | 0 | 0 | 0 | 0 | 0 | 0 | 0 | 0
F1_Commercial_College (ID)_Existing_Food Preparation_Natural Gas_Conveyor Oven_E8 | F1 | Commercial | College (ID) | Existing | Food Preparation | Natural Gas | Conveyor Oven | E8 | RVT - Cost of Equipment | 0 | 0 | 0 | 0 | 0 | 0 | 0 | 0 | 0 | 0 | 0 | 0 | 0 | 0 | 0 | 0 | 0 | 0 | 0 | 0 | 0 | 0 | 0 | 0 | 0 | 0 | 0
F1_Commercial_College (ID)_Existing_Food Preparation_Natural Gas_Conveyor Oven_E9 | F1 | Commercial | College (ID) | Existing | Food Preparation | Natural Gas | Conveyor Oven | E9 | RVT - Cost of Equipment | 0 | 0 | 0 | 0 | 0 | 0 | 0 | 0 | 0 | 0 | 0 | 0 | 0 | 0 | 0 | 0 | 0 | 0 | 0 | 0 | 0 | 0 | 0 | 0 | 0 | 0 | 0
F1_Commercial_College (ID)_Existing_Food Preparation_Natural Gas_Conveyor Oven_E10 | F1 | Commercial | College (ID) | Existing | Food Preparation | Natural Gas | Conveyor Oven | E10 | RVT - Cost of Equipment | 0 | 0 | 0 | 0 | 0 | 0 | 0 | 0 | 0 | 0 | 0 | 0 | 0 | 0 | 0 | 0 | 0 | 0 | 0 | 0 | 0 | 0 | 0 | 0 | 0 | 0 | 0
F2_Commercial_College (ID)_Existing_Food Preparation_Natural Gas_Conveyor Oven_E1 | F2 | Commercial | College (ID) | Existing | Food Preparation | Natural Gas | Conveyor Oven | E1 | RVT - Cost of Operation | 0.010599 | 0.010826 | 0.011072 | 0.011339 | 0.011628 | 0.011969 | 0.012303 | 0.012621 | 0.012912 | 0.013198 | 0.013497 | 0.013777 | 0.014074 | 0.014363 | 0.014621 | 0.014859 | 0.015071 | 0.015277 | 0.015493 | 0.015699 | 0.015908 | 0.016189 | 0.016473 | 0.016766 | 0.017064 | 0.017367 | 0.017675
F2_Commercial_College (ID)_Existing_Food Preparation_Natural Gas_Conveyor Oven_E2 | F2 | Commercial | College (ID) | Existing | Food Preparation | Natural Gas | Conveyor Oven | E2 | RVT - Cost of Operation | 0.0084234 | 0.0086034 | 0.0087992 | 0.0090114 | 0.0092415 | 0.0095125 | 0.0097777 | 0.01003 | 0.010262 | 0.010489 | 0.010727 | 0.010949 | 0.011185 | 0.011415 | 0.01162 | 0.011809 | 0.011977 | 0.012141 | 0.012313 | 0.012477 | 0.012642 | 0.012866 | 0.013092 | 0.013324 | 0.013561 | 0.013802 | 0.014047
F2_Commercial_College (ID)_Existing_Food Preparation_Natural Gas_Conveyor Oven_E3 | F2 | Commercial | College (ID) | Existing | Food Preparation | Natural Gas | Conveyor Oven | E3 | RVT - Cost of Operation | 0 | 0 | 0 | 0 | 0 | 0 | 0 | 0 | 0 | 0 | 0 | 0 | 0 | 0 | 0 | 0 | 0 | 0 | 0 | 0 | 0 | 0 | 0 | 0 | 0 | 0 | 0
F2_Commercial_College (ID)_Existing_Food Preparation_Natural Gas_Conveyor Oven_E4 | F2 | Commercial | College (ID) | Existing | Food Preparation | Natural Gas | Conveyor Oven | E4 | RVT - Cost of Operation | 0 | 0 | 0 | 0 | 0 | 0 | 0 | 0 | 0 | 0 | 0 | 0 | 0 | 0 | 0 | 0 | 0 | 0 | 0 | 0 | 0 | 0 | 0 | 0 | 0 | 0 | 0
F2_Commercial_College (ID)_Existing_Food Preparation_Natural Gas_Conveyor Oven_E5 | F2 | Commercial | College (ID) | Existing | Food Preparation | Natural Gas | Conveyor Oven | E5 | RVT - Cost of Operation | 0 | 0 | 0 | 0 | 0 | 0 | 0 | 0 | 0 | 0 | 0 | 0 | 0 | 0 | 0 | 0 | 0 | 0 | 0 | 0 | 0 | 0 | 0 | 0 | 0 | 0 | 0
F2_Commercial_College (ID)_Existing_Food Preparation_Natural Gas_Conveyor Oven_E6 | F2 | Commercial | College (ID) | Existing | Food Preparation | Natural Gas | Conveyor Oven | E6 | RVT - Cost of Operation | 0 | 0 | 0 | 0 | 0 | 0 | 0 | 0 | 0 | 0 | 0 | 0 | 0 | 0 | 0 | 0 | 0 | 0 | 0 | 0 | 0 | 0 | 0 | 0 | 0 | 0 | 0
F2_Commercial_College (ID)_Existing_Food Preparation_Natural Gas_Conveyor Oven_E7 | F2 | Commercial | College (ID) | Existing | Food Preparation | Natural Gas | Conveyor Oven | E7 | RVT - Cost of Operation | 0 | 0 | 0 | 0 | 0 | 0 | 0 | 0 | 0 | 0 | 0 | 0 | 0 | 0 | 0 | 0 | 0 | 0 | 0 | 0 | 0 | 0 | 0 | 0 | 0 | 0 | 0
F2_Commercial_College (ID)_Existing_Food Preparation_Natural Gas_Conveyor Oven_E8 | F2 | Commercial | College (ID) | Existing | Food Preparation | Natural Gas | Conveyor Oven | E8 | RVT - Cost of Operation | 0 | 0 | 0 | 0 | 0 | 0 | 0 | 0 | 0 | 0 | 0 | 0 | 0 | 0 | 0 | 0 | 0 | 0 | 0 | 0 | 0 | 0 | 0 | 0 | 0 | 0 | 0
F2_Commercial_College (ID)_Existing_Food Preparation_Natural Gas_Conveyor Oven_E9 | F2 | Commercial | College (ID) | Existing | Food Preparation | Natural Gas | Conveyor Oven | E9 | RVT - Cost of Operation | 0 | 0 | 0 | 0 | 0 | 0 | 0 | 0 | 0 | 0 | 0 | 0 | 0 | 0 | 0 | 0 | 0 | 0 | 0 | 0 | 0 | 0 | 0 | 0 | 0 | 0 | 0
F2_Commercial_College (ID)_Existing_Food Preparation_Natural Gas_Conveyor Oven_E10 | F2 | Commercial | College (ID) | Existing | Food Preparation | Natural Gas | Conveyor Oven | E10 | RVT - Cost of Operation | 0 | 0 | 0 | 0 | 0 | 0 | 0 | 0 | 0 | 0 | 0 | 0 | 0 | 0 | 0 | 0 | 0 | 0 | 0 | 0 | 0 | 0 | 0 | 0 | 0 | 0 | 0
F3_Commercial_College (ID)_Existing_Food Preparation_Natural Gas_Conveyor Oven_E1 | F3 | Commercial | College (ID) | Existing | Food Preparation | Natural Gas | Conveyor Oven | E1 | System - kBTUs of Consumption | 2.3833 | 2.3833 | 2.3833 | 2.3833 | 2.3833 | 2.3833 | 2.3833 | 2.3833 | 2.3833 | 2.3833 | 2.3833 | 2.3833 | 2.3833 | 2.3833 | 2.3833 | 2.3833 | 2.3833 | 2.3833 | 2.3833 | 2.3833 | 2.3833 | 2.3833 | 2.3833 | 2.3833 | 2.3833 | 2.3833 | 2.3833
F3_Commercial_College (ID)_Existing_Food Preparation_Natural Gas_Conveyor Oven_E2 | F3 | Commercial | College (ID) | Existing | Food Preparation | Natural Gas | Conveyor Oven | E2 | System - kBTUs of Consumption | 1.8941 | 1.8941 | 1.8941 | 1.8941 | 1.8941 | 1.8941 | 1.8941 | 1.8941 | 1.8941 | 1.8941 | 1.8941 | 1.8941 | 1.8941 | 1.8941 | 1.8941 | 1.8941 | 1.8941 | 1.8941 | 1.8941 | 1.8941 | 1.8941 | 1.8941 | 1.8941 | 1.8941 | 1.8941 | 1.8941 | 1.8941
F3_Commercial_College (ID)_Existing_Food Preparation_Natural Gas_Conveyor Oven_E3 | F3 | Commercial | College (ID) | Existing | Food Preparation | Natural Gas | Conveyor Oven | E3 | System - kBTUs of Consumption | 0 | 0 | 0 | 0 | 0 | 0 | 0 | 0 | 0 | 0 | 0 | 0 | 0 | 0 | 0 | 0 | 0 | 0 | 0 | 0 | 0 | 0 | 0 | 0 | 0 | 0 | 0
F3_Commercial_College (ID)_Existing_Food Preparation_Natural Gas_Conveyor Oven_E4 | F3 | Commercial | College (ID) | Existing | Food Preparation | Natural Gas | Conveyor Oven | E4 | System - kBTUs of Consumption | 0 | 0 | 0 | 0 | 0 | 0 | 0 | 0 | 0 | 0 | 0 | 0 | 0 | 0 | 0 | 0 | 0 | 0 | 0 | 0 | 0 | 0 | 0 | 0 | 0 | 0 | 0
F3_Commercial_College (ID)_Existing_Food Preparation_Natural Gas_Conveyor Oven_E5 | F3 | Commercial | College (ID) | Existing | Food Preparation | Natural Gas | Conveyor Oven | E5 | System - kBTUs of Consumption | 0 | 0 | 0 | 0 | 0 | 0 | 0 | 0 | 0 | 0 | 0 | 0 | 0 | 0 | 0 | 0 | 0 | 0 | 0 | 0 | 0 | 0 | 0 | 0 | 0 | 0 | 0
F3_Commercial_College (ID)_Existing_Food Preparation_Natural Gas_Conveyor Oven_E6 | F3 | Commercial | College (ID) | Existing | Food Preparation | Natural Gas | Conveyor Oven | E6 | System - kBTUs of Consumption | 0 | 0 | 0 | 0 | 0 | 0 | 0 | 0 | 0 | 0 | 0 | 0 | 0 | 0 | 0 | 0 | 0 | 0 | 0 | 0 | 0 | 0 | 0 | 0 | 0 | 0 | 0
F3_Commercial_College (ID)_Existing_Food Preparation_Natural Gas_Conveyor Oven_E7 | F3 | Commercial | College (ID) | Existing | Food Preparation | Natural Gas | Conveyor Oven | E7 | System - kBTUs of Consumption | 0 | 0 | 0 | 0 | 0 | 0 | 0 | 0 | 0 | 0 | 0 | 0 | 0 | 0 | 0 | 0 | 0 | 0 | 0 | 0 | 0 | 0 | 0 | 0 | 0 | 0 | 0
F3_Commercial_College (ID)_Existing_Food Preparation_Natural Gas_Conveyor Oven_E8 | F3 | Commercial | College (ID) | Existing | Food Preparation | Natural Gas | Conveyor Oven | E8 | System - kBTUs of Consumption | 0 | 0 | 0 | 0 | 0 | 0 | 0 | 0 | 0 | 0 | 0 | 0 | 0 | 0 | 0 | 0 | 0 | 0 | 0 | 0 | 0 | 0 | 0 | 0 | 0 | 0 | 0
F3_Commercial_College (ID)_Existing_Food Preparation_Natural Gas_Conveyor Oven_E9 | F3 | Commercial | College (ID) | Existing | Food Preparation | Natural Gas | Conveyor Oven | E9 | System - kBTUs of Consumption | 0 | 0 | 0 | 0 | 0 | 0 | 0 | 0 | 0 | 0 | 0 | 0 | 0 | 0 | 0 | 0 | 0 | 0 | 0 | 0 | 0 | 0 | 0 | 0 | 0 | 0 | 0
F3_Commercial_College (ID)_Existing_Food Preparation_Natural Gas_Conveyor Oven_E10 | F3 | Commercial | College (ID) | Existing | Food Preparation | Natural Gas | Conveyor Oven | E10 | System - kBTUs of Consumption | 0 | 0 | 0 | 0 | 0 | 0 | 0 | 0 | 0 | 0 | 0 | 0 | 0 | 0 | 0 | 0 | 0 | 0 | 0 | 0 | 0 | 0 | 0 | 0 | 0 | 0 | 0
F4_Commercial_College (ID)_Existing_Food Preparation_Natural Gas_Conveyor Oven_E1 | F4 | Commercial | College (ID) | Existing | Food Preparation | Natural Gas | Conveyor Oven | E1 | Utility - Cost of Equipment | 5.0151e-05 | 5.0151e-05 | 5.0151e-05 | 5.0151e-05 | 5.0151e-05 | 5.0151e-05 | 5.0151e-05 | 5.0151e-05 | 5.0151e-05 | 5.0151e-05 | 5.0151e-05 | 5.0151e-05 | 5.0151e-05 | 5.0151e-05 | 5.0151e-05 | 5.0151e-05 | 5.0151e-05 | 5.0151e-05 | 5.0151e-05 | 5.0151e-05 | 5.0151e-05 | 5.0151e-05 | 5.0151e-05 | 5.0151e-05 | 5.0151e-05 | 5.0151e-05 | 5.0151e-05
F4_Commercial_College (ID)_Existing_Food Preparation_Natural Gas_Conveyor Oven_E2 | F4 | Commercial | College (ID) | Existing | Food Preparation | Natural Gas | Conveyor Oven | E2 | Utility - Cost of Equipment | 0.00010625 | 0.00010625 | 0.00010625 | 0.00010625 | 0.00010625 | 0.00010625 | 0.00010625 | 0.00010625 | 0.00010625 | 0.00010625 | 0.00010625 | 0.00010625 | 0.00010625 | 0.00010625 | 0.00010625 | 0.00010625 | 0.00010625 | 0.00010625 | 0.00010625 | 0.00010625 | 0.00010625 | 0.00010625 | 0.00010625 | 0.00010625 | 0.00010625 | 0.00010625 | 0.00010625
F4_Commercial_College (ID)_Existing_Food Preparation_Natural Gas_Conveyor Oven_E3 | F4 | Commercial | College (ID) | Existing | Food Preparation | Natural Gas | Conveyor Oven | E3 | Utility - Cost of Equipment | 0 | 0 | 0 | 0 | 0 | 0 | 0 | 0 | 0 | 0 | 0 | 0 | 0 | 0 | 0 | 0 | 0 | 0 | 0 | 0 | 0 | 0 | 0 | 0 | 0 | 0 | 0
F4_Commercial_College (ID)_Existing_Food Preparation_Natural Gas_Conveyor Oven_E4 | F4 | Commercial | College (ID) | Existing | Food Preparation | Natural Gas | Conveyor Oven | E4 | Utility - Cost of Equipment | 0 | 0 | 0 | 0 | 0 | 0 | 0 | 0 | 0 | 0 | 0 | 0 | 0 | 0 | 0 | 0 | 0 | 0 | 0 | 0 | 0 | 0 | 0 | 0 | 0 | 0 | 0
F4_Commercial_College (ID)_Existing_Food Preparation_Natural Gas_Conveyor Oven_E5 | F4 | Commercial | College (ID) | Existing | Food Preparation | Natural Gas | Conveyor Oven | E5 | Utility - Cost of Equipment | 0 | 0 | 0 | 0 | 0 | 0 | 0 | 0 | 0 | 0 | 0 | 0 | 0 | 0 | 0 | 0 | 0 | 0 | 0 | 0 | 0 | 0 | 0 | 0 | 0 | 0 | 0
F4_Commercial_College (ID)_Existing_Food Preparation_Natural Gas_Conveyor Oven_E6 | F4 | Commercial | College (ID) | Existing | Food Preparation | Natural Gas | Conveyor Oven | E6 | Utility - Cost of Equipment | 0 | 0 | 0 | 0 | 0 | 0 | 0 | 0 | 0 | 0 | 0 | 0 | 0 | 0 | 0 | 0 | 0 | 0 | 0 | 0 | 0 | 0 | 0 | 0 | 0 | 0 | 0
F4_Commercial_College (ID)_Existing_Food Preparation_Natural Gas_Conveyor Oven_E7 | F4 | Commercial | College (ID) | Existing | Food Preparation | Natural Gas | Conveyor Oven | E7 | Utility - Cost of Equipment | 0 | 0 | 0 | 0 | 0 | 0 | 0 | 0 | 0 | 0 | 0 | 0 | 0 | 0 | 0 | 0 | 0 | 0 | 0 | 0 | 0 | 0 | 0 | 0 | 0 | 0 | 0
F4_Commercial_College (ID)_Existing_Food Preparation_Natural Gas_Conveyor Oven_E8 | F4 | Commercial | College (ID) | Existing | Food Preparation | Natural Gas | Conveyor Oven | E8 | Utility - Cost of Equipment | 0 | 0 | 0 | 0 | 0 | 0 | 0 | 0 | 0 | 0 | 0 | 0 | 0 | 0 | 0 | 0 | 0 | 0 | 0 | 0 | 0 | 0 | 0 | 0 | 0 | 0 | 0
F4_Commercial_College (ID)_Existing_Food Preparation_Natural Gas_Conveyor Oven_E9 | F4 | Commercial | College (ID) | Existing | Food Preparation | Natural Gas | Conveyor Oven | E9 | Utility - Cost of Equipment | 0 | 0 | 0 | 0 | 0 | 0 | 0 | 0 | 0 | 0 | 0 | 0 | 0 | 0 | 0 | 0 | 0 | 0 | 0 | 0 | 0 | 0 | 0 | 0 | 0 | 0 | 0
F4_Commercial_College (ID)_Existing_Food Preparation_Natural Gas_Conveyor Oven_E10 | F4 | Commercial | College (ID) | Existing | Food Preparation | Natural Gas | Conveyor Oven | E10 | Utility - Cost of Equipment | 0 | 0 | 0 | 0 | 0 | 0 | 0 | 0 | 0 | 0 | 0 | 0 | 0 | 0 | 0 | 0 | 0 | 0 | 0 | 0 | 0 | 0 | 0 | 0 | 0 | 0 | 0
F5_Commercial_College (ID)_Existing_Food Preparation_Natural Gas_Conveyor Oven_E1 | F5 | Commercial | College (ID) | Existing | Food Preparation | Natural Gas | Conveyor Oven | E1 | Utility - Cost of Operation | 0.009143 | 0.0093884 | 0.009658 | 0.0099534 | 0.010277 | 0.010654 | 0.011036 | 0.011413 | 0.011777 | 0.012147 | 0.012451 | 0.01274 | 0.013049 | 0.013353 | 0.013631 | 0.013896 | 0.01414 | 0.014383 | 0.014639 | 0.014891 | 0.01515 | 0.015418 | 0.015689 | 0.015967 | 0.016251 | 0.01654 | 0.016834
F5_Commercial_College (ID)_Existing_Food Preparation_Natural Gas_Conveyor Oven_E2 | F5 | Commercial | College (ID) | Existing | Food Preparation | Natural Gas | Conveyor Oven | E2 | Utility - Cost of Operation | 0.0072663 | 0.0074613 | 0.0076755 | 0.0079103 | 0.0081675 | 0.008467 | 0.0087709 | 0.0090707 | 0.0093599 | 0.0096533 | 0.0098954 | 0.010125 | 0.01037 | 0.010612 | 0.010833 | 0.011044 | 0.011238 | 0.01143 | 0.011634 | 0.011835 | 0.01204 | 0.012253 | 0.012468 | 0.01269 | 0.012915 | 0.013145 | 0.013378
F5_Commercial_College (ID)_Existing_Food Preparation_Natural Gas_Conveyor Oven_E3 | F5 | Commercial | College (ID) | Existing | Food Preparation | Natural Gas | Conveyor Oven | E3 | Utility - Cost of Operation | 0 | 0 | 0 | 0 | 0 | 0 | 0 | 0 | 0 | 0 | 0 | 0 | 0 | 0 | 0 | 0 | 0 | 0 | 0 | 0 | 0 | 0 | 0 | 0 | 0 | 0 | 0
F5_Commercial_College (ID)_Existing_Food Preparation_Natural Gas_Conveyor Oven_E4 | F5 | Commercial | College (ID) | Existing | Food Preparation | Natural Gas | Conveyor Oven | E4 | Utility - Cost of Operation | 0 | 0 | 0 | 0 | 0 | 0 | 0 | 0 | 0 | 0 | 0 | 0 | 0 | 0 | 0 | 0 | 0 | 0 | 0 | 0 | 0 | 0 | 0 | 0 | 0 | 0 | 0
F5_Commercial_College (ID)_Existing_Food Preparation_Natural Gas_Conveyor Oven_E5 | F5 | Commercial | College (ID) | Existing | Food Preparation | Natural Gas | Conveyor Oven | E5 | Utility - Cost of Operation | 0 | 0 | 0 | 0 | 0 | 0 | 0 | 0 | 0 | 0 | 0 | 0 | 0 | 0 | 0 | 0 | 0 | 0 | 0 | 0 | 0 | 0 | 0 | 0 | 0 | 0 | 0
F5_Commercial_College (ID)_Existing_Food Preparation_Natural Gas_Conveyor Oven_E6 | F5 | Commercial | College (ID) | Existing | Food Preparation | Natural Gas | Conveyor Oven | E6 | Utility - Cost of Operation | 0 | 0 | 0 | 0 | 0 | 0 | 0 | 0 | 0 | 0 | 0 | 0 | 0 | 0 | 0 | 0 | 0 | 0 | 0 | 0 | 0 | 0 | 0 | 0 | 0 | 0 | 0
F5_Commercial_College (ID)_Existing_Food Preparation_Natural Gas_Conveyor Oven_E7 | F5 | Commercial | College (ID) | Existing | Food Preparation | Natural Gas | Conveyor Oven | E7 | Utility - Cost of Operation | 0 | 0 | 0 | 0 | 0 | 0 | 0 | 0 | 0 | 0 | 0 | 0 | 0 | 0 | 0 | 0 | 0 | 0 | 0 | 0 | 0 | 0 | 0 | 0 | 0 | 0 | 0
F5_Commercial_College (ID)_Existing_Food Preparation_Natural Gas_Conveyor Oven_E8 | F5 | Commercial | College (ID) | Existing | Food Preparation | Natural Gas | Conveyor Oven | E8 | Utility - Cost of Operation | 0 | 0 | 0 | 0 | 0 | 0 | 0 | 0 | 0 | 0 | 0 | 0 | 0 | 0 | 0 | 0 | 0 | 0 | 0 | 0 | 0 | 0 | 0 | 0 | 0 | 0 | 0
F5_Commercial_College (ID)_Existing_Food Preparation_Natural Gas_Conveyor Oven_E9 | F5 | Commercial | College (ID) | Existing | Food Preparation | Natural Gas | Conveyor Oven | E9 | Utility - Cost of Operation | 0 | 0 | 0 | 0 | 0 | 0 | 0 | 0 | 0 | 0 | 0 | 0 | 0 | 0 | 0 | 0 | 0 | 0 | 0 | 0 | 0 | 0 | 0 | 0 | 0 | 0 | 0
F5_Commercial_College (ID)_Existing_Food Preparation_Natural Gas_Conveyor Oven_E10 | F5 | Commercial | College (ID) | Existing | Food Preparation | Natural Gas | Conveyor Oven | E10 | Utility - Cost of Operation | 0 | 0 | 0 | 0 | 0 | 0 | 0 | 0 | 0 | 0 | 0 | 0 | 0 | 0 | 0 | 0 | 0 | 0 | 0 | 0 | 0 | 0 | 0 | 0 | 0 | 0 | 0
F6_Commercial_College (ID)_Existing_Food Preparation_Natural Gas_Conveyor Oven_E1 | F6 | Commercial | College (ID) | Existing | Food Preparation | Natural Gas | Conveyor Oven | E1 | Utility - Value of Sales | 0.010599 | 0.010826 | 0.011072 | 0.011339 | 0.011628 | 0.011969 | 0.012303 | 0.012621 | 0.012912 | 0.013198 | 0.013497 | 0.013777 | 0.014074 | 0.014363 | 0.014621 | 0.014859 | 0.015071 | 0.015277 | 0.015493 | 0.015699 | 0.015908 | 0.016189 | 0.016473 | 0.016766 | 0.017064 | 0.017367 | 0.017675
F6_Commercial_College (ID)_Existing_Food Preparation_Natural Gas_Conveyor Oven_E2 | F6 | Commercial | College (ID) | Existing | Food Preparation | Natural Gas | Conveyor Oven | E2 | Utility - Value of Sales | 0.0084234 | 0.0086034 | 0.0087992 | 0.0090114 | 0.0092415 | 0.0095125 | 0.0097777 | 0.01003 | 0.010262 | 0.010489 | 0.010727 | 0.010949 | 0.011185 | 0.011415 | 0.01162 | 0.011809 | 0.011977 | 0.012141 | 0.012313 | 0.012477 | 0.012642 | 0.012866 | 0.013092 | 0.013324 | 0.013561 | 0.013802 | 0.014047
F6_Commercial_College (ID)_Existing_Food Preparation_Natural Gas_Conveyor Oven_E3 | F6 | Commercial | College (ID) | Existing | Food Preparation | Natural Gas | Conveyor Oven | E3 | Utility - Value of Sales | 0 | 0 | 0 | 0 | 0 | 0 | 0 | 0 | 0 | 0 | 0 | 0 | 0 | 0 | 0 | 0 | 0 | 0 | 0 | 0 | 0 | 0 | 0 | 0 | 0 | 0 | 0
F6_Commercial_College (ID)_Existing_Food Preparation_Natural Gas_Conveyor Oven_E4 | F6 | Commercial | College (ID) | Existing | Food Preparation | Natural Gas | Conveyor Oven | E4 | Utility - Value of Sales | 0 | 0 | 0 | 0 | 0 | 0 | 0 | 0 | 0 | 0 | 0 | 0 | 0 | 0 | 0 | 0 | 0 | 0 | 0 | 0 | 0 | 0 | 0 | 0 | 0 | 0 | 0
F6_Commercial_College (ID)_Existing_Food Preparation_Natural Gas_Conveyor Oven_E5 | F6 | Commercial | College (ID) | Existing | Food Preparation | Natural Gas | Conveyor Oven | E5 | Utility - Value of Sales | 0 | 0 | 0 | 0 | 0 | 0 | 0 | 0 | 0 | 0 | 0 | 0 | 0 | 0 | 0 | 0 | 0 | 0 | 0 | 0 | 0 | 0 | 0 | 0 | 0 | 0 | 0
F6_Commercial_College (ID)_Existing_Food Preparation_Natural Gas_Conveyor Oven_E6 | F6 | Commercial | College (ID) | Existing | Food Preparation | Natural Gas | Conveyor Oven | E6 | Utility - Value of Sales | 0 | 0 | 0 | 0 | 0 | 0 | 0 | 0 | 0 | 0 | 0 | 0 | 0 | 0 | 0 | 0 | 0 | 0 | 0 | 0 | 0 | 0 | 0 | 0 | 0 | 0 | 0
F6_Commercial_College (ID)_Existing_Food Preparation_Natural Gas_Conveyor Oven_E7 | F6 | Commercial | College (ID) | Existing | Food Preparation | Natural Gas | Conveyor Oven | E7 | Utility - Value of Sales | 0 | 0 | 0 | 0 | 0 | 0 | 0 | 0 | 0 | 0 | 0 | 0 | 0 | 0 | 0 | 0 | 0 | 0 | 0 | 0 | 0 | 0 | 0 | 0 | 0 | 0 | 0
F6_Commercial_College (ID)_Existing_Food Preparation_Natural Gas_Conveyor Oven_E8 | F6 | Commercial | College (ID) | Existing | Food Preparation | Natural Gas | Conveyor Oven | E8 | Utility - Value of Sales | 0 | 0 | 0 | 0 | 0 | 0 | 0 | 0 | 0 | 0 | 0 | 0 | 0 | 0 | 0 | 0 | 0 | 0 | 0 | 0 | 0 | 0 | 0 | 0 | 0 | 0 | 0
F6_Commercial_College (ID)_Existing_Food Preparation_Natural Gas_Conveyor Oven_E9 | F6 | Commercial | College (ID) | Existing | Food Preparation | Natural Gas | Conveyor Oven | E9 | Utility - Value of Sales | 0 | 0 | 0 | 0 | 0 | 0 | 0 | 0 | 0 | 0 | 0 | 0 | 0 | 0 | 0 | 0 | 0 | 0 | 0 | 0 | 0 | 0 | 0 | 0 | 0 | 0 | 0
F6_Commercial_College (ID)_Existing_Food Preparation_Natural Gas_Conveyor Oven_E10 | F6 | Commercial | College (ID) | Existing | Food Preparation | Natural Gas | Conveyor Oven | E10 | Utility - Value of Sales | 0 | 0 | 0 | 0 | 0 | 0 | 0 | 0 | 0 | 0 | 0 | 0 | 0 | 0 | 0 | 0 | 0 | 0 | 0 | 0 | 0 | 0 | 0 | 0 | 0 | 0 | 0
F1_Commercial_College (ID)_Existing_Food Preparation_Natural Gas_Double Rack Oven_E1 | F1 | Commercial | College (ID) | Existing | Food Preparation | Natural Gas | Double Rack Oven | E1 | RVT - Cost of Equipment | 0.00010629 | 0.00010629 | 0.00010629 | 0.00010629 | 0.00010629 | 0.00010629 | 0.00010629 | 0.00010629 | 0.00010629 | 0.00010629 | 0.00010629 | 0.00010629 | 0.00010629 | 0.00010629 | 0.00010629 | 0.00010629 | 0.00010629 | 0.00010629 | 0.00010629 | 0.00010629 | 0.00010629 | 0.00010629 | 0.00010629 | 0.00010629 | 0.00010629 | 0.00010629 | 0.00010629
F1_Commercial_College (ID)_Existing_Food Preparation_Natural Gas_Double Rack Oven_E2 | F1 | Commercial | College (ID) | Existing | Food Preparation | Natural Gas | Double Rack Oven | E2 | RVT - Cost of Equipment | 0.0004822 | 0.0004822 | 0.0004822 | 0.0004822 | 0.0004822 | 0.0004822 | 0.0004822 | 0.0004822 | 0.0004822 | 0.0004822 | 0.0004822 | 0.0004822 | 0.0004822 | 0.0004822 | 0.0004822 | 0.0004822 | 0.0004822 | 0.0004822 | 0.0004822 | 0.0004822 | 0.0004822 | 0.0004822 | 0.0004822 | 0.0004822 | 0.0004822 | 0.0004822 | 0.0004822
F1_Commercial_College (ID)_Existing_Food Preparation_Natural Gas_Double Rack Oven_E3 | F1 | Commercial | College (ID) | Existing | Food Preparation | Natural Gas | Double Rack Oven | E3 | RVT - Cost of Equipment | 0 | 0 | 0 | 0 | 0 | 0 | 0 | 0 | 0 | 0 | 0 | 0 | 0 | 0 | 0 | 0 | 0 | 0 | 0 | 0 | 0 | 0 | 0 | 0 | 0 | 0 | 0
F1_Commercial_College (ID)_Existing_Food Preparation_Natural Gas_Double Rack Oven_E4 | F1 | Commercial | College (ID) | Existing | Food Preparation | Natural Gas | Double Rack Oven | E4 | RVT - Cost of Equipment | 0 | 0 | 0 | 0 | 0 | 0 | 0 | 0 | 0 | 0 | 0 | 0 | 0 | 0 | 0 | 0 | 0 | 0 | 0 | 0 | 0 | 0 | 0 | 0 | 0 | 0 | 0
F1_Commercial_College (ID)_Existing_Food Preparation_Natural Gas_Double Rack Oven_E5 | F1 | Commercial | College (ID) | Existing | Food Preparation | Natural Gas | Double Rack Oven | E5 | RVT - Cost of Equipment | 0 | 0 | 0 | 0 | 0 | 0 | 0 | 0 | 0 | 0 | 0 | 0 | 0 | 0 | 0 | 0 | 0 | 0 | 0 | 0 | 0 | 0 | 0 | 0 | 0 | 0 | 0
F1_Commercial_College (ID)_Existing_Food Preparation_Natural Gas_Double Rack Oven_E6 | F1 | Commercial | College (ID) | Existing | Food Preparation | Natural Gas | Double Rack Oven | E6 | RVT - Cost of Equipment | 0 | 0 | 0 | 0 | 0 | 0 | 0 | 0 | 0 | 0 | 0 | 0 | 0 | 0 | 0 | 0 | 0 | 0 | 0 | 0 | 0 | 0 | 0 | 0 | 0 | 0 | 0
F1_Commercial_College (ID)_Existing_Food Preparation_Natural Gas_Double Rack Oven_E7 | F1 | Commercial | College (ID) | Existing | Food Preparation | Natural Gas | Double Rack Oven | E7 | RVT - Cost of Equipment | 0 | 0 | 0 | 0 | 0 | 0 | 0 | 0 | 0 | 0 | 0 | 0 | 0 | 0 | 0 | 0 | 0 | 0 | 0 | 0 | 0 | 0 | 0 | 0 | 0 | 0 | 0
F1_Commercial_College (ID)_Existing_Food Preparation_Natural Gas_Double Rack Oven_E8 | F1 | Commercial | College (ID) | Existing | Food Preparation | Natural Gas | Double Rack Oven | E8 | RVT - Cost of Equipment | 0 | 0 | 0 | 0 | 0 | 0 | 0 | 0 | 0 | 0 | 0 | 0 | 0 | 0 | 0 | 0 | 0 | 0 | 0 | 0 | 0 | 0 | 0 | 0 | 0 | 0 | 0
F1_Commercial_College (ID)_Existing_Food Preparation_Natural Gas_Double Rack Oven_E9 | F1 | Commercial | College (ID) | Existing | Food Preparation | Natural Gas | Double Rack Oven | E9 | RVT - Cost of Equipment | 0 | 0 | 0 | 0 | 0 | 0 | 0 | 0 | 0 | 0 | 0 | 0 | 0 | 0 | 0 | 0 | 0 | 0 | 0 | 0 | 0 | 0 | 0 | 0 | 0 | 0 | 0
F1_Commercial_College (ID)_Existing_Food Preparation_Natural Gas_Double Rack Oven_E10 | F1 | Commercial | College (ID) | Existing | Food Preparation | Natural Gas | Double Rack Oven | E10 | RVT - Cost of Equipment | 0 | 0 | 0 | 0 | 0 | 0 | 0 | 0 | 0 | 0 | 0 | 0 | 0 | 0 | 0 | 0 | 0 | 0 | 0 | 0 | 0 | 0 | 0 | 0 | 0 | 0 | 0
F2_Commercial_College (ID)_Existing_Food Preparation_Natural Gas_Double Rack Oven_E1 | F2 | Commercial | College (ID) | Existing | Food Preparation | Natural Gas | Double Rack Oven | E1 | RVT - Cost of Operation | 0.0172 | 0.017525 | 0.017906 | 0.018351 | 0.01886 | 0.019496 | 0.020133 | 0.020738 | 0.021286 | 0.021817 | 0.022368 | 0.022868 | 0.023396 | 0.023895 | 0.024325 | 0.024712 | 0.02504 | 0.025353 | 0.025687 | 0.025998 | 0.02631 | 0.026774 | 0.027243 | 0.027727 | 0.02822 | 0.028721 | 0.029231
F2_Commercial_College (ID)_Existing_Food Preparation_Natural Gas_Double Rack Oven_E2 | F2 | Commercial | College (ID) | Existing | Food Preparation | Natural Gas | Double Rack Oven | E2 | RVT - Cost of Operation | 0.010656 | 0.010857 | 0.011093 | 0.011369 | 0.011684 | 0.012078 | 0.012473 | 0.012848 | 0.013188 | 0.013517 | 0.013858 | 0.014167 | 0.014494 | 0.014804 | 0.01507 | 0.01531 | 0.015513 | 0.015707 | 0.015914 | 0.016106 | 0.0163 | 0.016587 | 0.016878 | 0.017178 | 0.017483 | 0.017794 | 0.01811
F2_Commercial_College (ID)_Existing_Food Preparation_Natural Gas_Double Rack Oven_E3 | F2 | Commercial | College (ID) | Existing | Food Preparation | Natural Gas | Double Rack Oven | E3 | RVT - Cost of Operation | 0 | 0 | 0 | 0 | 0 | 0 | 0 | 0 | 0 | 0 | 0 | 0 | 0 | 0 | 0 | 0 | 0 | 0 | 0 | 0 | 0 | 0 | 0 | 0 | 0 | 0 | 0
F2_Commercial_College (ID)_Existing_Food Preparation_Natural Gas_Double Rack Oven_E4 | F2 | Commercial | College (ID) | Existing | Food Preparation | Natural Gas | Double Rack Oven | E4 | RVT - Cost of Operation | 0 | 0 | 0 | 0 | 0 | 0 | 0 | 0 | 0 | 0 | 0 | 0 | 0 | 0 | 0 | 0 | 0 | 0 | 0 | 0 | 0 | 0 | 0 | 0 | 0 | 0 | 0
F2_Commercial_College (ID)_Existing_Food Preparation_Natural Gas_Double Rack Oven_E5 | F2 | Commercial | College (ID) | Existing | Food Preparation | Natural Gas | Double Rack Oven | E5 | RVT - Cost of Operation | 0 | 0 | 0 | 0 | 0 | 0 | 0 | 0 | 0 | 0 | 0 | 0 | 0 | 0 | 0 | 0 | 0 | 0 | 0 | 0 | 0 | 0 | 0 | 0 | 0 | 0 | 0
F2_Commercial_College (ID)_Existing_Food Preparation_Natural Gas_Double Rack Oven_E6 | F2 | Commercial | College (ID) | Existing | Food Preparation | Natural Gas | Double Rack Oven | E6 | RVT - Cost of Operation | 0 | 0 | 0 | 0 | 0 | 0 | 0 | 0 | 0 | 0 | 0 | 0 | 0 | 0 | 0 | 0 | 0 | 0 | 0 | 0 | 0 | 0 | 0 | 0 | 0 | 0 | 0
F2_Commercial_College (ID)_Existing_Food Preparation_Natural Gas_Double Rack Oven_E7 | F2 | Commercial | College (ID) | Existing | Food Preparation | Natural Gas | Double Rack Oven | E7 | RVT - Cost of Operation | 0 | 0 | 0 | 0 | 0 | 0 | 0 | 0 | 0 | 0 | 0 | 0 | 0 | 0 | 0 | 0 | 0 | 0 | 0 | 0 | 0 | 0 | 0 | 0 | 0 | 0 | 0
F2_Commercial_College (ID)_Existing_Food Preparation_Natural Gas_Double Rack Oven_E8 | F2 | Commercial | College (ID) | Existing | Food Preparation | Natural Gas | Double Rack Oven | E8 | RVT - Cost of Operation | 0 | 0 | 0 | 0 | 0 | 0 | 0 | 0 | 0 | 0 | 0 | 0 | 0 | 0 | 0 | 0 | 0 | 0 | 0 | 0 | 0 | 0 | 0 | 0 | 0 | 0 | 0
F2_Commercial_College (ID)_Existing_Food Preparation_Natural Gas_Double Rack Oven_E9 | F2 | Commercial | College (ID) | Existing | Food Preparation | Natural Gas | Double Rack Oven | E9 | RVT - Cost of Operation | 0 | 0 | 0 | 0 | 0 | 0 | 0 | 0 | 0 | 0 | 0 | 0 | 0 | 0 | 0 | 0 | 0 | 0 | 0 | 0 | 0 | 0 | 0 | 0 | 0 | 0 | 0
F2_Commercial_College (ID)_Existing_Food Preparation_Natural Gas_Double Rack Oven_E10 | F2 | Commercial | College (ID) | Existing | Food Preparation | Natural Gas | Double Rack Oven | E10 | RVT - Cost of Operation | 0 | 0 | 0 | 0 | 0 | 0 | 0 | 0 | 0 | 0 | 0 | 0 | 0 | 0 | 0 | 0 | 0 | 0 | 0 | 0 | 0 | 0 | 0 | 0 | 0 | 0 | 0
F3_Commercial_College (ID)_Existing_Food Preparation_Natural Gas_Double Rack Oven_E1 | F3 | Commercial | College (ID) | Existing | Food Preparation | Natural Gas | Double Rack Oven | E1 | System - kBTUs of Consumption | 4.1032 | 4.1032 | 4.1032 | 4.1032 | 4.1032 | 4.1032 | 4.1032 | 4.1032 | 4.1032 | 4.1032 | 4.1032 | 4.1032 | 4.1032 | 4.1032 | 4.1032 | 4.1032 | 4.1032 | 4.1032 | 4.1032 | 4.1032 | 4.1032 | 4.1032 | 4.1032 | 4.1032 | 4.1032 | 4.1032 | 4.1032
F3_Commercial_College (ID)_Existing_Food Preparation_Natural Gas_Double Rack Oven_E2 | F3 | Commercial | College (ID) | Existing | Food Preparation | Natural Gas | Double Rack Oven | E2 | System - kBTUs of Consumption | 2.5421 | 2.5421 | 2.5421 | 2.5421 | 2.5421 | 2.5421 | 2.5421 | 2.5421 | 2.5421 | 2.5421 | 2.5421 | 2.5421 | 2.5421 | 2.5421 | 2.5421 | 2.5421 | 2.5421 | 2.5421 | 2.5421 | 2.5421 | 2.5421 | 2.5421 | 2.5421 | 2.5421 | 2.5421 | 2.5421 | 2.5421
F3_Commercial_College (ID)_Existing_Food Preparation_Natural Gas_Double Rack Oven_E3 | F3 | Commercial | College (ID) | Existing | Food Preparation | Natural Gas | Double Rack Oven | E3 | System - kBTUs of Consumption | 0 | 0 | 0 | 0 | 0 | 0 | 0 | 0 | 0 | 0 | 0 | 0 | 0 | 0 | 0 | 0 | 0 | 0 | 0 | 0 | 0 | 0 | 0 | 0 | 0 | 0 | 0
F3_Commercial_College (ID)_Existing_Food Preparation_Natural Gas_Double Rack Oven_E4 | F3 | Commercial | College (ID) | Existing | Food Preparation | Natural Gas | Double Rack Oven | E4 | System - kBTUs of Consumption | 0 | 0 | 0 | 0 | 0 | 0 | 0 | 0 | 0 | 0 | 0 | 0 | 0 | 0 | 0 | 0 | 0 | 0 | 0 | 0 | 0 | 0 | 0 | 0 | 0 | 0 | 0
F3_Commercial_College (ID)_Existing_Food Preparation_Natural Gas_Double Rack Oven_E5 | F3 | Commercial | College (ID) | Existing | Food Preparation | Natural Gas | Double Rack Oven | E5 | System - kBTUs of Consumption | 0 | 0 | 0 | 0 | 0 | 0 | 0 | 0 | 0 | 0 | 0 | 0 | 0 | 0 | 0 | 0 | 0 | 0 | 0 | 0 | 0 | 0 | 0 | 0 | 0 | 0 | 0
F3_Commercial_College (ID)_Existing_Food Preparation_Natural Gas_Double Rack Oven_E6 | F3 | Commercial | College (ID) | Existing | Food Preparation | Natural Gas | Double Rack Oven | E6 | System - kBTUs of Consumption | 0 | 0 | 0 | 0 | 0 | 0 | 0 | 0 | 0 | 0 | 0 | 0 | 0 | 0 | 0 | 0 | 0 | 0 | 0 | 0 | 0 | 0 | 0 | 0 | 0 | 0 | 0
F3_Commercial_College (ID)_Existing_Food Preparation_Natural Gas_Double Rack Oven_E7 | F3 | Commercial | College (ID) | Existing | Food Preparation | Natural Gas | Double Rack Oven | E7 | System - kBTUs of Consumption | 0 | 0 | 0 | 0 | 0 | 0 | 0 | 0 | 0 | 0 | 0 | 0 | 0 | 0 | 0 | 0 | 0 | 0 | 0 | 0 | 0 | 0 | 0 | 0 | 0 | 0 | 0
F3_Commercial_College (ID)_Existing_Food Preparation_Natural Gas_Double Rack Oven_E8 | F3 | Commercial | College (ID) | Existing | Food Preparation | Natural Gas | Double Rack Oven | E8 | System - kBTUs of Consumption | 0 | 0 | 0 | 0 | 0 | 0 | 0 | 0 | 0 | 0 | 0 | 0 | 0 | 0 | 0 | 0 | 0 | 0 | 0 | 0 | 0 | 0 | 0 | 0 | 0 | 0 | 0
F3_Commercial_College (ID)_Existing_Food Preparation_Natural Gas_Double Rack Oven_E9 | F3 | Commercial | College (ID) | Existing | Food Preparation | Natural Gas | Double Rack Oven | E9 | System - kBTUs of Consumption | 0 | 0 | 0 | 0 | 0 | 0 | 0 | 0 | 0 | 0 | 0 | 0 | 0 | 0 | 0 | 0 | 0 | 0 | 0 | 0 | 0 | 0 | 0 | 0 | 0 | 0 | 0
F3_Commercial_College (ID)_Existing_Food Preparation_Natural Gas_Double Rack Oven_E10 | F3 | Commercial | College (ID) | Existing | Food Preparation | Natural Gas | Double Rack Oven | E10 | System - kBTUs of Consumption | 0 | 0 | 0 | 0 | 0 | 0 | 0 | 0 | 0 | 0 | 0 | 0 | 0 | 0 | 0 | 0 | 0 | 0 | 0 | 0 | 0 | 0 | 0 | 0 | 0 | 0 | 0
F4_Commercial_College (ID)_Existing_Food Preparation_Natural Gas_Double Rack Oven_E1 | F4 | Commercial | College (ID) | Existing | Food Preparation | Natural Gas | Double Rack Oven | E1 | Utility - Cost of Equipment | 0.00010629 | 0.00010629 | 0.00010629 | 0.00010629 | 0.00010629 | 0.00010629 | 0.00010629 | 0.00010629 | 0.00010629 | 0.00010629 | 0.00010629 | 0.00010629 | 0.00010629 | 0.00010629 | 0.00010629 | 0.00010629 | 0.00010629 | 0.00010629 | 0.00010629 | 0.00010629 | 0.00010629 | 0.00010629 | 0.00010629 | 0.00010629 | 0.00010629 | 0.00010629 | 0.00010629
F4_Commercial_College (ID)_Existing_Food Preparation_Natural Gas_Double Rack Oven_E2 | F4 | Commercial | College (ID) | Existing | Food Preparation | Natural Gas | Double Rack Oven | E2 | Utility - Cost of Equipment | 0.0004822 | 0.0004822 | 0.0004822 | 0.0004822 | 0.0004822 | 0.0004822 | 0.0004822 | 0.0004822 | 0.0004822 | 0.0004822 | 0.0004822 | 0.0004822 | 0.0004822 | 0.0004822 | 0.0004822 | 0.0004822 | 0.0004822 | 0.0004822 | 0.0004822 | 0.0004822 | 0.0004822 | 0.0004822 | 0.0004822 | 0.0004822 | 0.0004822 | 0.0004822 | 0.0004822
F4_Commercial_College (ID)_Existing_Food Preparation_Natural Gas_Double Rack Oven_E3 | F4 | Commercial | College (ID) | Existing | Food Preparation | Natural Gas | Double Rack Oven | E3 | Utility - Cost of Equipment | 0 | 0 | 0 | 0 | 0 | 0 | 0 | 0 | 0 | 0 | 0 | 0 | 0 | 0 | 0 | 0 | 0 | 0 | 0 | 0 | 0 | 0 | 0 | 0 | 0 | 0 | 0
F4_Commercial_College (ID)_Existing_Food Preparation_Natural Gas_Double Rack Oven_E4 | F4 | Commercial | College (ID) | Existing | Food Preparation | Natural Gas | Double Rack Oven | E4 | Utility - Cost of Equipment | 0 | 0 | 0 | 0 | 0 | 0 | 0 | 0 | 0 | 0 | 0 | 0 | 0 | 0 | 0 | 0 | 0 | 0 | 0 | 0 | 0 | 0 | 0 | 0 | 0 | 0 | 0
F4_Commercial_College (ID)_Existing_Food Preparation_Natural Gas_Double Rack Oven_E5 | F4 | Commercial | College (ID) | Existing | Food Preparation | Natural Gas | Double Rack Oven | E5 | Utility - Cost of Equipment | 0 | 0 | 0 | 0 | 0 | 0 | 0 | 0 | 0 | 0 | 0 | 0 | 0 | 0 | 0 | 0 | 0 | 0 | 0 | 0 | 0 | 0 | 0 | 0 | 0 | 0 | 0
F4_Commercial_College (ID)_Existing_Food Preparation_Natural Gas_Double Rack Oven_E6 | F4 | Commercial | College (ID) | Existing | Food Preparation | Natural Gas | Double Rack Oven | E6 | Utility - Cost of Equipment | 0 | 0 | 0 | 0 | 0 | 0 | 0 | 0 | 0 | 0 | 0 | 0 | 0 | 0 | 0 | 0 | 0 | 0 | 0 | 0 | 0 | 0 | 0 | 0 | 0 | 0 | 0
F4_Commercial_College (ID)_Existing_Food Preparation_Natural Gas_Double Rack Oven_E7 | F4 | Commercial | College (ID) | Existing | Food Preparation | Natural Gas | Double Rack Oven | E7 | Utility - Cost of Equipment | 0 | 0 | 0 | 0 | 0 | 0 | 0 | 0 | 0 | 0 | 0 | 0 | 0 | 0 | 0 | 0 | 0 | 0 | 0 | 0 | 0 | 0 | 0 | 0 | 0 | 0 | 0
F4_Commercial_College (ID)_Existing_Food Preparation_Natural Gas_Double Rack Oven_E8 | F4 | Commercial | College (ID) | Existing | Food Preparation | Natural Gas | Double Rack Oven | E8 | Utility - Cost of Equipment | 0 | 0 | 0 | 0 | 0 | 0 | 0 | 0 | 0 | 0 | 0 | 0 | 0 | 0 | 0 | 0 | 0 | 0 | 0 | 0 | 0 | 0 | 0 | 0 | 0 | 0 | 0
F4_Commercial_College (ID)_Existing_Food Preparation_Natural Gas_Double Rack Oven_E9 | F4 | Commercial | College (ID) | Existing | Food Preparation | Natural Gas | Double Rack Oven | E9 | Utility - Cost of Equipment | 0 | 0 | 0 | 0 | 0 | 0 | 0 | 0 | 0 | 0 | 0 | 0 | 0 | 0 | 0 | 0 | 0 | 0 | 0 | 0 | 0 | 0 | 0 | 0 | 0 | 0 | 0
F4_Commercial_College (ID)_Existing_Food Preparation_Natural Gas_Double Rack Oven_E10 | F4 | Commercial | College (ID) | Existing | Food Preparation | Natural Gas | Double Rack Oven | E10 | Utility - Cost of Equipment | 0 | 0 | 0 | 0 | 0 | 0 | 0 | 0 | 0 | 0 | 0 | 0 | 0 | 0 | 0 | 0 | 0 | 0 | 0 | 0 | 0 | 0 | 0 | 0 | 0 | 0 | 0
F5_Commercial_College (ID)_Existing_Food Preparation_Natural Gas_Double Rack Oven_E1 | F5 | Commercial | College (ID) | Existing | Food Preparation | Natural Gas | Double Rack Oven | E1 | Utility - Cost of Operation | 0.014603 | 0.014971 | 0.015407 | 0.015907 | 0.016472 | 0.01716 | 0.017867 | 0.018568 | 0.019243 | 0.019927 | 0.020471 | 0.020981 | 0.021529 | 0.022065 | 0.022545 | 0.022993 | 0.023396 | 0.023793 | 0.024218 | 0.024631 | 0.025057 | 0.025499 | 0.025946 | 0.026407 | 0.026876 | 0.027353 | 0.027839
F5_Commercial_College (ID)_Existing_Food Preparation_Natural Gas_Double Rack Oven_E2 | F5 | Commercial | College (ID) | Existing | Food Preparation | Natural Gas | Double Rack Oven | E2 | Utility - Cost of Operation | 0.0090473 | 0.0092753 | 0.0095454 | 0.009855 | 0.010205 | 0.010631 | 0.011069 | 0.011504 | 0.011922 | 0.012345 | 0.012683 | 0.012999 | 0.013338 | 0.01367 | 0.013967 | 0.014245 | 0.014495 | 0.014741 | 0.015004 | 0.01526 | 0.015524 | 0.015798 | 0.016074 | 0.01636 | 0.016651 | 0.016946 | 0.017248
F5_Commercial_College (ID)_Existing_Food Preparation_Natural Gas_Double Rack Oven_E3 | F5 | Commercial | College (ID) | Existing | Food Preparation | Natural Gas | Double Rack Oven | E3 | Utility - Cost of Operation | 0 | 0 | 0 | 0 | 0 | 0 | 0 | 0 | 0 | 0 | 0 | 0 | 0 | 0 | 0 | 0 | 0 | 0 | 0 | 0 | 0 | 0 | 0 | 0 | 0 | 0 | 0
F5_Commercial_College (ID)_Existing_Food Preparation_Natural Gas_Double Rack Oven_E4 | F5 | Commercial | College (ID) | Existing | Food Preparation | Natural Gas | Double Rack Oven | E4 | Utility - Cost of Operation | 0 | 0 | 0 | 0 | 0 | 0 | 0 | 0 | 0 | 0 | 0 | 0 | 0 | 0 | 0 | 0 | 0 | 0 | 0 | 0 | 0 | 0 | 0 | 0 | 0 | 0 | 0
F5_Commercial_College (ID)_Existing_Food Preparation_Natural Gas_Double Rack Oven_E5 | F5 | Commercial | College (ID) | Existing | Food Preparation | Natural Gas | Double Rack Oven | E5 | Utility - Cost of Operation | 0 | 0 | 0 | 0 | 0 | 0 | 0 | 0 | 0 | 0 | 0 | 0 | 0 | 0 | 0 | 0 | 0 | 0 | 0 | 0 | 0 | 0 | 0 | 0 | 0 | 0 | 0
F5_Commercial_College (ID)_Existing_Food Preparation_Natural Gas_Double Rack Oven_E6 | F5 | Commercial | College (ID) | Existing | Food Preparation | Natural Gas | Double Rack Oven | E6 | Utility - Cost of Operation | 0 | 0 | 0 | 0 | 0 | 0 | 0 | 0 | 0 | 0 | 0 | 0 | 0 | 0 | 0 | 0 | 0 | 0 | 0 | 0 | 0 | 0 | 0 | 0 | 0 | 0 | 0
F5_Commercial_College (ID)_Existing_Food Preparation_Natural Gas_Double Rack Oven_E7 | F5 | Commercial | College (ID) | Existing | Food Preparation | Natural Gas | Double Rack Oven | E7 | Utility - Cost of Operation | 0 | 0 | 0 | 0 | 0 | 0 | 0 | 0 | 0 | 0 | 0 | 0 | 0 | 0 | 0 | 0 | 0 | 0 | 0 | 0 | 0 | 0 | 0 | 0 | 0 | 0 | 0
F5_Commercial_College (ID)_Existing_Food Preparation_Natural Gas_Double Rack Oven_E8 | F5 | Commercial | College (ID) | Existing | Food Preparation | Natural Gas | Double Rack Oven | E8 | Utility - Cost of Operation | 0 | 0 | 0 | 0 | 0 | 0 | 0 | 0 | 0 | 0 | 0 | 0 | 0 | 0 | 0 | 0 | 0 | 0 | 0 | 0 | 0 | 0 | 0 | 0 | 0 | 0 | 0
F5_Commercial_College (ID)_Existing_Food Preparation_Natural Gas_Double Rack Oven_E9 | F5 | Commercial | College (ID) | Existing | Food Preparation | Natural Gas | Double Rack Oven | E9 | Utility - Cost of Operation | 0 | 0 | 0 | 0 | 0 | 0 | 0 | 0 | 0 | 0 | 0 | 0 | 0 | 0 | 0 | 0 | 0 | 0 | 0 | 0 | 0 | 0 | 0 | 0 | 0 | 0 | 0
F5_Commercial_College (ID)_Existing_Food Preparation_Natural Gas_Double Rack Oven_E10 | F5 | Commercial | College (ID) | Existing | Food Preparation | Natural Gas | Double Rack Oven | E10 | Utility - Cost of Operation | 0 | 0 | 0 | 0 | 0 | 0 | 0 | 0 | 0 | 0 | 0 | 0 | 0 | 0 | 0 | 0 | 0 | 0 | 0 | 0 | 0 | 0 | 0 | 0 | 0 | 0 | 0
F6_Commercial_College (ID)_Existing_Food Preparation_Natural Gas_Double Rack Oven_E1 | F6 | Commercial | College (ID) | Existing | Food Preparation | Natural Gas | Double Rack Oven | E1 | Utility - Value of Sales | 0.0172 | 0.017525 | 0.017906 | 0.018351 | 0.01886 | 0.019496 | 0.020133 | 0.020738 | 0.021286 | 0.021817 | 0.022368 | 0.022868 | 0.023396 | 0.023895 | 0.024325 | 0.024712 | 0.02504 | 0.025353 | 0.025687 | 0.025998 | 0.02631 | 0.026774 | 0.027243 | 0.027727 | 0.02822 | 0.028721 | 0.029231
F6_Commercial_College (ID)_Existing_Food Preparation_Natural Gas_Double Rack Oven_E2 | F6 | Commercial | College (ID) | Existing | Food Preparation | Natural Gas | Double Rack Oven | E2 | Utility - Value of Sales | 0.010656 | 0.010857 | 0.011093 | 0.011369 | 0.011684 | 0.012078 | 0.012473 | 0.012848 | 0.013188 | 0.013517 | 0.013858 | 0.014167 | 0.014494 | 0.014804 | 0.01507 | 0.01531 | 0.015513 | 0.015707 | 0.015914 | 0.016106 | 0.0163 | 0.016587 | 0.016878 | 0.017178 | 0.017483 | 0.017794 | 0.01811
F6_Commercial_College (ID)_Existing_Food Preparation_Natural Gas_Double Rack Oven_E3 | F6 | Commercial | College (ID) | Existing | Food Preparation | Natural Gas | Double Rack Oven | E3 | Utility - Value of Sales | 0 | 0 | 0 | 0 | 0 | 0 | 0 | 0 | 0 | 0 | 0 | 0 | 0 | 0 | 0 | 0 | 0 | 0 | 0 | 0 | 0 | 0 | 0 | 0 | 0 | 0 | 0
F6_Commercial_College (ID)_Existing_Food Preparation_Natural Gas_Double Rack Oven_E4 | F6 | Commercial | College (ID) | Existing | Food Preparation | Natural Gas | Double Rack Oven | E4 | Utility - Value of Sales | 0 | 0 | 0 | 0 | 0 | 0 | 0 | 0 | 0 | 0 | 0 | 0 | 0 | 0 | 0 | 0 | 0 | 0 | 0 | 0 | 0 | 0 | 0 | 0 | 0 | 0 | 0
F6_Commercial_College (ID)_Existing_Food Preparation_Natural Gas_Double Rack Oven_E5 | F6 | Commercial | College (ID) | Existing | Food Preparation | Natural Gas | Double Rack Oven | E5 | Utility - Value of Sales | 0 | 0 | 0 | 0 | 0 | 0 | 0 | 0 | 0 | 0 | 0 | 0 | 0 | 0 | 0 | 0 | 0 | 0 | 0 | 0 | 0 | 0 | 0 | 0 | 0 | 0 | 0
F6_Commercial_College (ID)_Existing_Food Preparation_Natural Gas_Double Rack Oven_E6 | F6 | Commercial | College (ID) | Existing | Food Preparation | Natural Gas | Double Rack Oven | E6 | Utility - Value of Sales | 0 | 0 | 0 | 0 | 0 | 0 | 0 | 0 | 0 | 0 | 0 | 0 | 0 | 0 | 0 | 0 | 0 | 0 | 0 | 0 | 0 | 0 | 0 | 0 | 0 | 0 | 0
F6_Commercial_College (ID)_Existing_Food Preparation_Natural Gas_Double Rack Oven_E7 | F6 | Commercial | College (ID) | Existing | Food Preparation | Natural Gas | Double Rack Oven | E7 | Utility - Value of Sales | 0 | 0 | 0 | 0 | 0 | 0 | 0 | 0 | 0 | 0 | 0 | 0 | 0 | 0 | 0 | 0 | 0 | 0 | 0 | 0 | 0 | 0 | 0 | 0 | 0 | 0 | 0
F6_Commercial_College (ID)_Existing_Food Preparation_Natural Gas_Double Rack Oven_E8 | F6 | Commercial | College (ID) | Existing | Food Preparation | Natural Gas | Double Rack Oven | E8 | Utility - Value of Sales | 0 | 0 | 0 | 0 | 0 | 0 | 0 | 0 | 0 | 0 | 0 | 0 | 0 | 0 | 0 | 0 | 0 | 0 | 0 | 0 | 0 | 0 | 0 | 0 | 0 | 0 | 0
F6_Commercial_College (ID)_Existing_Food Preparation_Natural Gas_Double Rack Oven_E9 | F6 | Commercial | College (ID) | Existing | Food Preparation | Natural Gas | Double Rack Oven | E9 | Utility - Value of Sales | 0 | 0 | 0 | 0 | 0 | 0 | 0 | 0 | 0 | 0 | 0 | 0 | 0 | 0 | 0 | 0 | 0 | 0 | 0 | 0 | 0 | 0 | 0 | 0 | 0 | 0 | 0
F6_Commercial_College (ID)_Existing_Food Preparation_Natural Gas_Double Rack Oven_E10 | F6 | Commercial | College (ID) | Existing | Food Preparation | Natural Gas | Double Rack Oven | E10 | Utility - Value of Sales | 0 | 0 | 0 | 0 | 0 | 0 | 0 | 0 | 0 | 0 | 0 | 0 | 0 | 0 | 0 | 0 | 0 | 0 | 0 | 0 | 0 | 0 | 0 | 0 | 0 | 0 | 0
F1_Commercial_College (ID)_Existing_Food Preparation_Natural Gas_Fryer_E1 | F1 | Commercial | College (ID) | Existing | Food Preparation | Natural Gas | Fryer | E1 | RVT - Cost of Equipment | 0.0004191 | 0.0004191 | 0.0004191 | 0.0004191 | 0.0004191 | 0.0004191 | 0.0004191 | 0.0004191 | 0.0004191 | 0.0004191 | 0.0004191 | 0.0004191 | 0.0004191 | 0.0004191 | 0.0004191 | 0.0004191 | 0.0004191 | 0.0004191 | 0.0004191 | 0.0004191 | 0.0004191 | 0.0004191 | 0.0004191 | 0.0004191 | 0.0004191 | 0.0004191 | 0.0004191
F1_Commercial_College (ID)_Existing_Food Preparation_Natural Gas_Fryer_E2 | F1 | Commercial | College (ID) | Existing | Food Preparation | Natural Gas | Fryer | E2 | RVT - Cost of Equipment | 0.00062027 | 0.00062027 | 0.00062027 | 0.00062027 | 0.00062027 | 0.00062027 | 0.00062027 | 0.00062027 | 0.00062027 | 0.00062027 | 0.00062027 | 0.00062027 | 0.00062027 | 0.00062027 | 0.00062027 | 0.00062027 | 0.00062027 | 0.00062027 | 0.00062027 | 0.00062027 | 0.00062027 | 0.00062027 | 0.00062027 | 0.00062027 | 0.00062027 | 0.00062027 | 0.00062027
F1_Commercial_College (ID)_Existing_Food Preparation_Natural Gas_Fryer_E3 | F1 | Commercial | College (ID) | Existing | Food Preparation | Natural Gas | Fryer | E3 | RVT - Cost of Equipment | 0 | 0 | 0 | 0 | 0 | 0 | 0 | 0 | 0 | 0 | 0 | 0 | 0 | 0 | 0 | 0 | 0 | 0 | 0 | 0 | 0 | 0 | 0 | 0 | 0 | 0 | 0
F1_Commercial_College (ID)_Existing_Food Preparation_Natural Gas_Fryer_E4 | F1 | Commercial | College (ID) | Existing | Food Preparation | Natural Gas | Fryer | E4 | RVT - Cost of Equipment | 0 | 0 | 0 | 0 | 0 | 0 | 0 | 0 | 0 | 0 | 0 | 0 | 0 | 0 | 0 | 0 | 0 | 0 | 0 | 0 | 0 | 0 | 0 | 0 | 0 | 0 | 0
F1_Commercial_College (ID)_Existing_Food Preparation_Natural Gas_Fryer_E5 | F1 | Commercial | College (ID) | Existing | Food Preparation | Natural Gas | Fryer | E5 | RVT - Cost of Equipment | 0 | 0 | 0 | 0 | 0 | 0 | 0 | 0 | 0 | 0 | 0 | 0 | 0 | 0 | 0 | 0 | 0 | 0 | 0 | 0 | 0 | 0 | 0 | 0 | 0 | 0 | 0
F1_Commercial_College (ID)_Existing_Food Preparation_Natural Gas_Fryer_E6 | F1 | Commercial | College (ID) | Existing | Food Preparation | Natural Gas | Fryer | E6 | RVT - Cost of Equipment | 0 | 0 | 0 | 0 | 0 | 0 | 0 | 0 | 0 | 0 | 0 | 0 | 0 | 0 | 0 | 0 | 0 | 0 | 0 | 0 | 0 | 0 | 0 | 0 | 0 | 0 | 0
F1_Commercial_College (ID)_Existing_Food Preparation_Natural Gas_Fryer_E7 | F1 | Commercial | College (ID) | Existing | Food Preparation | Natural Gas | Fryer | E7 | RVT - Cost of Equipment | 0 | 0 | 0 | 0 | 0 | 0 | 0 | 0 | 0 | 0 | 0 | 0 | 0 | 0 | 0 | 0 | 0 | 0 | 0 | 0 | 0 | 0 | 0 | 0 | 0 | 0 | 0
F1_Commercial_College (ID)_Existing_Food Preparation_Natural Gas_Fryer_E8 | F1 | Commercial | College (ID) | Existing | Food Preparation | Natural Gas | Fryer | E8 | RVT - Cost of Equipment | 0 | 0 | 0 | 0 | 0 | 0 | 0 | 0 | 0 | 0 | 0 | 0 | 0 | 0 | 0 | 0 | 0 | 0 | 0 | 0 | 0 | 0 | 0 | 0 | 0 | 0 | 0
F1_Commercial_College (ID)_Existing_Food Preparation_Natural Gas_Fryer_E9 | F1 | Commercial | College (ID) | Existing | Food Preparation | Natural Gas | Fryer | E9 | RVT - Cost of Equipment | 0 | 0 | 0 | 0 | 0 | 0 | 0 | 0 | 0 | 0 | 0 | 0 | 0 | 0 | 0 | 0 | 0 | 0 | 0 | 0 | 0 | 0 | 0 | 0 | 0 | 0 | 0
F1_Commercial_College (ID)_Existing_Food Preparation_Natural Gas_Fryer_E10 | F1 | Commercial | College (ID) | Existing | Food Preparation | Natural Gas | Fryer | E10 | RVT - Cost of Equipment | 0 | 0 | 0 | 0 | 0 | 0 | 0 | 0 | 0 | 0 | 0 | 0 | 0 | 0 | 0 | 0 | 0 | 0 | 0 | 0 | 0 | 0 | 0 | 0 | 0 | 0 | 0
F2_Commercial_College (ID)_Existing_Food Preparation_Natural Gas_Fryer_E1 | F2 | Commercial | College (ID) | Existing | Food Preparation | Natural Gas | Fryer | E1 | RVT - Cost of Operation | 0.0089169 | 0.0090961 | 0.0092979 | 0.0095244 | 0.0097769 | 0.010082 | 0.010385 | 0.010672 | 0.010931 | 0.011184 | 0.011446 | 0.011687 | 0.011943 | 0.012192 | 0.01241 | 0.012611 | 0.012787 | 0.012956 | 0.013135 | 0.013305 | 0.013476 | 0.013714 | 0.013954 | 0.014202 | 0.014455 | 0.014711 | 0.014973
F2_Commercial_College (ID)_Existing_Food Preparation_Natural Gas_Fryer_E2 | F2 | Commercial | College (ID) | Existing | Food Preparation | Natural Gas | Fryer | E2 | RVT - Cost of Operation | 0.00615 | 0.0062736 | 0.0064128 | 0.006569 | 0.0067432 | 0.0069538 | 0.0071627 | 0.0073603 | 0.0075395 | 0.0077139 | 0.0078947 | 0.0080603 | 0.0082373 | 0.0084088 | 0.0085595 | 0.0086981 | 0.0088191 | 0.0089361 | 0.0090593 | 0.0091764 | 0.0092942 | 0.0094583 | 0.0096244 | 0.0097954 | 0.0099694 | 0.010147 | 0.010327
F2_Commercial_College (ID)_Existing_Food Preparation_Natural Gas_Fryer_E3 | F2 | Commercial | College (ID) | Existing | Food Preparation | Natural Gas | Fryer | E3 | RVT - Cost of Operation | 0 | 0 | 0 | 0 | 0 | 0 | 0 | 0 | 0 | 0 | 0 | 0 | 0 | 0 | 0 | 0 | 0 | 0 | 0 | 0 | 0 | 0 | 0 | 0 | 0 | 0 | 0
F2_Commercial_College (ID)_Existing_Food Preparation_Natural Gas_Fryer_E4 | F2 | Commercial | College (ID) | Existing | Food Preparation | Natural Gas | Fryer | E4 | RVT - Cost of Operation | 0 | 0 | 0 | 0 | 0 | 0 | 0 | 0 | 0 | 0 | 0 | 0 | 0 | 0 | 0 | 0 | 0 | 0 | 0 | 0 | 0 | 0 | 0 | 0 | 0 | 0 | 0
F2_Commercial_College (ID)_Existing_Food Preparation_Natural Gas_Fryer_E5 | F2 | Commercial | College (ID) | Existing | Food Preparation | Natural Gas | Fryer | E5 | RVT - Cost of Operation | 0 | 0 | 0 | 0 | 0 | 0 | 0 | 0 | 0 | 0 | 0 | 0 | 0 | 0 | 0 | 0 | 0 | 0 | 0 | 0 | 0 | 0 | 0 | 0 | 0 | 0 | 0
F2_Commercial_College (ID)_Existing_Food Preparation_Natural Gas_Fryer_E6 | F2 | Commercial | College (ID) | Existing | Food Preparation | Natural Gas | Fryer | E6 | RVT - Cost of Operation | 0 | 0 | 0 | 0 | 0 | 0 | 0 | 0 | 0 | 0 | 0 | 0 | 0 | 0 | 0 | 0 | 0 | 0 | 0 | 0 | 0 | 0 | 0 | 0 | 0 | 0 | 0
F2_Commercial_College (ID)_Existing_Food Preparation_Natural Gas_Fryer_E7 | F2 | Commercial | College (ID) | Existing | Food Preparation | Natural Gas | Fryer | E7 | RVT - Cost of Operation | 0 | 0 | 0 | 0 | 0 | 0 | 0 | 0 | 0 | 0 | 0 | 0 | 0 | 0 | 0 | 0 | 0 | 0 | 0 | 0 | 0 | 0 | 0 | 0 | 0 | 0 | 0
F2_Commercial_College (ID)_Existing_Food Preparation_Natural Gas_Fryer_E8 | F2 | Commercial | College (ID) | Existing | Food Preparation | Natural Gas | Fryer | E8 | RVT - Cost of Operation | 0 | 0 | 0 | 0 | 0 | 0 | 0 | 0 | 0 | 0 | 0 | 0 | 0 | 0 | 0 | 0 | 0 | 0 | 0 | 0 | 0 | 0 | 0 | 0 | 0 | 0 | 0
F2_Commercial_College (ID)_Existing_Food Preparation_Natural Gas_Fryer_E9 | F2 | Commercial | College (ID) | Existing | Food Preparation | Natural Gas | Fryer | E9 | RVT - Cost of Operation | 0 | 0 | 0 | 0 | 0 | 0 | 0 | 0 | 0 | 0 | 0 | 0 | 0 | 0 | 0 | 0 | 0 | 0 | 0 | 0 | 0 | 0 | 0 | 0 | 0 | 0 | 0
F2_Commercial_College (ID)_Existing_Food Preparation_Natural Gas_Fryer_E10 | F2 | Commercial | College (ID) | Existing | Food Preparation | Natural Gas | Fryer | E10 | RVT - Cost of Operation | 0 | 0 | 0 | 0 | 0 | 0 | 0 | 0 | 0 | 0 | 0 | 0 | 0 | 0 | 0 | 0 | 0 | 0 | 0 | 0 | 0 | 0 | 0 | 0 | 0 | 0 | 0
F3_Commercial_College (ID)_Existing_Food Preparation_Natural Gas_Fryer_E1 | F3 | Commercial | College (ID) | Existing | Food Preparation | Natural Gas | Fryer | E1 | System - kBTUs of Consumption | 2.063 | 2.063 | 2.063 | 2.063 | 2.063 | 2.063 | 2.063 | 2.063 | 2.063 | 2.063 | 2.063 | 2.063 | 2.063 | 2.063 | 2.063 | 2.063 | 2.063 | 2.063 | 2.063 | 2.063 | 2.063 | 2.063 | 2.063 | 2.063 | 2.063 | 2.063 | 2.063
F3_Commercial_College (ID)_Existing_Food Preparation_Natural Gas_Fryer_E2 | F3 | Commercial | College (ID) | Existing | Food Preparation | Natural Gas | Fryer | E2 | System - kBTUs of Consumption | 1.4229 | 1.4229 | 1.4229 | 1.4229 | 1.4229 | 1.4229 | 1.4229 | 1.4229 | 1.4229 | 1.4229 | 1.4229 | 1.4229 | 1.4229 | 1.4229 | 1.4229 | 1.4229 | 1.4229 | 1.4229 | 1.4229 | 1.4229 | 1.4229 | 1.4229 | 1.4229 | 1.4229 | 1.4229 | 1.4229 | 1.4229
F3_Commercial_College (ID)_Existing_Food Preparation_Natural Gas_Fryer_E3 | F3 | Commercial | College (ID) | Existing | Food Preparation | Natural Gas | Fryer | E3 | System - kBTUs of Consumption | 0 | 0 | 0 | 0 | 0 | 0 | 0 | 0 | 0 | 0 | 0 | 0 | 0 | 0 | 0 | 0 | 0 | 0 | 0 | 0 | 0 | 0 | 0 | 0 | 0 | 0 | 0
F3_Commercial_College (ID)_Existing_Food Preparation_Natural Gas_Fryer_E4 | F3 | Commercial | College (ID) | Existing | Food Preparation | Natural Gas | Fryer | E4 | System - kBTUs of Consumption | 0 | 0 | 0 | 0 | 0 | 0 | 0 | 0 | 0 | 0 | 0 | 0 | 0 | 0 | 0 | 0 | 0 | 0 | 0 | 0 | 0 | 0 | 0 | 0 | 0 | 0 | 0
F3_Commercial_College (ID)_Existing_Food Preparation_Natural Gas_Fryer_E5 | F3 | Commercial | College (ID) | Existing | Food Preparation | Natural Gas | Fryer | E5 | System - kBTUs of Consumption | 0 | 0 | 0 | 0 | 0 | 0 | 0 | 0 | 0 | 0 | 0 | 0 | 0 | 0 | 0 | 0 | 0 | 0 | 0 | 0 | 0 | 0 | 0 | 0 | 0 | 0 | 0
F3_Commercial_College (ID)_Existing_Food Preparation_Natural Gas_Fryer_E6 | F3 | Commercial | College (ID) | Existing | Food Preparation | Natural Gas | Fryer | E6 | System - kBTUs of Consumption | 0 | 0 | 0 | 0 | 0 | 0 | 0 | 0 | 0 | 0 | 0 | 0 | 0 | 0 | 0 | 0 | 0 | 0 | 0 | 0 | 0 | 0 | 0 | 0 | 0 | 0 | 0
F3_Commercial_College (ID)_Existing_Food Preparation_Natural Gas_Fryer_E7 | F3 | Commercial | College (ID) | Existing | Food Preparation | Natural Gas | Fryer | E7 | System - kBTUs of Consumption | 0 | 0 | 0 | 0 | 0 | 0 | 0 | 0 | 0 | 0 | 0 | 0 | 0 | 0 | 0 | 0 | 0 | 0 | 0 | 0 | 0 | 0 | 0 | 0 | 0 | 0 | 0
F3_Commercial_College (ID)_Existing_Food Preparation_Natural Gas_Fryer_E8 | F3 | Commercial | College (ID) | Existing | Food Preparation | Natural Gas | Fryer | E8 | System - kBTUs of Consumption | 0 | 0 | 0 | 0 | 0 | 0 | 0 | 0 | 0 | 0 | 0 | 0 | 0 | 0 | 0 | 0 | 0 | 0 | 0 | 0 | 0 | 0 | 0 | 0 | 0 | 0 | 0
F3_Commercial_College (ID)_Existing_Food Preparation_Natural Gas_Fryer_E9 | F3 | Commercial | College (ID) | Existing | Food Preparation | Natural Gas | Fryer | E9 | System - kBTUs of Consumption | 0 | 0 | 0 | 0 | 0 | 0 | 0 | 0 | 0 | 0 | 0 | 0 | 0 | 0 | 0 | 0 | 0 | 0 | 0 | 0 | 0 | 0 | 0 | 0 | 0 | 0 | 0
F3_Commercial_College (ID)_Existing_Food Preparation_Natural Gas_Fryer_E10 | F3 | Commercial | College (ID) | Existing | Food Preparation | Natural Gas | Fryer | E10 | System - kBTUs of Consumption | 0 | 0 | 0 | 0 | 0 | 0 | 0 | 0 | 0 | 0 | 0 | 0 | 0 | 0 | 0 | 0 | 0 | 0 | 0 | 0 | 0 | 0 | 0 | 0 | 0 | 0 | 0
F4_Commercial_College (ID)_Existing_Food Preparation_Natural Gas_Fryer_E1 | F4 | Commercial | College (ID) | Existing | Food Preparation | Natural Gas | Fryer | E1 | Utility - Cost of Equipment | 0.0004191 | 0.0004191 | 0.0004191 | 0.0004191 | 0.0004191 | 0.0004191 | 0.0004191 | 0.0004191 | 0.0004191 | 0.0004191 | 0.0004191 | 0.0004191 | 0.0004191 | 0.0004191 | 0.0004191 | 0.0004191 | 0.0004191 | 0.0004191 | 0.0004191 | 0.0004191 | 0.0004191 | 0.0004191 | 0.0004191 | 0.0004191 | 0.0004191 | 0.0004191 | 0.0004191
F4_Commercial_College (ID)_Existing_Food Preparation_Natural Gas_Fryer_E2 | F4 | Commercial | College (ID) | Existing | Food Preparation | Natural Gas | Fryer | E2 | Utility - Cost of Equipment | 0.00062027 | 0.00062027 | 0.00062027 | 0.00062027 | 0.00062027 | 0.00062027 | 0.00062027 | 0.00062027 | 0.00062027 | 0.00062027 | 0.00062027 | 0.00062027 | 0.00062027 | 0.00062027 | 0.00062027 | 0.00062027 | 0.00062027 | 0.00062027 | 0.00062027 | 0.00062027 | 0.00062027 | 0.00062027 | 0.00062027 | 0.00062027 | 0.00062027 | 0.00062027 | 0.00062027
F4_Commercial_College (ID)_Existing_Food Preparation_Natural Gas_Fryer_E3 | F4 | Commercial | College (ID) | Existing | Food Preparation | Natural Gas | Fryer | E3 | Utility - Cost of Equipment | 0 | 0 | 0 | 0 | 0 | 0 | 0 | 0 | 0 | 0 | 0 | 0 | 0 | 0 | 0 | 0 | 0 | 0 | 0 | 0 | 0 | 0 | 0 | 0 | 0 | 0 | 0
F4_Commercial_College (ID)_Existing_Food Preparation_Natural Gas_Fryer_E4 | F4 | Commercial | College (ID) | Existing | Food Preparation | Natural Gas | Fryer | E4 | Utility - Cost of Equipment | 0 | 0 | 0 | 0 | 0 | 0 | 0 | 0 | 0 | 0 | 0 | 0 | 0 | 0 | 0 | 0 | 0 | 0 | 0 | 0 | 0 | 0 | 0 | 0 | 0 | 0 | 0
F4_Commercial_College (ID)_Existing_Food Preparation_Natural Gas_Fryer_E5 | F4 | Commercial | College (ID) | Existing | Food Preparation | Natural Gas | Fryer | E5 | Utility - Cost of Equipment | 0 | 0 | 0 | 0 | 0 | 0 | 0 | 0 | 0 | 0 | 0 | 0 | 0 | 0 | 0 | 0 | 0 | 0 | 0 | 0 | 0 | 0 | 0 | 0 | 0 | 0 | 0
F4_Commercial_College (ID)_Existing_Food Preparation_Natural Gas_Fryer_E6 | F4 | Commercial | College (ID) | Existing | Food Preparation | Natural Gas | Fryer | E6 | Utility - Cost of Equipment | 0 | 0 | 0 | 0 | 0 | 0 | 0 | 0 | 0 | 0 | 0 | 0 | 0 | 0 | 0 | 0 | 0 | 0 | 0 | 0 | 0 | 0 | 0 | 0 | 0 | 0 | 0
F4_Commercial_College (ID)_Existing_Food Preparation_Natural Gas_Fryer_E7 | F4 | Commercial | College (ID) | Existing | Food Preparation | Natural Gas | Fryer | E7 | Utility - Cost of Equipment | 0 | 0 | 0 | 0 | 0 | 0 | 0 | 0 | 0 | 0 | 0 | 0 | 0 | 0 | 0 | 0 | 0 | 0 | 0 | 0 | 0 | 0 | 0 | 0 | 0 | 0 | 0
F4_Commercial_College (ID)_Existing_Food Preparation_Natural Gas_Fryer_E8 | F4 | Commercial | College (ID) | Existing | Food Preparation | Natural Gas | Fryer | E8 | Utility - Cost of Equipment | 0 | 0 | 0 | 0 | 0 | 0 | 0 | 0 | 0 | 0 | 0 | 0 | 0 | 0 | 0 | 0 | 0 | 0 | 0 | 0 | 0 | 0 | 0 | 0 | 0 | 0 | 0
F4_Commercial_College (ID)_Existing_Food Preparation_Natural Gas_Fryer_E9 | F4 | Commercial | College (ID) | Existing | Food Preparation | Natural Gas | Fryer | E9 | Utility - Cost of Equipment | 0 | 0 | 0 | 0 | 0 | 0 | 0 | 0 | 0 | 0 | 0 | 0 | 0 | 0 | 0 | 0 | 0 | 0 | 0 | 0 | 0 | 0 | 0 | 0 | 0 | 0 | 0
F4_Commercial_College (ID)_Existing_Food Preparation_Natural Gas_Fryer_E10 | F4 | Commercial | College (ID) | Existing | Food Preparation | Natural Gas | Fryer | E10 | Utility - Cost of Equipment | 0 | 0 | 0 | 0 | 0 | 0 | 0 | 0 | 0 | 0 | 0 | 0 | 0 | 0 | 0 | 0 | 0 | 0 | 0 | 0 | 0 | 0 | 0 | 0 | 0 | 0 | 0
F5_Commercial_College (ID)_Existing_Food Preparation_Natural Gas_Fryer_E1 | F5 | Commercial | College (ID) | Existing | Food Preparation | Natural Gas | Fryer | E1 | Utility - Cost of Operation | 0.0076491 | 0.00785 | 0.0080755 | 0.0083281 | 0.0086093 | 0.0089421 | 0.0092809 | 0.0096148 | 0.0099358 | 0.010262 | 0.010527 | 0.010777 | 0.011045 | 0.011308 | 0.011547 | 0.011773 | 0.01198 | 0.012185 | 0.012402 | 0.012615 | 0.012834 | 0.013061 | 0.01329 | 0.013526 | 0.013766 | 0.014011 | 0.01426
F5_Commercial_College (ID)_Existing_Food Preparation_Natural Gas_Fryer_E2 | F5 | Commercial | College (ID) | Existing | Food Preparation | Natural Gas | Fryer | E2 | Utility - Cost of Operation | 0.0052756 | 0.0054142 | 0.0055697 | 0.0057439 | 0.0059379 | 0.0061674 | 0.0064011 | 0.0066313 | 0.0068528 | 0.0070775 | 0.0072604 | 0.007433 | 0.0076176 | 0.0077992 | 0.0079641 | 0.0081202 | 0.0082626 | 0.0084039 | 0.0085537 | 0.0087007 | 0.0088516 | 0.0090079 | 0.0091661 | 0.0093289 | 0.0094947 | 0.0096634 | 0.009835
F5_Commercial_College (ID)_Existing_Food Preparation_Natural Gas_Fryer_E3 | F5 | Commercial | College (ID) | Existing | Food Preparation | Natural Gas | Fryer | E3 | Utility - Cost of Operation | 0 | 0 | 0 | 0 | 0 | 0 | 0 | 0 | 0 | 0 | 0 | 0 | 0 | 0 | 0 | 0 | 0 | 0 | 0 | 0 | 0 | 0 | 0 | 0 | 0 | 0 | 0
F5_Commercial_College (ID)_Existing_Food Preparation_Natural Gas_Fryer_E4 | F5 | Commercial | College (ID) | Existing | Food Preparation | Natural Gas | Fryer | E4 | Utility - Cost of Operation | 0 | 0 | 0 | 0 | 0 | 0 | 0 | 0 | 0 | 0 | 0 | 0 | 0 | 0 | 0 | 0 | 0 | 0 | 0 | 0 | 0 | 0 | 0 | 0 | 0 | 0 | 0
F5_Commercial_College (ID)_Existing_Food Preparation_Natural Gas_Fryer_E5 | F5 | Commercial | College (ID) | Existing | Food Preparation | Natural Gas | Fryer | E5 | Utility - Cost of Operation | 0 | 0 | 0 | 0 | 0 | 0 | 0 | 0 | 0 | 0 | 0 | 0 | 0 | 0 | 0 | 0 | 0 | 0 | 0 | 0 | 0 | 0 | 0 | 0 | 0 | 0 | 0
F5_Commercial_College (ID)_Existing_Food Preparation_Natural Gas_Fryer_E6 | F5 | Commercial | College (ID) | Existing | Food Preparation | Natural Gas | Fryer | E6 | Utility - Cost of Operation | 0 | 0 | 0 | 0 | 0 | 0 | 0 | 0 | 0 | 0 | 0 | 0 | 0 | 0 | 0 | 0 | 0 | 0 | 0 | 0 | 0 | 0 | 0 | 0 | 0 | 0 | 0
F5_Commercial_College (ID)_Existing_Food Preparation_Natural Gas_Fryer_E7 | F5 | Commercial | College (ID) | Existing | Food Preparation | Natural Gas | Fryer | E7 | Utility - Cost of Operation | 0 | 0 | 0 | 0 | 0 | 0 | 0 | 0 | 0 | 0 | 0 | 0 | 0 | 0 | 0 | 0 | 0 | 0 | 0 | 0 | 0 | 0 | 0 | 0 | 0 | 0 | 0
F5_Commercial_College (ID)_Existing_Food Preparation_Natural Gas_Fryer_E8 | F5 | Commercial | College (ID) | Existing | Food Preparation | Natural Gas | Fryer | E8 | Utility - Cost of Operation | 0 | 0 | 0 | 0 | 0 | 0 | 0 | 0 | 0 | 0 | 0 | 0 | 0 | 0 | 0 | 0 | 0 | 0 | 0 | 0 | 0 | 0 | 0 | 0 | 0 | 0 | 0
F5_Commercial_College (ID)_Existing_Food Preparation_Natural Gas_Fryer_E9 | F5 | Commercial | College (ID) | Existing | Food Preparation | Natural Gas | Fryer | E9 | Utility - Cost of Operation | 0 | 0 | 0 | 0 | 0 | 0 | 0 | 0 | 0 | 0 | 0 | 0 | 0 | 0 | 0 | 0 | 0 | 0 | 0 | 0 | 0 | 0 | 0 | 0 | 0 | 0 | 0
F5_Commercial_College (ID)_Existing_Food Preparation_Natural Gas_Fryer_E10 | F5 | Commercial | College (ID) | Existing | Food Preparation | Natural Gas | Fryer | E10 | Utility - Cost of Operation | 0 | 0 | 0 | 0 | 0 | 0 | 0 | 0 | 0 | 0 | 0 | 0 | 0 | 0 | 0 | 0 | 0 | 0 | 0 | 0 | 0 | 0 | 0 | 0 | 0 | 0 | 0
F6_Commercial_College (ID)_Existing_Food Preparation_Natural Gas_Fryer_E1 | F6 | Commercial | College (ID) | Existing | Food Preparation | Natural Gas | Fryer | E1 | Utility - Value of Sales | 0.0089169 | 0.0090961 | 0.0092979 | 0.0095244 | 0.0097769 | 0.010082 | 0.010385 | 0.010672 | 0.010931 | 0.011184 | 0.011446 | 0.011687 | 0.011943 | 0.012192 | 0.01241 | 0.012611 | 0.012787 | 0.012956 | 0.013135 | 0.013305 | 0.013476 | 0.013714 | 0.013954 | 0.014202 | 0.014455 | 0.014711 | 0.014973
F6_Commercial_College (ID)_Existing_Food Preparation_Natural Gas_Fryer_E2 | F6 | Commercial | College (ID) | Existing | Food Preparation | Natural Gas | Fryer | E2 | Utility - Value of Sales | 0.00615 | 0.0062736 | 0.0064128 | 0.006569 | 0.0067432 | 0.0069538 | 0.0071627 | 0.0073603 | 0.0075395 | 0.0077139 | 0.0078947 | 0.0080603 | 0.0082373 | 0.0084088 | 0.0085595 | 0.0086981 | 0.0088191 | 0.0089361 | 0.0090593 | 0.0091764 | 0.0092942 | 0.0094583 | 0.0096244 | 0.0097954 | 0.0099694 | 0.010147 | 0.010327
F6_Commercial_College (ID)_Existing_Food Preparation_Natural Gas_Fryer_E3 | F6 | Commercial | College (ID) | Existing | Food Preparation | Natural Gas | Fryer | E3 | Utility - Value of Sales | 0 | 0 | 0 | 0 | 0 | 0 | 0 | 0 | 0 | 0 | 0 | 0 | 0 | 0 | 0 | 0 | 0 | 0 | 0 | 0 | 0 | 0 | 0 | 0 | 0 | 0 | 0
F6_Commercial_College (ID)_Existing_Food Preparation_Natural Gas_Fryer_E4 | F6 | Commercial | College (ID) | Existing | Food Preparation | Natural Gas | Fryer | E4 | Utility - Value of Sales | 0 | 0 | 0 | 0 | 0 | 0 | 0 | 0 | 0 | 0 | 0 | 0 | 0 | 0 | 0 | 0 | 0 | 0 | 0 | 0 | 0 | 0 | 0 | 0 | 0 | 0 | 0
F6_Commercial_College (ID)_Existing_Food Preparation_Natural Gas_Fryer_E5 | F6 | Commercial | College (ID) | Existing | Food Preparation | Natural Gas | Fryer | E5 | Utility - Value of Sales | 0 | 0 | 0 | 0 | 0 | 0 | 0 | 0 | 0 | 0 | 0 | 0 | 0 | 0 | 0 | 0 | 0 | 0 | 0 | 0 | 0 | 0 | 0 | 0 | 0 | 0 | 0
F6_Commercial_College (ID)_Existing_Food Preparation_Natural Gas_Fryer_E6 | F6 | Commercial | College (ID) | Existing | Food Preparation | Natural Gas | Fryer | E6 | Utility - Value of Sales | 0 | 0 | 0 | 0 | 0 | 0 | 0 | 0 | 0 | 0 | 0 | 0 | 0 | 0 | 0 | 0 | 0 | 0 | 0 | 0 | 0 | 0 | 0 | 0 | 0 | 0 | 0
F6_Commercial_College (ID)_Existing_Food Preparation_Natural Gas_Fryer_E7 | F6 | Commercial | College (ID) | Existing | Food Preparation | Natural Gas | Fryer | E7 | Utility - Value of Sales | 0 | 0 | 0 | 0 | 0 | 0 | 0 | 0 | 0 | 0 | 0 | 0 | 0 | 0 | 0 | 0 | 0 | 0 | 0 | 0 | 0 | 0 | 0 | 0 | 0 | 0 | 0
F6_Commercial_College (ID)_Existing_Food Preparation_Natural Gas_Fryer_E8 | F6 | Commercial | College (ID) | Existing | Food Preparation | Natural Gas | Fryer | E8 | Utility - Value of Sales | 0 | 0 | 0 | 0 | 0 | 0 | 0 | 0 | 0 | 0 | 0 | 0 | 0 | 0 | 0 | 0 | 0 | 0 | 0 | 0 | 0 | 0 | 0 | 0 | 0 | 0 | 0
F6_Commercial_College (ID)_Existing_Food Preparation_Natural Gas_Fryer_E9 | F6 | Commercial | College (ID) | Existing | Food Preparation | Natural Gas | Fryer | E9 | Utility - Value of Sales | 0 | 0 | 0 | 0 | 0 | 0 | 0 | 0 | 0 | 0 | 0 | 0 | 0 | 0 | 0 | 0 | 0 | 0 | 0 | 0 | 0 | 0 | 0 | 0 | 0 | 0 | 0
F6_Commercial_College (ID)_Existing_Food Preparation_Natural Gas_Fryer_E10 | F6 | Commercial | College (ID) | Existing | Food Preparation | Natural Gas | Fryer | E10 | Utility - Value of Sales | 0 | 0 | 0 | 0 | 0 | 0 | 0 | 0 | 0 | 0 | 0 | 0 | 0 | 0 | 0 | 0 | 0 | 0 | 0 | 0 | 0 | 0 | 0 | 0 | 0 | 0 | 0
F1_Commercial_College (ID)_Existing_Food Preparation_Natural Gas_Broiler_E1 | F1 | Commercial | College (ID) | Existing | Food Preparation | Natural Gas | Broiler | E1 | RVT - Cost of Equipment | 0.00074548 | 0.00074548 | 0.00074548 | 0.00074548 | 0.00074548 | 0.00074548 | 0.00074548 | 0.00074548 | 0.00074548 | 0.00074548 | 0.00074548 | 0.00074548 | 0.00074548 | 0.00074548 | 0.00074548 | 0.00074548 | 0.00074548 | 0.00074548 | 0.00074548 | 0.00074548 | 0.00074548 | 0.00074548 | 0.00074548 | 0.00074548 | 0.00074548 | 0.00074548 | 0.00074548
F1_Commercial_College (ID)_Existing_Food Preparation_Natural Gas_Broiler_E2 | F1 | Commercial | College (ID) | Existing | Food Preparation | Natural Gas | Broiler | E2 | RVT - Cost of Equipment | 0.0010437 | 0.0010437 | 0.0010437 | 0.0010437 | 0.0010437 | 0.0010437 | 0.0010437 | 0.0010437 | 0.0010437 | 0.0010437 | 0.0010437 | 0.0010437 | 0.0010437 | 0.0010437 | 0.0010437 | 0.0010437 | 0.0010437 | 0.0010437 | 0.0010437 | 0.0010437 | 0.0010437 | 0.0010437 | 0.0010437 | 0.0010437 | 0.0010437 | 0.0010437 | 0.0010437
F1_Commercial_College (ID)_Existing_Food Preparation_Natural Gas_Broiler_E3 | F1 | Commercial | College (ID) | Existing | Food Preparation | Natural Gas | Broiler | E3 | RVT - Cost of Equipment | 0 | 0 | 0 | 0 | 0 | 0 | 0 | 0 | 0 | 0 | 0 | 0 | 0 | 0 | 0 | 0 | 0 | 0 | 0 | 0 | 0 | 0 | 0 | 0 | 0 | 0 | 0
F1_Commercial_College (ID)_Existing_Food Preparation_Natural Gas_Broiler_E4 | F1 | Commercial | College (ID) | Existing | Food Preparation | Natural Gas | Broiler | E4 | RVT - Cost of Equipment | 0 | 0 | 0 | 0 | 0 | 0 | 0 | 0 | 0 | 0 | 0 | 0 | 0 | 0 | 0 | 0 | 0 | 0 | 0 | 0 | 0 | 0 | 0 | 0 | 0 | 0 | 0
F1_Commercial_College (ID)_Existing_Food Preparation_Natural Gas_Broiler_E5 | F1 | Commercial | College (ID) | Existing | Food Preparation | Natural Gas | Broiler | E5 | RVT - Cost of Equipment | 0 | 0 | 0 | 0 | 0 | 0 | 0 | 0 | 0 | 0 | 0 | 0 | 0 | 0 | 0 | 0 | 0 | 0 | 0 | 0 | 0 | 0 | 0 | 0 | 0 | 0 | 0
F1_Commercial_College (ID)_Existing_Food Preparation_Natural Gas_Broiler_E6 | F1 | Commercial | College (ID) | Existing | Food Preparation | Natural Gas | Broiler | E6 | RVT - Cost of Equipment | 0 | 0 | 0 | 0 | 0 | 0 | 0 | 0 | 0 | 0 | 0 | 0 | 0 | 0 | 0 | 0 | 0 | 0 | 0 | 0 | 0 | 0 | 0 | 0 | 0 | 0 | 0
F1_Commercial_College (ID)_Existing_Food Preparation_Natural Gas_Broiler_E7 | F1 | Commercial | College (ID) | Existing | Food Preparation | Natural Gas | Broiler | E7 | RVT - Cost of Equipment | 0 | 0 | 0 | 0 | 0 | 0 | 0 | 0 | 0 | 0 | 0 | 0 | 0 | 0 | 0 | 0 | 0 | 0 | 0 | 0 | 0 | 0 | 0 | 0 | 0 | 0 | 0
F1_Commercial_College (ID)_Existing_Food Preparation_Natural Gas_Broiler_E8 | F1 | Commercial | College (ID) | Existing | Food Preparation | Natural Gas | Broiler | E8 | RVT - Cost of Equipment | 0 | 0 | 0 | 0 | 0 | 0 | 0 | 0 | 0 | 0 | 0 | 0 | 0 | 0 | 0 | 0 | 0 | 0 | 0 | 0 | 0 | 0 | 0 | 0 | 0 | 0 | 0
F1_Commercial_College (ID)_Existing_Food Preparation_Natural Gas_Broiler_E9 | F1 | Commercial | College (ID) | Existing | Food Preparation | Natural Gas | Broiler | E9 | RVT - Cost of Equipment | 0 | 0 | 0 | 0 | 0 | 0 | 0 | 0 | 0 | 0 | 0 | 0 | 0 | 0 | 0 | 0 | 0 | 0 | 0 | 0 | 0 | 0 | 0 | 0 | 0 | 0 | 0
F1_Commercial_College (ID)_Existing_Food Preparation_Natural Gas_Broiler_E10 | F1 | Commercial | College (ID) | Existing | Food Preparation | Natural Gas | Broiler | E10 | RVT - Cost of Equipment | 0 | 0 | 0 | 0 | 0 | 0 | 0 | 0 | 0 | 0 | 0 | 0 | 0 | 0 | 0 | 0 | 0 | 0 | 0 | 0 | 0 | 0 | 0 | 0 | 0 | 0 | 0
F2_Commercial_College (ID)_Existing_Food Preparation_Natural Gas_Broiler_E1 | F2 | Commercial | College (ID) | Existing | Food Preparation | Natural Gas | Broiler | E1 | RVT - Cost of Operation | 0.0088337 | 0.0090006 | 0.0091964 | 0.0094248 | 0.0096864 | 0.010013 | 0.01034 | 0.010651 | 0.010932 | 0.011205 | 0.011488 | 0.011745 | 0.012016 | 0.012272 | 0.012493 | 0.012692 | 0.012861 | 0.013021 | 0.013193 | 0.013352 | 0.013513 | 0.013751 | 0.013992 | 0.014241 | 0.014494 | 0.014751 | 0.015013
F2_Commercial_College (ID)_Existing_Food Preparation_Natural Gas_Broiler_E2 | F2 | Commercial | College (ID) | Existing | Food Preparation | Natural Gas | Broiler | E2 | RVT - Cost of Operation | 0.0075345 | 0.0076768 | 0.0078439 | 0.0080386 | 0.0082617 | 0.0085402 | 0.0088194 | 0.0090846 | 0.0093246 | 0.0095572 | 0.0097983 | 0.010017 | 0.010249 | 0.010467 | 0.010656 | 0.010825 | 0.010969 | 0.011106 | 0.011252 | 0.011388 | 0.011525 | 0.011729 | 0.011934 | 0.012146 | 0.012362 | 0.012581 | 0.012805
F2_Commercial_College (ID)_Existing_Food Preparation_Natural Gas_Broiler_E3 | F2 | Commercial | College (ID) | Existing | Food Preparation | Natural Gas | Broiler | E3 | RVT - Cost of Operation | 0 | 0 | 0 | 0 | 0 | 0 | 0 | 0 | 0 | 0 | 0 | 0 | 0 | 0 | 0 | 0 | 0 | 0 | 0 | 0 | 0 | 0 | 0 | 0 | 0 | 0 | 0
F2_Commercial_College (ID)_Existing_Food Preparation_Natural Gas_Broiler_E4 | F2 | Commercial | College (ID) | Existing | Food Preparation | Natural Gas | Broiler | E4 | RVT - Cost of Operation | 0 | 0 | 0 | 0 | 0 | 0 | 0 | 0 | 0 | 0 | 0 | 0 | 0 | 0 | 0 | 0 | 0 | 0 | 0 | 0 | 0 | 0 | 0 | 0 | 0 | 0 | 0
F2_Commercial_College (ID)_Existing_Food Preparation_Natural Gas_Broiler_E5 | F2 | Commercial | College (ID) | Existing | Food Preparation | Natural Gas | Broiler | E5 | RVT - Cost of Operation | 0 | 0 | 0 | 0 | 0 | 0 | 0 | 0 | 0 | 0 | 0 | 0 | 0 | 0 | 0 | 0 | 0 | 0 | 0 | 0 | 0 | 0 | 0 | 0 | 0 | 0 | 0
F2_Commercial_College (ID)_Existing_Food Preparation_Natural Gas_Broiler_E6 | F2 | Commercial | College (ID) | Existing | Food Preparation | Natural Gas | Broiler | E6 | RVT - Cost of Operation | 0 | 0 | 0 | 0 | 0 | 0 | 0 | 0 | 0 | 0 | 0 | 0 | 0 | 0 | 0 | 0 | 0 | 0 | 0 | 0 | 0 | 0 | 0 | 0 | 0 | 0 | 0
F2_Commercial_College (ID)_Existing_Food Preparation_Natural Gas_Broiler_E7 | F2 | Commercial | College (ID) | Existing | Food Preparation | Natural Gas | Broiler | E7 | RVT - Cost of Operation | 0 | 0 | 0 | 0 | 0 | 0 | 0 | 0 | 0 | 0 | 0 | 0 | 0 | 0 | 0 | 0 | 0 | 0 | 0 | 0 | 0 | 0 | 0 | 0 | 0 | 0 | 0
F2_Commercial_College (ID)_Existing_Food Preparation_Natural Gas_Broiler_E8 | F2 | Commercial | College (ID) | Existing | Food Preparation | Natural Gas | Broiler | E8 | RVT - Cost of Operation | 0 | 0 | 0 | 0 | 0 | 0 | 0 | 0 | 0 | 0 | 0 | 0 | 0 | 0 | 0 | 0 | 0 | 0 | 0 | 0 | 0 | 0 | 0 | 0 | 0 | 0 | 0
F2_Commercial_College (ID)_Existing_Food Preparation_Natural Gas_Broiler_E9 | F2 | Commercial | College (ID) | Existing | Food Preparation | Natural Gas | Broiler | E9 | RVT - Cost of Operation | 0 | 0 | 0 | 0 | 0 | 0 | 0 | 0 | 0 | 0 | 0 | 0 | 0 | 0 | 0 | 0 | 0 | 0 | 0 | 0 | 0 | 0 | 0 | 0 | 0 | 0 | 0
F2_Commercial_College (ID)_Existing_Food Preparation_Natural Gas_Broiler_E10 | F2 | Commercial | College (ID) | Existing | Food Preparation | Natural Gas | Broiler | E10 | RVT - Cost of Operation | 0 | 0 | 0 | 0 | 0 | 0 | 0 | 0 | 0 | 0 | 0 | 0 | 0 | 0 | 0 | 0 | 0 | 0 | 0 | 0 | 0 | 0 | 0 | 0 | 0 | 0 | 0
F3_Commercial_College (ID)_Existing_Food Preparation_Natural Gas_Broiler_E1 | F3 | Commercial | College (ID) | Existing | Food Preparation | Natural Gas | Broiler | E1 | System - kBTUs of Consumption | 2.1074 | 2.1074 | 2.1074 | 2.1074 | 2.1074 | 2.1074 | 2.1074 | 2.1074 | 2.1074 | 2.1074 | 2.1074 | 2.1074 | 2.1074 | 2.1074 | 2.1074 | 2.1074 | 2.1074 | 2.1074 | 2.1074 | 2.1074 | 2.1074 | 2.1074 | 2.1074 | 2.1074 | 2.1074 | 2.1074 | 2.1074
F3_Commercial_College (ID)_Existing_Food Preparation_Natural Gas_Broiler_E2 | F3 | Commercial | College (ID) | Existing | Food Preparation | Natural Gas | Broiler | E2 | System - kBTUs of Consumption | 1.7974 | 1.7974 | 1.7974 | 1.7974 | 1.7974 | 1.7974 | 1.7974 | 1.7974 | 1.7974 | 1.7974 | 1.7974 | 1.7974 | 1.7974 | 1.7974 | 1.7974 | 1.7974 | 1.7974 | 1.7974 | 1.7974 | 1.7974 | 1.7974 | 1.7974 | 1.7974 | 1.7974 | 1.7974 | 1.7974 | 1.7974
F3_Commercial_College (ID)_Existing_Food Preparation_Natural Gas_Broiler_E3 | F3 | Commercial | College (ID) | Existing | Food Preparation | Natural Gas | Broiler | E3 | System - kBTUs of Consumption | 0 | 0 | 0 | 0 | 0 | 0 | 0 | 0 | 0 | 0 | 0 | 0 | 0 | 0 | 0 | 0 | 0 | 0 | 0 | 0 | 0 | 0 | 0 | 0 | 0 | 0 | 0
F3_Commercial_College (ID)_Existing_Food Preparation_Natural Gas_Broiler_E4 | F3 | Commercial | College (ID) | Existing | Food Preparation | Natural Gas | Broiler | E4 | System - kBTUs of Consumption | 0 | 0 | 0 | 0 | 0 | 0 | 0 | 0 | 0 | 0 | 0 | 0 | 0 | 0 | 0 | 0 | 0 | 0 | 0 | 0 | 0 | 0 | 0 | 0 | 0 | 0 | 0
F3_Commercial_College (ID)_Existing_Food Preparation_Natural Gas_Broiler_E5 | F3 | Commercial | College (ID) | Existing | Food Preparation | Natural Gas | Broiler | E5 | System - kBTUs of Consumption | 0 | 0 | 0 | 0 | 0 | 0 | 0 | 0 | 0 | 0 | 0 | 0 | 0 | 0 | 0 | 0 | 0 | 0 | 0 | 0 | 0 | 0 | 0 | 0 | 0 | 0 | 0
F3_Commercial_College (ID)_Existing_Food Preparation_Natural Gas_Broiler_E6 | F3 | Commercial | College (ID) | Existing | Food Preparation | Natural Gas | Broiler | E6 | System - kBTUs of Consumption | 0 | 0 | 0 | 0 | 0 | 0 | 0 | 0 | 0 | 0 | 0 | 0 | 0 | 0 | 0 | 0 | 0 | 0 | 0 | 0 | 0 | 0 | 0 | 0 | 0 | 0 | 0
F3_Commercial_College (ID)_Existing_Food Preparation_Natural Gas_Broiler_E7 | F3 | Commercial | College (ID) | Existing | Food Preparation | Natural Gas | Broiler | E7 | System - kBTUs of Consumption | 0 | 0 | 0 | 0 | 0 | 0 | 0 | 0 | 0 | 0 | 0 | 0 | 0 | 0 | 0 | 0 | 0 | 0 | 0 | 0 | 0 | 0 | 0 | 0 | 0 | 0 | 0
F3_Commercial_College (ID)_Existing_Food Preparation_Natural Gas_Broiler_E8 | F3 | Commercial | College (ID) | Existing | Food Preparation | Natural Gas | Broiler | E8 | System - kBTUs of Consumption | 0 | 0 | 0 | 0 | 0 | 0 | 0 | 0 | 0 | 0 | 0 | 0 | 0 | 0 | 0 | 0 | 0 | 0 | 0 | 0 | 0 | 0 | 0 | 0 | 0 | 0 | 0
F3_Commercial_College (ID)_Existing_Food Preparation_Natural Gas_Broiler_E9 | F3 | Commercial | College (ID) | Existing | Food Preparation | Natural Gas | Broiler | E9 | System - kBTUs of Consumption | 0 | 0 | 0 | 0 | 0 | 0 | 0 | 0 | 0 | 0 | 0 | 0 | 0 | 0 | 0 | 0 | 0 | 0 | 0 | 0 | 0 | 0 | 0 | 0 | 0 | 0 | 0
F3_Commercial_College (ID)_Existing_Food Preparation_Natural Gas_Broiler_E10 | F3 | Commercial | College (ID) | Existing | Food Preparation | Natural Gas | Broiler | E10 | System - kBTUs of Consumption | 0 | 0 | 0 | 0 | 0 | 0 | 0 | 0 | 0 | 0 | 0 | 0 | 0 | 0 | 0 | 0 | 0 | 0 | 0 | 0 | 0 | 0 | 0 | 0 | 0 | 0 | 0
F4_Commercial_College (ID)_Existing_Food Preparation_Natural Gas_Broiler_E1 | F4 | Commercial | College (ID) | Existing | Food Preparation | Natural Gas | Broiler | E1 | Utility - Cost of Equipment | 0.00074548 | 0.00074548 | 0.00074548 | 0.00074548 | 0.00074548 | 0.00074548 | 0.00074548 | 0.00074548 | 0.00074548 | 0.00074548 | 0.00074548 | 0.00074548 | 0.00074548 | 0.00074548 | 0.00074548 | 0.00074548 | 0.00074548 | 0.00074548 | 0.00074548 | 0.00074548 | 0.00074548 | 0.00074548 | 0.00074548 | 0.00074548 | 0.00074548 | 0.00074548 | 0.00074548
F4_Commercial_College (ID)_Existing_Food Preparation_Natural Gas_Broiler_E2 | F4 | Commercial | College (ID) | Existing | Food Preparation | Natural Gas | Broiler | E2 | Utility - Cost of Equipment | 0.0010437 | 0.0010437 | 0.0010437 | 0.0010437 | 0.0010437 | 0.0010437 | 0.0010437 | 0.0010437 | 0.0010437 | 0.0010437 | 0.0010437 | 0.0010437 | 0.0010437 | 0.0010437 | 0.0010437 | 0.0010437 | 0.0010437 | 0.0010437 | 0.0010437 | 0.0010437 | 0.0010437 | 0.0010437 | 0.0010437 | 0.0010437 | 0.0010437 | 0.0010437 | 0.0010437
F4_Commercial_College (ID)_Existing_Food Preparation_Natural Gas_Broiler_E3 | F4 | Commercial | College (ID) | Existing | Food Preparation | Natural Gas | Broiler | E3 | Utility - Cost of Equipment | 0 | 0 | 0 | 0 | 0 | 0 | 0 | 0 | 0 | 0 | 0 | 0 | 0 | 0 | 0 | 0 | 0 | 0 | 0 | 0 | 0 | 0 | 0 | 0 | 0 | 0 | 0
F4_Commercial_College (ID)_Existing_Food Preparation_Natural Gas_Broiler_E4 | F4 | Commercial | College (ID) | Existing | Food Preparation | Natural Gas | Broiler | E4 | Utility - Cost of Equipment | 0 | 0 | 0 | 0 | 0 | 0 | 0 | 0 | 0 | 0 | 0 | 0 | 0 | 0 | 0 | 0 | 0 | 0 | 0 | 0 | 0 | 0 | 0 | 0 | 0 | 0 | 0
F4_Commercial_College (ID)_Existing_Food Preparation_Natural Gas_Broiler_E5 | F4 | Commercial | College (ID) | Existing | Food Preparation | Natural Gas | Broiler | E5 | Utility - Cost of Equipment | 0 | 0 | 0 | 0 | 0 | 0 | 0 | 0 | 0 | 0 | 0 | 0 | 0 | 0 | 0 | 0 | 0 | 0 | 0 | 0 | 0 | 0 | 0 | 0 | 0 | 0 | 0
F4_Commercial_College (ID)_Existing_Food Preparation_Natural Gas_Broiler_E6 | F4 | Commercial | College (ID) | Existing | Food Preparation | Natural Gas | Broiler | E6 | Utility - Cost of Equipment | 0 | 0 | 0 | 0 | 0 | 0 | 0 | 0 | 0 | 0 | 0 | 0 | 0 | 0 | 0 | 0 | 0 | 0 | 0 | 0 | 0 | 0 | 0 | 0 | 0 | 0 | 0
F4_Commercial_College (ID)_Existing_Food Preparation_Natural Gas_Broiler_E7 | F4 | Commercial | College (ID) | Existing | Food Preparation | Natural Gas | Broiler | E7 | Utility - Cost of Equipment | 0 | 0 | 0 | 0 | 0 | 0 | 0 | 0 | 0 | 0 | 0 | 0 | 0 | 0 | 0 | 0 | 0 | 0 | 0 | 0 | 0 | 0 | 0 | 0 | 0 | 0 | 0
F4_Commercial_College (ID)_Existing_Food Preparation_Natural Gas_Broiler_E8 | F4 | Commercial | College (ID) | Existing | Food Preparation | Natural Gas | Broiler | E8 | Utility - Cost of Equipment | 0 | 0 | 0 | 0 | 0 | 0 | 0 | 0 | 0 | 0 | 0 | 0 | 0 | 0 | 0 | 0 | 0 | 0 | 0 | 0 | 0 | 0 | 0 | 0 | 0 | 0 | 0
F4_Commercial_College (ID)_Existing_Food Preparation_Natural Gas_Broiler_E9 | F4 | Commercial | College (ID) | Existing | Food Preparation | Natural Gas | Broiler | E9 | Utility - Cost of Equipment | 0 | 0 | 0 | 0 | 0 | 0 | 0 | 0 | 0 | 0 | 0 | 0 | 0 | 0 | 0 | 0 | 0 | 0 | 0 | 0 | 0 | 0 | 0 | 0 | 0 | 0 | 0
F4_Commercial_College (ID)_Existing_Food Preparation_Natural Gas_Broiler_E10 | F4 | Commercial | College (ID) | Existing | Food Preparation | Natural Gas | Broiler | E10 | Utility - Cost of Equipment | 0 | 0 | 0 | 0 | 0 | 0 | 0 | 0 | 0 | 0 | 0 | 0 | 0 | 0 | 0 | 0 | 0 | 0 | 0 | 0 | 0 | 0 | 0 | 0 | 0 | 0 | 0
F5_Commercial_College (ID)_Existing_Food Preparation_Natural Gas_Broiler_E1 | F5 | Commercial | College (ID) | Existing | Food Preparation | Natural Gas | Broiler | E1 | Utility - Cost of Operation | 0.0075002 | 0.0076892 | 0.0079131 | 0.0081698 | 0.00846 | 0.0088131 | 0.0091766 | 0.0095365 | 0.009883 | 0.010234 | 0.010514 | 0.010776 | 0.011057 | 0.011333 | 0.011579 | 0.011809 | 0.012016 | 0.01222 | 0.012438 | 0.012651 | 0.012869 | 0.013096 | 0.013326 | 0.013562 | 0.013803 | 0.014049 | 0.014298
F5_Commercial_College (ID)_Existing_Food Preparation_Natural Gas_Broiler_E2 | F5 | Commercial | College (ID) | Existing | Food Preparation | Natural Gas | Broiler | E2 | Utility - Cost of Operation | 0.0063971 | 0.0065583 | 0.0067493 | 0.0069682 | 0.0072157 | 0.0075169 | 0.0078269 | 0.0081339 | 0.0084294 | 0.0087291 | 0.0089675 | 0.0091909 | 0.0094309 | 0.0096658 | 0.0098759 | 0.010072 | 0.010249 | 0.010423 | 0.010609 | 0.01079 | 0.010976 | 0.01117 | 0.011366 | 0.011568 | 0.011773 | 0.011982 | 0.012195
F5_Commercial_College (ID)_Existing_Food Preparation_Natural Gas_Broiler_E3 | F5 | Commercial | College (ID) | Existing | Food Preparation | Natural Gas | Broiler | E3 | Utility - Cost of Operation | 0 | 0 | 0 | 0 | 0 | 0 | 0 | 0 | 0 | 0 | 0 | 0 | 0 | 0 | 0 | 0 | 0 | 0 | 0 | 0 | 0 | 0 | 0 | 0 | 0 | 0 | 0
F5_Commercial_College (ID)_Existing_Food Preparation_Natural Gas_Broiler_E4 | F5 | Commercial | College (ID) | Existing | Food Preparation | Natural Gas | Broiler | E4 | Utility - Cost of Operation | 0 | 0 | 0 | 0 | 0 | 0 | 0 | 0 | 0 | 0 | 0 | 0 | 0 | 0 | 0 | 0 | 0 | 0 | 0 | 0 | 0 | 0 | 0 | 0 | 0 | 0 | 0
F5_Commercial_College (ID)_Existing_Food Preparation_Natural Gas_Broiler_E5 | F5 | Commercial | College (ID) | Existing | Food Preparation | Natural Gas | Broiler | E5 | Utility - Cost of Operation | 0 | 0 | 0 | 0 | 0 | 0 | 0 | 0 | 0 | 0 | 0 | 0 | 0 | 0 | 0 | 0 | 0 | 0 | 0 | 0 | 0 | 0 | 0 | 0 | 0 | 0 | 0
F5_Commercial_College (ID)_Existing_Food Preparation_Natural Gas_Broiler_E6 | F5 | Commercial | College (ID) | Existing | Food Preparation | Natural Gas | Broiler | E6 | Utility - Cost of Operation | 0 | 0 | 0 | 0 | 0 | 0 | 0 | 0 | 0 | 0 | 0 | 0 | 0 | 0 | 0 | 0 | 0 | 0 | 0 | 0 | 0 | 0 | 0 | 0 | 0 | 0 | 0
F5_Commercial_College (ID)_Existing_Food Preparation_Natural Gas_Broiler_E7 | F5 | Commercial | College (ID) | Existing | Food Preparation | Natural Gas | Broiler | E7 | Utility - Cost of Operation | 0 | 0 | 0 | 0 | 0 | 0 | 0 | 0 | 0 | 0 | 0 | 0 | 0 | 0 | 0 | 0 | 0 | 0 | 0 | 0 | 0 | 0 | 0 | 0 | 0 | 0 | 0
F5_Commercial_College (ID)_Existing_Food Preparation_Natural Gas_Broiler_E8 | F5 | Commercial | College (ID) | Existing | Food Preparation | Natural Gas | Broiler | E8 | Utility - Cost of Operation | 0 | 0 | 0 | 0 | 0 | 0 | 0 | 0 | 0 | 0 | 0 | 0 | 0 | 0 | 0 | 0 | 0 | 0 | 0 | 0 | 0 | 0 | 0 | 0 | 0 | 0 | 0
F5_Commercial_College (ID)_Existing_Food Preparation_Natural Gas_Broiler_E9 | F5 | Commercial | College (ID) | Existing | Food Preparation | Natural Gas | Broiler | E9 | Utility - Cost of Operation | 0 | 0 | 0 | 0 | 0 | 0 | 0 | 0 | 0 | 0 | 0 | 0 | 0 | 0 | 0 | 0 | 0 | 0 | 0 | 0 | 0 | 0 | 0 | 0 | 0 | 0 | 0
F5_Commercial_College (ID)_Existing_Food Preparation_Natural Gas_Broiler_E10 | F5 | Commercial | College (ID) | Existing | Food Preparation | Natural Gas | Broiler | E10 | Utility - Cost of Operation | 0 | 0 | 0 | 0 | 0 | 0 | 0 | 0 | 0 | 0 | 0 | 0 | 0 | 0 | 0 | 0 | 0 | 0 | 0 | 0 | 0 | 0 | 0 | 0 | 0 | 0 | 0
F6_Commercial_College (ID)_Existing_Food Preparation_Natural Gas_Broiler_E1 | F6 | Commercial | College (ID) | Existing | Food Preparation | Natural Gas | Broiler | E1 | Utility - Value of Sales | 0.0088337 | 0.0090006 | 0.0091964 | 0.0094248 | 0.0096864 | 0.010013 | 0.01034 | 0.010651 | 0.010932 | 0.011205 | 0.011488 | 0.011745 | 0.012016 | 0.012272 | 0.012493 | 0.012692 | 0.012861 | 0.013021 | 0.013193 | 0.013352 | 0.013513 | 0.013751 | 0.013992 | 0.014241 | 0.014494 | 0.014751 | 0.015013
F6_Commercial_College (ID)_Existing_Food Preparation_Natural Gas_Broiler_E2 | F6 | Commercial | College (ID) | Existing | Food Preparation | Natural Gas | Broiler | E2 | Utility - Value of Sales | 0.0075345 | 0.0076768 | 0.0078439 | 0.0080386 | 0.0082617 | 0.0085402 | 0.0088194 | 0.0090846 | 0.0093246 | 0.0095572 | 0.0097983 | 0.010017 | 0.010249 | 0.010467 | 0.010656 | 0.010825 | 0.010969 | 0.011106 | 0.011252 | 0.011388 | 0.011525 | 0.011729 | 0.011934 | 0.012146 | 0.012362 | 0.012581 | 0.012805
F6_Commercial_College (ID)_Existing_Food Preparation_Natural Gas_Broiler_E3 | F6 | Commercial | College (ID) | Existing | Food Preparation | Natural Gas | Broiler | E3 | Utility - Value of Sales | 0 | 0 | 0 | 0 | 0 | 0 | 0 | 0 | 0 | 0 | 0 | 0 | 0 | 0 | 0 | 0 | 0 | 0 | 0 | 0 | 0 | 0 | 0 | 0 | 0 | 0 | 0
F6_Commercial_College (ID)_Existing_Food Preparation_Natural Gas_Broiler_E4 | F6 | Commercial | College (ID) | Existing | Food Preparation | Natural Gas | Broiler | E4 | Utility - Value of Sales | 0 | 0 | 0 | 0 | 0 | 0 | 0 | 0 | 0 | 0 | 0 | 0 | 0 | 0 | 0 | 0 | 0 | 0 | 0 | 0 | 0 | 0 | 0 | 0 | 0 | 0 | 0
F6_Commercial_College (ID)_Existing_Food Preparation_Natural Gas_Broiler_E5 | F6 | Commercial | College (ID) | Existing | Food Preparation | Natural Gas | Broiler | E5 | Utility - Value of Sales | 0 | 0 | 0 | 0 | 0 | 0 | 0 | 0 | 0 | 0 | 0 | 0 | 0 | 0 | 0 | 0 | 0 | 0 | 0 | 0 | 0 | 0 | 0 | 0 | 0 | 0 | 0
F6_Commercial_College (ID)_Existing_Food Preparation_Natural Gas_Broiler_E6 | F6 | Commercial | College (ID) | Existing | Food Preparation | Natural Gas | Broiler | E6 | Utility - Value of Sales | 0 | 0 | 0 | 0 | 0 | 0 | 0 | 0 | 0 | 0 | 0 | 0 | 0 | 0 | 0 | 0 | 0 | 0 | 0 | 0 | 0 | 0 | 0 | 0 | 0 | 0 | 0
F6_Commercial_College (ID)_Existing_Food Preparation_Natural Gas_Broiler_E7 | F6 | Commercial | College (ID) | Existing | Food Preparation | Natural Gas | Broiler | E7 | Utility - Value of Sales | 0 | 0 | 0 | 0 | 0 | 0 | 0 | 0 | 0 | 0 | 0 | 0 | 0 | 0 | 0 | 0 | 0 | 0 | 0 | 0 | 0 | 0 | 0 | 0 | 0 | 0 | 0
F6_Commercial_College (ID)_Existing_Food Preparation_Natural Gas_Broiler_E8 | F6 | Commercial | College (ID) | Existing | Food Preparation | Natural Gas | Broiler | E8 | Utility - Value of Sales | 0 | 0 | 0 | 0 | 0 | 0 | 0 | 0 | 0 | 0 | 0 | 0 | 0 | 0 | 0 | 0 | 0 | 0 | 0 | 0 | 0 | 0 | 0 | 0 | 0 | 0 | 0
F6_Commercial_College (ID)_Existing_Food Preparation_Natural Gas_Broiler_E9 | F6 | Commercial | College (ID) | Existing | Food Preparation | Natural Gas | Broiler | E9 | Utility - Value of Sales | 0 | 0 | 0 | 0 | 0 | 0 | 0 | 0 | 0 | 0 | 0 | 0 | 0 | 0 | 0 | 0 | 0 | 0 | 0 | 0 | 0 | 0 | 0 | 0 | 0 | 0 | 0
F6_Commercial_College (ID)_Existing_Food Preparation_Natural Gas_Broiler_E10 | F6 | Commercial | College (ID) | Existing | Food Preparation | Natural Gas | Broiler | E10 | Utility - Value of Sales | 0 | 0 | 0 | 0 | 0 | 0 | 0 | 0 | 0 | 0 | 0 | 0 | 0 | 0 | 0 | 0 | 0 | 0 | 0 | 0 | 0 | 0 | 0 | 0 | 0 | 0 | 0
F1_Commercial_College (ID)_Existing_Food Preparation_Natural Gas_Griddle_E1 | F1 | Commercial | College (ID) | Existing | Food Preparation | Natural Gas | Griddle | E1 | RVT - Cost of Equipment | 0.0019495 | 0.0019495 | 0.0019495 | 0.0019495 | 0.0019495 | 0.0019495 | 0.0019495 | 0.0019495 | 0.0019495 | 0.0019495 | 0.0019495 | 0.0019495 | 0.0019495 | 0.0019495 | 0.0019495 | 0.0019495 | 0.0019495 | 0.0019495 | 0.0019495 | 0.0019495 | 0.0019495 | 0.0019495 | 0.0019495 | 0.0019495 | 0.0019495 | 0.0019495 | 0.0019495
F1_Commercial_College (ID)_Existing_Food Preparation_Natural Gas_Griddle_E2 | F1 | Commercial | College (ID) | Existing | Food Preparation | Natural Gas | Griddle | E2 | RVT - Cost of Equipment | 0.0020858 | 0.0020858 | 0.0020858 | 0.0020858 | 0.0020858 | 0.0020858 | 0.0020858 | 0.0020858 | 0.0020858 | 0.0020858 | 0.0020858 | 0.0020858 | 0.0020858 | 0.0020858 | 0.0020858 | 0.0020858 | 0.0020858 | 0.0020858 | 0.0020858 | 0.0020858 | 0.0020858 | 0.0020858 | 0.0020858 | 0.0020858 | 0.0020858 | 0.0020858 | 0.0020858
F1_Commercial_College (ID)_Existing_Food Preparation_Natural Gas_Griddle_E3 | F1 | Commercial | College (ID) | Existing | Food Preparation | Natural Gas | Griddle | E3 | RVT - Cost of Equipment | 0 | 0 | 0 | 0 | 0 | 0 | 0 | 0 | 0 | 0 | 0 | 0 | 0 | 0 | 0 | 0 | 0 | 0 | 0 | 0 | 0 | 0 | 0 | 0 | 0 | 0 | 0
F1_Commercial_College (ID)_Existing_Food Preparation_Natural Gas_Griddle_E4 | F1 | Commercial | College (ID) | Existing | Food Preparation | Natural Gas | Griddle | E4 | RVT - Cost of Equipment | 0 | 0 | 0 | 0 | 0 | 0 | 0 | 0 | 0 | 0 | 0 | 0 | 0 | 0 | 0 | 0 | 0 | 0 | 0 | 0 | 0 | 0 | 0 | 0 | 0 | 0 | 0
F1_Commercial_College (ID)_Existing_Food Preparation_Natural Gas_Griddle_E5 | F1 | Commercial | College (ID) | Existing | Food Preparation | Natural Gas | Griddle | E5 | RVT - Cost of Equipment | 0 | 0 | 0 | 0 | 0 | 0 | 0 | 0 | 0 | 0 | 0 | 0 | 0 | 0 | 0 | 0 | 0 | 0 | 0 | 0 | 0 | 0 | 0 | 0 | 0 | 0 | 0
F1_Commercial_College (ID)_Existing_Food Preparation_Natural Gas_Griddle_E6 | F1 | Commercial | College (ID) | Existing | Food Preparation | Natural Gas | Griddle | E6 | RVT - Cost of Equipment | 0 | 0 | 0 | 0 | 0 | 0 | 0 | 0 | 0 | 0 | 0 | 0 | 0 | 0 | 0 | 0 | 0 | 0 | 0 | 0 | 0 | 0 | 0 | 0 | 0 | 0 | 0
F1_Commercial_College (ID)_Existing_Food Preparation_Natural Gas_Griddle_E7 | F1 | Commercial | College (ID) | Existing | Food Preparation | Natural Gas | Griddle | E7 | RVT - Cost of Equipment | 0 | 0 | 0 | 0 | 0 | 0 | 0 | 0 | 0 | 0 | 0 | 0 | 0 | 0 | 0 | 0 | 0 | 0 | 0 | 0 | 0 | 0 | 0 | 0 | 0 | 0 | 0
F1_Commercial_College (ID)_Existing_Food Preparation_Natural Gas_Griddle_E8 | F1 | Commercial | College (ID) | Existing | Food Preparation | Natural Gas | Griddle | E8 | RVT - Cost of Equipment | 0 | 0 | 0 | 0 | 0 | 0 | 0 | 0 | 0 | 0 | 0 | 0 | 0 | 0 | 0 | 0 | 0 | 0 | 0 | 0 | 0 | 0 | 0 | 0 | 0 | 0 | 0
F1_Commercial_College (ID)_Existing_Food Preparation_Natural Gas_Griddle_E9 | F1 | Commercial | College (ID) | Existing | Food Preparation | Natural Gas | Griddle | E9 | RVT - Cost of Equipment | 0 | 0 | 0 | 0 | 0 | 0 | 0 | 0 | 0 | 0 | 0 | 0 | 0 | 0 | 0 | 0 | 0 | 0 | 0 | 0 | 0 | 0 | 0 | 0 | 0 | 0 | 0
F1_Commercial_College (ID)_Existing_Food Preparation_Natural Gas_Griddle_E10 | F1 | Commercial | College (ID) | Existing | Food Preparation | Natural Gas | Griddle | E10 | RVT - Cost of Equipment | 0 | 0 | 0 | 0 | 0 | 0 | 0 | 0 | 0 | 0 | 0 | 0 | 0 | 0 | 0 | 0 | 0 | 0 | 0 | 0 | 0 | 0 | 0 | 0 | 0 | 0 | 0
F2_Commercial_College (ID)_Existing_Food Preparation_Natural Gas_Griddle_E1 | F2 | Commercial | College (ID) | Existing | Food Preparation | Natural Gas | Griddle | E1 | RVT - Cost of Operation | 0.0061391 | 0.0062551 | 0.0063912 | 0.0065499 | 0.0067317 | 0.0069586 | 0.0071861 | 0.0074021 | 0.0075977 | 0.0077873 | 0.0079837 | 0.0081622 | 0.0083506 | 0.0085289 | 0.0086822 | 0.0088206 | 0.0089377 | 0.0090495 | 0.0091683 | 0.0092794 | 0.0093908 | 0.0095565 | 0.0097239 | 0.0098967 | 0.010073 | 0.010251 | 0.010434
F2_Commercial_College (ID)_Existing_Food Preparation_Natural Gas_Griddle_E2 | F2 | Commercial | College (ID) | Existing | Food Preparation | Natural Gas | Griddle | E2 | RVT - Cost of Operation | 0.0053883 | 0.0054901 | 0.0056096 | 0.0057489 | 0.0059084 | 0.0061076 | 0.0063073 | 0.0064969 | 0.0066686 | 0.0068349 | 0.0070073 | 0.007164 | 0.0073294 | 0.0074859 | 0.0076204 | 0.0077419 | 0.0078447 | 0.0079428 | 0.0080471 | 0.0081446 | 0.0082423 | 0.0083878 | 0.0085348 | 0.0086864 | 0.0088407 | 0.0089978 | 0.0091576
F2_Commercial_College (ID)_Existing_Food Preparation_Natural Gas_Griddle_E3 | F2 | Commercial | College (ID) | Existing | Food Preparation | Natural Gas | Griddle | E3 | RVT - Cost of Operation | 0 | 0 | 0 | 0 | 0 | 0 | 0 | 0 | 0 | 0 | 0 | 0 | 0 | 0 | 0 | 0 | 0 | 0 | 0 | 0 | 0 | 0 | 0 | 0 | 0 | 0 | 0
F2_Commercial_College (ID)_Existing_Food Preparation_Natural Gas_Griddle_E4 | F2 | Commercial | College (ID) | Existing | Food Preparation | Natural Gas | Griddle | E4 | RVT - Cost of Operation | 0 | 0 | 0 | 0 | 0 | 0 | 0 | 0 | 0 | 0 | 0 | 0 | 0 | 0 | 0 | 0 | 0 | 0 | 0 | 0 | 0 | 0 | 0 | 0 | 0 | 0 | 0
F2_Commercial_College (ID)_Existing_Food Preparation_Natural Gas_Griddle_E5 | F2 | Commercial | College (ID) | Existing | Food Preparation | Natural Gas | Griddle | E5 | RVT - Cost of Operation | 0 | 0 | 0 | 0 | 0 | 0 | 0 | 0 | 0 | 0 | 0 | 0 | 0 | 0 | 0 | 0 | 0 | 0 | 0 | 0 | 0 | 0 | 0 | 0 | 0 | 0 | 0
F2_Commercial_College (ID)_Existing_Food Preparation_Natural Gas_Griddle_E6 | F2 | Commercial | College (ID) | Existing | Food Preparation | Natural Gas | Griddle | E6 | RVT - Cost of Operation | 0 | 0 | 0 | 0 | 0 | 0 | 0 | 0 | 0 | 0 | 0 | 0 | 0 | 0 | 0 | 0 | 0 | 0 | 0 | 0 | 0 | 0 | 0 | 0 | 0 | 0 | 0
F2_Commercial_College (ID)_Existing_Food Preparation_Natural Gas_Griddle_E7 | F2 | Commercial | College (ID) | Existing | Food Preparation | Natural Gas | Griddle | E7 | RVT - Cost of Operation | 0 | 0 | 0 | 0 | 0 | 0 | 0 | 0 | 0 | 0 | 0 | 0 | 0 | 0 | 0 | 0 | 0 | 0 | 0 | 0 | 0 | 0 | 0 | 0 | 0 | 0 | 0
F2_Commercial_College (ID)_Existing_Food Preparation_Natural Gas_Griddle_E8 | F2 | Commercial | College (ID) | Existing | Food Preparation | Natural Gas | Griddle | E8 | RVT - Cost of Operation | 0 | 0 | 0 | 0 | 0 | 0 | 0 | 0 | 0 | 0 | 0 | 0 | 0 | 0 | 0 | 0 | 0 | 0 | 0 | 0 | 0 | 0 | 0 | 0 | 0 | 0 | 0
F2_Commercial_College (ID)_Existing_Food Preparation_Natural Gas_Griddle_E9 | F2 | Commercial | College (ID) | Existing | Food Preparation | Natural Gas | Griddle | E9 | RVT - Cost of Operation | 0 | 0 | 0 | 0 | 0 | 0 | 0 | 0 | 0 | 0 | 0 | 0 | 0 | 0 | 0 | 0 | 0 | 0 | 0 | 0 | 0 | 0 | 0 | 0 | 0 | 0 | 0
F2_Commercial_College (ID)_Existing_Food Preparation_Natural Gas_Griddle_E10 | F2 | Commercial | College (ID) | Existing | Food Preparation | Natural Gas | Griddle | E10 | RVT - Cost of Operation | 0 | 0 | 0 | 0 | 0 | 0 | 0 | 0 | 0 | 0 | 0 | 0 | 0 | 0 | 0 | 0 | 0 | 0 | 0 | 0 | 0 | 0 | 0 | 0 | 0 | 0 | 0
F3_Commercial_College (ID)_Existing_Food Preparation_Natural Gas_Griddle_E1 | F3 | Commercial | College (ID) | Existing | Food Preparation | Natural Gas | Griddle | E1 | System - kBTUs of Consumption | 1.4646 | 1.4646 | 1.4646 | 1.4646 | 1.4646 | 1.4646 | 1.4646 | 1.4646 | 1.4646 | 1.4646 | 1.4646 | 1.4646 | 1.4646 | 1.4646 | 1.4646 | 1.4646 | 1.4646 | 1.4646 | 1.4646 | 1.4646 | 1.4646 | 1.4646 | 1.4646 | 1.4646 | 1.4646 | 1.4646 | 1.4646
F3_Commercial_College (ID)_Existing_Food Preparation_Natural Gas_Griddle_E2 | F3 | Commercial | College (ID) | Existing | Food Preparation | Natural Gas | Griddle | E2 | System - kBTUs of Consumption | 1.2855 | 1.2855 | 1.2855 | 1.2855 | 1.2855 | 1.2855 | 1.2855 | 1.2855 | 1.2855 | 1.2855 | 1.2855 | 1.2855 | 1.2855 | 1.2855 | 1.2855 | 1.2855 | 1.2855 | 1.2855 | 1.2855 | 1.2855 | 1.2855 | 1.2855 | 1.2855 | 1.2855 | 1.2855 | 1.2855 | 1.2855
F3_Commercial_College (ID)_Existing_Food Preparation_Natural Gas_Griddle_E3 | F3 | Commercial | College (ID) | Existing | Food Preparation | Natural Gas | Griddle | E3 | System - kBTUs of Consumption | 0 | 0 | 0 | 0 | 0 | 0 | 0 | 0 | 0 | 0 | 0 | 0 | 0 | 0 | 0 | 0 | 0 | 0 | 0 | 0 | 0 | 0 | 0 | 0 | 0 | 0 | 0
F3_Commercial_College (ID)_Existing_Food Preparation_Natural Gas_Griddle_E4 | F3 | Commercial | College (ID) | Existing | Food Preparation | Natural Gas | Griddle | E4 | System - kBTUs of Consumption | 0 | 0 | 0 | 0 | 0 | 0 | 0 | 0 | 0 | 0 | 0 | 0 | 0 | 0 | 0 | 0 | 0 | 0 | 0 | 0 | 0 | 0 | 0 | 0 | 0 | 0 | 0
F3_Commercial_College (ID)_Existing_Food Preparation_Natural Gas_Griddle_E5 | F3 | Commercial | College (ID) | Existing | Food Preparation | Natural Gas | Griddle | E5 | System - kBTUs of Consumption | 0 | 0 | 0 | 0 | 0 | 0 | 0 | 0 | 0 | 0 | 0 | 0 | 0 | 0 | 0 | 0 | 0 | 0 | 0 | 0 | 0 | 0 | 0 | 0 | 0 | 0 | 0
F3_Commercial_College (ID)_Existing_Food Preparation_Natural Gas_Griddle_E6 | F3 | Commercial | College (ID) | Existing | Food Preparation | Natural Gas | Griddle | E6 | System - kBTUs of Consumption | 0 | 0 | 0 | 0 | 0 | 0 | 0 | 0 | 0 | 0 | 0 | 0 | 0 | 0 | 0 | 0 | 0 | 0 | 0 | 0 | 0 | 0 | 0 | 0 | 0 | 0 | 0
F3_Commercial_College (ID)_Existing_Food Preparation_Natural Gas_Griddle_E7 | F3 | Commercial | College (ID) | Existing | Food Preparation | Natural Gas | Griddle | E7 | System - kBTUs of Consumption | 0 | 0 | 0 | 0 | 0 | 0 | 0 | 0 | 0 | 0 | 0 | 0 | 0 | 0 | 0 | 0 | 0 | 0 | 0 | 0 | 0 | 0 | 0 | 0 | 0 | 0 | 0
F3_Commercial_College (ID)_Existing_Food Preparation_Natural Gas_Griddle_E8 | F3 | Commercial | College (ID) | Existing | Food Preparation | Natural Gas | Griddle | E8 | System - kBTUs of Consumption | 0 | 0 | 0 | 0 | 0 | 0 | 0 | 0 | 0 | 0 | 0 | 0 | 0 | 0 | 0 | 0 | 0 | 0 | 0 | 0 | 0 | 0 | 0 | 0 | 0 | 0 | 0
F3_Commercial_College (ID)_Existing_Food Preparation_Natural Gas_Griddle_E9 | F3 | Commercial | College (ID) | Existing | Food Preparation | Natural Gas | Griddle | E9 | System - kBTUs of Consumption | 0 | 0 | 0 | 0 | 0 | 0 | 0 | 0 | 0 | 0 | 0 | 0 | 0 | 0 | 0 | 0 | 0 | 0 | 0 | 0 | 0 | 0 | 0 | 0 | 0 | 0 | 0
F3_Commercial_College (ID)_Existing_Food Preparation_Natural Gas_Griddle_E10 | F3 | Commercial | College (ID) | Existing | Food Preparation | Natural Gas | Griddle | E10 | System - kBTUs of Consumption | 0 | 0 | 0 | 0 | 0 | 0 | 0 | 0 | 0 | 0 | 0 | 0 | 0 | 0 | 0 | 0 | 0 | 0 | 0 | 0 | 0 | 0 | 0 | 0 | 0 | 0 | 0
F4_Commercial_College (ID)_Existing_Food Preparation_Natural Gas_Griddle_E1 | F4 | Commercial | College (ID) | Existing | Food Preparation | Natural Gas | Griddle | E1 | Utility - Cost of Equipment | 0.0019495 | 0.0019495 | 0.0019495 | 0.0019495 | 0.0019495 | 0.0019495 | 0.0019495 | 0.0019495 | 0.0019495 | 0.0019495 | 0.0019495 | 0.0019495 | 0.0019495 | 0.0019495 | 0.0019495 | 0.0019495 | 0.0019495 | 0.0019495 | 0.0019495 | 0.0019495 | 0.0019495 | 0.0019495 | 0.0019495 | 0.0019495 | 0.0019495 | 0.0019495 | 0.0019495
F4_Commercial_College (ID)_Existing_Food Preparation_Natural Gas_Griddle_E2 | F4 | Commercial | College (ID) | Existing | Food Preparation | Natural Gas | Griddle | E2 | Utility - Cost of Equipment | 0.0020858 | 0.0020858 | 0.0020858 | 0.0020858 | 0.0020858 | 0.0020858 | 0.0020858 | 0.0020858 | 0.0020858 | 0.0020858 | 0.0020858 | 0.0020858 | 0.0020858 | 0.0020858 | 0.0020858 | 0.0020858 | 0.0020858 | 0.0020858 | 0.0020858 | 0.0020858 | 0.0020858 | 0.0020858 | 0.0020858 | 0.0020858 | 0.0020858 | 0.0020858 | 0.0020858
F4_Commercial_College (ID)_Existing_Food Preparation_Natural Gas_Griddle_E3 | F4 | Commercial | College (ID) | Existing | Food Preparation | Natural Gas | Griddle | E3 | Utility - Cost of Equipment | 0 | 0 | 0 | 0 | 0 | 0 | 0 | 0 | 0 | 0 | 0 | 0 | 0 | 0 | 0 | 0 | 0 | 0 | 0 | 0 | 0 | 0 | 0 | 0 | 0 | 0 | 0
F4_Commercial_College (ID)_Existing_Food Preparation_Natural Gas_Griddle_E4 | F4 | Commercial | College (ID) | Existing | Food Preparation | Natural Gas | Griddle | E4 | Utility - Cost of Equipment | 0 | 0 | 0 | 0 | 0 | 0 | 0 | 0 | 0 | 0 | 0 | 0 | 0 | 0 | 0 | 0 | 0 | 0 | 0 | 0 | 0 | 0 | 0 | 0 | 0 | 0 | 0
F4_Commercial_College (ID)_Existing_Food Preparation_Natural Gas_Griddle_E5 | F4 | Commercial | College (ID) | Existing | Food Preparation | Natural Gas | Griddle | E5 | Utility - Cost of Equipment | 0 | 0 | 0 | 0 | 0 | 0 | 0 | 0 | 0 | 0 | 0 | 0 | 0 | 0 | 0 | 0 | 0 | 0 | 0 | 0 | 0 | 0 | 0 | 0 | 0 | 0 | 0
F4_Commercial_College (ID)_Existing_Food Preparation_Natural Gas_Griddle_E6 | F4 | Commercial | College (ID) | Existing | Food Preparation | Natural Gas | Griddle | E6 | Utility - Cost of Equipment | 0 | 0 | 0 | 0 | 0 | 0 | 0 | 0 | 0 | 0 | 0 | 0 | 0 | 0 | 0 | 0 | 0 | 0 | 0 | 0 | 0 | 0 | 0 | 0 | 0 | 0 | 0
F4_Commercial_College (ID)_Existing_Food Preparation_Natural Gas_Griddle_E7 | F4 | Commercial | College (ID) | Existing | Food Preparation | Natural Gas | Griddle | E7 | Utility - Cost of Equipment | 0 | 0 | 0 | 0 | 0 | 0 | 0 | 0 | 0 | 0 | 0 | 0 | 0 | 0 | 0 | 0 | 0 | 0 | 0 | 0 | 0 | 0 | 0 | 0 | 0 | 0 | 0
F4_Commercial_College (ID)_Existing_Food Preparation_Natural Gas_Griddle_E8 | F4 | Commercial | College (ID) | Existing | Food Preparation | Natural Gas | Griddle | E8 | Utility - Cost of Equipment | 0 | 0 | 0 | 0 | 0 | 0 | 0 | 0 | 0 | 0 | 0 | 0 | 0 | 0 | 0 | 0 | 0 | 0 | 0 | 0 | 0 | 0 | 0 | 0 | 0 | 0 | 0
F4_Commercial_College (ID)_Existing_Food Preparation_Natural Gas_Griddle_E9 | F4 | Commercial | College (ID) | Existing | Food Preparation | Natural Gas | Griddle | E9 | Utility - Cost of Equipment | 0 | 0 | 0 | 0 | 0 | 0 | 0 | 0 | 0 | 0 | 0 | 0 | 0 | 0 | 0 | 0 | 0 | 0 | 0 | 0 | 0 | 0 | 0 | 0 | 0 | 0 | 0
F4_Commercial_College (ID)_Existing_Food Preparation_Natural Gas_Griddle_E10 | F4 | Commercial | College (ID) | Existing | Food Preparation | Natural Gas | Griddle | E10 | Utility - Cost of Equipment | 0 | 0 | 0 | 0 | 0 | 0 | 0 | 0 | 0 | 0 | 0 | 0 | 0 | 0 | 0 | 0 | 0 | 0 | 0 | 0 | 0 | 0 | 0 | 0 | 0 | 0 | 0
F5_Commercial_College (ID)_Existing_Food Preparation_Natural Gas_Griddle_E1 | F5 | Commercial | College (ID) | Existing | Food Preparation | Natural Gas | Griddle | E1 | Utility - Cost of Operation | 0.0052124 | 0.0053437 | 0.0054994 | 0.0056777 | 0.0058794 | 0.0061248 | 0.0063774 | 0.0066275 | 0.0068683 | 0.0071125 | 0.0073068 | 0.0074888 | 0.0076843 | 0.0078758 | 0.0080469 | 0.0082071 | 0.0083507 | 0.0084925 | 0.008644 | 0.0087918 | 0.0089436 | 0.0091014 | 0.0092609 | 0.0094254 | 0.0095929 | 0.0097633 | 0.0099367
F5_Commercial_College (ID)_Existing_Food Preparation_Natural Gas_Griddle_E2 | F5 | Commercial | College (ID) | Existing | Food Preparation | Natural Gas | Griddle | E2 | Utility - Cost of Operation | 0.0045749 | 0.0046902 | 0.0048268 | 0.0049834 | 0.0051604 | 0.0053758 | 0.0055975 | 0.005817 | 0.0060284 | 0.0062427 | 0.0064132 | 0.006573 | 0.0067446 | 0.0069126 | 0.0070628 | 0.0072034 | 0.0073295 | 0.007454 | 0.0075869 | 0.0077166 | 0.0078498 | 0.0079884 | 0.0081283 | 0.0082728 | 0.0084197 | 0.0085693 | 0.0087216
F5_Commercial_College (ID)_Existing_Food Preparation_Natural Gas_Griddle_E3 | F5 | Commercial | College (ID) | Existing | Food Preparation | Natural Gas | Griddle | E3 | Utility - Cost of Operation | 0 | 0 | 0 | 0 | 0 | 0 | 0 | 0 | 0 | 0 | 0 | 0 | 0 | 0 | 0 | 0 | 0 | 0 | 0 | 0 | 0 | 0 | 0 | 0 | 0 | 0 | 0
F5_Commercial_College (ID)_Existing_Food Preparation_Natural Gas_Griddle_E4 | F5 | Commercial | College (ID) | Existing | Food Preparation | Natural Gas | Griddle | E4 | Utility - Cost of Operation | 0 | 0 | 0 | 0 | 0 | 0 | 0 | 0 | 0 | 0 | 0 | 0 | 0 | 0 | 0 | 0 | 0 | 0 | 0 | 0 | 0 | 0 | 0 | 0 | 0 | 0 | 0
F5_Commercial_College (ID)_Existing_Food Preparation_Natural Gas_Griddle_E5 | F5 | Commercial | College (ID) | Existing | Food Preparation | Natural Gas | Griddle | E5 | Utility - Cost of Operation | 0 | 0 | 0 | 0 | 0 | 0 | 0 | 0 | 0 | 0 | 0 | 0 | 0 | 0 | 0 | 0 | 0 | 0 | 0 | 0 | 0 | 0 | 0 | 0 | 0 | 0 | 0
F5_Commercial_College (ID)_Existing_Food Preparation_Natural Gas_Griddle_E6 | F5 | Commercial | College (ID) | Existing | Food Preparation | Natural Gas | Griddle | E6 | Utility - Cost of Operation | 0 | 0 | 0 | 0 | 0 | 0 | 0 | 0 | 0 | 0 | 0 | 0 | 0 | 0 | 0 | 0 | 0 | 0 | 0 | 0 | 0 | 0 | 0 | 0 | 0 | 0 | 0
F5_Commercial_College (ID)_Existing_Food Preparation_Natural Gas_Griddle_E7 | F5 | Commercial | College (ID) | Existing | Food Preparation | Natural Gas | Griddle | E7 | Utility - Cost of Operation | 0 | 0 | 0 | 0 | 0 | 0 | 0 | 0 | 0 | 0 | 0 | 0 | 0 | 0 | 0 | 0 | 0 | 0 | 0 | 0 | 0 | 0 | 0 | 0 | 0 | 0 | 0
F5_Commercial_College (ID)_Existing_Food Preparation_Natural Gas_Griddle_E8 | F5 | Commercial | College (ID) | Existing | Food Preparation | Natural Gas | Griddle | E8 | Utility - Cost of Operation | 0 | 0 | 0 | 0 | 0 | 0 | 0 | 0 | 0 | 0 | 0 | 0 | 0 | 0 | 0 | 0 | 0 | 0 | 0 | 0 | 0 | 0 | 0 | 0 | 0 | 0 | 0
F5_Commercial_College (ID)_Existing_Food Preparation_Natural Gas_Griddle_E9 | F5 | Commercial | College (ID) | Existing | Food Preparation | Natural Gas | Griddle | E9 | Utility - Cost of Operation | 0 | 0 | 0 | 0 | 0 | 0 | 0 | 0 | 0 | 0 | 0 | 0 | 0 | 0 | 0 | 0 | 0 | 0 | 0 | 0 | 0 | 0 | 0 | 0 | 0 | 0 | 0
F5_Commercial_College (ID)_Existing_Food Preparation_Natural Gas_Griddle_E10 | F5 | Commercial | College (ID) | Existing | Food Preparation | Natural Gas | Griddle | E10 | Utility - Cost of Operation | 0 | 0 | 0 | 0 | 0 | 0 | 0 | 0 | 0 | 0 | 0 | 0 | 0 | 0 | 0 | 0 | 0 | 0 | 0 | 0 | 0 | 0 | 0 | 0 | 0 | 0 | 0
F6_Commercial_College (ID)_Existing_Food Preparation_Natural Gas_Griddle_E1 | F6 | Commercial | College (ID) | Existing | Food Preparation | Natural Gas | Griddle | E1 | Utility - Value of Sales | 0.0061391 | 0.0062551 | 0.0063912 | 0.0065499 | 0.0067317 | 0.0069586 | 0.0071861 | 0.0074021 | 0.0075977 | 0.0077873 | 0.0079837 | 0.0081622 | 0.0083506 | 0.0085289 | 0.0086822 | 0.0088206 | 0.0089377 | 0.0090495 | 0.0091683 | 0.0092794 | 0.0093908 | 0.0095565 | 0.0097239 | 0.0098967 | 0.010073 | 0.010251 | 0.010434
F6_Commercial_College (ID)_Existing_Food Preparation_Natural Gas_Griddle_E2 | F6 | Commercial | College (ID) | Existing | Food Preparation | Natural Gas | Griddle | E2 | Utility - Value of Sales | 0.0053883 | 0.0054901 | 0.0056096 | 0.0057489 | 0.0059084 | 0.0061076 | 0.0063073 | 0.0064969 | 0.0066686 | 0.0068349 | 0.0070073 | 0.007164 | 0.0073294 | 0.0074859 | 0.0076204 | 0.0077419 | 0.0078447 | 0.0079428 | 0.0080471 | 0.0081446 | 0.0082423 | 0.0083878 | 0.0085348 | 0.0086864 | 0.0088407 | 0.0089978 | 0.0091576
F6_Commercial_College (ID)_Existing_Food Preparation_Natural Gas_Griddle_E3 | F6 | Commercial | College (ID) | Existing | Food Preparation | Natural Gas | Griddle | E3 | Utility - Value of Sales | 0 | 0 | 0 | 0 | 0 | 0 | 0 | 0 | 0 | 0 | 0 | 0 | 0 | 0 | 0 | 0 | 0 | 0 | 0 | 0 | 0 | 0 | 0 | 0 | 0 | 0 | 0
F6_Commercial_College (ID)_Existing_Food Preparation_Natural Gas_Griddle_E4 | F6 | Commercial | College (ID) | Existing | Food Preparation | Natural Gas | Griddle | E4 | Utility - Value of Sales | 0 | 0 | 0 | 0 | 0 | 0 | 0 | 0 | 0 | 0 | 0 | 0 | 0 | 0 | 0 | 0 | 0 | 0 | 0 | 0 | 0 | 0 | 0 | 0 | 0 | 0 | 0
F6_Commercial_College (ID)_Existing_Food Preparation_Natural Gas_Griddle_E5 | F6 | Commercial | College (ID) | Existing | Food Preparation | Natural Gas | Griddle | E5 | Utility - Value of Sales | 0 | 0 | 0 | 0 | 0 | 0 | 0 | 0 | 0 | 0 | 0 | 0 | 0 | 0 | 0 | 0 | 0 | 0 | 0 | 0 | 0 | 0 | 0 | 0 | 0 | 0 | 0
F6_Commercial_College (ID)_Existing_Food Preparation_Natural Gas_Griddle_E6 | F6 | Commercial | College (ID) | Existing | Food Preparation | Natural Gas | Griddle | E6 | Utility - Value of Sales | 0 | 0 | 0 | 0 | 0 | 0 | 0 | 0 | 0 | 0 | 0 | 0 | 0 | 0 | 0 | 0 | 0 | 0 | 0 | 0 | 0 | 0 | 0 | 0 | 0 | 0 | 0
F6_Commercial_College (ID)_Existing_Food Preparation_Natural Gas_Griddle_E7 | F6 | Commercial | College (ID) | Existing | Food Preparation | Natural Gas | Griddle | E7 | Utility - Value of Sales | 0 | 0 | 0 | 0 | 0 | 0 | 0 | 0 | 0 | 0 | 0 | 0 | 0 | 0 | 0 | 0 | 0 | 0 | 0 | 0 | 0 | 0 | 0 | 0 | 0 | 0 | 0
F6_Commercial_College (ID)_Existing_Food Preparation_Natural Gas_Griddle_E8 | F6 | Commercial | College (ID) | Existing | Food Preparation | Natural Gas | Griddle | E8 | Utility - Value of Sales | 0 | 0 | 0 | 0 | 0 | 0 | 0 | 0 | 0 | 0 | 0 | 0 | 0 | 0 | 0 | 0 | 0 | 0 | 0 | 0 | 0 | 0 | 0 | 0 | 0 | 0 | 0
F6_Commercial_College (ID)_Existing_Food Preparation_Natural Gas_Griddle_E9 | F6 | Commercial | College (ID) | Existing | Food Preparation | Natural Gas | Griddle | E9 | Utility - Value of Sales | 0 | 0 | 0 | 0 | 0 | 0 | 0 | 0 | 0 | 0 | 0 | 0 | 0 | 0 | 0 | 0 | 0 | 0 | 0 | 0 | 0 | 0 | 0 | 0 | 0 | 0 | 0
F6_Commercial_College (ID)_Existing_Food Preparation_Natural Gas_Griddle_E10 | F6 | Commercial | College (ID) | Existing | Food Preparation | Natural Gas | Griddle | E10 | Utility - Value of Sales | 0 | 0 | 0 | 0 | 0 | 0 | 0 | 0 | 0 | 0 | 0 | 0 | 0 | 0 | 0 | 0 | 0 | 0 | 0 | 0 | 0 | 0 | 0 | 0 | 0 | 0 | 0
F1_Commercial_College (ID)_Existing_Food Preparation_Natural Gas_Range_E1 | F1 | Commercial | College (ID) | Existing | Food Preparation | Natural Gas | Range | E1 | RVT - Cost of Equipment | 0.0028083 | 0.0028083 | 0.0028083 | 0.0028083 | 0.0028083 | 0.0028083 | 0.0028083 | 0.0028083 | 0.0028083 | 0.0028083 | 0.0028083 | 0.0028083 | 0.0028083 | 0.0028083 | 0.0028083 | 0.0028083 | 0.0028083 | 0.0028083 | 0.0028083 | 0.0028083 | 0.0028083 | 0.0028083 | 0.0028083 | 0.0028083 | 0.0028083 | 0.0028083 | 0.0028083
F1_Commercial_College (ID)_Existing_Food Preparation_Natural Gas_Range_E2 | F1 | Commercial | College (ID) | Existing | Food Preparation | Natural Gas | Range | E2 | RVT - Cost of Equipment | 0.0030579 | 0.0030579 | 0.0030579 | 0.0030579 | 0.0030579 | 0.0030579 | 0.0030579 | 0.0030579 | 0.0030579 | 0.0030579 | 0.0030579 | 0.0030579 | 0.0030579 | 0.0030579 | 0.0030579 | 0.0030579 | 0.0030579 | 0.0030579 | 0.0030579 | 0.0030579 | 0.0030579 | 0.0030579 | 0.0030579 | 0.0030579 | 0.0030579 | 0.0030579 | 0.0030579
F1_Commercial_College (ID)_Existing_Food Preparation_Natural Gas_Range_E3 | F1 | Commercial | College (ID) | Existing | Food Preparation | Natural Gas | Range | E3 | RVT - Cost of Equipment | 0 | 0 | 0 | 0 | 0 | 0 | 0 | 0 | 0 | 0 | 0 | 0 | 0 | 0 | 0 | 0 | 0 | 0 | 0 | 0 | 0 | 0 | 0 | 0 | 0 | 0 | 0
F1_Commercial_College (ID)_Existing_Food Preparation_Natural Gas_Range_E4 | F1 | Commercial | College (ID) | Existing | Food Preparation | Natural Gas | Range | E4 | RVT - Cost of Equipment | 0 | 0 | 0 | 0 | 0 | 0 | 0 | 0 | 0 | 0 | 0 | 0 | 0 | 0 | 0 | 0 | 0 | 0 | 0 | 0 | 0 | 0 | 0 | 0 | 0 | 0 | 0
F1_Commercial_College (ID)_Existing_Food Preparation_Natural Gas_Range_E5 | F1 | Commercial | College (ID) | Existing | Food Preparation | Natural Gas | Range | E5 | RVT - Cost of Equipment | 0 | 0 | 0 | 0 | 0 | 0 | 0 | 0 | 0 | 0 | 0 | 0 | 0 | 0 | 0 | 0 | 0 | 0 | 0 | 0 | 0 | 0 | 0 | 0 | 0 | 0 | 0
F1_Commercial_College (ID)_Existing_Food Preparation_Natural Gas_Range_E6 | F1 | Commercial | College (ID) | Existing | Food Preparation | Natural Gas | Range | E6 | RVT - Cost of Equipment | 0 | 0 | 0 | 0 | 0 | 0 | 0 | 0 | 0 | 0 | 0 | 0 | 0 | 0 | 0 | 0 | 0 | 0 | 0 | 0 | 0 | 0 | 0 | 0 | 0 | 0 | 0
F1_Commercial_College (ID)_Existing_Food Preparation_Natural Gas_Range_E7 | F1 | Commercial | College (ID) | Existing | Food Preparation | Natural Gas | Range | E7 | RVT - Cost of Equipment | 0 | 0 | 0 | 0 | 0 | 0 | 0 | 0 | 0 | 0 | 0 | 0 | 0 | 0 | 0 | 0 | 0 | 0 | 0 | 0 | 0 | 0 | 0 | 0 | 0 | 0 | 0
F1_Commercial_College (ID)_Existing_Food Preparation_Natural Gas_Range_E8 | F1 | Commercial | College (ID) | Existing | Food Preparation | Natural Gas | Range | E8 | RVT - Cost of Equipment | 0 | 0 | 0 | 0 | 0 | 0 | 0 | 0 | 0 | 0 | 0 | 0 | 0 | 0 | 0 | 0 | 0 | 0 | 0 | 0 | 0 | 0 | 0 | 0 | 0 | 0 | 0
F1_Commercial_College (ID)_Existing_Food Preparation_Natural Gas_Range_E9 | F1 | Commercial | College (ID) | Existing | Food Preparation | Natural Gas | Range | E9 | RVT - Cost of Equipment | 0 | 0 | 0 | 0 | 0 | 0 | 0 | 0 | 0 | 0 | 0 | 0 | 0 | 0 | 0 | 0 | 0 | 0 | 0 | 0 | 0 | 0 | 0 | 0 | 0 | 0 | 0
F1_Commercial_College (ID)_Existing_Food Preparation_Natural Gas_Range_E10 | F1 | Commercial | College (ID) | Existing | Food Preparation | Natural Gas | Range | E10 | RVT - Cost of Equipment | 0 | 0 | 0 | 0 | 0 | 0 | 0 | 0 | 0 | 0 | 0 | 0 | 0 | 0 | 0 | 0 | 0 | 0 | 0 | 0 | 0 | 0 | 0 | 0 | 0 | 0 | 0
F2_Commercial_College (ID)_Existing_Food Preparation_Natural Gas_Range_E1 | F2 | Commercial | College (ID) | Existing | Food Preparation | Natural Gas | Range | E1 | RVT - Cost of Operation | 0.0081666 | 0.0083025 | 0.0084682 | 0.0086695 | 0.0089091 | 0.0092257 | 0.0095505 | 0.0098646 | 0.010154 | 0.010432 | 0.010717 | 0.010972 | 0.011238 | 0.011483 | 0.01169 | 0.011874 | 0.012024 | 0.012166 | 0.012318 | 0.012457 | 0.012597 | 0.012819 | 0.013043 | 0.013275 | 0.013511 | 0.013751 | 0.013995
F2_Commercial_College (ID)_Existing_Food Preparation_Natural Gas_Range_E2 | F2 | Commercial | College (ID) | Existing | Food Preparation | Natural Gas | Range | E2 | RVT - Cost of Operation | 0.0040833 | 0.0041513 | 0.0042341 | 0.0043348 | 0.0044545 | 0.0046128 | 0.0047752 | 0.0049323 | 0.0050769 | 0.0052158 | 0.0053584 | 0.0054859 | 0.0056188 | 0.0057416 | 0.0058451 | 0.0059368 | 0.0060119 | 0.0060828 | 0.0061588 | 0.0062286 | 0.0062984 | 0.0064094 | 0.0065215 | 0.0066374 | 0.0067553 | 0.0068753 | 0.0069975
F2_Commercial_College (ID)_Existing_Food Preparation_Natural Gas_Range_E3 | F2 | Commercial | College (ID) | Existing | Food Preparation | Natural Gas | Range | E3 | RVT - Cost of Operation | 0 | 0 | 0 | 0 | 0 | 0 | 0 | 0 | 0 | 0 | 0 | 0 | 0 | 0 | 0 | 0 | 0 | 0 | 0 | 0 | 0 | 0 | 0 | 0 | 0 | 0 | 0
F2_Commercial_College (ID)_Existing_Food Preparation_Natural Gas_Range_E4 | F2 | Commercial | College (ID) | Existing | Food Preparation | Natural Gas | Range | E4 | RVT - Cost of Operation | 0 | 0 | 0 | 0 | 0 | 0 | 0 | 0 | 0 | 0 | 0 | 0 | 0 | 0 | 0 | 0 | 0 | 0 | 0 | 0 | 0 | 0 | 0 | 0 | 0 | 0 | 0
F2_Commercial_College (ID)_Existing_Food Preparation_Natural Gas_Range_E5 | F2 | Commercial | College (ID) | Existing | Food Preparation | Natural Gas | Range | E5 | RVT - Cost of Operation | 0 | 0 | 0 | 0 | 0 | 0 | 0 | 0 | 0 | 0 | 0 | 0 | 0 | 0 | 0 | 0 | 0 | 0 | 0 | 0 | 0 | 0 | 0 | 0 | 0 | 0 | 0
F2_Commercial_College (ID)_Existing_Food Preparation_Natural Gas_Range_E6 | F2 | Commercial | College (ID) | Existing | Food Preparation | Natural Gas | Range | E6 | RVT - Cost of Operation | 0 | 0 | 0 | 0 | 0 | 0 | 0 | 0 | 0 | 0 | 0 | 0 | 0 | 0 | 0 | 0 | 0 | 0 | 0 | 0 | 0 | 0 | 0 | 0 | 0 | 0 | 0
F2_Commercial_College (ID)_Existing_Food Preparation_Natural Gas_Range_E7 | F2 | Commercial | College (ID) | Existing | Food Preparation | Natural Gas | Range | E7 | RVT - Cost of Operation | 0 | 0 | 0 | 0 | 0 | 0 | 0 | 0 | 0 | 0 | 0 | 0 | 0 | 0 | 0 | 0 | 0 | 0 | 0 | 0 | 0 | 0 | 0 | 0 | 0 | 0 | 0
F2_Commercial_College (ID)_Existing_Food Preparation_Natural Gas_Range_E8 | F2 | Commercial | College (ID) | Existing | Food Preparation | Natural Gas | Range | E8 | RVT - Cost of Operation | 0 | 0 | 0 | 0 | 0 | 0 | 0 | 0 | 0 | 0 | 0 | 0 | 0 | 0 | 0 | 0 | 0 | 0 | 0 | 0 | 0 | 0 | 0 | 0 | 0 | 0 | 0
F2_Commercial_College (ID)_Existing_Food Preparation_Natural Gas_Range_E9 | F2 | Commercial | College (ID) | Existing | Food Preparation | Natural Gas | Range | E9 | RVT - Cost of Operation | 0 | 0 | 0 | 0 | 0 | 0 | 0 | 0 | 0 | 0 | 0 | 0 | 0 | 0 | 0 | 0 | 0 | 0 | 0 | 0 | 0 | 0 | 0 | 0 | 0 | 0 | 0
F2_Commercial_College (ID)_Existing_Food Preparation_Natural Gas_Range_E10 | F2 | Commercial | College (ID) | Existing | Food Preparation | Natural Gas | Range | E10 | RVT - Cost of Operation | 0 | 0 | 0 | 0 | 0 | 0 | 0 | 0 | 0 | 0 | 0 | 0 | 0 | 0 | 0 | 0 | 0 | 0 | 0 | 0 | 0 | 0 | 0 | 0 | 0 | 0 | 0
F3_Commercial_College (ID)_Existing_Food Preparation_Natural Gas_Range_E1 | F3 | Commercial | College (ID) | Existing | Food Preparation | Natural Gas | Range | E1 | System - kBTUs of Consumption | 1.9795 | 1.9795 | 1.9795 | 1.9795 | 1.9795 | 1.9795 | 1.9795 | 1.9795 | 1.9795 | 1.9795 | 1.9795 | 1.9795 | 1.9795 | 1.9795 | 1.9795 | 1.9795 | 1.9795 | 1.9795 | 1.9795 | 1.9795 | 1.9795 | 1.9795 | 1.9795 | 1.9795 | 1.9795 | 1.9795 | 1.9795
F3_Commercial_College (ID)_Existing_Food Preparation_Natural Gas_Range_E2 | F3 | Commercial | College (ID) | Existing | Food Preparation | Natural Gas | Range | E2 | System - kBTUs of Consumption | 0.98975 | 0.98975 | 0.98975 | 0.98975 | 0.98975 | 0.98975 | 0.98975 | 0.98975 | 0.98975 | 0.98975 | 0.98975 | 0.98975 | 0.98975 | 0.98975 | 0.98975 | 0.98975 | 0.98975 | 0.98975 | 0.98975 | 0.98975 | 0.98975 | 0.98975 | 0.98975 | 0.98975 | 0.98975 | 0.98975 | 0.98975
F3_Commercial_College (ID)_Existing_Food Preparation_Natural Gas_Range_E3 | F3 | Commercial | College (ID) | Existing | Food Preparation | Natural Gas | Range | E3 | System - kBTUs of Consumption | 0 | 0 | 0 | 0 | 0 | 0 | 0 | 0 | 0 | 0 | 0 | 0 | 0 | 0 | 0 | 0 | 0 | 0 | 0 | 0 | 0 | 0 | 0 | 0 | 0 | 0 | 0
F3_Commercial_College (ID)_Existing_Food Preparation_Natural Gas_Range_E4 | F3 | Commercial | College (ID) | Existing | Food Preparation | Natural Gas | Range | E4 | System - kBTUs of Consumption | 0 | 0 | 0 | 0 | 0 | 0 | 0 | 0 | 0 | 0 | 0 | 0 | 0 | 0 | 0 | 0 | 0 | 0 | 0 | 0 | 0 | 0 | 0 | 0 | 0 | 0 | 0
F3_Commercial_College (ID)_Existing_Food Preparation_Natural Gas_Range_E5 | F3 | Commercial | College (ID) | Existing | Food Preparation | Natural Gas | Range | E5 | System - kBTUs of Consumption | 0 | 0 | 0 | 0 | 0 | 0 | 0 | 0 | 0 | 0 | 0 | 0 | 0 | 0 | 0 | 0 | 0 | 0 | 0 | 0 | 0 | 0 | 0 | 0 | 0 | 0 | 0
F3_Commercial_College (ID)_Existing_Food Preparation_Natural Gas_Range_E6 | F3 | Commercial | College (ID) | Existing | Food Preparation | Natural Gas | Range | E6 | System - kBTUs of Consumption | 0 | 0 | 0 | 0 | 0 | 0 | 0 | 0 | 0 | 0 | 0 | 0 | 0 | 0 | 0 | 0 | 0 | 0 | 0 | 0 | 0 | 0 | 0 | 0 | 0 | 0 | 0
F3_Commercial_College (ID)_Existing_Food Preparation_Natural Gas_Range_E7 | F3 | Commercial | College (ID) | Existing | Food Preparation | Natural Gas | Range | E7 | System - kBTUs of Consumption | 0 | 0 | 0 | 0 | 0 | 0 | 0 | 0 | 0 | 0 | 0 | 0 | 0 | 0 | 0 | 0 | 0 | 0 | 0 | 0 | 0 | 0 | 0 | 0 | 0 | 0 | 0
F3_Commercial_College (ID)_Existing_Food Preparation_Natural Gas_Range_E8 | F3 | Commercial | College (ID) | Existing | Food Preparation | Natural Gas | Range | E8 | System - kBTUs of Consumption | 0 | 0 | 0 | 0 | 0 | 0 | 0 | 0 | 0 | 0 | 0 | 0 | 0 | 0 | 0 | 0 | 0 | 0 | 0 | 0 | 0 | 0 | 0 | 0 | 0 | 0 | 0
F3_Commercial_College (ID)_Existing_Food Preparation_Natural Gas_Range_E9 | F3 | Commercial | College (ID) | Existing | Food Preparation | Natural Gas | Range | E9 | System - kBTUs of Consumption | 0 | 0 | 0 | 0 | 0 | 0 | 0 | 0 | 0 | 0 | 0 | 0 | 0 | 0 | 0 | 0 | 0 | 0 | 0 | 0 | 0 | 0 | 0 | 0 | 0 | 0 | 0
F3_Commercial_College (ID)_Existing_Food Preparation_Natural Gas_Range_E10 | F3 | Commercial | College (ID) | Existing | Food Preparation | Natural Gas | Range | E10 | System - kBTUs of Consumption | 0 | 0 | 0 | 0 | 0 | 0 | 0 | 0 | 0 | 0 | 0 | 0 | 0 | 0 | 0 | 0 | 0 | 0 | 0 | 0 | 0 | 0 | 0 | 0 | 0 | 0 | 0
F4_Commercial_College (ID)_Existing_Food Preparation_Natural Gas_Range_E1 | F4 | Commercial | College (ID) | Existing | Food Preparation | Natural Gas | Range | E1 | Utility - Cost of Equipment | 0.0028083 | 0.0028083 | 0.0028083 | 0.0028083 | 0.0028083 | 0.0028083 | 0.0028083 | 0.0028083 | 0.0028083 | 0.0028083 | 0.0028083 | 0.0028083 | 0.0028083 | 0.0028083 | 0.0028083 | 0.0028083 | 0.0028083 | 0.0028083 | 0.0028083 | 0.0028083 | 0.0028083 | 0.0028083 | 0.0028083 | 0.0028083 | 0.0028083 | 0.0028083 | 0.0028083
F4_Commercial_College (ID)_Existing_Food Preparation_Natural Gas_Range_E2 | F4 | Commercial | College (ID) | Existing | Food Preparation | Natural Gas | Range | E2 | Utility - Cost of Equipment | 0.0030579 | 0.0030579 | 0.0030579 | 0.0030579 | 0.0030579 | 0.0030579 | 0.0030579 | 0.0030579 | 0.0030579 | 0.0030579 | 0.0030579 | 0.0030579 | 0.0030579 | 0.0030579 | 0.0030579 | 0.0030579 | 0.0030579 | 0.0030579 | 0.0030579 | 0.0030579 | 0.0030579 | 0.0030579 | 0.0030579 | 0.0030579 | 0.0030579 | 0.0030579 | 0.0030579
F4_Commercial_College (ID)_Existing_Food Preparation_Natural Gas_Range_E3 | F4 | Commercial | College (ID) | Existing | Food Preparation | Natural Gas | Range | E3 | Utility - Cost of Equipment | 0 | 0 | 0 | 0 | 0 | 0 | 0 | 0 | 0 | 0 | 0 | 0 | 0 | 0 | 0 | 0 | 0 | 0 | 0 | 0 | 0 | 0 | 0 | 0 | 0 | 0 | 0
F4_Commercial_College (ID)_Existing_Food Preparation_Natural Gas_Range_E4 | F4 | Commercial | College (ID) | Existing | Food Preparation | Natural Gas | Range | E4 | Utility - Cost of Equipment | 0 | 0 | 0 | 0 | 0 | 0 | 0 | 0 | 0 | 0 | 0 | 0 | 0 | 0 | 0 | 0 | 0 | 0 | 0 | 0 | 0 | 0 | 0 | 0 | 0 | 0 | 0
F4_Commercial_College (ID)_Existing_Food Preparation_Natural Gas_Range_E5 | F4 | Commercial | College (ID) | Existing | Food Preparation | Natural Gas | Range | E5 | Utility - Cost of Equipment | 0 | 0 | 0 | 0 | 0 | 0 | 0 | 0 | 0 | 0 | 0 | 0 | 0 | 0 | 0 | 0 | 0 | 0 | 0 | 0 | 0 | 0 | 0 | 0 | 0 | 0 | 0
F4_Commercial_College (ID)_Existing_Food Preparation_Natural Gas_Range_E6 | F4 | Commercial | College (ID) | Existing | Food Preparation | Natural Gas | Range | E6 | Utility - Cost of Equipment | 0 | 0 | 0 | 0 | 0 | 0 | 0 | 0 | 0 | 0 | 0 | 0 | 0 | 0 | 0 | 0 | 0 | 0 | 0 | 0 | 0 | 0 | 0 | 0 | 0 | 0 | 0
F4_Commercial_College (ID)_Existing_Food Preparation_Natural Gas_Range_E7 | F4 | Commercial | College (ID) | Existing | Food Preparation | Natural Gas | Range | E7 | Utility - Cost of Equipment | 0 | 0 | 0 | 0 | 0 | 0 | 0 | 0 | 0 | 0 | 0 | 0 | 0 | 0 | 0 | 0 | 0 | 0 | 0 | 0 | 0 | 0 | 0 | 0 | 0 | 0 | 0
F4_Commercial_College (ID)_Existing_Food Preparation_Natural Gas_Range_E8 | F4 | Commercial | College (ID) | Existing | Food Preparation | Natural Gas | Range | E8 | Utility - Cost of Equipment | 0 | 0 | 0 | 0 | 0 | 0 | 0 | 0 | 0 | 0 | 0 | 0 | 0 | 0 | 0 | 0 | 0 | 0 | 0 | 0 | 0 | 0 | 0 | 0 | 0 | 0 | 0
F4_Commercial_College (ID)_Existing_Food Preparation_Natural Gas_Range_E9 | F4 | Commercial | College (ID) | Existing | Food Preparation | Natural Gas | Range | E9 | Utility - Cost of Equipment | 0 | 0 | 0 | 0 | 0 | 0 | 0 | 0 | 0 | 0 | 0 | 0 | 0 | 0 | 0 | 0 | 0 | 0 | 0 | 0 | 0 | 0 | 0 | 0 | 0 | 0 | 0
F4_Commercial_College (ID)_Existing_Food Preparation_Natural Gas_Range_E10 | F4 | Commercial | College (ID) | Existing | Food Preparation | Natural Gas | Range | E10 | Utility - Cost of Equipment | 0 | 0 | 0 | 0 | 0 | 0 | 0 | 0 | 0 | 0 | 0 | 0 | 0 | 0 | 0 | 0 | 0 | 0 | 0 | 0 | 0 | 0 | 0 | 0 | 0 | 0 | 0
F5_Commercial_College (ID)_Existing_Food Preparation_Natural Gas_Range_E1 | F5 | Commercial | College (ID) | Existing | Food Preparation | Natural Gas | Range | E1 | Utility - Cost of Operation | 0.0068651 | 0.0070236 | 0.007223 | 0.0074581 | 0.0077316 | 0.0080765 | 0.0084358 | 0.008794 | 0.0091395 | 0.0094897 | 0.0097631 | 0.010017 | 0.010292 | 0.010559 | 0.010794 | 0.011012 | 0.011205 | 0.011394 | 0.011597 | 0.011794 | 0.011997 | 0.012208 | 0.012422 | 0.012643 | 0.012867 | 0.013096 | 0.013328
F5_Commercial_College (ID)_Existing_Food Preparation_Natural Gas_Range_E2 | F5 | Commercial | College (ID) | Existing | Food Preparation | Natural Gas | Range | E2 | Utility - Cost of Operation | 0.0034326 | 0.0035118 | 0.0036115 | 0.0037291 | 0.0038658 | 0.0040383 | 0.0042179 | 0.004397 | 0.0045697 | 0.0047449 | 0.0048816 | 0.0050087 | 0.0051458 | 0.0052793 | 0.0053971 | 0.0055061 | 0.0056023 | 0.0056968 | 0.0057985 | 0.005897 | 0.0059984 | 0.0061042 | 0.006211 | 0.0063213 | 0.0064336 | 0.0065479 | 0.0066642
F5_Commercial_College (ID)_Existing_Food Preparation_Natural Gas_Range_E3 | F5 | Commercial | College (ID) | Existing | Food Preparation | Natural Gas | Range | E3 | Utility - Cost of Operation | 0 | 0 | 0 | 0 | 0 | 0 | 0 | 0 | 0 | 0 | 0 | 0 | 0 | 0 | 0 | 0 | 0 | 0 | 0 | 0 | 0 | 0 | 0 | 0 | 0 | 0 | 0
F5_Commercial_College (ID)_Existing_Food Preparation_Natural Gas_Range_E4 | F5 | Commercial | College (ID) | Existing | Food Preparation | Natural Gas | Range | E4 | Utility - Cost of Operation | 0 | 0 | 0 | 0 | 0 | 0 | 0 | 0 | 0 | 0 | 0 | 0 | 0 | 0 | 0 | 0 | 0 | 0 | 0 | 0 | 0 | 0 | 0 | 0 | 0 | 0 | 0
F5_Commercial_College (ID)_Existing_Food Preparation_Natural Gas_Range_E5 | F5 | Commercial | College (ID) | Existing | Food Preparation | Natural Gas | Range | E5 | Utility - Cost of Operation | 0 | 0 | 0 | 0 | 0 | 0 | 0 | 0 | 0 | 0 | 0 | 0 | 0 | 0 | 0 | 0 | 0 | 0 | 0 | 0 | 0 | 0 | 0 | 0 | 0 | 0 | 0
F5_Commercial_College (ID)_Existing_Food Preparation_Natural Gas_Range_E6 | F5 | Commercial | College (ID) | Existing | Food Preparation | Natural Gas | Range | E6 | Utility - Cost of Operation | 0 | 0 | 0 | 0 | 0 | 0 | 0 | 0 | 0 | 0 | 0 | 0 | 0 | 0 | 0 | 0 | 0 | 0 | 0 | 0 | 0 | 0 | 0 | 0 | 0 | 0 | 0
F5_Commercial_College (ID)_Existing_Food Preparation_Natural Gas_Range_E7 | F5 | Commercial | College (ID) | Existing | Food Preparation | Natural Gas | Range | E7 | Utility - Cost of Operation | 0 | 0 | 0 | 0 | 0 | 0 | 0 | 0 | 0 | 0 | 0 | 0 | 0 | 0 | 0 | 0 | 0 | 0 | 0 | 0 | 0 | 0 | 0 | 0 | 0 | 0 | 0
F5_Commercial_College (ID)_Existing_Food Preparation_Natural Gas_Range_E8 | F5 | Commercial | College (ID) | Existing | Food Preparation | Natural Gas | Range | E8 | Utility - Cost of Operation | 0 | 0 | 0 | 0 | 0 | 0 | 0 | 0 | 0 | 0 | 0 | 0 | 0 | 0 | 0 | 0 | 0 | 0 | 0 | 0 | 0 | 0 | 0 | 0 | 0 | 0 | 0
F5_Commercial_College (ID)_Existing_Food Preparation_Natural Gas_Range_E9 | F5 | Commercial | College (ID) | Existing | Food Preparation | Natural Gas | Range | E9 | Utility - Cost of Operation | 0 | 0 | 0 | 0 | 0 | 0 | 0 | 0 | 0 | 0 | 0 | 0 | 0 | 0 | 0 | 0 | 0 | 0 | 0 | 0 | 0 | 0 | 0 | 0 | 0 | 0 | 0
F5_Commercial_College (ID)_Existing_Food Preparation_Natural Gas_Range_E10 | F5 | Commercial | College (ID) | Existing | Food Preparation | Natural Gas | Range | E10 | Utility - Cost of Operation | 0 | 0 | 0 | 0 | 0 | 0 | 0 | 0 | 0 | 0 | 0 | 0 | 0 | 0 | 0 | 0 | 0 | 0 | 0 | 0 | 0 | 0 | 0 | 0 | 0 | 0 | 0
F6_Commercial_College (ID)_Existing_Food Preparation_Natural Gas_Range_E1 | F6 | Commercial | College (ID) | Existing | Food Preparation | Natural Gas | Range | E1 | Utility - Value of Sales | 0.0081666 | 0.0083025 | 0.0084682 | 0.0086695 | 0.0089091 | 0.0092257 | 0.0095505 | 0.0098646 | 0.010154 | 0.010432 | 0.010717 | 0.010972 | 0.011238 | 0.011483 | 0.01169 | 0.011874 | 0.012024 | 0.012166 | 0.012318 | 0.012457 | 0.012597 | 0.012819 | 0.013043 | 0.013275 | 0.013511 | 0.013751 | 0.013995
F6_Commercial_College (ID)_Existing_Food Preparation_Natural Gas_Range_E2 | F6 | Commercial | College (ID) | Existing | Food Preparation | Natural Gas | Range | E2 | Utility - Value of Sales | 0.0040833 | 0.0041513 | 0.0042341 | 0.0043348 | 0.0044545 | 0.0046128 | 0.0047752 | 0.0049323 | 0.0050769 | 0.0052158 | 0.0053584 | 0.0054859 | 0.0056188 | 0.0057416 | 0.0058451 | 0.0059368 | 0.0060119 | 0.0060828 | 0.0061588 | 0.0062286 | 0.0062984 | 0.0064094 | 0.0065215 | 0.0066374 | 0.0067553 | 0.0068753 | 0.0069975
F6_Commercial_College (ID)_Existing_Food Preparation_Natural Gas_Range_E3 | F6 | Commercial | College (ID) | Existing | Food Preparation | Natural Gas | Range | E3 | Utility - Value of Sales | 0 | 0 | 0 | 0 | 0 | 0 | 0 | 0 | 0 | 0 | 0 | 0 | 0 | 0 | 0 | 0 | 0 | 0 | 0 | 0 | 0 | 0 | 0 | 0 | 0 | 0 | 0
F6_Commercial_College (ID)_Existing_Food Preparation_Natural Gas_Range_E4 | F6 | Commercial | College (ID) | Existing | Food Preparation | Natural Gas | Range | E4 | Utility - Value of Sales | 0 | 0 | 0 | 0 | 0 | 0 | 0 | 0 | 0 | 0 | 0 | 0 | 0 | 0 | 0 | 0 | 0 | 0 | 0 | 0 | 0 | 0 | 0 | 0 | 0 | 0 | 0
F6_Commercial_College (ID)_Existing_Food Preparation_Natural Gas_Range_E5 | F6 | Commercial | College (ID) | Existing | Food Preparation | Natural Gas | Range | E5 | Utility - Value of Sales | 0 | 0 | 0 | 0 | 0 | 0 | 0 | 0 | 0 | 0 | 0 | 0 | 0 | 0 | 0 | 0 | 0 | 0 | 0 | 0 | 0 | 0 | 0 | 0 | 0 | 0 | 0
F6_Commercial_College (ID)_Existing_Food Preparation_Natural Gas_Range_E6 | F6 | Commercial | College (ID) | Existing | Food Preparation | Natural Gas | Range | E6 | Utility - Value of Sales | 0 | 0 | 0 | 0 | 0 | 0 | 0 | 0 | 0 | 0 | 0 | 0 | 0 | 0 | 0 | 0 | 0 | 0 | 0 | 0 | 0 | 0 | 0 | 0 | 0 | 0 | 0
F6_Commercial_College (ID)_Existing_Food Preparation_Natural Gas_Range_E7 | F6 | Commercial | College (ID) | Existing | Food Preparation | Natural Gas | Range | E7 | Utility - Value of Sales | 0 | 0 | 0 | 0 | 0 | 0 | 0 | 0 | 0 | 0 | 0 | 0 | 0 | 0 | 0 | 0 | 0 | 0 | 0 | 0 | 0 | 0 | 0 | 0 | 0 | 0 | 0
F6_Commercial_College (ID)_Existing_Food Preparation_Natural Gas_Range_E8 | F6 | Commercial | College (ID) | Existing | Food Preparation | Natural Gas | Range | E8 | Utility - Value of Sales | 0 | 0 | 0 | 0 | 0 | 0 | 0 | 0 | 0 | 0 | 0 | 0 | 0 | 0 | 0 | 0 | 0 | 0 | 0 | 0 | 0 | 0 | 0 | 0 | 0 | 0 | 0
F6_Commercial_College (ID)_Existing_Food Preparation_Natural Gas_Range_E9 | F6 | Commercial | College (ID) | Existing | Food Preparation | Natural Gas | Range | E9 | Utility - Value of Sales | 0 | 0 | 0 | 0 | 0 | 0 | 0 | 0 | 0 | 0 | 0 | 0 | 0 | 0 | 0 | 0 | 0 | 0 | 0 | 0 | 0 | 0 | 0 | 0 | 0 | 0 | 0
F6_Commercial_College (ID)_Existing_Food Preparation_Natural Gas_Range_E10 | F6 | Commercial | College (ID) | Existing | Food Preparation | Natural Gas | Range | E10 | Utility - Value of Sales | 0 | 0 | 0 | 0 | 0 | 0 | 0 | 0 | 0 | 0 | 0 | 0 | 0 | 0 | 0 | 0 | 0 | 0 | 0 | 0 | 0 | 0 | 0 | 0 | 0 | 0 | 0
F1_Commercial_College (ID)_Existing_Food Preparation_Natural Gas_Steamer_E1 | F1 | Commercial | College (ID) | Existing | Food Preparation | Natural Gas | Steamer | E1 | RVT - Cost of Equipment | 0.0040559 | 0.0040559 | 0.0040559 | 0.0040559 | 0.0040559 | 0.0040559 | 0.0040559 | 0.0040559 | 0.0040559 | 0.0040559 | 0.0040559 | 0.0040559 | 0.0040559 | 0.0040559 | 0.0040559 | 0.0040559 | 0.0040559 | 0.0040559 | 0.0040559 | 0.0040559 | 0.0040559 | 0.0040559 | 0.0040559 | 0.0040559 | 0.0040559 | 0.0040559 | 0.0040559
F1_Commercial_College (ID)_Existing_Food Preparation_Natural Gas_Steamer_E2 | F1 | Commercial | College (ID) | Existing | Food Preparation | Natural Gas | Steamer | E2 | RVT - Cost of Equipment | 0.0043581 | 0.0043581 | 0.0043581 | 0.0043581 | 0.0043581 | 0.0043581 | 0.0043581 | 0.0043581 | 0.0043581 | 0.0043581 | 0.0043581 | 0.0043581 | 0.0043581 | 0.0043581 | 0.0043581 | 0.0043581 | 0.0043581 | 0.0043581 | 0.0043581 | 0.0043581 | 0.0043581 | 0.0043581 | 0.0043581 | 0.0043581 | 0.0043581 | 0.0043581 | 0.0043581
F1_Commercial_College (ID)_Existing_Food Preparation_Natural Gas_Steamer_E3 | F1 | Commercial | College (ID) | Existing | Food Preparation | Natural Gas | Steamer | E3 | RVT - Cost of Equipment | 0 | 0 | 0 | 0 | 0 | 0 | 0 | 0 | 0 | 0 | 0 | 0 | 0 | 0 | 0 | 0 | 0 | 0 | 0 | 0 | 0 | 0 | 0 | 0 | 0 | 0 | 0
F1_Commercial_College (ID)_Existing_Food Preparation_Natural Gas_Steamer_E4 | F1 | Commercial | College (ID) | Existing | Food Preparation | Natural Gas | Steamer | E4 | RVT - Cost of Equipment | 0 | 0 | 0 | 0 | 0 | 0 | 0 | 0 | 0 | 0 | 0 | 0 | 0 | 0 | 0 | 0 | 0 | 0 | 0 | 0 | 0 | 0 | 0 | 0 | 0 | 0 | 0
F1_Commercial_College (ID)_Existing_Food Preparation_Natural Gas_Steamer_E5 | F1 | Commercial | College (ID) | Existing | Food Preparation | Natural Gas | Steamer | E5 | RVT - Cost of Equipment | 0 | 0 | 0 | 0 | 0 | 0 | 0 | 0 | 0 | 0 | 0 | 0 | 0 | 0 | 0 | 0 | 0 | 0 | 0 | 0 | 0 | 0 | 0 | 0 | 0 | 0 | 0
F1_Commercial_College (ID)_Existing_Food Preparation_Natural Gas_Steamer_E6 | F1 | Commercial | College (ID) | Existing | Food Preparation | Natural Gas | Steamer | E6 | RVT - Cost of Equipment | 0 | 0 | 0 | 0 | 0 | 0 | 0 | 0 | 0 | 0 | 0 | 0 | 0 | 0 | 0 | 0 | 0 | 0 | 0 | 0 | 0 | 0 | 0 | 0 | 0 | 0 | 0
F1_Commercial_College (ID)_Existing_Food Preparation_Natural Gas_Steamer_E7 | F1 | Commercial | College (ID) | Existing | Food Preparation | Natural Gas | Steamer | E7 | RVT - Cost of Equipment | 0 | 0 | 0 | 0 | 0 | 0 | 0 | 0 | 0 | 0 | 0 | 0 | 0 | 0 | 0 | 0 | 0 | 0 | 0 | 0 | 0 | 0 | 0 | 0 | 0 | 0 | 0
F1_Commercial_College (ID)_Existing_Food Preparation_Natural Gas_Steamer_E8 | F1 | Commercial | College (ID) | Existing | Food Preparation | Natural Gas | Steamer | E8 | RVT - Cost of Equipment | 0 | 0 | 0 | 0 | 0 | 0 | 0 | 0 | 0 | 0 | 0 | 0 | 0 | 0 | 0 | 0 | 0 | 0 | 0 | 0 | 0 | 0 | 0 | 0 | 0 | 0 | 0
F1_Commercial_College (ID)_Existing_Food Preparation_Natural Gas_Steamer_E9 | F1 | Commercial | College (ID) | Existing | Food Preparation | Natural Gas | Steamer | E9 | RVT - Cost of Equipment | 0 | 0 | 0 | 0 | 0 | 0 | 0 | 0 | 0 | 0 | 0 | 0 | 0 | 0 | 0 | 0 | 0 | 0 | 0 | 0 | 0 | 0 | 0 | 0 | 0 | 0 | 0
F1_Commercial_College (ID)_Existing_Food Preparation_Natural Gas_Steamer_E10 | F1 | Commercial | College (ID) | Existing | Food Preparation | Natural Gas | Steamer | E10 | RVT - Cost of Equipment | 0 | 0 | 0 | 0 | 0 | 0 | 0 | 0 | 0 | 0 | 0 | 0 | 0 | 0 | 0 | 0 | 0 | 0 | 0 | 0 | 0 | 0 | 0 | 0 | 0 | 0 | 0
F2_Commercial_College (ID)_Existing_Food Preparation_Natural Gas_Steamer_E1 | F2 | Commercial | College (ID) | Existing | Food Preparation | Natural Gas | Steamer | E1 | RVT - Cost of Operation | 0.011374 | 0.011589 | 0.011841 | 0.012135 | 0.012472 | 0.012892 | 0.013314 | 0.013714 | 0.014077 | 0.014428 | 0.014792 | 0.015122 | 0.015472 | 0.015802 | 0.016086 | 0.016342 | 0.016559 | 0.016766 | 0.016987 | 0.017192 | 0.017399 | 0.017706 | 0.018016 | 0.018336 | 0.018662 | 0.018993 | 0.019331
F2_Commercial_College (ID)_Existing_Food Preparation_Natural Gas_Steamer_E2 | F2 | Commercial | College (ID) | Existing | Food Preparation | Natural Gas | Steamer | E2 | RVT - Cost of Operation | 0.002146 | 0.0021866 | 0.0022341 | 0.0022896 | 0.0023532 | 0.0024325 | 0.002512 | 0.0025875 | 0.0026559 | 0.0027221 | 0.0027908 | 0.0028532 | 0.0029191 | 0.0029814 | 0.003035 | 0.0030834 | 0.0031243 | 0.0031634 | 0.0032049 | 0.0032437 | 0.0032827 | 0.0033406 | 0.0033991 | 0.0034595 | 0.003521 | 0.0035835 | 0.0036472
F2_Commercial_College (ID)_Existing_Food Preparation_Natural Gas_Steamer_E3 | F2 | Commercial | College (ID) | Existing | Food Preparation | Natural Gas | Steamer | E3 | RVT - Cost of Operation | 0 | 0 | 0 | 0 | 0 | 0 | 0 | 0 | 0 | 0 | 0 | 0 | 0 | 0 | 0 | 0 | 0 | 0 | 0 | 0 | 0 | 0 | 0 | 0 | 0 | 0 | 0
F2_Commercial_College (ID)_Existing_Food Preparation_Natural Gas_Steamer_E4 | F2 | Commercial | College (ID) | Existing | Food Preparation | Natural Gas | Steamer | E4 | RVT - Cost of Operation | 0 | 0 | 0 | 0 | 0 | 0 | 0 | 0 | 0 | 0 | 0 | 0 | 0 | 0 | 0 | 0 | 0 | 0 | 0 | 0 | 0 | 0 | 0 | 0 | 0 | 0 | 0
F2_Commercial_College (ID)_Existing_Food Preparation_Natural Gas_Steamer_E5 | F2 | Commercial | College (ID) | Existing | Food Preparation | Natural Gas | Steamer | E5 | RVT - Cost of Operation | 0 | 0 | 0 | 0 | 0 | 0 | 0 | 0 | 0 | 0 | 0 | 0 | 0 | 0 | 0 | 0 | 0 | 0 | 0 | 0 | 0 | 0 | 0 | 0 | 0 | 0 | 0
F2_Commercial_College (ID)_Existing_Food Preparation_Natural Gas_Steamer_E6 | F2 | Commercial | College (ID) | Existing | Food Preparation | Natural Gas | Steamer | E6 | RVT - Cost of Operation | 0 | 0 | 0 | 0 | 0 | 0 | 0 | 0 | 0 | 0 | 0 | 0 | 0 | 0 | 0 | 0 | 0 | 0 | 0 | 0 | 0 | 0 | 0 | 0 | 0 | 0 | 0
F2_Commercial_College (ID)_Existing_Food Preparation_Natural Gas_Steamer_E7 | F2 | Commercial | College (ID) | Existing | Food Preparation | Natural Gas | Steamer | E7 | RVT - Cost of Operation | 0 | 0 | 0 | 0 | 0 | 0 | 0 | 0 | 0 | 0 | 0 | 0 | 0 | 0 | 0 | 0 | 0 | 0 | 0 | 0 | 0 | 0 | 0 | 0 | 0 | 0 | 0
F2_Commercial_College (ID)_Existing_Food Preparation_Natural Gas_Steamer_E8 | F2 | Commercial | College (ID) | Existing | Food Preparation | Natural Gas | Steamer | E8 | RVT - Cost of Operation | 0 | 0 | 0 | 0 | 0 | 0 | 0 | 0 | 0 | 0 | 0 | 0 | 0 | 0 | 0 | 0 | 0 | 0 | 0 | 0 | 0 | 0 | 0 | 0 | 0 | 0 | 0
F2_Commercial_College (ID)_Existing_Food Preparation_Natural Gas_Steamer_E9 | F2 | Commercial | College (ID) | Existing | Food Preparation | Natural Gas | Steamer | E9 | RVT - Cost of Operation | 0 | 0 | 0 | 0 | 0 | 0 | 0 | 0 | 0 | 0 | 0 | 0 | 0 | 0 | 0 | 0 | 0 | 0 | 0 | 0 | 0 | 0 | 0 | 0 | 0 | 0 | 0
F2_Commercial_College (ID)_Existing_Food Preparation_Natural Gas_Steamer_E10 | F2 | Commercial | College (ID) | Existing | Food Preparation | Natural Gas | Steamer | E10 | RVT - Cost of Operation | 0 | 0 | 0 | 0 | 0 | 0 | 0 | 0 | 0 | 0 | 0 | 0 | 0 | 0 | 0 | 0 | 0 | 0 | 0 | 0 | 0 | 0 | 0 | 0 | 0 | 0 | 0
F3_Commercial_College (ID)_Existing_Food Preparation_Natural Gas_Steamer_E1 | F3 | Commercial | College (ID) | Existing | Food Preparation | Natural Gas | Steamer | E1 | System - kBTUs of Consumption | 2.7134 | 2.7134 | 2.7134 | 2.7134 | 2.7134 | 2.7134 | 2.7134 | 2.7134 | 2.7134 | 2.7134 | 2.7134 | 2.7134 | 2.7134 | 2.7134 | 2.7134 | 2.7134 | 2.7134 | 2.7134 | 2.7134 | 2.7134 | 2.7134 | 2.7134 | 2.7134 | 2.7134 | 2.7134 | 2.7134 | 2.7134
F3_Commercial_College (ID)_Existing_Food Preparation_Natural Gas_Steamer_E2 | F3 | Commercial | College (ID) | Existing | Food Preparation | Natural Gas | Steamer | E2 | System - kBTUs of Consumption | 0.51196 | 0.51196 | 0.51196 | 0.51196 | 0.51196 | 0.51196 | 0.51196 | 0.51196 | 0.51196 | 0.51196 | 0.51196 | 0.51196 | 0.51196 | 0.51196 | 0.51196 | 0.51196 | 0.51196 | 0.51196 | 0.51196 | 0.51196 | 0.51196 | 0.51196 | 0.51196 | 0.51196 | 0.51196 | 0.51196 | 0.51196
F3_Commercial_College (ID)_Existing_Food Preparation_Natural Gas_Steamer_E3 | F3 | Commercial | College (ID) | Existing | Food Preparation | Natural Gas | Steamer | E3 | System - kBTUs of Consumption | 0 | 0 | 0 | 0 | 0 | 0 | 0 | 0 | 0 | 0 | 0 | 0 | 0 | 0 | 0 | 0 | 0 | 0 | 0 | 0 | 0 | 0 | 0 | 0 | 0 | 0 | 0
F3_Commercial_College (ID)_Existing_Food Preparation_Natural Gas_Steamer_E4 | F3 | Commercial | College (ID) | Existing | Food Preparation | Natural Gas | Steamer | E4 | System - kBTUs of Consumption | 0 | 0 | 0 | 0 | 0 | 0 | 0 | 0 | 0 | 0 | 0 | 0 | 0 | 0 | 0 | 0 | 0 | 0 | 0 | 0 | 0 | 0 | 0 | 0 | 0 | 0 | 0
F3_Commercial_College (ID)_Existing_Food Preparation_Natural Gas_Steamer_E5 | F3 | Commercial | College (ID) | Existing | Food Preparation | Natural Gas | Steamer | E5 | System - kBTUs of Consumption | 0 | 0 | 0 | 0 | 0 | 0 | 0 | 0 | 0 | 0 | 0 | 0 | 0 | 0 | 0 | 0 | 0 | 0 | 0 | 0 | 0 | 0 | 0 | 0 | 0 | 0 | 0
F3_Commercial_College (ID)_Existing_Food Preparation_Natural Gas_Steamer_E6 | F3 | Commercial | College (ID) | Existing | Food Preparation | Natural Gas | Steamer | E6 | System - kBTUs of Consumption | 0 | 0 | 0 | 0 | 0 | 0 | 0 | 0 | 0 | 0 | 0 | 0 | 0 | 0 | 0 | 0 | 0 | 0 | 0 | 0 | 0 | 0 | 0 | 0 | 0 | 0 | 0
F3_Commercial_College (ID)_Existing_Food Preparation_Natural Gas_Steamer_E7 | F3 | Commercial | College (ID) | Existing | Food Preparation | Natural Gas | Steamer | E7 | System - kBTUs of Consumption | 0 | 0 | 0 | 0 | 0 | 0 | 0 | 0 | 0 | 0 | 0 | 0 | 0 | 0 | 0 | 0 | 0 | 0 | 0 | 0 | 0 | 0 | 0 | 0 | 0 | 0 | 0
F3_Commercial_College (ID)_Existing_Food Preparation_Natural Gas_Steamer_E8 | F3 | Commercial | College (ID) | Existing | Food Preparation | Natural Gas | Steamer | E8 | System - kBTUs of Consumption | 0 | 0 | 0 | 0 | 0 | 0 | 0 | 0 | 0 | 0 | 0 | 0 | 0 | 0 | 0 | 0 | 0 | 0 | 0 | 0 | 0 | 0 | 0 | 0 | 0 | 0 | 0
F3_Commercial_College (ID)_Existing_Food Preparation_Natural Gas_Steamer_E9 | F3 | Commercial | College (ID) | Existing | Food Preparation | Natural Gas | Steamer | E9 | System - kBTUs of Consumption | 0 | 0 | 0 | 0 | 0 | 0 | 0 | 0 | 0 | 0 | 0 | 0 | 0 | 0 | 0 | 0 | 0 | 0 | 0 | 0 | 0 | 0 | 0 | 0 | 0 | 0 | 0
F3_Commercial_College (ID)_Existing_Food Preparation_Natural Gas_Steamer_E10 | F3 | Commercial | College (ID) | Existing | Food Preparation | Natural Gas | Steamer | E10 | System - kBTUs of Consumption | 0 | 0 | 0 | 0 | 0 | 0 | 0 | 0 | 0 | 0 | 0 | 0 | 0 | 0 | 0 | 0 | 0 | 0 | 0 | 0 | 0 | 0 | 0 | 0 | 0 | 0 | 0
F4_Commercial_College (ID)_Existing_Food Preparation_Natural Gas_Steamer_E1 | F4 | Commercial | College (ID) | Existing | Food Preparation | Natural Gas | Steamer | E1 | Utility - Cost of Equipment | 0.0040559 | 0.0040559 | 0.0040559 | 0.0040559 | 0.0040559 | 0.0040559 | 0.0040559 | 0.0040559 | 0.0040559 | 0.0040559 | 0.0040559 | 0.0040559 | 0.0040559 | 0.0040559 | 0.0040559 | 0.0040559 | 0.0040559 | 0.0040559 | 0.0040559 | 0.0040559 | 0.0040559 | 0.0040559 | 0.0040559 | 0.0040559 | 0.0040559 | 0.0040559 | 0.0040559
F4_Commercial_College (ID)_Existing_Food Preparation_Natural Gas_Steamer_E2 | F4 | Commercial | College (ID) | Existing | Food Preparation | Natural Gas | Steamer | E2 | Utility - Cost of Equipment | 0.0043581 | 0.0043581 | 0.0043581 | 0.0043581 | 0.0043581 | 0.0043581 | 0.0043581 | 0.0043581 | 0.0043581 | 0.0043581 | 0.0043581 | 0.0043581 | 0.0043581 | 0.0043581 | 0.0043581 | 0.0043581 | 0.0043581 | 0.0043581 | 0.0043581 | 0.0043581 | 0.0043581 | 0.0043581 | 0.0043581 | 0.0043581 | 0.0043581 | 0.0043581 | 0.0043581
F4_Commercial_College (ID)_Existing_Food Preparation_Natural Gas_Steamer_E3 | F4 | Commercial | College (ID) | Existing | Food Preparation | Natural Gas | Steamer | E3 | Utility - Cost of Equipment | 0 | 0 | 0 | 0 | 0 | 0 | 0 | 0 | 0 | 0 | 0 | 0 | 0 | 0 | 0 | 0 | 0 | 0 | 0 | 0 | 0 | 0 | 0 | 0 | 0 | 0 | 0
F4_Commercial_College (ID)_Existing_Food Preparation_Natural Gas_Steamer_E4 | F4 | Commercial | College (ID) | Existing | Food Preparation | Natural Gas | Steamer | E4 | Utility - Cost of Equipment | 0 | 0 | 0 | 0 | 0 | 0 | 0 | 0 | 0 | 0 | 0 | 0 | 0 | 0 | 0 | 0 | 0 | 0 | 0 | 0 | 0 | 0 | 0 | 0 | 0 | 0 | 0
F4_Commercial_College (ID)_Existing_Food Preparation_Natural Gas_Steamer_E5 | F4 | Commercial | College (ID) | Existing | Food Preparation | Natural Gas | Steamer | E5 | Utility - Cost of Equipment | 0 | 0 | 0 | 0 | 0 | 0 | 0 | 0 | 0 | 0 | 0 | 0 | 0 | 0 | 0 | 0 | 0 | 0 | 0 | 0 | 0 | 0 | 0 | 0 | 0 | 0 | 0
F4_Commercial_College (ID)_Existing_Food Preparation_Natural Gas_Steamer_E6 | F4 | Commercial | College (ID) | Existing | Food Preparation | Natural Gas | Steamer | E6 | Utility - Cost of Equipment | 0 | 0 | 0 | 0 | 0 | 0 | 0 | 0 | 0 | 0 | 0 | 0 | 0 | 0 | 0 | 0 | 0 | 0 | 0 | 0 | 0 | 0 | 0 | 0 | 0 | 0 | 0
F4_Commercial_College (ID)_Existing_Food Preparation_Natural Gas_Steamer_E7 | F4 | Commercial | College (ID) | Existing | Food Preparation | Natural Gas | Steamer | E7 | Utility - Cost of Equipment | 0 | 0 | 0 | 0 | 0 | 0 | 0 | 0 | 0 | 0 | 0 | 0 | 0 | 0 | 0 | 0 | 0 | 0 | 0 | 0 | 0 | 0 | 0 | 0 | 0 | 0 | 0
F4_Commercial_College (ID)_Existing_Food Preparation_Natural Gas_Steamer_E8 | F4 | Commercial | College (ID) | Existing | Food Preparation | Natural Gas | Steamer | E8 | Utility - Cost of Equipment | 0 | 0 | 0 | 0 | 0 | 0 | 0 | 0 | 0 | 0 | 0 | 0 | 0 | 0 | 0 | 0 | 0 | 0 | 0 | 0 | 0 | 0 | 0 | 0 | 0 | 0 | 0
F4_Commercial_College (ID)_Existing_Food Preparation_Natural Gas_Steamer_E9 | F4 | Commercial | College (ID) | Existing | Food Preparation | Natural Gas | Steamer | E9 | Utility - Cost of Equipment | 0 | 0 | 0 | 0 | 0 | 0 | 0 | 0 | 0 | 0 | 0 | 0 | 0 | 0 | 0 | 0 | 0 | 0 | 0 | 0 | 0 | 0 | 0 | 0 | 0 | 0 | 0
F4_Commercial_College (ID)_Existing_Food Preparation_Natural Gas_Steamer_E10 | F4 | Commercial | College (ID) | Existing | Food Preparation | Natural Gas | Steamer | E10 | Utility - Cost of Equipment | 0 | 0 | 0 | 0 | 0 | 0 | 0 | 0 | 0 | 0 | 0 | 0 | 0 | 0 | 0 | 0 | 0 | 0 | 0 | 0 | 0 | 0 | 0 | 0 | 0 | 0 | 0
F5_Commercial_College (ID)_Existing_Food Preparation_Natural Gas_Steamer_E1 | F5 | Commercial | College (ID) | Existing | Food Preparation | Natural Gas | Steamer | E1 | Utility - Cost of Operation | 0.0096572 | 0.0099005 | 0.010189 | 0.010519 | 0.010893 | 0.011348 | 0.011816 | 0.012279 | 0.012725 | 0.013178 | 0.013538 | 0.013875 | 0.014237 | 0.014592 | 0.014909 | 0.015206 | 0.015472 | 0.015734 | 0.016015 | 0.016289 | 0.01657 | 0.016863 | 0.017158 | 0.017463 | 0.017773 | 0.018089 | 0.01841
F5_Commercial_College (ID)_Existing_Food Preparation_Natural Gas_Steamer_E2 | F5 | Commercial | College (ID) | Existing | Food Preparation | Natural Gas | Steamer | E2 | Utility - Cost of Operation | 0.0018221 | 0.001868 | 0.0019224 | 0.0019847 | 0.0020552 | 0.002141 | 0.0022293 | 0.0023167 | 0.0024009 | 0.0024863 | 0.0025542 | 0.0026178 | 0.0026862 | 0.0027531 | 0.0028129 | 0.0028689 | 0.0029191 | 0.0029687 | 0.0030216 | 0.0030733 | 0.0031263 | 0.0031815 | 0.0032373 | 0.0032948 | 0.0033533 | 0.0034129 | 0.0034735
F5_Commercial_College (ID)_Existing_Food Preparation_Natural Gas_Steamer_E3 | F5 | Commercial | College (ID) | Existing | Food Preparation | Natural Gas | Steamer | E3 | Utility - Cost of Operation | 0 | 0 | 0 | 0 | 0 | 0 | 0 | 0 | 0 | 0 | 0 | 0 | 0 | 0 | 0 | 0 | 0 | 0 | 0 | 0 | 0 | 0 | 0 | 0 | 0 | 0 | 0
F5_Commercial_College (ID)_Existing_Food Preparation_Natural Gas_Steamer_E4 | F5 | Commercial | College (ID) | Existing | Food Preparation | Natural Gas | Steamer | E4 | Utility - Cost of Operation | 0 | 0 | 0 | 0 | 0 | 0 | 0 | 0 | 0 | 0 | 0 | 0 | 0 | 0 | 0 | 0 | 0 | 0 | 0 | 0 | 0 | 0 | 0 | 0 | 0 | 0 | 0
F5_Commercial_College (ID)_Existing_Food Preparation_Natural Gas_Steamer_E5 | F5 | Commercial | College (ID) | Existing | Food Preparation | Natural Gas | Steamer | E5 | Utility - Cost of Operation | 0 | 0 | 0 | 0 | 0 | 0 | 0 | 0 | 0 | 0 | 0 | 0 | 0 | 0 | 0 | 0 | 0 | 0 | 0 | 0 | 0 | 0 | 0 | 0 | 0 | 0 | 0
F5_Commercial_College (ID)_Existing_Food Preparation_Natural Gas_Steamer_E6 | F5 | Commercial | College (ID) | Existing | Food Preparation | Natural Gas | Steamer | E6 | Utility - Cost of Operation | 0 | 0 | 0 | 0 | 0 | 0 | 0 | 0 | 0 | 0 | 0 | 0 | 0 | 0 | 0 | 0 | 0 | 0 | 0 | 0 | 0 | 0 | 0 | 0 | 0 | 0 | 0
F5_Commercial_College (ID)_Existing_Food Preparation_Natural Gas_Steamer_E7 | F5 | Commercial | College (ID) | Existing | Food Preparation | Natural Gas | Steamer | E7 | Utility - Cost of Operation | 0 | 0 | 0 | 0 | 0 | 0 | 0 | 0 | 0 | 0 | 0 | 0 | 0 | 0 | 0 | 0 | 0 | 0 | 0 | 0 | 0 | 0 | 0 | 0 | 0 | 0 | 0
F5_Commercial_College (ID)_Existing_Food Preparation_Natural Gas_Steamer_E8 | F5 | Commercial | College (ID) | Existing | Food Preparation | Natural Gas | Steamer | E8 | Utility - Cost of Operation | 0 | 0 | 0 | 0 | 0 | 0 | 0 | 0 | 0 | 0 | 0 | 0 | 0 | 0 | 0 | 0 | 0 | 0 | 0 | 0 | 0 | 0 | 0 | 0 | 0 | 0 | 0
F5_Commercial_College (ID)_Existing_Food Preparation_Natural Gas_Steamer_E9 | F5 | Commercial | College (ID) | Existing | Food Preparation | Natural Gas | Steamer | E9 | Utility - Cost of Operation | 0 | 0 | 0 | 0 | 0 | 0 | 0 | 0 | 0 | 0 | 0 | 0 | 0 | 0 | 0 | 0 | 0 | 0 | 0 | 0 | 0 | 0 | 0 | 0 | 0 | 0 | 0
F5_Commercial_College (ID)_Existing_Food Preparation_Natural Gas_Steamer_E10 | F5 | Commercial | College (ID) | Existing | Food Preparation | Natural Gas | Steamer | E10 | Utility - Cost of Operation | 0 | 0 | 0 | 0 | 0 | 0 | 0 | 0 | 0 | 0 | 0 | 0 | 0 | 0 | 0 | 0 | 0 | 0 | 0 | 0 | 0 | 0 | 0 | 0 | 0 | 0 | 0
F6_Commercial_College (ID)_Existing_Food Preparation_Natural Gas_Steamer_E1 | F6 | Commercial | College (ID) | Existing | Food Preparation | Natural Gas | Steamer | E1 | Utility - Value of Sales | 0.011374 | 0.011589 | 0.011841 | 0.012135 | 0.012472 | 0.012892 | 0.013314 | 0.013714 | 0.014077 | 0.014428 | 0.014792 | 0.015122 | 0.015472 | 0.015802 | 0.016086 | 0.016342 | 0.016559 | 0.016766 | 0.016987 | 0.017192 | 0.017399 | 0.017706 | 0.018016 | 0.018336 | 0.018662 | 0.018993 | 0.019331
F6_Commercial_College (ID)_Existing_Food Preparation_Natural Gas_Steamer_E2 | F6 | Commercial | College (ID) | Existing | Food Preparation | Natural Gas | Steamer | E2 | Utility - Value of Sales | 0.002146 | 0.0021866 | 0.0022341 | 0.0022896 | 0.0023532 | 0.0024325 | 0.002512 | 0.0025875 | 0.0026559 | 0.0027221 | 0.0027908 | 0.0028532 | 0.0029191 | 0.0029814 | 0.003035 | 0.0030834 | 0.0031243 | 0.0031634 | 0.0032049 | 0.0032437 | 0.0032827 | 0.0033406 | 0.0033991 | 0.0034595 | 0.003521 | 0.0035835 | 0.0036472
F6_Commercial_College (ID)_Existing_Food Preparation_Natural Gas_Steamer_E3 | F6 | Commercial | College (ID) | Existing | Food Preparation | Natural Gas | Steamer | E3 | Utility - Value of Sales | 0 | 0 | 0 | 0 | 0 | 0 | 0 | 0 | 0 | 0 | 0 | 0 | 0 | 0 | 0 | 0 | 0 | 0 | 0 | 0 | 0 | 0 | 0 | 0 | 0 | 0 | 0
F6_Commercial_College (ID)_Existing_Food Preparation_Natural Gas_Steamer_E4 | F6 | Commercial | College (ID) | Existing | Food Preparation | Natural Gas | Steamer | E4 | Utility - Value of Sales | 0 | 0 | 0 | 0 | 0 | 0 | 0 | 0 | 0 | 0 | 0 | 0 | 0 | 0 | 0 | 0 | 0 | 0 | 0 | 0 | 0 | 0 | 0 | 0 | 0 | 0 | 0
F6_Commercial_College (ID)_Existing_Food Preparation_Natural Gas_Steamer_E5 | F6 | Commercial | College (ID) | Existing | Food Preparation | Natural Gas | Steamer | E5 | Utility - Value of Sales | 0 | 0 | 0 | 0 | 0 | 0 | 0 | 0 | 0 | 0 | 0 | 0 | 0 | 0 | 0 | 0 | 0 | 0 | 0 | 0 | 0 | 0 | 0 | 0 | 0 | 0 | 0
F6_Commercial_College (ID)_Existing_Food Preparation_Natural Gas_Steamer_E6 | F6 | Commercial | College (ID) | Existing | Food Preparation | Natural Gas | Steamer | E6 | Utility - Value of Sales | 0 | 0 | 0 | 0 | 0 | 0 | 0 | 0 | 0 | 0 | 0 | 0 | 0 | 0 | 0 | 0 | 0 | 0 | 0 | 0 | 0 | 0 | 0 | 0 | 0 | 0 | 0
F6_Commercial_College (ID)_Existing_Food Preparation_Natural Gas_Steamer_E7 | F6 | Commercial | College (ID) | Existing | Food Preparation | Natural Gas | Steamer | E7 | Utility - Value of Sales | 0 | 0 | 0 | 0 | 0 | 0 | 0 | 0 | 0 | 0 | 0 | 0 | 0 | 0 | 0 | 0 | 0 | 0 | 0 | 0 | 0 | 0 | 0 | 0 | 0 | 0 | 0
F6_Commercial_College (ID)_Existing_Food Preparation_Natural Gas_Steamer_E8 | F6 | Commercial | College (ID) | Existing | Food Preparation | Natural Gas | Steamer | E8 | Utility - Value of Sales | 0 | 0 | 0 | 0 | 0 | 0 | 0 | 0 | 0 | 0 | 0 | 0 | 0 | 0 | 0 | 0 | 0 | 0 | 0 | 0 | 0 | 0 | 0 | 0 | 0 | 0 | 0
F6_Commercial_College (ID)_Existing_Food Preparation_Natural Gas_Steamer_E9 | F6 | Commercial | College (ID) | Existing | Food Preparation | Natural Gas | Steamer | E9 | Utility - Value of Sales | 0 | 0 | 0 | 0 | 0 | 0 | 0 | 0 | 0 | 0 | 0 | 0 | 0 | 0 | 0 | 0 | 0 | 0 | 0 | 0 | 0 | 0 | 0 | 0 | 0 | 0 | 0
F6_Commercial_College (ID)_Existing_Food Preparation_Natural Gas_Steamer_E10 | F6 | Commercial | College (ID) | Existing | Food Preparation | Natural Gas | Steamer | E10 | Utility - Value of Sales | 0 | 0 | 0 | 0 | 0 | 0 | 0 | 0 | 0 | 0 | 0 | 0 | 0 | 0 | 0 | 0 | 0 | 0 | 0 | 0 | 0 | 0 | 0 | 0 | 0 | 0 | 0
F1_Commercial_College (ID)_Existing_Food Preparation_Natural Gas_Food Prep Other_E1 | F1 | Commercial | College (ID) | Existing | Food Preparation | Natural Gas | Food Prep Other | E1 | RVT - Cost of Equipment | 8.5237e-06 | 8.5237e-06 | 8.5237e-06 | 8.5237e-06 | 8.5237e-06 | 8.5237e-06 | 8.5237e-06 | 8.5237e-06 | 8.5237e-06 | 8.5237e-06 | 8.5237e-06 | 8.5237e-06 | 8.5237e-06 | 8.5237e-06 | 8.5237e-06 | 8.5237e-06 | 8.5237e-06 | 8.5237e-06 | 8.5237e-06 | 8.5237e-06 | 8.5237e-06 | 8.5237e-06 | 8.5237e-06 | 8.5237e-06 | 8.5237e-06 | 8.5237e-06 | 8.5237e-06
F1_Commercial_College (ID)_Existing_Food Preparation_Natural Gas_Food Prep Other_E2 | F1 | Commercial | College (ID) | Existing | Food Preparation | Natural Gas | Food Prep Other | E2 | RVT - Cost of Equipment | 8.5323e-06 | 8.5323e-06 | 8.5323e-06 | 8.5323e-06 | 8.5323e-06 | 8.5323e-06 | 8.5323e-06 | 8.5323e-06 | 8.5323e-06 | 8.5323e-06 | 8.5323e-06 | 8.5323e-06 | 8.5323e-06 | 8.5323e-06 | 8.5323e-06 | 8.5323e-06 | 8.5323e-06 | 8.5323e-06 | 8.5323e-06 | 8.5323e-06 | 8.5323e-06 | 8.5323e-06 | 8.5323e-06 | 8.5323e-06 | 8.5323e-06 | 8.5323e-06 | 8.5323e-06
F1_Commercial_College (ID)_Existing_Food Preparation_Natural Gas_Food Prep Other_E3 | F1 | Commercial | College (ID) | Existing | Food Preparation | Natural Gas | Food Prep Other | E3 | RVT - Cost of Equipment | 0 | 0 | 0 | 0 | 0 | 0 | 0 | 0 | 0 | 0 | 0 | 0 | 0 | 0 | 0 | 0 | 0 | 0 | 0 | 0 | 0 | 0 | 0 | 0 | 0 | 0 | 0
F1_Commercial_College (ID)_Existing_Food Preparation_Natural Gas_Food Prep Other_E4 | F1 | Commercial | College (ID) | Existing | Food Preparation | Natural Gas | Food Prep Other | E4 | RVT - Cost of Equipment | 0 | 0 | 0 | 0 | 0 | 0 | 0 | 0 | 0 | 0 | 0 | 0 | 0 | 0 | 0 | 0 | 0 | 0 | 0 | 0 | 0 | 0 | 0 | 0 | 0 | 0 | 0
F1_Commercial_College (ID)_Existing_Food Preparation_Natural Gas_Food Prep Other_E5 | F1 | Commercial | College (ID) | Existing | Food Preparation | Natural Gas | Food Prep Other | E5 | RVT - Cost of Equipment | 0 | 0 | 0 | 0 | 0 | 0 | 0 | 0 | 0 | 0 | 0 | 0 | 0 | 0 | 0 | 0 | 0 | 0 | 0 | 0 | 0 | 0 | 0 | 0 | 0 | 0 | 0
F1_Commercial_College (ID)_Existing_Food Preparation_Natural Gas_Food Prep Other_E6 | F1 | Commercial | College (ID) | Existing | Food Preparation | Natural Gas | Food Prep Other | E6 | RVT - Cost of Equipment | 0 | 0 | 0 | 0 | 0 | 0 | 0 | 0 | 0 | 0 | 0 | 0 | 0 | 0 | 0 | 0 | 0 | 0 | 0 | 0 | 0 | 0 | 0 | 0 | 0 | 0 | 0
F1_Commercial_College (ID)_Existing_Food Preparation_Natural Gas_Food Prep Other_E7 | F1 | Commercial | College (ID) | Existing | Food Preparation | Natural Gas | Food Prep Other | E7 | RVT - Cost of Equipment | 0 | 0 | 0 | 0 | 0 | 0 | 0 | 0 | 0 | 0 | 0 | 0 | 0 | 0 | 0 | 0 | 0 | 0 | 0 | 0 | 0 | 0 | 0 | 0 | 0 | 0 | 0
F1_Commercial_College (ID)_Existing_Food Preparation_Natural Gas_Food Prep Other_E8 | F1 | Commercial | College (ID) | Existing | Food Preparation | Natural Gas | Food Prep Other | E8 | RVT - Cost of Equipment | 0 | 0 | 0 | 0 | 0 | 0 | 0 | 0 | 0 | 0 | 0 | 0 | 0 | 0 | 0 | 0 | 0 | 0 | 0 | 0 | 0 | 0 | 0 | 0 | 0 | 0 | 0
F1_Commercial_College (ID)_Existing_Food Preparation_Natural Gas_Food Prep Other_E9 | F1 | Commercial | College (ID) | Existing | Food Preparation | Natural Gas | Food Prep Other | E9 | RVT - Cost of Equipment | 0 | 0 | 0 | 0 | 0 | 0 | 0 | 0 | 0 | 0 | 0 | 0 | 0 | 0 | 0 | 0 | 0 | 0 | 0 | 0 | 0 | 0 | 0 | 0 | 0 | 0 | 0
F1_Commercial_College (ID)_Existing_Food Preparation_Natural Gas_Food Prep Other_E10 | F1 | Commercial | College (ID) | Existing | Food Preparation | Natural Gas | Food Prep Other | E10 | RVT - Cost of Equipment | 0 | 0 | 0 | 0 | 0 | 0 | 0 | 0 | 0 | 0 | 0 | 0 | 0 | 0 | 0 | 0 | 0 | 0 | 0 | 0 | 0 | 0 | 0 | 0 | 0 | 0 | 0
F2_Commercial_College (ID)_Existing_Food Preparation_Natural Gas_Food Prep Other_E1 | F2 | Commercial | College (ID) | Existing | Food Preparation | Natural Gas | Food Prep Other | E1 | RVT - Cost of Operation | 0.0024028 | 0.0024428 | 0.0024915 | 0.0025508 | 0.0026212 | 0.0027144 | 0.0028099 | 0.0029024 | 0.0029875 | 0.0030692 | 0.0031531 | 0.0032281 | 0.0033063 | 0.0033786 | 0.0034395 | 0.0034934 | 0.0035377 | 0.0035794 | 0.0036241 | 0.0036652 | 0.0037062 | 0.0037716 | 0.0038375 | 0.0039057 | 0.0039751 | 0.0040457 | 0.0041176
F2_Commercial_College (ID)_Existing_Food Preparation_Natural Gas_Food Prep Other_E2 | F2 | Commercial | College (ID) | Existing | Food Preparation | Natural Gas | Food Prep Other | E2 | RVT - Cost of Operation | 0.0024028 | 0.0024428 | 0.0024915 | 0.0025507 | 0.0026212 | 0.0027144 | 0.0028099 | 0.0029024 | 0.0029875 | 0.0030692 | 0.0031531 | 0.0032281 | 0.0033063 | 0.0033786 | 0.0034395 | 0.0034934 | 0.0035377 | 0.0035794 | 0.0036241 | 0.0036651 | 0.0037062 | 0.0037715 | 0.0038375 | 0.0039057 | 0.0039751 | 0.0040457 | 0.0041176
F2_Commercial_College (ID)_Existing_Food Preparation_Natural Gas_Food Prep Other_E3 | F2 | Commercial | College (ID) | Existing | Food Preparation | Natural Gas | Food Prep Other | E3 | RVT - Cost of Operation | 0 | 0 | 0 | 0 | 0 | 0 | 0 | 0 | 0 | 0 | 0 | 0 | 0 | 0 | 0 | 0 | 0 | 0 | 0 | 0 | 0 | 0 | 0 | 0 | 0 | 0 | 0
F2_Commercial_College (ID)_Existing_Food Preparation_Natural Gas_Food Prep Other_E4 | F2 | Commercial | College (ID) | Existing | Food Preparation | Natural Gas | Food Prep Other | E4 | RVT - Cost of Operation | 0 | 0 | 0 | 0 | 0 | 0 | 0 | 0 | 0 | 0 | 0 | 0 | 0 | 0 | 0 | 0 | 0 | 0 | 0 | 0 | 0 | 0 | 0 | 0 | 0 | 0 | 0
F2_Commercial_College (ID)_Existing_Food Preparation_Natural Gas_Food Prep Other_E5 | F2 | Commercial | College (ID) | Existing | Food Preparation | Natural Gas | Food Prep Other | E5 | RVT - Cost of Operation | 0 | 0 | 0 | 0 | 0 | 0 | 0 | 0 | 0 | 0 | 0 | 0 | 0 | 0 | 0 | 0 | 0 | 0 | 0 | 0 | 0 | 0 | 0 | 0 | 0 | 0 | 0
F2_Commercial_College (ID)_Existing_Food Preparation_Natural Gas_Food Prep Other_E6 | F2 | Commercial | College (ID) | Existing | Food Preparation | Natural Gas | Food Prep Other | E6 | RVT - Cost of Operation | 0 | 0 | 0 | 0 | 0 | 0 | 0 | 0 | 0 | 0 | 0 | 0 | 0 | 0 | 0 | 0 | 0 | 0 | 0 | 0 | 0 | 0 | 0 | 0 | 0 | 0 | 0
F2_Commercial_College (ID)_Existing_Food Preparation_Natural Gas_Food Prep Other_E7 | F2 | Commercial | College (ID) | Existing | Food Preparation | Natural Gas | Food Prep Other | E7 | RVT - Cost of Operation | 0 | 0 | 0 | 0 | 0 | 0 | 0 | 0 | 0 | 0 | 0 | 0 | 0 | 0 | 0 | 0 | 0 | 0 | 0 | 0 | 0 | 0 | 0 | 0 | 0 | 0 | 0
F2_Commercial_College (ID)_Existing_Food Preparation_Natural Gas_Food Prep Other_E8 | F2 | Commercial | College (ID) | Existing | Food Preparation | Natural Gas | Food Prep Other | E8 | RVT - Cost of Operation | 0 | 0 | 0 | 0 | 0 | 0 | 0 | 0 | 0 | 0 | 0 | 0 | 0 | 0 | 0 | 0 | 0 | 0 | 0 | 0 | 0 | 0 | 0 | 0 | 0 | 0 | 0
F2_Commercial_College (ID)_Existing_Food Preparation_Natural Gas_Food Prep Other_E9 | F2 | Commercial | College (ID) | Existing | Food Preparation | Natural Gas | Food Prep Other | E9 | RVT - Cost of Operation | 0 | 0 | 0 | 0 | 0 | 0 | 0 | 0 | 0 | 0 | 0 | 0 | 0 | 0 | 0 | 0 | 0 | 0 | 0 | 0 | 0 | 0 | 0 | 0 | 0 | 0 | 0
F2_Commercial_College (ID)_Existing_Food Preparation_Natural Gas_Food Prep Other_E10 | F2 | Commercial | College (ID) | Existing | Food Preparation | Natural Gas | Food Prep Other | E10 | RVT - Cost of Operation | 0 | 0 | 0 | 0 | 0 | 0 | 0 | 0 | 0 | 0 | 0 | 0 | 0 | 0 | 0 | 0 | 0 | 0 | 0 | 0 | 0 | 0 | 0 | 0 | 0 | 0 | 0
F3_Commercial_College (ID)_Existing_Food Preparation_Natural Gas_Food Prep Other_E1 | F3 | Commercial | College (ID) | Existing | Food Preparation | Natural Gas | Food Prep Other | E1 | System - kBTUs of Consumption | 0.58241 | 0.58241 | 0.58241 | 0.58241 | 0.58241 | 0.58241 | 0.58241 | 0.58241 | 0.58241 | 0.58241 | 0.58241 | 0.58241 | 0.58241 | 0.58241 | 0.58241 | 0.58241 | 0.58241 | 0.58241 | 0.58241 | 0.58241 | 0.58241 | 0.58241 | 0.58241 | 0.58241 | 0.58241 | 0.58241 | 0.58241
F3_Commercial_College (ID)_Existing_Food Preparation_Natural Gas_Food Prep Other_E2 | F3 | Commercial | College (ID) | Existing | Food Preparation | Natural Gas | Food Prep Other | E2 | System - kBTUs of Consumption | 0.58241 | 0.58241 | 0.58241 | 0.58241 | 0.58241 | 0.58241 | 0.58241 | 0.58241 | 0.58241 | 0.58241 | 0.58241 | 0.58241 | 0.58241 | 0.58241 | 0.58241 | 0.58241 | 0.58241 | 0.58241 | 0.58241 | 0.58241 | 0.58241 | 0.58241 | 0.58241 | 0.58241 | 0.58241 | 0.58241 | 0.58241
F3_Commercial_College (ID)_Existing_Food Preparation_Natural Gas_Food Prep Other_E3 | F3 | Commercial | College (ID) | Existing | Food Preparation | Natural Gas | Food Prep Other | E3 | System - kBTUs of Consumption | 0 | 0 | 0 | 0 | 0 | 0 | 0 | 0 | 0 | 0 | 0 | 0 | 0 | 0 | 0 | 0 | 0 | 0 | 0 | 0 | 0 | 0 | 0 | 0 | 0 | 0 | 0
F3_Commercial_College (ID)_Existing_Food Preparation_Natural Gas_Food Prep Other_E4 | F3 | Commercial | College (ID) | Existing | Food Preparation | Natural Gas | Food Prep Other | E4 | System - kBTUs of Consumption | 0 | 0 | 0 | 0 | 0 | 0 | 0 | 0 | 0 | 0 | 0 | 0 | 0 | 0 | 0 | 0 | 0 | 0 | 0 | 0 | 0 | 0 | 0 | 0 | 0 | 0 | 0
F3_Commercial_College (ID)_Existing_Food Preparation_Natural Gas_Food Prep Other_E5 | F3 | Commercial | College (ID) | Existing | Food Preparation | Natural Gas | Food Prep Other | E5 | System - kBTUs of Consumption | 0 | 0 | 0 | 0 | 0 | 0 | 0 | 0 | 0 | 0 | 0 | 0 | 0 | 0 | 0 | 0 | 0 | 0 | 0 | 0 | 0 | 0 | 0 | 0 | 0 | 0 | 0
F3_Commercial_College (ID)_Existing_Food Preparation_Natural Gas_Food Prep Other_E6 | F3 | Commercial | College (ID) | Existing | Food Preparation | Natural Gas | Food Prep Other | E6 | System - kBTUs of Consumption | 0 | 0 | 0 | 0 | 0 | 0 | 0 | 0 | 0 | 0 | 0 | 0 | 0 | 0 | 0 | 0 | 0 | 0 | 0 | 0 | 0 | 0 | 0 | 0 | 0 | 0 | 0
F3_Commercial_College (ID)_Existing_Food Preparation_Natural Gas_Food Prep Other_E7 | F3 | Commercial | College (ID) | Existing | Food Preparation | Natural Gas | Food Prep Other | E7 | System - kBTUs of Consumption | 0 | 0 | 0 | 0 | 0 | 0 | 0 | 0 | 0 | 0 | 0 | 0 | 0 | 0 | 0 | 0 | 0 | 0 | 0 | 0 | 0 | 0 | 0 | 0 | 0 | 0 | 0
F3_Commercial_College (ID)_Existing_Food Preparation_Natural Gas_Food Prep Other_E8 | F3 | Commercial | College (ID) | Existing | Food Preparation | Natural Gas | Food Prep Other | E8 | System - kBTUs of Consumption | 0 | 0 | 0 | 0 | 0 | 0 | 0 | 0 | 0 | 0 | 0 | 0 | 0 | 0 | 0 | 0 | 0 | 0 | 0 | 0 | 0 | 0 | 0 | 0 | 0 | 0 | 0
F3_Commercial_College (ID)_Existing_Food Preparation_Natural Gas_Food Prep Other_E9 | F3 | Commercial | College (ID) | Existing | Food Preparation | Natural Gas | Food Prep Other | E9 | System - kBTUs of Consumption | 0 | 0 | 0 | 0 | 0 | 0 | 0 | 0 | 0 | 0 | 0 | 0 | 0 | 0 | 0 | 0 | 0 | 0 | 0 | 0 | 0 | 0 | 0 | 0 | 0 | 0 | 0
F3_Commercial_College (ID)_Existing_Food Preparation_Natural Gas_Food Prep Other_E10 | F3 | Commercial | College (ID) | Existing | Food Preparation | Natural Gas | Food Prep Other | E10 | System - kBTUs of Consumption | 0 | 0 | 0 | 0 | 0 | 0 | 0 | 0 | 0 | 0 | 0 | 0 | 0 | 0 | 0 | 0 | 0 | 0 | 0 | 0 | 0 | 0 | 0 | 0 | 0 | 0 | 0
F4_Commercial_College (ID)_Existing_Food Preparation_Natural Gas_Food Prep Other_E1 | F4 | Commercial | College (ID) | Existing | Food Preparation | Natural Gas | Food Prep Other | E1 | Utility - Cost of Equipment | 8.5237e-06 | 8.5237e-06 | 8.5237e-06 | 8.5237e-06 | 8.5237e-06 | 8.5237e-06 | 8.5237e-06 | 8.5237e-06 | 8.5237e-06 | 8.5237e-06 | 8.5237e-06 | 8.5237e-06 | 8.5237e-06 | 8.5237e-06 | 8.5237e-06 | 8.5237e-06 | 8.5237e-06 | 8.5237e-06 | 8.5237e-06 | 8.5237e-06 | 8.5237e-06 | 8.5237e-06 | 8.5237e-06 | 8.5237e-06 | 8.5237e-06 | 8.5237e-06 | 8.5237e-06
F4_Commercial_College (ID)_Existing_Food Preparation_Natural Gas_Food Prep Other_E2 | F4 | Commercial | College (ID) | Existing | Food Preparation | Natural Gas | Food Prep Other | E2 | Utility - Cost of Equipment | 8.5323e-06 | 8.5323e-06 | 8.5323e-06 | 8.5323e-06 | 8.5323e-06 | 8.5323e-06 | 8.5323e-06 | 8.5323e-06 | 8.5323e-06 | 8.5323e-06 | 8.5323e-06 | 8.5323e-06 | 8.5323e-06 | 8.5323e-06 | 8.5323e-06 | 8.5323e-06 | 8.5323e-06 | 8.5323e-06 | 8.5323e-06 | 8.5323e-06 | 8.5323e-06 | 8.5323e-06 | 8.5323e-06 | 8.5323e-06 | 8.5323e-06 | 8.5323e-06 | 8.5323e-06
F4_Commercial_College (ID)_Existing_Food Preparation_Natural Gas_Food Prep Other_E3 | F4 | Commercial | College (ID) | Existing | Food Preparation | Natural Gas | Food Prep Other | E3 | Utility - Cost of Equipment | 0 | 0 | 0 | 0 | 0 | 0 | 0 | 0 | 0 | 0 | 0 | 0 | 0 | 0 | 0 | 0 | 0 | 0 | 0 | 0 | 0 | 0 | 0 | 0 | 0 | 0 | 0
F4_Commercial_College (ID)_Existing_Food Preparation_Natural Gas_Food Prep Other_E4 | F4 | Commercial | College (ID) | Existing | Food Preparation | Natural Gas | Food Prep Other | E4 | Utility - Cost of Equipment | 0 | 0 | 0 | 0 | 0 | 0 | 0 | 0 | 0 | 0 | 0 | 0 | 0 | 0 | 0 | 0 | 0 | 0 | 0 | 0 | 0 | 0 | 0 | 0 | 0 | 0 | 0
F4_Commercial_College (ID)_Existing_Food Preparation_Natural Gas_Food Prep Other_E5 | F4 | Commercial | College (ID) | Existing | Food Preparation | Natural Gas | Food Prep Other | E5 | Utility - Cost of Equipment | 0 | 0 | 0 | 0 | 0 | 0 | 0 | 0 | 0 | 0 | 0 | 0 | 0 | 0 | 0 | 0 | 0 | 0 | 0 | 0 | 0 | 0 | 0 | 0 | 0 | 0 | 0
F4_Commercial_College (ID)_Existing_Food Preparation_Natural Gas_Food Prep Other_E6 | F4 | Commercial | College (ID) | Existing | Food Preparation | Natural Gas | Food Prep Other | E6 | Utility - Cost of Equipment | 0 | 0 | 0 | 0 | 0 | 0 | 0 | 0 | 0 | 0 | 0 | 0 | 0 | 0 | 0 | 0 | 0 | 0 | 0 | 0 | 0 | 0 | 0 | 0 | 0 | 0 | 0
F4_Commercial_College (ID)_Existing_Food Preparation_Natural Gas_Food Prep Other_E7 | F4 | Commercial | College (ID) | Existing | Food Preparation | Natural Gas | Food Prep Other | E7 | Utility - Cost of Equipment | 0 | 0 | 0 | 0 | 0 | 0 | 0 | 0 | 0 | 0 | 0 | 0 | 0 | 0 | 0 | 0 | 0 | 0 | 0 | 0 | 0 | 0 | 0 | 0 | 0 | 0 | 0
F4_Commercial_College (ID)_Existing_Food Preparation_Natural Gas_Food Prep Other_E8 | F4 | Commercial | College (ID) | Existing | Food Preparation | Natural Gas | Food Prep Other | E8 | Utility - Cost of Equipment | 0 | 0 | 0 | 0 | 0 | 0 | 0 | 0 | 0 | 0 | 0 | 0 | 0 | 0 | 0 | 0 | 0 | 0 | 0 | 0 | 0 | 0 | 0 | 0 | 0 | 0 | 0
F4_Commercial_College (ID)_Existing_Food Preparation_Natural Gas_Food Prep Other_E9 | F4 | Commercial | College (ID) | Existing | Food Preparation | Natural Gas | Food Prep Other | E9 | Utility - Cost of Equipment | 0 | 0 | 0 | 0 | 0 | 0 | 0 | 0 | 0 | 0 | 0 | 0 | 0 | 0 | 0 | 0 | 0 | 0 | 0 | 0 | 0 | 0 | 0 | 0 | 0 | 0 | 0
F4_Commercial_College (ID)_Existing_Food Preparation_Natural Gas_Food Prep Other_E10 | F4 | Commercial | College (ID) | Existing | Food Preparation | Natural Gas | Food Prep Other | E10 | Utility - Cost of Equipment | 0 | 0 | 0 | 0 | 0 | 0 | 0 | 0 | 0 | 0 | 0 | 0 | 0 | 0 | 0 | 0 | 0 | 0 | 0 | 0 | 0 | 0 | 0 | 0 | 0 | 0 | 0
F5_Commercial_College (ID)_Existing_Food Preparation_Natural Gas_Food Prep Other_E1 | F5 | Commercial | College (ID) | Existing | Food Preparation | Natural Gas | Food Prep Other | E1 | Utility - Cost of Operation | 0.0020199 | 0.0020665 | 0.0021251 | 0.0021943 | 0.0022748 | 0.0023763 | 0.002482 | 0.0025874 | 0.002689 | 0.0027921 | 0.0028725 | 0.0029473 | 0.003028 | 0.0031066 | 0.0031759 | 0.00324 | 0.0032966 | 0.0033522 | 0.0034121 | 0.0034701 | 0.0035297 | 0.003592 | 0.0036548 | 0.0037197 | 0.0037858 | 0.0038531 | 0.0039215
F5_Commercial_College (ID)_Existing_Food Preparation_Natural Gas_Food Prep Other_E2 | F5 | Commercial | College (ID) | Existing | Food Preparation | Natural Gas | Food Prep Other | E2 | Utility - Cost of Operation | 0.0020198 | 0.0020665 | 0.0021251 | 0.0021943 | 0.0022748 | 0.0023763 | 0.002482 | 0.0025874 | 0.002689 | 0.0027921 | 0.0028725 | 0.0029473 | 0.003028 | 0.0031065 | 0.0031758 | 0.00324 | 0.0032966 | 0.0033522 | 0.003412 | 0.00347 | 0.0035297 | 0.0035919 | 0.0036548 | 0.0037197 | 0.0037858 | 0.003853 | 0.0039215
F5_Commercial_College (ID)_Existing_Food Preparation_Natural Gas_Food Prep Other_E3 | F5 | Commercial | College (ID) | Existing | Food Preparation | Natural Gas | Food Prep Other | E3 | Utility - Cost of Operation | 0 | 0 | 0 | 0 | 0 | 0 | 0 | 0 | 0 | 0 | 0 | 0 | 0 | 0 | 0 | 0 | 0 | 0 | 0 | 0 | 0 | 0 | 0 | 0 | 0 | 0 | 0
F5_Commercial_College (ID)_Existing_Food Preparation_Natural Gas_Food Prep Other_E4 | F5 | Commercial | College (ID) | Existing | Food Preparation | Natural Gas | Food Prep Other | E4 | Utility - Cost of Operation | 0 | 0 | 0 | 0 | 0 | 0 | 0 | 0 | 0 | 0 | 0 | 0 | 0 | 0 | 0 | 0 | 0 | 0 | 0 | 0 | 0 | 0 | 0 | 0 | 0 | 0 | 0
F5_Commercial_College (ID)_Existing_Food Preparation_Natural Gas_Food Prep Other_E5 | F5 | Commercial | College (ID) | Existing | Food Preparation | Natural Gas | Food Prep Other | E5 | Utility - Cost of Operation | 0 | 0 | 0 | 0 | 0 | 0 | 0 | 0 | 0 | 0 | 0 | 0 | 0 | 0 | 0 | 0 | 0 | 0 | 0 | 0 | 0 | 0 | 0 | 0 | 0 | 0 | 0
F5_Commercial_College (ID)_Existing_Food Preparation_Natural Gas_Food Prep Other_E6 | F5 | Commercial | College (ID) | Existing | Food Preparation | Natural Gas | Food Prep Other | E6 | Utility - Cost of Operation | 0 | 0 | 0 | 0 | 0 | 0 | 0 | 0 | 0 | 0 | 0 | 0 | 0 | 0 | 0 | 0 | 0 | 0 | 0 | 0 | 0 | 0 | 0 | 0 | 0 | 0 | 0
F5_Commercial_College (ID)_Existing_Food Preparation_Natural Gas_Food Prep Other_E7 | F5 | Commercial | College (ID) | Existing | Food Preparation | Natural Gas | Food Prep Other | E7 | Utility - Cost of Operation | 0 | 0 | 0 | 0 | 0 | 0 | 0 | 0 | 0 | 0 | 0 | 0 | 0 | 0 | 0 | 0 | 0 | 0 | 0 | 0 | 0 | 0 | 0 | 0 | 0 | 0 | 0
F5_Commercial_College (ID)_Existing_Food Preparation_Natural Gas_Food Prep Other_E8 | F5 | Commercial | College (ID) | Existing | Food Preparation | Natural Gas | Food Prep Other | E8 | Utility - Cost of Operation | 0 | 0 | 0 | 0 | 0 | 0 | 0 | 0 | 0 | 0 | 0 | 0 | 0 | 0 | 0 | 0 | 0 | 0 | 0 | 0 | 0 | 0 | 0 | 0 | 0 | 0 | 0
F5_Commercial_College (ID)_Existing_Food Preparation_Natural Gas_Food Prep Other_E9 | F5 | Commercial | College (ID) | Existing | Food Preparation | Natural Gas | Food Prep Other | E9 | Utility - Cost of Operation | 0 | 0 | 0 | 0 | 0 | 0 | 0 | 0 | 0 | 0 | 0 | 0 | 0 | 0 | 0 | 0 | 0 | 0 | 0 | 0 | 0 | 0 | 0 | 0 | 0 | 0 | 0
F5_Commercial_College (ID)_Existing_Food Preparation_Natural Gas_Food Prep Other_E10 | F5 | Commercial | College (ID) | Existing | Food Preparation | Natural Gas | Food Prep Other | E10 | Utility - Cost of Operation | 0 | 0 | 0 | 0 | 0 | 0 | 0 | 0 | 0 | 0 | 0 | 0 | 0 | 0 | 0 | 0 | 0 | 0 | 0 | 0 | 0 | 0 | 0 | 0 | 0 | 0 | 0
F6_Commercial_College (ID)_Existing_Food Preparation_Natural Gas_Food Prep Other_E1 | F6 | Commercial | College (ID) | Existing | Food Preparation | Natural Gas | Food Prep Other | E1 | Utility - Value of Sales | 0.0024028 | 0.0024428 | 0.0024915 | 0.0025508 | 0.0026212 | 0.0027144 | 0.0028099 | 0.0029024 | 0.0029875 | 0.0030692 | 0.0031531 | 0.0032281 | 0.0033063 | 0.0033786 | 0.0034395 | 0.0034934 | 0.0035377 | 0.0035794 | 0.0036241 | 0.0036652 | 0.0037062 | 0.0037716 | 0.0038375 | 0.0039057 | 0.0039751 | 0.0040457 | 0.0041176
F6_Commercial_College (ID)_Existing_Food Preparation_Natural Gas_Food Prep Other_E2 | F6 | Commercial | College (ID) | Existing | Food Preparation | Natural Gas | Food Prep Other | E2 | Utility - Value of Sales | 0.0024028 | 0.0024428 | 0.0024915 | 0.0025507 | 0.0026212 | 0.0027144 | 0.0028099 | 0.0029024 | 0.0029875 | 0.0030692 | 0.0031531 | 0.0032281 | 0.0033063 | 0.0033786 | 0.0034395 | 0.0034934 | 0.0035377 | 0.0035794 | 0.0036241 | 0.0036651 | 0.0037062 | 0.0037715 | 0.0038375 | 0.0039057 | 0.0039751 | 0.0040457 | 0.0041176
F6_Commercial_College (ID)_Existing_Food Preparation_Natural Gas_Food Prep Other_E3 | F6 | Commercial | College (ID) | Existing | Food Preparation | Natural Gas | Food Prep Other | E3 | Utility - Value of Sales | 0 | 0 | 0 | 0 | 0 | 0 | 0 | 0 | 0 | 0 | 0 | 0 | 0 | 0 | 0 | 0 | 0 | 0 | 0 | 0 | 0 | 0 | 0 | 0 | 0 | 0 | 0
F6_Commercial_College (ID)_Existing_Food Preparation_Natural Gas_Food Prep Other_E4 | F6 | Commercial | College (ID) | Existing | Food Preparation | Natural Gas | Food Prep Other | E4 | Utility - Value of Sales | 0 | 0 | 0 | 0 | 0 | 0 | 0 | 0 | 0 | 0 | 0 | 0 | 0 | 0 | 0 | 0 | 0 | 0 | 0 | 0 | 0 | 0 | 0 | 0 | 0 | 0 | 0
F6_Commercial_College (ID)_Existing_Food Preparation_Natural Gas_Food Prep Other_E5 | F6 | Commercial | College (ID) | Existing | Food Preparation | Natural Gas | Food Prep Other | E5 | Utility - Value of Sales | 0 | 0 | 0 | 0 | 0 | 0 | 0 | 0 | 0 | 0 | 0 | 0 | 0 | 0 | 0 | 0 | 0 | 0 | 0 | 0 | 0 | 0 | 0 | 0 | 0 | 0 | 0
F6_Commercial_College (ID)_Existing_Food Preparation_Natural Gas_Food Prep Other_E6 | F6 | Commercial | College (ID) | Existing | Food Preparation | Natural Gas | Food Prep Other | E6 | Utility - Value of Sales | 0 | 0 | 0 | 0 | 0 | 0 | 0 | 0 | 0 | 0 | 0 | 0 | 0 | 0 | 0 | 0 | 0 | 0 | 0 | 0 | 0 | 0 | 0 | 0 | 0 | 0 | 0
F6_Commercial_College (ID)_Existing_Food Preparation_Natural Gas_Food Prep Other_E7 | F6 | Commercial | College (ID) | Existing | Food Preparation | Natural Gas | Food Prep Other | E7 | Utility - Value of Sales | 0 | 0 | 0 | 0 | 0 | 0 | 0 | 0 | 0 | 0 | 0 | 0 | 0 | 0 | 0 | 0 | 0 | 0 | 0 | 0 | 0 | 0 | 0 | 0 | 0 | 0 | 0
F6_Commercial_College (ID)_Existing_Food Preparation_Natural Gas_Food Prep Other_E8 | F6 | Commercial | College (ID) | Existing | Food Preparation | Natural Gas | Food Prep Other | E8 | Utility - Value of Sales | 0 | 0 | 0 | 0 | 0 | 0 | 0 | 0 | 0 | 0 | 0 | 0 | 0 | 0 | 0 | 0 | 0 | 0 | 0 | 0 | 0 | 0 | 0 | 0 | 0 | 0 | 0
F6_Commercial_College (ID)_Existing_Food Preparation_Natural Gas_Food Prep Other_E9 | F6 | Commercial | College (ID) | Existing | Food Preparation | Natural Gas | Food Prep Other | E9 | Utility - Value of Sales | 0 | 0 | 0 | 0 | 0 | 0 | 0 | 0 | 0 | 0 | 0 | 0 | 0 | 0 | 0 | 0 | 0 | 0 | 0 | 0 | 0 | 0 | 0 | 0 | 0 | 0 | 0
F6_Commercial_College (ID)_Existing_Food Preparation_Natural Gas_Food Prep Other_E10 | F6 | Commercial | College (ID) | Existing | Food Preparation | Natural Gas | Food Prep Other | E10 | Utility - Value of Sales | 0 | 0 | 0 | 0 | 0 | 0 | 0 | 0 | 0 | 0 | 0 | 0 | 0 | 0 | 0 | 0 | 0 | 0 | 0 | 0 | 0 | 0 | 0 | 0 | 0 | 0 | 0
F1_Commercial_College (ID)_Existing_Miscellaneous_Natural Gas_Pool Heater_E1 | F1 | Commercial | College (ID) | Existing | Miscellaneous | Natural Gas | Pool Heater | E1 | RVT - Cost of Equipment | 2.2941e-05 | 2.2941e-05 | 2.2941e-05 | 2.2941e-05 | 2.2941e-05 | 2.2941e-05 | 2.2941e-05 | 2.2941e-05 | 2.2941e-05 | 2.2941e-05 | 2.2941e-05 | 2.2941e-05 | 2.2941e-05 | 2.2941e-05 | 2.2941e-05 | 2.2941e-05 | 2.2941e-05 | 2.2941e-05 | 2.2941e-05 | 2.2941e-05 | 2.2941e-05 | 2.2941e-05 | 2.2941e-05 | 2.2941e-05 | 2.2941e-05 | 2.2941e-05 | 2.2941e-05
F1_Commercial_College (ID)_Existing_Miscellaneous_Natural Gas_Pool Heater_E2 | F1 | Commercial | College (ID) | Existing | Miscellaneous | Natural Gas | Pool Heater | E2 | RVT - Cost of Equipment | 3.7563e-05 | 3.7563e-05 | 3.7563e-05 | 3.7563e-05 | 3.7563e-05 | 3.7563e-05 | 3.7563e-05 | 3.7563e-05 | 3.7563e-05 | 3.7563e-05 | 3.7563e-05 | 3.7563e-05 | 3.7563e-05 | 3.7563e-05 | 3.7563e-05 | 3.7563e-05 | 3.7563e-05 | 3.7563e-05 | 3.7563e-05 | 3.7563e-05 | 3.7563e-05 | 3.7563e-05 | 3.7563e-05 | 3.7563e-05 | 3.7563e-05 | 3.7563e-05 | 3.7563e-05
F1_Commercial_College (ID)_Existing_Miscellaneous_Natural Gas_Pool Heater_E3 | F1 | Commercial | College (ID) | Existing | Miscellaneous | Natural Gas | Pool Heater | E3 | RVT - Cost of Equipment | 0 | 0 | 0 | 0 | 0 | 0 | 0 | 0 | 0 | 0 | 0 | 0 | 0 | 0 | 0 | 0 | 0 | 0 | 0 | 0 | 0 | 0 | 0 | 0 | 0 | 0 | 0
F1_Commercial_College (ID)_Existing_Miscellaneous_Natural Gas_Pool Heater_E4 | F1 | Commercial | College (ID) | Existing | Miscellaneous | Natural Gas | Pool Heater | E4 | RVT - Cost of Equipment | 0 | 0 | 0 | 0 | 0 | 0 | 0 | 0 | 0 | 0 | 0 | 0 | 0 | 0 | 0 | 0 | 0 | 0 | 0 | 0 | 0 | 0 | 0 | 0 | 0 | 0 | 0
F1_Commercial_College (ID)_Existing_Miscellaneous_Natural Gas_Pool Heater_E5 | F1 | Commercial | College (ID) | Existing | Miscellaneous | Natural Gas | Pool Heater | E5 | RVT - Cost of Equipment | 0 | 0 | 0 | 0 | 0 | 0 | 0 | 0 | 0 | 0 | 0 | 0 | 0 | 0 | 0 | 0 | 0 | 0 | 0 | 0 | 0 | 0 | 0 | 0 | 0 | 0 | 0
F1_Commercial_College (ID)_Existing_Miscellaneous_Natural Gas_Pool Heater_E6 | F1 | Commercial | College (ID) | Existing | Miscellaneous | Natural Gas | Pool Heater | E6 | RVT - Cost of Equipment | 0 | 0 | 0 | 0 | 0 | 0 | 0 | 0 | 0 | 0 | 0 | 0 | 0 | 0 | 0 | 0 | 0 | 0 | 0 | 0 | 0 | 0 | 0 | 0 | 0 | 0 | 0
F1_Commercial_College (ID)_Existing_Miscellaneous_Natural Gas_Pool Heater_E7 | F1 | Commercial | College (ID) | Existing | Miscellaneous | Natural Gas | Pool Heater | E7 | RVT - Cost of Equipment | 0 | 0 | 0 | 0 | 0 | 0 | 0 | 0 | 0 | 0 | 0 | 0 | 0 | 0 | 0 | 0 | 0 | 0 | 0 | 0 | 0 | 0 | 0 | 0 | 0 | 0 | 0
F1_Commercial_College (ID)_Existing_Miscellaneous_Natural Gas_Pool Heater_E8 | F1 | Commercial | College (ID) | Existing | Miscellaneous | Natural Gas | Pool Heater | E8 | RVT - Cost of Equipment | 0 | 0 | 0 | 0 | 0 | 0 | 0 | 0 | 0 | 0 | 0 | 0 | 0 | 0 | 0 | 0 | 0 | 0 | 0 | 0 | 0 | 0 | 0 | 0 | 0 | 0 | 0
F1_Commercial_College (ID)_Existing_Miscellaneous_Natural Gas_Pool Heater_E9 | F1 | Commercial | College (ID) | Existing | Miscellaneous | Natural Gas | Pool Heater | E9 | RVT - Cost of Equipment | 0 | 0 | 0 | 0 | 0 | 0 | 0 | 0 | 0 | 0 | 0 | 0 | 0 | 0 | 0 | 0 | 0 | 0 | 0 | 0 | 0 | 0 | 0 | 0 | 0 | 0 | 0
F1_Commercial_College (ID)_Existing_Miscellaneous_Natural Gas_Pool Heater_E10 | F1 | Commercial | College (ID) | Existing | Miscellaneous | Natural Gas | Pool Heater | E10 | RVT - Cost of Equipment | 0 | 0 | 0 | 0 | 0 | 0 | 0 | 0 | 0 | 0 | 0 | 0 | 0 | 0 | 0 | 0 | 0 | 0 | 0 | 0 | 0 | 0 | 0 | 0 | 0 | 0 | 0
F2_Commercial_College (ID)_Existing_Miscellaneous_Natural Gas_Pool Heater_E1 | F2 | Commercial | College (ID) | Existing | Miscellaneous | Natural Gas | Pool Heater | E1 | RVT - Cost of Operation | 0.0028375 | 0.002859 | 0.0028979 | 0.0029565 | 0.0030335 | 0.0031457 | 0.0032588 | 0.0033674 | 0.0034653 | 0.0035682 | 0.0036863 | 0.0037971 | 0.0039223 | 0.0040381 | 0.0041287 | 0.0042021 | 0.0042516 | 0.0042892 | 0.0043316 | 0.0043663 | 0.0044003 | 0.0044776 | 0.0045552 | 0.0046362 | 0.0047185 | 0.0048024 | 0.0048877
F2_Commercial_College (ID)_Existing_Miscellaneous_Natural Gas_Pool Heater_E2 | F2 | Commercial | College (ID) | Existing | Miscellaneous | Natural Gas | Pool Heater | E2 | RVT - Cost of Operation | 0.0024118 | 0.0024301 | 0.0024632 | 0.002513 | 0.0025785 | 0.0026738 | 0.00277 | 0.0028623 | 0.0029455 | 0.003033 | 0.0031333 | 0.0032275 | 0.0033339 | 0.0034324 | 0.0035094 | 0.0035718 | 0.0036138 | 0.0036458 | 0.0036819 | 0.0037113 | 0.0037403 | 0.0038059 | 0.0038719 | 0.0039407 | 0.0040107 | 0.004082 | 0.0041545
F2_Commercial_College (ID)_Existing_Miscellaneous_Natural Gas_Pool Heater_E3 | F2 | Commercial | College (ID) | Existing | Miscellaneous | Natural Gas | Pool Heater | E3 | RVT - Cost of Operation | 0 | 0 | 0 | 0 | 0 | 0 | 0 | 0 | 0 | 0 | 0 | 0 | 0 | 0 | 0 | 0 | 0 | 0 | 0 | 0 | 0 | 0 | 0 | 0 | 0 | 0 | 0
F2_Commercial_College (ID)_Existing_Miscellaneous_Natural Gas_Pool Heater_E4 | F2 | Commercial | College (ID) | Existing | Miscellaneous | Natural Gas | Pool Heater | E4 | RVT - Cost of Operation | 0 | 0 | 0 | 0 | 0 | 0 | 0 | 0 | 0 | 0 | 0 | 0 | 0 | 0 | 0 | 0 | 0 | 0 | 0 | 0 | 0 | 0 | 0 | 0 | 0 | 0 | 0
F2_Commercial_College (ID)_Existing_Miscellaneous_Natural Gas_Pool Heater_E5 | F2 | Commercial | College (ID) | Existing | Miscellaneous | Natural Gas | Pool Heater | E5 | RVT - Cost of Operation | 0 | 0 | 0 | 0 | 0 | 0 | 0 | 0 | 0 | 0 | 0 | 0 | 0 | 0 | 0 | 0 | 0 | 0 | 0 | 0 | 0 | 0 | 0 | 0 | 0 | 0 | 0
F2_Commercial_College (ID)_Existing_Miscellaneous_Natural Gas_Pool Heater_E6 | F2 | Commercial | College (ID) | Existing | Miscellaneous | Natural Gas | Pool Heater | E6 | RVT - Cost of Operation | 0 | 0 | 0 | 0 | 0 | 0 | 0 | 0 | 0 | 0 | 0 | 0 | 0 | 0 | 0 | 0 | 0 | 0 | 0 | 0 | 0 | 0 | 0 | 0 | 0 | 0 | 0
F2_Commercial_College (ID)_Existing_Miscellaneous_Natural Gas_Pool Heater_E7 | F2 | Commercial | College (ID) | Existing | Miscellaneous | Natural Gas | Pool Heater | E7 | RVT - Cost of Operation | 0 | 0 | 0 | 0 | 0 | 0 | 0 | 0 | 0 | 0 | 0 | 0 | 0 | 0 | 0 | 0 | 0 | 0 | 0 | 0 | 0 | 0 | 0 | 0 | 0 | 0 | 0
F2_Commercial_College (ID)_Existing_Miscellaneous_Natural Gas_Pool Heater_E8 | F2 | Commercial | College (ID) | Existing | Miscellaneous | Natural Gas | Pool Heater | E8 | RVT - Cost of Operation | 0 | 0 | 0 | 0 | 0 | 0 | 0 | 0 | 0 | 0 | 0 | 0 | 0 | 0 | 0 | 0 | 0 | 0 | 0 | 0 | 0 | 0 | 0 | 0 | 0 | 0 | 0
F2_Commercial_College (ID)_Existing_Miscellaneous_Natural Gas_Pool Heater_E9 | F2 | Commercial | College (ID) | Existing | Miscellaneous | Natural Gas | Pool Heater | E9 | RVT - Cost of Operation | 0 | 0 | 0 | 0 | 0 | 0 | 0 | 0 | 0 | 0 | 0 | 0 | 0 | 0 | 0 | 0 | 0 | 0 | 0 | 0 | 0 | 0 | 0 | 0 | 0 | 0 | 0
F2_Commercial_College (ID)_Existing_Miscellaneous_Natural Gas_Pool Heater_E10 | F2 | Commercial | College (ID) | Existing | Miscellaneous | Natural Gas | Pool Heater | E10 | RVT - Cost of Operation | 0 | 0 | 0 | 0 | 0 | 0 | 0 | 0 | 0 | 0 | 0 | 0 | 0 | 0 | 0 | 0 | 0 | 0 | 0 | 0 | 0 | 0 | 0 | 0 | 0 | 0 | 0
F3_Commercial_College (ID)_Existing_Miscellaneous_Natural Gas_Pool Heater_E1 | F3 | Commercial | College (ID) | Existing | Miscellaneous | Natural Gas | Pool Heater | E1 | System - kBTUs of Consumption | 0.71458 | 0.71458 | 0.71458 | 0.71458 | 0.71458 | 0.71458 | 0.71458 | 0.71458 | 0.71458 | 0.71458 | 0.71458 | 0.71458 | 0.71458 | 0.71458 | 0.71458 | 0.71458 | 0.71458 | 0.71458 | 0.71458 | 0.71458 | 0.71458 | 0.71458 | 0.71458 | 0.71458 | 0.71458 | 0.71458 | 0.71458
F3_Commercial_College (ID)_Existing_Miscellaneous_Natural Gas_Pool Heater_E2 | F3 | Commercial | College (ID) | Existing | Miscellaneous | Natural Gas | Pool Heater | E2 | System - kBTUs of Consumption | 0.6074 | 0.6074 | 0.6074 | 0.6074 | 0.6074 | 0.6074 | 0.6074 | 0.6074 | 0.6074 | 0.6074 | 0.6074 | 0.6074 | 0.6074 | 0.6074 | 0.6074 | 0.6074 | 0.6074 | 0.6074 | 0.6074 | 0.6074 | 0.6074 | 0.6074 | 0.6074 | 0.6074 | 0.6074 | 0.6074 | 0.6074
F3_Commercial_College (ID)_Existing_Miscellaneous_Natural Gas_Pool Heater_E3 | F3 | Commercial | College (ID) | Existing | Miscellaneous | Natural Gas | Pool Heater | E3 | System - kBTUs of Consumption | 0 | 0 | 0 | 0 | 0 | 0 | 0 | 0 | 0 | 0 | 0 | 0 | 0 | 0 | 0 | 0 | 0 | 0 | 0 | 0 | 0 | 0 | 0 | 0 | 0 | 0 | 0
F3_Commercial_College (ID)_Existing_Miscellaneous_Natural Gas_Pool Heater_E4 | F3 | Commercial | College (ID) | Existing | Miscellaneous | Natural Gas | Pool Heater | E4 | System - kBTUs of Consumption | 0 | 0 | 0 | 0 | 0 | 0 | 0 | 0 | 0 | 0 | 0 | 0 | 0 | 0 | 0 | 0 | 0 | 0 | 0 | 0 | 0 | 0 | 0 | 0 | 0 | 0 | 0
F3_Commercial_College (ID)_Existing_Miscellaneous_Natural Gas_Pool Heater_E5 | F3 | Commercial | College (ID) | Existing | Miscellaneous | Natural Gas | Pool Heater | E5 | System - kBTUs of Consumption | 0 | 0 | 0 | 0 | 0 | 0 | 0 | 0 | 0 | 0 | 0 | 0 | 0 | 0 | 0 | 0 | 0 | 0 | 0 | 0 | 0 | 0 | 0 | 0 | 0 | 0 | 0
F3_Commercial_College (ID)_Existing_Miscellaneous_Natural Gas_Pool Heater_E6 | F3 | Commercial | College (ID) | Existing | Miscellaneous | Natural Gas | Pool Heater | E6 | System - kBTUs of Consumption | 0 | 0 | 0 | 0 | 0 | 0 | 0 | 0 | 0 | 0 | 0 | 0 | 0 | 0 | 0 | 0 | 0 | 0 | 0 | 0 | 0 | 0 | 0 | 0 | 0 | 0 | 0
F3_Commercial_College (ID)_Existing_Miscellaneous_Natural Gas_Pool Heater_E7 | F3 | Commercial | College (ID) | Existing | Miscellaneous | Natural Gas | Pool Heater | E7 | System - kBTUs of Consumption | 0 | 0 | 0 | 0 | 0 | 0 | 0 | 0 | 0 | 0 | 0 | 0 | 0 | 0 | 0 | 0 | 0 | 0 | 0 | 0 | 0 | 0 | 0 | 0 | 0 | 0 | 0
F3_Commercial_College (ID)_Existing_Miscellaneous_Natural Gas_Pool Heater_E8 | F3 | Commercial | College (ID) | Existing | Miscellaneous | Natural Gas | Pool Heater | E8 | System - kBTUs of Consumption | 0 | 0 | 0 | 0 | 0 | 0 | 0 | 0 | 0 | 0 | 0 | 0 | 0 | 0 | 0 | 0 | 0 | 0 | 0 | 0 | 0 | 0 | 0 | 0 | 0 | 0 | 0
F3_Commercial_College (ID)_Existing_Miscellaneous_Natural Gas_Pool Heater_E9 | F3 | Commercial | College (ID) | Existing | Miscellaneous | Natural Gas | Pool Heater | E9 | System - kBTUs of Consumption | 0 | 0 | 0 | 0 | 0 | 0 | 0 | 0 | 0 | 0 | 0 | 0 | 0 | 0 | 0 | 0 | 0 | 0 | 0 | 0 | 0 | 0 | 0 | 0 | 0 | 0 | 0
F3_Commercial_College (ID)_Existing_Miscellaneous_Natural Gas_Pool Heater_E10 | F3 | Commercial | College (ID) | Existing | Miscellaneous | Natural Gas | Pool Heater | E10 | System - kBTUs of Consumption | 0 | 0 | 0 | 0 | 0 | 0 | 0 | 0 | 0 | 0 | 0 | 0 | 0 | 0 | 0 | 0 | 0 | 0 | 0 | 0 | 0 | 0 | 0 | 0 | 0 | 0 | 0
F4_Commercial_College (ID)_Existing_Miscellaneous_Natural Gas_Pool Heater_E1 | F4 | Commercial | College (ID) | Existing | Miscellaneous | Natural Gas | Pool Heater | E1 | Utility - Cost of Equipment | 2.2941e-05 | 2.2941e-05 | 2.2941e-05 | 2.2941e-05 | 2.2941e-05 | 2.2941e-05 | 2.2941e-05 | 2.2941e-05 | 2.2941e-05 | 2.2941e-05 | 2.2941e-05 | 2.2941e-05 | 2.2941e-05 | 2.2941e-05 | 2.2941e-05 | 2.2941e-05 | 2.2941e-05 | 2.2941e-05 | 2.2941e-05 | 2.2941e-05 | 2.2941e-05 | 2.2941e-05 | 2.2941e-05 | 2.2941e-05 | 2.2941e-05 | 2.2941e-05 | 2.2941e-05
F4_Commercial_College (ID)_Existing_Miscellaneous_Natural Gas_Pool Heater_E2 | F4 | Commercial | College (ID) | Existing | Miscellaneous | Natural Gas | Pool Heater | E2 | Utility - Cost of Equipment | 3.7563e-05 | 3.7563e-05 | 3.7563e-05 | 3.7563e-05 | 3.7563e-05 | 3.7563e-05 | 3.7563e-05 | 3.7563e-05 | 3.7563e-05 | 3.7563e-05 | 3.7563e-05 | 3.7563e-05 | 3.7563e-05 | 3.7563e-05 | 3.7563e-05 | 3.7563e-05 | 3.7563e-05 | 3.7563e-05 | 3.7563e-05 | 3.7563e-05 | 3.7563e-05 | 3.7563e-05 | 3.7563e-05 | 3.7563e-05 | 3.7563e-05 | 3.7563e-05 | 3.7563e-05
F4_Commercial_College (ID)_Existing_Miscellaneous_Natural Gas_Pool Heater_E3 | F4 | Commercial | College (ID) | Existing | Miscellaneous | Natural Gas | Pool Heater | E3 | Utility - Cost of Equipment | 0 | 0 | 0 | 0 | 0 | 0 | 0 | 0 | 0 | 0 | 0 | 0 | 0 | 0 | 0 | 0 | 0 | 0 | 0 | 0 | 0 | 0 | 0 | 0 | 0 | 0 | 0
F4_Commercial_College (ID)_Existing_Miscellaneous_Natural Gas_Pool Heater_E4 | F4 | Commercial | College (ID) | Existing | Miscellaneous | Natural Gas | Pool Heater | E4 | Utility - Cost of Equipment | 0 | 0 | 0 | 0 | 0 | 0 | 0 | 0 | 0 | 0 | 0 | 0 | 0 | 0 | 0 | 0 | 0 | 0 | 0 | 0 | 0 | 0 | 0 | 0 | 0 | 0 | 0
F4_Commercial_College (ID)_Existing_Miscellaneous_Natural Gas_Pool Heater_E5 | F4 | Commercial | College (ID) | Existing | Miscellaneous | Natural Gas | Pool Heater | E5 | Utility - Cost of Equipment | 0 | 0 | 0 | 0 | 0 | 0 | 0 | 0 | 0 | 0 | 0 | 0 | 0 | 0 | 0 | 0 | 0 | 0 | 0 | 0 | 0 | 0 | 0 | 0 | 0 | 0 | 0
F4_Commercial_College (ID)_Existing_Miscellaneous_Natural Gas_Pool Heater_E6 | F4 | Commercial | College (ID) | Existing | Miscellaneous | Natural Gas | Pool Heater | E6 | Utility - Cost of Equipment | 0 | 0 | 0 | 0 | 0 | 0 | 0 | 0 | 0 | 0 | 0 | 0 | 0 | 0 | 0 | 0 | 0 | 0 | 0 | 0 | 0 | 0 | 0 | 0 | 0 | 0 | 0
F4_Commercial_College (ID)_Existing_Miscellaneous_Natural Gas_Pool Heater_E7 | F4 | Commercial | College (ID) | Existing | Miscellaneous | Natural Gas | Pool Heater | E7 | Utility - Cost of Equipment | 0 | 0 | 0 | 0 | 0 | 0 | 0 | 0 | 0 | 0 | 0 | 0 | 0 | 0 | 0 | 0 | 0 | 0 | 0 | 0 | 0 | 0 | 0 | 0 | 0 | 0 | 0
F4_Commercial_College (ID)_Existing_Miscellaneous_Natural Gas_Pool Heater_E8 | F4 | Commercial | College (ID) | Existing | Miscellaneous | Natural Gas | Pool Heater | E8 | Utility - Cost of Equipment | 0 | 0 | 0 | 0 | 0 | 0 | 0 | 0 | 0 | 0 | 0 | 0 | 0 | 0 | 0 | 0 | 0 | 0 | 0 | 0 | 0 | 0 | 0 | 0 | 0 | 0 | 0
F4_Commercial_College (ID)_Existing_Miscellaneous_Natural Gas_Pool Heater_E9 | F4 | Commercial | College (ID) | Existing | Miscellaneous | Natural Gas | Pool Heater | E9 | Utility - Cost of Equipment | 0 | 0 | 0 | 0 | 0 | 0 | 0 | 0 | 0 | 0 | 0 | 0 | 0 | 0 | 0 | 0 | 0 | 0 | 0 | 0 | 0 | 0 | 0 | 0 | 0 | 0 | 0
F4_Commercial_College (ID)_Existing_Miscellaneous_Natural Gas_Pool Heater_E10 | F4 | Commercial | College (ID) | Existing | Miscellaneous | Natural Gas | Pool Heater | E10 | Utility - Cost of Equipment | 0 | 0 | 0 | 0 | 0 | 0 | 0 | 0 | 0 | 0 | 0 | 0 | 0 | 0 | 0 | 0 | 0 | 0 | 0 | 0 | 0 | 0 | 0 | 0 | 0 | 0 | 0
F5_Commercial_College (ID)_Existing_Miscellaneous_Natural Gas_Pool Heater_E1 | F5 | Commercial | College (ID) | Existing | Miscellaneous | Natural Gas | Pool Heater | E1 | Utility - Cost of Operation | 0.0023646 | 0.0023825 | 0.0024211 | 0.0024834 | 0.0025694 | 0.0026943 | 0.0028313 | 0.0029686 | 0.0031016 | 0.0032438 | 0.0033512 | 0.0034519 | 0.0035657 | 0.0036756 | 0.0037676 | 0.0038501 | 0.0039177 | 0.0039823 | 0.0040538 | 0.0041211 | 0.0041908 | 0.0042643 | 0.0043383 | 0.0044154 | 0.0044938 | 0.0045737 | 0.0046549
F5_Commercial_College (ID)_Existing_Miscellaneous_Natural Gas_Pool Heater_E2 | F5 | Commercial | College (ID) | Existing | Miscellaneous | Natural Gas | Pool Heater | E2 | Utility - Cost of Operation | 0.0020099 | 0.0020251 | 0.0020579 | 0.0021109 | 0.002184 | 0.0022902 | 0.0024066 | 0.0025234 | 0.0026364 | 0.0027573 | 0.0028485 | 0.0029341 | 0.0030309 | 0.0031242 | 0.0032025 | 0.0032726 | 0.00333 | 0.003385 | 0.0034458 | 0.003503 | 0.0035622 | 0.0036247 | 0.0036876 | 0.0037531 | 0.0038198 | 0.0038876 | 0.0039567
F5_Commercial_College (ID)_Existing_Miscellaneous_Natural Gas_Pool Heater_E3 | F5 | Commercial | College (ID) | Existing | Miscellaneous | Natural Gas | Pool Heater | E3 | Utility - Cost of Operation | 0 | 0 | 0 | 0 | 0 | 0 | 0 | 0 | 0 | 0 | 0 | 0 | 0 | 0 | 0 | 0 | 0 | 0 | 0 | 0 | 0 | 0 | 0 | 0 | 0 | 0 | 0
F5_Commercial_College (ID)_Existing_Miscellaneous_Natural Gas_Pool Heater_E4 | F5 | Commercial | College (ID) | Existing | Miscellaneous | Natural Gas | Pool Heater | E4 | Utility - Cost of Operation | 0 | 0 | 0 | 0 | 0 | 0 | 0 | 0 | 0 | 0 | 0 | 0 | 0 | 0 | 0 | 0 | 0 | 0 | 0 | 0 | 0 | 0 | 0 | 0 | 0 | 0 | 0
F5_Commercial_College (ID)_Existing_Miscellaneous_Natural Gas_Pool Heater_E5 | F5 | Commercial | College (ID) | Existing | Miscellaneous | Natural Gas | Pool Heater | E5 | Utility - Cost of Operation | 0 | 0 | 0 | 0 | 0 | 0 | 0 | 0 | 0 | 0 | 0 | 0 | 0 | 0 | 0 | 0 | 0 | 0 | 0 | 0 | 0 | 0 | 0 | 0 | 0 | 0 | 0
F5_Commercial_College (ID)_Existing_Miscellaneous_Natural Gas_Pool Heater_E6 | F5 | Commercial | College (ID) | Existing | Miscellaneous | Natural Gas | Pool Heater | E6 | Utility - Cost of Operation | 0 | 0 | 0 | 0 | 0 | 0 | 0 | 0 | 0 | 0 | 0 | 0 | 0 | 0 | 0 | 0 | 0 | 0 | 0 | 0 | 0 | 0 | 0 | 0 | 0 | 0 | 0
F5_Commercial_College (ID)_Existing_Miscellaneous_Natural Gas_Pool Heater_E7 | F5 | Commercial | College (ID) | Existing | Miscellaneous | Natural Gas | Pool Heater | E7 | Utility - Cost of Operation | 0 | 0 | 0 | 0 | 0 | 0 | 0 | 0 | 0 | 0 | 0 | 0 | 0 | 0 | 0 | 0 | 0 | 0 | 0 | 0 | 0 | 0 | 0 | 0 | 0 | 0 | 0
F5_Commercial_College (ID)_Existing_Miscellaneous_Natural Gas_Pool Heater_E8 | F5 | Commercial | College (ID) | Existing | Miscellaneous | Natural Gas | Pool Heater | E8 | Utility - Cost of Operation | 0 | 0 | 0 | 0 | 0 | 0 | 0 | 0 | 0 | 0 | 0 | 0 | 0 | 0 | 0 | 0 | 0 | 0 | 0 | 0 | 0 | 0 | 0 | 0 | 0 | 0 | 0
F5_Commercial_College (ID)_Existing_Miscellaneous_Natural Gas_Pool Heater_E9 | F5 | Commercial | College (ID) | Existing | Miscellaneous | Natural Gas | Pool Heater | E9 | Utility - Cost of Operation | 0 | 0 | 0 | 0 | 0 | 0 | 0 | 0 | 0 | 0 | 0 | 0 | 0 | 0 | 0 | 0 | 0 | 0 | 0 | 0 | 0 | 0 | 0 | 0 | 0 | 0 | 0
F5_Commercial_College (ID)_Existing_Miscellaneous_Natural Gas_Pool Heater_E10 | F5 | Commercial | College (ID) | Existing | Miscellaneous | Natural Gas | Pool Heater | E10 | Utility - Cost of Operation | 0 | 0 | 0 | 0 | 0 | 0 | 0 | 0 | 0 | 0 | 0 | 0 | 0 | 0 | 0 | 0 | 0 | 0 | 0 | 0 | 0 | 0 | 0 | 0 | 0 | 0 | 0
F6_Commercial_College (ID)_Existing_Miscellaneous_Natural Gas_Pool Heater_E1 | F6 | Commercial | College (ID) | Existing | Miscellaneous | Natural Gas | Pool Heater | E1 | Utility - Value of Sales | 0.0028375 | 0.002859 | 0.0028979 | 0.0029565 | 0.0030335 | 0.0031457 | 0.0032588 | 0.0033674 | 0.0034653 | 0.0035682 | 0.0036863 | 0.0037971 | 0.0039223 | 0.0040381 | 0.0041287 | 0.0042021 | 0.0042516 | 0.0042892 | 0.0043316 | 0.0043663 | 0.0044003 | 0.0044776 | 0.0045552 | 0.0046362 | 0.0047185 | 0.0048024 | 0.0048877
F6_Commercial_College (ID)_Existing_Miscellaneous_Natural Gas_Pool Heater_E2 | F6 | Commercial | College (ID) | Existing | Miscellaneous | Natural Gas | Pool Heater | E2 | Utility - Value of Sales | 0.0024118 | 0.0024301 | 0.0024632 | 0.002513 | 0.0025785 | 0.0026738 | 0.00277 | 0.0028623 | 0.0029455 | 0.003033 | 0.0031333 | 0.0032275 | 0.0033339 | 0.0034324 | 0.0035094 | 0.0035718 | 0.0036138 | 0.0036458 | 0.0036819 | 0.0037113 | 0.0037403 | 0.0038059 | 0.0038719 | 0.0039407 | 0.0040107 | 0.004082 | 0.0041545
F6_Commercial_College (ID)_Existing_Miscellaneous_Natural Gas_Pool Heater_E3 | F6 | Commercial | College (ID) | Existing | Miscellaneous | Natural Gas | Pool Heater | E3 | Utility - Value of Sales | 0 | 0 | 0 | 0 | 0 | 0 | 0 | 0 | 0 | 0 | 0 | 0 | 0 | 0 | 0 | 0 | 0 | 0 | 0 | 0 | 0 | 0 | 0 | 0 | 0 | 0 | 0
F6_Commercial_College (ID)_Existing_Miscellaneous_Natural Gas_Pool Heater_E4 | F6 | Commercial | College (ID) | Existing | Miscellaneous | Natural Gas | Pool Heater | E4 | Utility - Value of Sales | 0 | 0 | 0 | 0 | 0 | 0 | 0 | 0 | 0 | 0 | 0 | 0 | 0 | 0 | 0 | 0 | 0 | 0 | 0 | 0 | 0 | 0 | 0 | 0 | 0 | 0 | 0
F6_Commercial_College (ID)_Existing_Miscellaneous_Natural Gas_Pool Heater_E5 | F6 | Commercial | College (ID) | Existing | Miscellaneous | Natural Gas | Pool Heater | E5 | Utility - Value of Sales | 0 | 0 | 0 | 0 | 0 | 0 | 0 | 0 | 0 | 0 | 0 | 0 | 0 | 0 | 0 | 0 | 0 | 0 | 0 | 0 | 0 | 0 | 0 | 0 | 0 | 0 | 0
F6_Commercial_College (ID)_Existing_Miscellaneous_Natural Gas_Pool Heater_E6 | F6 | Commercial | College (ID) | Existing | Miscellaneous | Natural Gas | Pool Heater | E6 | Utility - Value of Sales | 0 | 0 | 0 | 0 | 0 | 0 | 0 | 0 | 0 | 0 | 0 | 0 | 0 | 0 | 0 | 0 | 0 | 0 | 0 | 0 | 0 | 0 | 0 | 0 | 0 | 0 | 0
F6_Commercial_College (ID)_Existing_Miscellaneous_Natural Gas_Pool Heater_E7 | F6 | Commercial | College (ID) | Existing | Miscellaneous | Natural Gas | Pool Heater | E7 | Utility - Value of Sales | 0 | 0 | 0 | 0 | 0 | 0 | 0 | 0 | 0 | 0 | 0 | 0 | 0 | 0 | 0 | 0 | 0 | 0 | 0 | 0 | 0 | 0 | 0 | 0 | 0 | 0 | 0
F6_Commercial_College (ID)_Existing_Miscellaneous_Natural Gas_Pool Heater_E8 | F6 | Commercial | College (ID) | Existing | Miscellaneous | Natural Gas | Pool Heater | E8 | Utility - Value of Sales | 0 | 0 | 0 | 0 | 0 | 0 | 0 | 0 | 0 | 0 | 0 | 0 | 0 | 0 | 0 | 0 | 0 | 0 | 0 | 0 | 0 | 0 | 0 | 0 | 0 | 0 | 0
F6_Commercial_College (ID)_Existing_Miscellaneous_Natural Gas_Pool Heater_E9 | F6 | Commercial | College (ID) | Existing | Miscellaneous | Natural Gas | Pool Heater | E9 | Utility - Value of Sales | 0 | 0 | 0 | 0 | 0 | 0 | 0 | 0 | 0 | 0 | 0 | 0 | 0 | 0 | 0 | 0 | 0 | 0 | 0 | 0 | 0 | 0 | 0 | 0 | 0 | 0 | 0
F6_Commercial_College (ID)_Existing_Miscellaneous_Natural Gas_Pool Heater_E10 | F6 | Commercial | College (ID) | Existing | Miscellaneous | Natural Gas | Pool Heater | E10 | Utility - Value of Sales | 0 | 0 | 0 | 0 | 0 | 0 | 0 | 0 | 0 | 0 | 0 | 0 | 0 | 0 | 0 | 0 | 0 | 0 | 0 | 0 | 0 | 0 | 0 | 0 | 0 | 0 | 0
F1_Commercial_College (ID)_Existing_Miscellaneous_Natural Gas_Miscellaneous_E1 | F1 | Commercial | College (ID) | Existing | Miscellaneous | Natural Gas | Miscellaneous | E1 | RVT - Cost of Equipment | 0.0068418 | 0.0068418 | 0.0068418 | 0.0068418 | 0.0068418 | 0.0068418 | 0.0068418 | 0.0068418 | 0.0068418 | 0.0068418 | 0.0068418 | 0.0068418 | 0.0068418 | 0.0068418 | 0.0068418 | 0.0068418 | 0.0068418 | 0.0068418 | 0.0068418 | 0.0068418 | 0.0068418 | 0.0068418 | 0.0068418 | 0.0068418 | 0.0068418 | 0.0068418 | 0.0068418
F1_Commercial_College (ID)_Existing_Miscellaneous_Natural Gas_Miscellaneous_E2 | F1 | Commercial | College (ID) | Existing | Miscellaneous | Natural Gas | Miscellaneous | E2 | RVT - Cost of Equipment | 0 | 0 | 0 | 0 | 0 | 0 | 0 | 0 | 0 | 0 | 0 | 0 | 0 | 0 | 0 | 0 | 0 | 0 | 0 | 0 | 0 | 0 | 0 | 0 | 0 | 0 | 0
F1_Commercial_College (ID)_Existing_Miscellaneous_Natural Gas_Miscellaneous_E3 | F1 | Commercial | College (ID) | Existing | Miscellaneous | Natural Gas | Miscellaneous | E3 | RVT - Cost of Equipment | 0 | 0 | 0 | 0 | 0 | 0 | 0 | 0 | 0 | 0 | 0 | 0 | 0 | 0 | 0 | 0 | 0 | 0 | 0 | 0 | 0 | 0 | 0 | 0 | 0 | 0 | 0
F1_Commercial_College (ID)_Existing_Miscellaneous_Natural Gas_Miscellaneous_E4 | F1 | Commercial | College (ID) | Existing | Miscellaneous | Natural Gas | Miscellaneous | E4 | RVT - Cost of Equipment | 0 | 0 | 0 | 0 | 0 | 0 | 0 | 0 | 0 | 0 | 0 | 0 | 0 | 0 | 0 | 0 | 0 | 0 | 0 | 0 | 0 | 0 | 0 | 0 | 0 | 0 | 0
F1_Commercial_College (ID)_Existing_Miscellaneous_Natural Gas_Miscellaneous_E5 | F1 | Commercial | College (ID) | Existing | Miscellaneous | Natural Gas | Miscellaneous | E5 | RVT - Cost of Equipment | 0 | 0 | 0 | 0 | 0 | 0 | 0 | 0 | 0 | 0 | 0 | 0 | 0 | 0 | 0 | 0 | 0 | 0 | 0 | 0 | 0 | 0 | 0 | 0 | 0 | 0 | 0
F1_Commercial_College (ID)_Existing_Miscellaneous_Natural Gas_Miscellaneous_E6 | F1 | Commercial | College (ID) | Existing | Miscellaneous | Natural Gas | Miscellaneous | E6 | RVT - Cost of Equipment | 0 | 0 | 0 | 0 | 0 | 0 | 0 | 0 | 0 | 0 | 0 | 0 | 0 | 0 | 0 | 0 | 0 | 0 | 0 | 0 | 0 | 0 | 0 | 0 | 0 | 0 | 0
F1_Commercial_College (ID)_Existing_Miscellaneous_Natural Gas_Miscellaneous_E7 | F1 | Commercial | College (ID) | Existing | Miscellaneous | Natural Gas | Miscellaneous | E7 | RVT - Cost of Equipment | 0 | 0 | 0 | 0 | 0 | 0 | 0 | 0 | 0 | 0 | 0 | 0 | 0 | 0 | 0 | 0 | 0 | 0 | 0 | 0 | 0 | 0 | 0 | 0 | 0 | 0 | 0
F1_Commercial_College (ID)_Existing_Miscellaneous_Natural Gas_Miscellaneous_E8 | F1 | Commercial | College (ID) | Existing | Miscellaneous | Natural Gas | Miscellaneous | E8 | RVT - Cost of Equipment | 0 | 0 | 0 | 0 | 0 | 0 | 0 | 0 | 0 | 0 | 0 | 0 | 0 | 0 | 0 | 0 | 0 | 0 | 0 | 0 | 0 | 0 | 0 | 0 | 0 | 0 | 0
F1_Commercial_College (ID)_Existing_Miscellaneous_Natural Gas_Miscellaneous_E9 | F1 | Commercial | College (ID) | Existing | Miscellaneous | Natural Gas | Miscellaneous | E9 | RVT - Cost of Equipment | 0 | 0 | 0 | 0 | 0 | 0 | 0 | 0 | 0 | 0 | 0 | 0 | 0 | 0 | 0 | 0 | 0 | 0 | 0 | 0 | 0 | 0 | 0 | 0 | 0 | 0 | 0
F1_Commercial_College (ID)_Existing_Miscellaneous_Natural Gas_Miscellaneous_E10 | F1 | Commercial | College (ID) | Existing | Miscellaneous | Natural Gas | Miscellaneous | E10 | RVT - Cost of Equipment | 0 | 0 | 0 | 0 | 0 | 0 | 0 | 0 | 0 | 0 | 0 | 0 | 0 | 0 | 0 | 0 | 0 | 0 | 0 | 0 | 0 | 0 | 0 | 0 | 0 | 0 | 0
F2_Commercial_College (ID)_Existing_Miscellaneous_Natural Gas_Miscellaneous_E1 | F2 | Commercial | College (ID) | Existing | Miscellaneous | Natural Gas | Miscellaneous | E1 | RVT - Cost of Operation | 0.010821 | 0.010891 | 0.011006 | 0.011186 | 0.011451 | 0.011888 | 0.012337 | 0.012757 | 0.013124 | 0.013504 | 0.01394 | 0.01435 | 0.014838 | 0.015306 | 0.015678 | 0.01598 | 0.016182 | 0.016346 | 0.016509 | 0.016613 | 0.016713 | 0.017006 | 0.0173 | 0.017607 | 0.01792 | 0.018238 | 0.018563
F2_Commercial_College (ID)_Existing_Miscellaneous_Natural Gas_Miscellaneous_E2 | F2 | Commercial | College (ID) | Existing | Miscellaneous | Natural Gas | Miscellaneous | E2 | RVT - Cost of Operation | 0 | 0 | 0 | 0 | 0 | 0 | 0 | 0 | 0 | 0 | 0 | 0 | 0 | 0 | 0 | 0 | 0 | 0 | 0 | 0 | 0 | 0 | 0 | 0 | 0 | 0 | 0
F2_Commercial_College (ID)_Existing_Miscellaneous_Natural Gas_Miscellaneous_E3 | F2 | Commercial | College (ID) | Existing | Miscellaneous | Natural Gas | Miscellaneous | E3 | RVT - Cost of Operation | 0 | 0 | 0 | 0 | 0 | 0 | 0 | 0 | 0 | 0 | 0 | 0 | 0 | 0 | 0 | 0 | 0 | 0 | 0 | 0 | 0 | 0 | 0 | 0 | 0 | 0 | 0
F2_Commercial_College (ID)_Existing_Miscellaneous_Natural Gas_Miscellaneous_E4 | F2 | Commercial | College (ID) | Existing | Miscellaneous | Natural Gas | Miscellaneous | E4 | RVT - Cost of Operation | 0 | 0 | 0 | 0 | 0 | 0 | 0 | 0 | 0 | 0 | 0 | 0 | 0 | 0 | 0 | 0 | 0 | 0 | 0 | 0 | 0 | 0 | 0 | 0 | 0 | 0 | 0
F2_Commercial_College (ID)_Existing_Miscellaneous_Natural Gas_Miscellaneous_E5 | F2 | Commercial | College (ID) | Existing | Miscellaneous | Natural Gas | Miscellaneous | E5 | RVT - Cost of Operation | 0 | 0 | 0 | 0 | 0 | 0 | 0 | 0 | 0 | 0 | 0 | 0 | 0 | 0 | 0 | 0 | 0 | 0 | 0 | 0 | 0 | 0 | 0 | 0 | 0 | 0 | 0
F2_Commercial_College (ID)_Existing_Miscellaneous_Natural Gas_Miscellaneous_E6 | F2 | Commercial | College (ID) | Existing | Miscellaneous | Natural Gas | Miscellaneous | E6 | RVT - Cost of Operation | 0 | 0 | 0 | 0 | 0 | 0 | 0 | 0 | 0 | 0 | 0 | 0 | 0 | 0 | 0 | 0 | 0 | 0 | 0 | 0 | 0 | 0 | 0 | 0 | 0 | 0 | 0
F2_Commercial_College (ID)_Existing_Miscellaneous_Natural Gas_Miscellaneous_E7 | F2 | Commercial | College (ID) | Existing | Miscellaneous | Natural Gas | Miscellaneous | E7 | RVT - Cost of Operation | 0 | 0 | 0 | 0 | 0 | 0 | 0 | 0 | 0 | 0 | 0 | 0 | 0 | 0 | 0 | 0 | 0 | 0 | 0 | 0 | 0 | 0 | 0 | 0 | 0 | 0 | 0
F2_Commercial_College (ID)_Existing_Miscellaneous_Natural Gas_Miscellaneous_E8 | F2 | Commercial | College (ID) | Existing | Miscellaneous | Natural Gas | Miscellaneous | E8 | RVT - Cost of Operation | 0 | 0 | 0 | 0 | 0 | 0 | 0 | 0 | 0 | 0 | 0 | 0 | 0 | 0 | 0 | 0 | 0 | 0 | 0 | 0 | 0 | 0 | 0 | 0 | 0 | 0 | 0
F2_Commercial_College (ID)_Existing_Miscellaneous_Natural Gas_Miscellaneous_E9 | F2 | Commercial | College (ID) | Existing | Miscellaneous | Natural Gas | Miscellaneous | E9 | RVT - Cost of Operation | 0 | 0 | 0 | 0 | 0 | 0 | 0 | 0 | 0 | 0 | 0 | 0 | 0 | 0 | 0 | 0 | 0 | 0 | 0 | 0 | 0 | 0 | 0 | 0 | 0 | 0 | 0
F2_Commercial_College (ID)_Existing_Miscellaneous_Natural Gas_Miscellaneous_E10 | F2 | Commercial | College (ID) | Existing | Miscellaneous | Natural Gas | Miscellaneous | E10 | RVT - Cost of Operation | 0 | 0 | 0 | 0 | 0 | 0 | 0 | 0 | 0 | 0 | 0 | 0 | 0 | 0 | 0 | 0 | 0 | 0 | 0 | 0 | 0 | 0 | 0 | 0 | 0 | 0 | 0
F3_Commercial_College (ID)_Existing_Miscellaneous_Natural Gas_Miscellaneous_E1 | F3 | Commercial | College (ID) | Existing | Miscellaneous | Natural Gas | Miscellaneous | E1 | System - kBTUs of Consumption | 2.7641 | 2.7641 | 2.7641 | 2.7641 | 2.7641 | 2.7641 | 2.7641 | 2.7641 | 2.7641 | 2.7641 | 2.7641 | 2.7641 | 2.7641 | 2.7641 | 2.7641 | 2.7641 | 2.7641 | 2.7641 | 2.7641 | 2.7641 | 2.7641 | 2.7641 | 2.7641 | 2.7641 | 2.7641 | 2.7641 | 2.7641
F3_Commercial_College (ID)_Existing_Miscellaneous_Natural Gas_Miscellaneous_E2 | F3 | Commercial | College (ID) | Existing | Miscellaneous | Natural Gas | Miscellaneous | E2 | System - kBTUs of Consumption | 0 | 0 | 0 | 0 | 0 | 0 | 0 | 0 | 0 | 0 | 0 | 0 | 0 | 0 | 0 | 0 | 0 | 0 | 0 | 0 | 0 | 0 | 0 | 0 | 0 | 0 | 0
F3_Commercial_College (ID)_Existing_Miscellaneous_Natural Gas_Miscellaneous_E3 | F3 | Commercial | College (ID) | Existing | Miscellaneous | Natural Gas | Miscellaneous | E3 | System - kBTUs of Consumption | 0 | 0 | 0 | 0 | 0 | 0 | 0 | 0 | 0 | 0 | 0 | 0 | 0 | 0 | 0 | 0 | 0 | 0 | 0 | 0 | 0 | 0 | 0 | 0 | 0 | 0 | 0
F3_Commercial_College (ID)_Existing_Miscellaneous_Natural Gas_Miscellaneous_E4 | F3 | Commercial | College (ID) | Existing | Miscellaneous | Natural Gas | Miscellaneous | E4 | System - kBTUs of Consumption | 0 | 0 | 0 | 0 | 0 | 0 | 0 | 0 | 0 | 0 | 0 | 0 | 0 | 0 | 0 | 0 | 0 | 0 | 0 | 0 | 0 | 0 | 0 | 0 | 0 | 0 | 0
F3_Commercial_College (ID)_Existing_Miscellaneous_Natural Gas_Miscellaneous_E5 | F3 | Commercial | College (ID) | Existing | Miscellaneous | Natural Gas | Miscellaneous | E5 | System - kBTUs of Consumption | 0 | 0 | 0 | 0 | 0 | 0 | 0 | 0 | 0 | 0 | 0 | 0 | 0 | 0 | 0 | 0 | 0 | 0 | 0 | 0 | 0 | 0 | 0 | 0 | 0 | 0 | 0
F3_Commercial_College (ID)_Existing_Miscellaneous_Natural Gas_Miscellaneous_E6 | F3 | Commercial | College (ID) | Existing | Miscellaneous | Natural Gas | Miscellaneous | E6 | System - kBTUs of Consumption | 0 | 0 | 0 | 0 | 0 | 0 | 0 | 0 | 0 | 0 | 0 | 0 | 0 | 0 | 0 | 0 | 0 | 0 | 0 | 0 | 0 | 0 | 0 | 0 | 0 | 0 | 0
F3_Commercial_College (ID)_Existing_Miscellaneous_Natural Gas_Miscellaneous_E7 | F3 | Commercial | College (ID) | Existing | Miscellaneous | Natural Gas | Miscellaneous | E7 | System - kBTUs of Consumption | 0 | 0 | 0 | 0 | 0 | 0 | 0 | 0 | 0 | 0 | 0 | 0 | 0 | 0 | 0 | 0 | 0 | 0 | 0 | 0 | 0 | 0 | 0 | 0 | 0 | 0 | 0
F3_Commercial_College (ID)_Existing_Miscellaneous_Natural Gas_Miscellaneous_E8 | F3 | Commercial | College (ID) | Existing | Miscellaneous | Natural Gas | Miscellaneous | E8 | System - kBTUs of Consumption | 0 | 0 | 0 | 0 | 0 | 0 | 0 | 0 | 0 | 0 | 0 | 0 | 0 | 0 | 0 | 0 | 0 | 0 | 0 | 0 | 0 | 0 | 0 | 0 | 0 | 0 | 0
F3_Commercial_College (ID)_Existing_Miscellaneous_Natural Gas_Miscellaneous_E9 | F3 | Commercial | College (ID) | Existing | Miscellaneous | Natural Gas | Miscellaneous | E9 | System - kBTUs of Consumption | 0 | 0 | 0 | 0 | 0 | 0 | 0 | 0 | 0 | 0 | 0 | 0 | 0 | 0 | 0 | 0 | 0 | 0 | 0 | 0 | 0 | 0 | 0 | 0 | 0 | 0 | 0
F3_Commercial_College (ID)_Existing_Miscellaneous_Natural Gas_Miscellaneous_E10 | F3 | Commercial | College (ID) | Existing | Miscellaneous | Natural Gas | Miscellaneous | E10 | System - kBTUs of Consumption | 0 | 0 | 0 | 0 | 0 | 0 | 0 | 0 | 0 | 0 | 0 | 0 | 0 | 0 | 0 | 0 | 0 | 0 | 0 | 0 | 0 | 0 | 0 | 0 | 0 | 0 | 0
F4_Commercial_College (ID)_Existing_Miscellaneous_Natural Gas_Miscellaneous_E1 | F4 | Commercial | College (ID) | Existing | Miscellaneous | Natural Gas | Miscellaneous | E1 | Utility - Cost of Equipment | 0.0068418 | 0.0068418 | 0.0068418 | 0.0068418 | 0.0068418 | 0.0068418 | 0.0068418 | 0.0068418 | 0.0068418 | 0.0068418 | 0.0068418 | 0.0068418 | 0.0068418 | 0.0068418 | 0.0068418 | 0.0068418 | 0.0068418 | 0.0068418 | 0.0068418 | 0.0068418 | 0.0068418 | 0.0068418 | 0.0068418 | 0.0068418 | 0.0068418 | 0.0068418 | 0.0068418
F4_Commercial_College (ID)_Existing_Miscellaneous_Natural Gas_Miscellaneous_E2 | F4 | Commercial | College (ID) | Existing | Miscellaneous | Natural Gas | Miscellaneous | E2 | Utility - Cost of Equipment | 0 | 0 | 0 | 0 | 0 | 0 | 0 | 0 | 0 | 0 | 0 | 0 | 0 | 0 | 0 | 0 | 0 | 0 | 0 | 0 | 0 | 0 | 0 | 0 | 0 | 0 | 0
F4_Commercial_College (ID)_Existing_Miscellaneous_Natural Gas_Miscellaneous_E3 | F4 | Commercial | College (ID) | Existing | Miscellaneous | Natural Gas | Miscellaneous | E3 | Utility - Cost of Equipment | 0 | 0 | 0 | 0 | 0 | 0 | 0 | 0 | 0 | 0 | 0 | 0 | 0 | 0 | 0 | 0 | 0 | 0 | 0 | 0 | 0 | 0 | 0 | 0 | 0 | 0 | 0
F4_Commercial_College (ID)_Existing_Miscellaneous_Natural Gas_Miscellaneous_E4 | F4 | Commercial | College (ID) | Existing | Miscellaneous | Natural Gas | Miscellaneous | E4 | Utility - Cost of Equipment | 0 | 0 | 0 | 0 | 0 | 0 | 0 | 0 | 0 | 0 | 0 | 0 | 0 | 0 | 0 | 0 | 0 | 0 | 0 | 0 | 0 | 0 | 0 | 0 | 0 | 0 | 0
F4_Commercial_College (ID)_Existing_Miscellaneous_Natural Gas_Miscellaneous_E5 | F4 | Commercial | College (ID) | Existing | Miscellaneous | Natural Gas | Miscellaneous | E5 | Utility - Cost of Equipment | 0 | 0 | 0 | 0 | 0 | 0 | 0 | 0 | 0 | 0 | 0 | 0 | 0 | 0 | 0 | 0 | 0 | 0 | 0 | 0 | 0 | 0 | 0 | 0 | 0 | 0 | 0
F4_Commercial_College (ID)_Existing_Miscellaneous_Natural Gas_Miscellaneous_E6 | F4 | Commercial | College (ID) | Existing | Miscellaneous | Natural Gas | Miscellaneous | E6 | Utility - Cost of Equipment | 0 | 0 | 0 | 0 | 0 | 0 | 0 | 0 | 0 | 0 | 0 | 0 | 0 | 0 | 0 | 0 | 0 | 0 | 0 | 0 | 0 | 0 | 0 | 0 | 0 | 0 | 0
F4_Commercial_College (ID)_Existing_Miscellaneous_Natural Gas_Miscellaneous_E7 | F4 | Commercial | College (ID) | Existing | Miscellaneous | Natural Gas | Miscellaneous | E7 | Utility - Cost of Equipment | 0 | 0 | 0 | 0 | 0 | 0 | 0 | 0 | 0 | 0 | 0 | 0 | 0 | 0 | 0 | 0 | 0 | 0 | 0 | 0 | 0 | 0 | 0 | 0 | 0 | 0 | 0
F4_Commercial_College (ID)_Existing_Miscellaneous_Natural Gas_Miscellaneous_E8 | F4 | Commercial | College (ID) | Existing | Miscellaneous | Natural Gas | Miscellaneous | E8 | Utility - Cost of Equipment | 0 | 0 | 0 | 0 | 0 | 0 | 0 | 0 | 0 | 0 | 0 | 0 | 0 | 0 | 0 | 0 | 0 | 0 | 0 | 0 | 0 | 0 | 0 | 0 | 0 | 0 | 0
F4_Commercial_College (ID)_Existing_Miscellaneous_Natural Gas_Miscellaneous_E9 | F4 | Commercial | College (ID) | Existing | Miscellaneous | Natural Gas | Miscellaneous | E9 | Utility - Cost of Equipment | 0 | 0 | 0 | 0 | 0 | 0 | 0 | 0 | 0 | 0 | 0 | 0 | 0 | 0 | 0 | 0 | 0 | 0 | 0 | 0 | 0 | 0 | 0 | 0 | 0 | 0 | 0
F4_Commercial_College (ID)_Existing_Miscellaneous_Natural Gas_Miscellaneous_E10 | F4 | Commercial | College (ID) | Existing | Miscellaneous | Natural Gas | Miscellaneous | E10 | Utility - Cost of Equipment | 0 | 0 | 0 | 0 | 0 | 0 | 0 | 0 | 0 | 0 | 0 | 0 | 0 | 0 | 0 | 0 | 0 | 0 | 0 | 0 | 0 | 0 | 0 | 0 | 0 | 0 | 0
F5_Commercial_College (ID)_Existing_Miscellaneous_Natural Gas_Miscellaneous_E1 | F5 | Commercial | College (ID) | Existing | Miscellaneous | Natural Gas | Miscellaneous | E1 | Utility - Cost of Operation | 0.0090179 | 0.0090756 | 0.0091918 | 0.0093849 | 0.009676 | 0.010141 | 0.010652 | 0.011181 | 0.011712 | 0.012276 | 0.012673 | 0.013046 | 0.013489 | 0.013929 | 0.014298 | 0.014623 | 0.01488 | 0.015127 | 0.015401 | 0.015655 | 0.015918 | 0.016196 | 0.016476 | 0.016769 | 0.017067 | 0.01737 | 0.017679
F5_Commercial_College (ID)_Existing_Miscellaneous_Natural Gas_Miscellaneous_E2 | F5 | Commercial | College (ID) | Existing | Miscellaneous | Natural Gas | Miscellaneous | E2 | Utility - Cost of Operation | 0 | 0 | 0 | 0 | 0 | 0 | 0 | 0 | 0 | 0 | 0 | 0 | 0 | 0 | 0 | 0 | 0 | 0 | 0 | 0 | 0 | 0 | 0 | 0 | 0 | 0 | 0
F5_Commercial_College (ID)_Existing_Miscellaneous_Natural Gas_Miscellaneous_E3 | F5 | Commercial | College (ID) | Existing | Miscellaneous | Natural Gas | Miscellaneous | E3 | Utility - Cost of Operation | 0 | 0 | 0 | 0 | 0 | 0 | 0 | 0 | 0 | 0 | 0 | 0 | 0 | 0 | 0 | 0 | 0 | 0 | 0 | 0 | 0 | 0 | 0 | 0 | 0 | 0 | 0
F5_Commercial_College (ID)_Existing_Miscellaneous_Natural Gas_Miscellaneous_E4 | F5 | Commercial | College (ID) | Existing | Miscellaneous | Natural Gas | Miscellaneous | E4 | Utility - Cost of Operation | 0 | 0 | 0 | 0 | 0 | 0 | 0 | 0 | 0 | 0 | 0 | 0 | 0 | 0 | 0 | 0 | 0 | 0 | 0 | 0 | 0 | 0 | 0 | 0 | 0 | 0 | 0
F5_Commercial_College (ID)_Existing_Miscellaneous_Natural Gas_Miscellaneous_E5 | F5 | Commercial | College (ID) | Existing | Miscellaneous | Natural Gas | Miscellaneous | E5 | Utility - Cost of Operation | 0 | 0 | 0 | 0 | 0 | 0 | 0 | 0 | 0 | 0 | 0 | 0 | 0 | 0 | 0 | 0 | 0 | 0 | 0 | 0 | 0 | 0 | 0 | 0 | 0 | 0 | 0
F5_Commercial_College (ID)_Existing_Miscellaneous_Natural Gas_Miscellaneous_E6 | F5 | Commercial | College (ID) | Existing | Miscellaneous | Natural Gas | Miscellaneous | E6 | Utility - Cost of Operation | 0 | 0 | 0 | 0 | 0 | 0 | 0 | 0 | 0 | 0 | 0 | 0 | 0 | 0 | 0 | 0 | 0 | 0 | 0 | 0 | 0 | 0 | 0 | 0 | 0 | 0 | 0
F5_Commercial_College (ID)_Existing_Miscellaneous_Natural Gas_Miscellaneous_E7 | F5 | Commercial | College (ID) | Existing | Miscellaneous | Natural Gas | Miscellaneous | E7 | Utility - Cost of Operation | 0 | 0 | 0 | 0 | 0 | 0 | 0 | 0 | 0 | 0 | 0 | 0 | 0 | 0 | 0 | 0 | 0 | 0 | 0 | 0 | 0 | 0 | 0 | 0 | 0 | 0 | 0
F5_Commercial_College (ID)_Existing_Miscellaneous_Natural Gas_Miscellaneous_E8 | F5 | Commercial | College (ID) | Existing | Miscellaneous | Natural Gas | Miscellaneous | E8 | Utility - Cost of Operation | 0 | 0 | 0 | 0 | 0 | 0 | 0 | 0 | 0 | 0 | 0 | 0 | 0 | 0 | 0 | 0 | 0 | 0 | 0 | 0 | 0 | 0 | 0 | 0 | 0 | 0 | 0
F5_Commercial_College (ID)_Existing_Miscellaneous_Natural Gas_Miscellaneous_E9 | F5 | Commercial | College (ID) | Existing | Miscellaneous | Natural Gas | Miscellaneous | E9 | Utility - Cost of Operation | 0 | 0 | 0 | 0 | 0 | 0 | 0 | 0 | 0 | 0 | 0 | 0 | 0 | 0 | 0 | 0 | 0 | 0 | 0 | 0 | 0 | 0 | 0 | 0 | 0 | 0 | 0
F5_Commercial_College (ID)_Existing_Miscellaneous_Natural Gas_Miscellaneous_E10 | F5 | Commercial | College (ID) | Existing | Miscellaneous | Natural Gas | Miscellaneous | E10 | Utility - Cost of Operation | 0 | 0 | 0 | 0 | 0 | 0 | 0 | 0 | 0 | 0 | 0 | 0 | 0 | 0 | 0 | 0 | 0 | 0 | 0 | 0 | 0 | 0 | 0 | 0 | 0 | 0 | 0
F6_Commercial_College (ID)_Existing_Miscellaneous_Natural Gas_Miscellaneous_E1 | F6 | Commercial | College (ID) | Existing | Miscellaneous | Natural Gas | Miscellaneous | E1 | Utility - Value of Sales | 0.010821 | 0.010891 | 0.011006 | 0.011186 | 0.011451 | 0.011888 | 0.012337 | 0.012757 | 0.013124 | 0.013504 | 0.01394 | 0.01435 | 0.014838 | 0.015306 | 0.015678 | 0.01598 | 0.016182 | 0.016346 | 0.016509 | 0.016613 | 0.016713 | 0.017006 | 0.0173 | 0.017607 | 0.01792 | 0.018238 | 0.018563
F6_Commercial_College (ID)_Existing_Miscellaneous_Natural Gas_Miscellaneous_E2 | F6 | Commercial | College (ID) | Existing | Miscellaneous | Natural Gas | Miscellaneous | E2 | Utility - Value of Sales | 0 | 0 | 0 | 0 | 0 | 0 | 0 | 0 | 0 | 0 | 0 | 0 | 0 | 0 | 0 | 0 | 0 | 0 | 0 | 0 | 0 | 0 | 0 | 0 | 0 | 0 | 0
F6_Commercial_College (ID)_Existing_Miscellaneous_Natural Gas_Miscellaneous_E3 | F6 | Commercial | College (ID) | Existing | Miscellaneous | Natural Gas | Miscellaneous | E3 | Utility - Value of Sales | 0 | 0 | 0 | 0 | 0 | 0 | 0 | 0 | 0 | 0 | 0 | 0 | 0 | 0 | 0 | 0 | 0 | 0 | 0 | 0 | 0 | 0 | 0 | 0 | 0 | 0 | 0
F6_Commercial_College (ID)_Existing_Miscellaneous_Natural Gas_Miscellaneous_E4 | F6 | Commercial | College (ID) | Existing | Miscellaneous | Natural Gas | Miscellaneous | E4 | Utility - Value of Sales | 0 | 0 | 0 | 0 | 0 | 0 | 0 | 0 | 0 | 0 | 0 | 0 | 0 | 0 | 0 | 0 | 0 | 0 | 0 | 0 | 0 | 0 | 0 | 0 | 0 | 0 | 0
F6_Commercial_College (ID)_Existing_Miscellaneous_Natural Gas_Miscellaneous_E5 | F6 | Commercial | College (ID) | Existing | Miscellaneous | Natural Gas | Miscellaneous | E5 | Utility - Value of Sales | 0 | 0 | 0 | 0 | 0 | 0 | 0 | 0 | 0 | 0 | 0 | 0 | 0 | 0 | 0 | 0 | 0 | 0 | 0 | 0 | 0 | 0 | 0 | 0 | 0 | 0 | 0
F6_Commercial_College (ID)_Existing_Miscellaneous_Natural Gas_Miscellaneous_E6 | F6 | Commercial | College (ID) | Existing | Miscellaneous | Natural Gas | Miscellaneous | E6 | Utility - Value of Sales | 0 | 0 | 0 | 0 | 0 | 0 | 0 | 0 | 0 | 0 | 0 | 0 | 0 | 0 | 0 | 0 | 0 | 0 | 0 | 0 | 0 | 0 | 0 | 0 | 0 | 0 | 0
F6_Commercial_College (ID)_Existing_Miscellaneous_Natural Gas_Miscellaneous_E7 | F6 | Commercial | College (ID) | Existing | Miscellaneous | Natural Gas | Miscellaneous | E7 | Utility - Value of Sales | 0 | 0 | 0 | 0 | 0 | 0 | 0 | 0 | 0 | 0 | 0 | 0 | 0 | 0 | 0 | 0 | 0 | 0 | 0 | 0 | 0 | 0 | 0 | 0 | 0 | 0 | 0
F6_Commercial_College (ID)_Existing_Miscellaneous_Natural Gas_Miscellaneous_E8 | F6 | Commercial | College (ID) | Existing | Miscellaneous | Natural Gas | Miscellaneous | E8 | Utility - Value of Sales | 0 | 0 | 0 | 0 | 0 | 0 | 0 | 0 | 0 | 0 | 0 | 0 | 0 | 0 | 0 | 0 | 0 | 0 | 0 | 0 | 0 | 0 | 0 | 0 | 0 | 0 | 0
F6_Commercial_College (ID)_Existing_Miscellaneous_Natural Gas_Miscellaneous_E9 | F6 | Commercial | College (ID) | Existing | Miscellaneous | Natural Gas | Miscellaneous | E9 | Utility - Value of Sales | 0 | 0 | 0 | 0 | 0 | 0 | 0 | 0 | 0 | 0 | 0 | 0 | 0 | 0 | 0 | 0 | 0 | 0 | 0 | 0 | 0 | 0 | 0 | 0 | 0 | 0 | 0
F6_Commercial_College (ID)_Existing_Miscellaneous_Natural Gas_Miscellaneous_E10 | F6 | Commercial | College (ID) | Existing | Miscellaneous | Natural Gas | Miscellaneous | E10 | Utility - Value of Sales | 0 | 0 | 0 | 0 | 0 | 0 | 0 | 0 | 0 | 0 | 0 | 0 | 0 | 0 | 0 | 0 | 0 | 0 | 0 | 0 | 0 | 0 | 0 | 0 | 0 | 0 | 0
F1_Commercial_College (ID)_New_Space Heating_Natural Gas_Furnace_E1 | F1 | Commercial | College (ID) | New | Space Heating | Natural Gas | Furnace | E1 | RVT - Cost of Equipment | 0.090135 | 0.090135 | 0.090135 | 0.090135 | 0.090135 | 0.090135 | 0.090135 | 0.090135 | 0.090135 | 0.090135 | 0.090135 | 0.090135 | 0.090135 | 0.090135 | 0.090135 | 0.090135 | 0.090135 | 0.090135 | 0.090135 | 0.090135 | 0.090135 | 0.090135 | 0.090135 | 0.090135 | 0.090135 | 0.090135 | 0.090135
F1_Commercial_College (ID)_New_Space Heating_Natural Gas_Furnace_E2 | F1 | Commercial | College (ID) | New | Space Heating | Natural Gas | Furnace | E2 | RVT - Cost of Equipment | 0.18219 | 0.18219 | 0.18219 | 0.18219 | 0.18219 | 0.18219 | 0.18219 | 0.18219 | 0.18219 | 0.18219 | 0.18219 | 0.18219 | 0.18219 | 0.18219 | 0.18219 | 0.18219 | 0.18219 | 0.18219 | 0.18219 | 0.18219 | 0.18219 | 0.18219 | 0.18219 | 0.18219 | 0.18219 | 0.18219 | 0.18219
F1_Commercial_College (ID)_New_Space Heating_Natural Gas_Furnace_E3 | F1 | Commercial | College (ID) | New | Space Heating | Natural Gas | Furnace | E3 | RVT - Cost of Equipment | 0.11075 | 0.11075 | 0.11075 | 0.11075 | 0.11075 | 0.11075 | 0.11075 | 0.11075 | 0.11075 | 0.11075 | 0.11075 | 0.11075 | 0.11075 | 0.11075 | 0.11075 | 0.11075 | 0.11075 | 0.11075 | 0.11075 | 0.11075 | 0.11075 | 0.11075 | 0.11075 | 0.11075 | 0.11075 | 0.11075 | 0.11075
F1_Commercial_College (ID)_New_Space Heating_Natural Gas_Furnace_E4 | F1 | Commercial | College (ID) | New | Space Heating | Natural Gas | Furnace | E4 | RVT - Cost of Equipment | 0 | 0 | 0 | 0 | 0 | 0 | 0 | 0 | 0 | 0 | 0 | 0 | 0 | 0 | 0 | 0 | 0 | 0 | 0 | 0 | 0 | 0 | 0 | 0 | 0 | 0 | 0
F1_Commercial_College (ID)_New_Space Heating_Natural Gas_Furnace_E5 | F1 | Commercial | College (ID) | New | Space Heating | Natural Gas | Furnace | E5 | RVT - Cost of Equipment | 0 | 0 | 0 | 0 | 0 | 0 | 0 | 0 | 0 | 0 | 0 | 0 | 0 | 0 | 0 | 0 | 0 | 0 | 0 | 0 | 0 | 0 | 0 | 0 | 0 | 0 | 0
F1_Commercial_College (ID)_New_Space Heating_Natural Gas_Furnace_E6 | F1 | Commercial | College (ID) | New | Space Heating | Natural Gas | Furnace | E6 | RVT - Cost of Equipment | 0 | 0 | 0 | 0 | 0 | 0 | 0 | 0 | 0 | 0 | 0 | 0 | 0 | 0 | 0 | 0 | 0 | 0 | 0 | 0 | 0 | 0 | 0 | 0 | 0 | 0 | 0
F1_Commercial_College (ID)_New_Space Heating_Natural Gas_Furnace_E7 | F1 | Commercial | College (ID) | New | Space Heating | Natural Gas | Furnace | E7 | RVT - Cost of Equipment | 0 | 0 | 0 | 0 | 0 | 0 | 0 | 0 | 0 | 0 | 0 | 0 | 0 | 0 | 0 | 0 | 0 | 0 | 0 | 0 | 0 | 0 | 0 | 0 | 0 | 0 | 0
F1_Commercial_College (ID)_New_Space Heating_Natural Gas_Furnace_E8 | F1 | Commercial | College (ID) | New | Space Heating | Natural Gas | Furnace | E8 | RVT - Cost of Equipment | 0 | 0 | 0 | 0 | 0 | 0 | 0 | 0 | 0 | 0 | 0 | 0 | 0 | 0 | 0 | 0 | 0 | 0 | 0 | 0 | 0 | 0 | 0 | 0 | 0 | 0 | 0
F1_Commercial_College (ID)_New_Space Heating_Natural Gas_Furnace_E9 | F1 | Commercial | College (ID) | New | Space Heating | Natural Gas | Furnace | E9 | RVT - Cost of Equipment | 0 | 0 | 0 | 0 | 0 | 0 | 0 | 0 | 0 | 0 | 0 | 0 | 0 | 0 | 0 | 0 | 0 | 0 | 0 | 0 | 0 | 0 | 0 | 0 | 0 | 0 | 0
F1_Commercial_College (ID)_New_Space Heating_Natural Gas_Furnace_E10 | F1 | Commercial | College (ID) | New | Space Heating | Natural Gas | Furnace | E10 | RVT - Cost of Equipment | 0 | 0 | 0 | 0 | 0 | 0 | 0 | 0 | 0 | 0 | 0 | 0 | 0 | 0 | 0 | 0 | 0 | 0 | 0 | 0 | 0 | 0 | 0 | 0 | 0 | 0 | 0
F2_Commercial_College (ID)_New_Space Heating_Natural Gas_Furnace_E1 | F2 | Commercial | College (ID) | New | Space Heating | Natural Gas | Furnace | E1 | RVT - Cost of Operation | 0.090782 | 0.091536 | 0.092791 | 0.094242 | 0.095905 | 0.098612 | 0.1013 | 0.10411 | 0.10657 | 0.10897 | 0.11168 | 0.11404 | 0.11668 | 0.1194 | 0.12182 | 0.12414 | 0.12618 | 0.12827 | 0.13043 | 0.13262 | 0.13481 | 0.13775 | 0.14124 | 0.14424 | 0.1473 | 0.15042 | 0.15362
F2_Commercial_College (ID)_New_Space Heating_Natural Gas_Furnace_E2 | F2 | Commercial | College (ID) | New | Space Heating | Natural Gas | Furnace | E2 | RVT - Cost of Operation | 0.080695 | 0.081365 | 0.082481 | 0.083771 | 0.085249 | 0.087656 | 0.090043 | 0.09254 | 0.094732 | 0.096858 | 0.099268 | 0.10137 | 0.10372 | 0.10613 | 0.10828 | 0.11034 | 0.11216 | 0.11402 | 0.11594 | 0.11789 | 0.11983 | 0.12245 | 0.12555 | 0.12821 | 0.13093 | 0.13371 | 0.13655
F2_Commercial_College (ID)_New_Space Heating_Natural Gas_Furnace_E3 | F2 | Commercial | College (ID) | New | Space Heating | Natural Gas | Furnace | E3 | RVT - Cost of Operation | 0.075648 | 0.076277 | 0.077323 | 0.078532 | 0.079918 | 0.082174 | 0.084412 | 0.086753 | 0.088807 | 0.090801 | 0.09306 | 0.095033 | 0.097231 | 0.099494 | 0.10151 | 0.10344 | 0.10515 | 0.10689 | 0.10869 | 0.11051 | 0.11234 | 0.11479 | 0.11769 | 0.12019 | 0.12274 | 0.12535 | 0.12801
F2_Commercial_College (ID)_New_Space Heating_Natural Gas_Furnace_E4 | F2 | Commercial | College (ID) | New | Space Heating | Natural Gas | Furnace | E4 | RVT - Cost of Operation | 0 | 0 | 0 | 0 | 0 | 0 | 0 | 0 | 0 | 0 | 0 | 0 | 0 | 0 | 0 | 0 | 0 | 0 | 0 | 0 | 0 | 0 | 0 | 0 | 0 | 0 | 0
F2_Commercial_College (ID)_New_Space Heating_Natural Gas_Furnace_E5 | F2 | Commercial | College (ID) | New | Space Heating | Natural Gas | Furnace | E5 | RVT - Cost of Operation | 0 | 0 | 0 | 0 | 0 | 0 | 0 | 0 | 0 | 0 | 0 | 0 | 0 | 0 | 0 | 0 | 0 | 0 | 0 | 0 | 0 | 0 | 0 | 0 | 0 | 0 | 0
F2_Commercial_College (ID)_New_Space Heating_Natural Gas_Furnace_E6 | F2 | Commercial | College (ID) | New | Space Heating | Natural Gas | Furnace | E6 | RVT - Cost of Operation | 0 | 0 | 0 | 0 | 0 | 0 | 0 | 0 | 0 | 0 | 0 | 0 | 0 | 0 | 0 | 0 | 0 | 0 | 0 | 0 | 0 | 0 | 0 | 0 | 0 | 0 | 0
F2_Commercial_College (ID)_New_Space Heating_Natural Gas_Furnace_E7 | F2 | Commercial | College (ID) | New | Space Heating | Natural Gas | Furnace | E7 | RVT - Cost of Operation | 0 | 0 | 0 | 0 | 0 | 0 | 0 | 0 | 0 | 0 | 0 | 0 | 0 | 0 | 0 | 0 | 0 | 0 | 0 | 0 | 0 | 0 | 0 | 0 | 0 | 0 | 0
F2_Commercial_College (ID)_New_Space Heating_Natural Gas_Furnace_E8 | F2 | Commercial | College (ID) | New | Space Heating | Natural Gas | Furnace | E8 | RVT - Cost of Operation | 0 | 0 | 0 | 0 | 0 | 0 | 0 | 0 | 0 | 0 | 0 | 0 | 0 | 0 | 0 | 0 | 0 | 0 | 0 | 0 | 0 | 0 | 0 | 0 | 0 | 0 | 0
F2_Commercial_College (ID)_New_Space Heating_Natural Gas_Furnace_E9 | F2 | Commercial | College (ID) | New | Space Heating | Natural Gas | Furnace | E9 | RVT - Cost of Operation | 0 | 0 | 0 | 0 | 0 | 0 | 0 | 0 | 0 | 0 | 0 | 0 | 0 | 0 | 0 | 0 | 0 | 0 | 0 | 0 | 0 | 0 | 0 | 0 | 0 | 0 | 0
F2_Commercial_College (ID)_New_Space Heating_Natural Gas_Furnace_E10 | F2 | Commercial | College (ID) | New | Space Heating | Natural Gas | Furnace | E10 | RVT - Cost of Operation | 0 | 0 | 0 | 0 | 0 | 0 | 0 | 0 | 0 | 0 | 0 | 0 | 0 | 0 | 0 | 0 | 0 | 0 | 0 | 0 | 0 | 0 | 0 | 0 | 0 | 0 | 0
F3_Commercial_College (ID)_New_Space Heating_Natural Gas_Furnace_E1 | F3 | Commercial | College (ID) | New | Space Heating | Natural Gas | Furnace | E1 | System - kBTUs of Consumption | 19.9778 | 19.9276 | 19.9276 | 19.9276 | 19.9276 | 19.9276 | 19.9276 | 19.9276 | 19.9276 | 19.9276 | 19.9276 | 19.9276 | 19.9276 | 19.9276 | 19.9276 | 19.9276 | 19.9276 | 19.9276 | 19.9276 | 19.9276 | 19.9276 | 19.9276 | 19.9276 | 19.9276 | 19.9276 | 19.9276 | 19.9276
F3_Commercial_College (ID)_New_Space Heating_Natural Gas_Furnace_E2 | F3 | Commercial | College (ID) | New | Space Heating | Natural Gas | Furnace | E2 | System - kBTUs of Consumption | 17.758 | 17.7134 | 17.7134 | 17.7134 | 17.7134 | 17.7134 | 17.7134 | 17.7134 | 17.7134 | 17.7134 | 17.7134 | 17.7134 | 17.7134 | 17.7134 | 17.7134 | 17.7134 | 17.7134 | 17.7134 | 17.7134 | 17.7134 | 17.7134 | 17.7134 | 17.7134 | 17.7134 | 17.7134 | 17.7134 | 17.7134
F3_Commercial_College (ID)_New_Space Heating_Natural Gas_Furnace_E3 | F3 | Commercial | College (ID) | New | Space Heating | Natural Gas | Furnace | E3 | System - kBTUs of Consumption | 16.6475 | 16.6057 | 16.6057 | 16.6057 | 16.6057 | 16.6057 | 16.6057 | 16.6057 | 16.6057 | 16.6057 | 16.6057 | 16.6057 | 16.6057 | 16.6057 | 16.6057 | 16.6057 | 16.6057 | 16.6057 | 16.6057 | 16.6057 | 16.6057 | 16.6057 | 16.6057 | 16.6057 | 16.6057 | 16.6057 | 16.6057
F3_Commercial_College (ID)_New_Space Heating_Natural Gas_Furnace_E4 | F3 | Commercial | College (ID) | New | Space Heating | Natural Gas | Furnace | E4 | System - kBTUs of Consumption | 0 | 0 | 0 | 0 | 0 | 0 | 0 | 0 | 0 | 0 | 0 | 0 | 0 | 0 | 0 | 0 | 0 | 0 | 0 | 0 | 0 | 0 | 0 | 0 | 0 | 0 | 0
F3_Commercial_College (ID)_New_Space Heating_Natural Gas_Furnace_E5 | F3 | Commercial | College (ID) | New | Space Heating | Natural Gas | Furnace | E5 | System - kBTUs of Consumption | 0 | 0 | 0 | 0 | 0 | 0 | 0 | 0 | 0 | 0 | 0 | 0 | 0 | 0 | 0 | 0 | 0 | 0 | 0 | 0 | 0 | 0 | 0 | 0 | 0 | 0 | 0
F3_Commercial_College (ID)_New_Space Heating_Natural Gas_Furnace_E6 | F3 | Commercial | College (ID) | New | Space Heating | Natural Gas | Furnace | E6 | System - kBTUs of Consumption | 0 | 0 | 0 | 0 | 0 | 0 | 0 | 0 | 0 | 0 | 0 | 0 | 0 | 0 | 0 | 0 | 0 | 0 | 0 | 0 | 0 | 0 | 0 | 0 | 0 | 0 | 0
F3_Commercial_College (ID)_New_Space Heating_Natural Gas_Furnace_E7 | F3 | Commercial | College (ID) | New | Space Heating | Natural Gas | Furnace | E7 | System - kBTUs of Consumption | 0 | 0 | 0 | 0 | 0 | 0 | 0 | 0 | 0 | 0 | 0 | 0 | 0 | 0 | 0 | 0 | 0 | 0 | 0 | 0 | 0 | 0 | 0 | 0 | 0 | 0 | 0
F3_Commercial_College (ID)_New_Space Heating_Natural Gas_Furnace_E8 | F3 | Commercial | College (ID) | New | Space Heating | Natural Gas | Furnace | E8 | System - kBTUs of Consumption | 0 | 0 | 0 | 0 | 0 | 0 | 0 | 0 | 0 | 0 | 0 | 0 | 0 | 0 | 0 | 0 | 0 | 0 | 0 | 0 | 0 | 0 | 0 | 0 | 0 | 0 | 0
F3_Commercial_College (ID)_New_Space Heating_Natural Gas_Furnace_E9 | F3 | Commercial | College (ID) | New | Space Heating | Natural Gas | Furnace | E9 | System - kBTUs of Consumption | 0 | 0 | 0 | 0 | 0 | 0 | 0 | 0 | 0 | 0 | 0 | 0 | 0 | 0 | 0 | 0 | 0 | 0 | 0 | 0 | 0 | 0 | 0 | 0 | 0 | 0 | 0
F3_Commercial_College (ID)_New_Space Heating_Natural Gas_Furnace_E10 | F3 | Commercial | College (ID) | New | Space Heating | Natural Gas | Furnace | E10 | System - kBTUs of Consumption | 0 | 0 | 0 | 0 | 0 | 0 | 0 | 0 | 0 | 0 | 0 | 0 | 0 | 0 | 0 | 0 | 0 | 0 | 0 | 0 | 0 | 0 | 0 | 0 | 0 | 0 | 0
F4_Commercial_College (ID)_New_Space Heating_Natural Gas_Furnace_E1 | F4 | Commercial | College (ID) | New | Space Heating | Natural Gas | Furnace | E1 | Utility - Cost of Equipment | 0.090135 | 0.090135 | 0.090135 | 0.090135 | 0.090135 | 0.090135 | 0.090135 | 0.090135 | 0.090135 | 0.090135 | 0.090135 | 0.090135 | 0.090135 | 0.090135 | 0.090135 | 0.090135 | 0.090135 | 0.090135 | 0.090135 | 0.090135 | 0.090135 | 0.090135 | 0.090135 | 0.090135 | 0.090135 | 0.090135 | 0.090135
F4_Commercial_College (ID)_New_Space Heating_Natural Gas_Furnace_E2 | F4 | Commercial | College (ID) | New | Space Heating | Natural Gas | Furnace | E2 | Utility - Cost of Equipment | 0.18219 | 0.18219 | 0.18219 | 0.18219 | 0.18219 | 0.18219 | 0.18219 | 0.18219 | 0.18219 | 0.18219 | 0.18219 | 0.18219 | 0.18219 | 0.18219 | 0.18219 | 0.18219 | 0.18219 | 0.18219 | 0.18219 | 0.18219 | 0.18219 | 0.18219 | 0.18219 | 0.18219 | 0.18219 | 0.18219 | 0.18219
F4_Commercial_College (ID)_New_Space Heating_Natural Gas_Furnace_E3 | F4 | Commercial | College (ID) | New | Space Heating | Natural Gas | Furnace | E3 | Utility - Cost of Equipment | 0.11075 | 0.11075 | 0.11075 | 0.11075 | 0.11075 | 0.11075 | 0.11075 | 0.11075 | 0.11075 | 0.11075 | 0.11075 | 0.11075 | 0.11075 | 0.11075 | 0.11075 | 0.11075 | 0.11075 | 0.11075 | 0.11075 | 0.11075 | 0.11075 | 0.11075 | 0.11075 | 0.11075 | 0.11075 | 0.11075 | 0.11075
F4_Commercial_College (ID)_New_Space Heating_Natural Gas_Furnace_E4 | F4 | Commercial | College (ID) | New | Space Heating | Natural Gas | Furnace | E4 | Utility - Cost of Equipment | 0 | 0 | 0 | 0 | 0 | 0 | 0 | 0 | 0 | 0 | 0 | 0 | 0 | 0 | 0 | 0 | 0 | 0 | 0 | 0 | 0 | 0 | 0 | 0 | 0 | 0 | 0
F4_Commercial_College (ID)_New_Space Heating_Natural Gas_Furnace_E5 | F4 | Commercial | College (ID) | New | Space Heating | Natural Gas | Furnace | E5 | Utility - Cost of Equipment | 0 | 0 | 0 | 0 | 0 | 0 | 0 | 0 | 0 | 0 | 0 | 0 | 0 | 0 | 0 | 0 | 0 | 0 | 0 | 0 | 0 | 0 | 0 | 0 | 0 | 0 | 0
F4_Commercial_College (ID)_New_Space Heating_Natural Gas_Furnace_E6 | F4 | Commercial | College (ID) | New | Space Heating | Natural Gas | Furnace | E6 | Utility - Cost of Equipment | 0 | 0 | 0 | 0 | 0 | 0 | 0 | 0 | 0 | 0 | 0 | 0 | 0 | 0 | 0 | 0 | 0 | 0 | 0 | 0 | 0 | 0 | 0 | 0 | 0 | 0 | 0
F4_Commercial_College (ID)_New_Space Heating_Natural Gas_Furnace_E7 | F4 | Commercial | College (ID) | New | Space Heating | Natural Gas | Furnace | E7 | Utility - Cost of Equipment | 0 | 0 | 0 | 0 | 0 | 0 | 0 | 0 | 0 | 0 | 0 | 0 | 0 | 0 | 0 | 0 | 0 | 0 | 0 | 0 | 0 | 0 | 0 | 0 | 0 | 0 | 0
F4_Commercial_College (ID)_New_Space Heating_Natural Gas_Furnace_E8 | F4 | Commercial | College (ID) | New | Space Heating | Natural Gas | Furnace | E8 | Utility - Cost of Equipment | 0 | 0 | 0 | 0 | 0 | 0 | 0 | 0 | 0 | 0 | 0 | 0 | 0 | 0 | 0 | 0 | 0 | 0 | 0 | 0 | 0 | 0 | 0 | 0 | 0 | 0 | 0
F4_Commercial_College (ID)_New_Space Heating_Natural Gas_Furnace_E9 | F4 | Commercial | College (ID) | New | Space Heating | Natural Gas | Furnace | E9 | Utility - Cost of Equipment | 0 | 0 | 0 | 0 | 0 | 0 | 0 | 0 | 0 | 0 | 0 | 0 | 0 | 0 | 0 | 0 | 0 | 0 | 0 | 0 | 0 | 0 | 0 | 0 | 0 | 0 | 0
F4_Commercial_College (ID)_New_Space Heating_Natural Gas_Furnace_E10 | F4 | Commercial | College (ID) | New | Space Heating | Natural Gas | Furnace | E10 | Utility - Cost of Equipment | 0 | 0 | 0 | 0 | 0 | 0 | 0 | 0 | 0 | 0 | 0 | 0 | 0 | 0 | 0 | 0 | 0 | 0 | 0 | 0 | 0 | 0 | 0 | 0 | 0 | 0 | 0
F5_Commercial_College (ID)_New_Space Heating_Natural Gas_Furnace_E1 | F5 | Commercial | College (ID) | New | Space Heating | Natural Gas | Furnace | E1 | Utility - Cost of Operation | 0.077774 | 0.078904 | 0.080507 | 0.082336 | 0.084411 | 0.08743 | 0.090511 | 0.093782 | 0.09686 | 0.099981 | 0.10271 | 0.10518 | 0.10792 | 0.11076 | 0.11337 | 0.11591 | 0.11824 | 0.12065 | 0.12317 | 0.12576 | 0.12839 | 0.13119 | 0.13451 | 0.13737 | 0.14028 | 0.14326 | 0.1463
F5_Commercial_College (ID)_New_Space Heating_Natural Gas_Furnace_E2 | F5 | Commercial | College (ID) | New | Space Heating | Natural Gas | Furnace | E2 | Utility - Cost of Operation | 0.069132 | 0.070137 | 0.071562 | 0.073188 | 0.075032 | 0.077715 | 0.080455 | 0.083362 | 0.086098 | 0.088872 | 0.091301 | 0.093495 | 0.095931 | 0.098457 | 0.10077 | 0.10303 | 0.10511 | 0.10725 | 0.10949 | 0.11178 | 0.11413 | 0.11662 | 0.11957 | 0.1221 | 0.1247 | 0.12734 | 0.13005
F5_Commercial_College (ID)_New_Space Heating_Natural Gas_Furnace_E3 | F5 | Commercial | College (ID) | New | Space Heating | Natural Gas | Furnace | E3 | Utility - Cost of Operation | 0.064809 | 0.065751 | 0.067087 | 0.068611 | 0.07034 | 0.072855 | 0.075423 | 0.078149 | 0.080714 | 0.083314 | 0.085591 | 0.087648 | 0.089931 | 0.0923 | 0.094468 | 0.09659 | 0.098533 | 0.10054 | 0.10264 | 0.10479 | 0.10699 | 0.10932 | 0.11209 | 0.11447 | 0.1169 | 0.11938 | 0.12191
F5_Commercial_College (ID)_New_Space Heating_Natural Gas_Furnace_E4 | F5 | Commercial | College (ID) | New | Space Heating | Natural Gas | Furnace | E4 | Utility - Cost of Operation | 0 | 0 | 0 | 0 | 0 | 0 | 0 | 0 | 0 | 0 | 0 | 0 | 0 | 0 | 0 | 0 | 0 | 0 | 0 | 0 | 0 | 0 | 0 | 0 | 0 | 0 | 0
F5_Commercial_College (ID)_New_Space Heating_Natural Gas_Furnace_E5 | F5 | Commercial | College (ID) | New | Space Heating | Natural Gas | Furnace | E5 | Utility - Cost of Operation | 0 | 0 | 0 | 0 | 0 | 0 | 0 | 0 | 0 | 0 | 0 | 0 | 0 | 0 | 0 | 0 | 0 | 0 | 0 | 0 | 0 | 0 | 0 | 0 | 0 | 0 | 0
F5_Commercial_College (ID)_New_Space Heating_Natural Gas_Furnace_E6 | F5 | Commercial | College (ID) | New | Space Heating | Natural Gas | Furnace | E6 | Utility - Cost of Operation | 0 | 0 | 0 | 0 | 0 | 0 | 0 | 0 | 0 | 0 | 0 | 0 | 0 | 0 | 0 | 0 | 0 | 0 | 0 | 0 | 0 | 0 | 0 | 0 | 0 | 0 | 0
F5_Commercial_College (ID)_New_Space Heating_Natural Gas_Furnace_E7 | F5 | Commercial | College (ID) | New | Space Heating | Natural Gas | Furnace | E7 | Utility - Cost of Operation | 0 | 0 | 0 | 0 | 0 | 0 | 0 | 0 | 0 | 0 | 0 | 0 | 0 | 0 | 0 | 0 | 0 | 0 | 0 | 0 | 0 | 0 | 0 | 0 | 0 | 0 | 0
F5_Commercial_College (ID)_New_Space Heating_Natural Gas_Furnace_E8 | F5 | Commercial | College (ID) | New | Space Heating | Natural Gas | Furnace | E8 | Utility - Cost of Operation | 0 | 0 | 0 | 0 | 0 | 0 | 0 | 0 | 0 | 0 | 0 | 0 | 0 | 0 | 0 | 0 | 0 | 0 | 0 | 0 | 0 | 0 | 0 | 0 | 0 | 0 | 0
F5_Commercial_College (ID)_New_Space Heating_Natural Gas_Furnace_E9 | F5 | Commercial | College (ID) | New | Space Heating | Natural Gas | Furnace | E9 | Utility - Cost of Operation | 0 | 0 | 0 | 0 | 0 | 0 | 0 | 0 | 0 | 0 | 0 | 0 | 0 | 0 | 0 | 0 | 0 | 0 | 0 | 0 | 0 | 0 | 0 | 0 | 0 | 0 | 0
F5_Commercial_College (ID)_New_Space Heating_Natural Gas_Furnace_E10 | F5 | Commercial | College (ID) | New | Space Heating | Natural Gas | Furnace | E10 | Utility - Cost of Operation | 0 | 0 | 0 | 0 | 0 | 0 | 0 | 0 | 0 | 0 | 0 | 0 | 0 | 0 | 0 | 0 | 0 | 0 | 0 | 0 | 0 | 0 | 0 | 0 | 0 | 0 | 0
F6_Commercial_College (ID)_New_Space Heating_Natural Gas_Furnace_E1 | F6 | Commercial | College (ID) | New | Space Heating | Natural Gas | Furnace | E1 | Utility - Value of Sales | 0.090782 | 0.091536 | 0.092791 | 0.094242 | 0.095905 | 0.098612 | 0.1013 | 0.10411 | 0.10657 | 0.10897 | 0.11168 | 0.11404 | 0.11668 | 0.1194 | 0.12182 | 0.12414 | 0.12618 | 0.12827 | 0.13043 | 0.13262 | 0.13481 | 0.13775 | 0.14124 | 0.14424 | 0.1473 | 0.15042 | 0.15362
F6_Commercial_College (ID)_New_Space Heating_Natural Gas_Furnace_E2 | F6 | Commercial | College (ID) | New | Space Heating | Natural Gas | Furnace | E2 | Utility - Value of Sales | 0.080695 | 0.081365 | 0.082481 | 0.083771 | 0.085249 | 0.087656 | 0.090043 | 0.09254 | 0.094732 | 0.096858 | 0.099268 | 0.10137 | 0.10372 | 0.10613 | 0.10828 | 0.11034 | 0.11216 | 0.11402 | 0.11594 | 0.11789 | 0.11983 | 0.12245 | 0.12555 | 0.12821 | 0.13093 | 0.13371 | 0.13655
F6_Commercial_College (ID)_New_Space Heating_Natural Gas_Furnace_E3 | F6 | Commercial | College (ID) | New | Space Heating | Natural Gas | Furnace | E3 | Utility - Value of Sales | 0.075648 | 0.076277 | 0.077323 | 0.078532 | 0.079918 | 0.082174 | 0.084412 | 0.086753 | 0.088807 | 0.090801 | 0.09306 | 0.095033 | 0.097231 | 0.099494 | 0.10151 | 0.10344 | 0.10515 | 0.10689 | 0.10869 | 0.11051 | 0.11234 | 0.11479 | 0.11769 | 0.12019 | 0.12274 | 0.12535 | 0.12801
F6_Commercial_College (ID)_New_Space Heating_Natural Gas_Furnace_E4 | F6 | Commercial | College (ID) | New | Space Heating | Natural Gas | Furnace | E4 | Utility - Value of Sales | 0 | 0 | 0 | 0 | 0 | 0 | 0 | 0 | 0 | 0 | 0 | 0 | 0 | 0 | 0 | 0 | 0 | 0 | 0 | 0 | 0 | 0 | 0 | 0 | 0 | 0 | 0
F6_Commercial_College (ID)_New_Space Heating_Natural Gas_Furnace_E5 | F6 | Commercial | College (ID) | New | Space Heating | Natural Gas | Furnace | E5 | Utility - Value of Sales | 0 | 0 | 0 | 0 | 0 | 0 | 0 | 0 | 0 | 0 | 0 | 0 | 0 | 0 | 0 | 0 | 0 | 0 | 0 | 0 | 0 | 0 | 0 | 0 | 0 | 0 | 0
F6_Commercial_College (ID)_New_Space Heating_Natural Gas_Furnace_E6 | F6 | Commercial | College (ID) | New | Space Heating | Natural Gas | Furnace | E6 | Utility - Value of Sales | 0 | 0 | 0 | 0 | 0 | 0 | 0 | 0 | 0 | 0 | 0 | 0 | 0 | 0 | 0 | 0 | 0 | 0 | 0 | 0 | 0 | 0 | 0 | 0 | 0 | 0 | 0
F6_Commercial_College (ID)_New_Space Heating_Natural Gas_Furnace_E7 | F6 | Commercial | College (ID) | New | Space Heating | Natural Gas | Furnace | E7 | Utility - Value of Sales | 0 | 0 | 0 | 0 | 0 | 0 | 0 | 0 | 0 | 0 | 0 | 0 | 0 | 0 | 0 | 0 | 0 | 0 | 0 | 0 | 0 | 0 | 0 | 0 | 0 | 0 | 0
F6_Commercial_College (ID)_New_Space Heating_Natural Gas_Furnace_E8 | F6 | Commercial | College (ID) | New | Space Heating | Natural Gas | Furnace | E8 | Utility - Value of Sales | 0 | 0 | 0 | 0 | 0 | 0 | 0 | 0 | 0 | 0 | 0 | 0 | 0 | 0 | 0 | 0 | 0 | 0 | 0 | 0 | 0 | 0 | 0 | 0 | 0 | 0 | 0
F6_Commercial_College (ID)_New_Space Heating_Natural Gas_Furnace_E9 | F6 | Commercial | College (ID) | New | Space Heating | Natural Gas | Furnace | E9 | Utility - Value of Sales | 0 | 0 | 0 | 0 | 0 | 0 | 0 | 0 | 0 | 0 | 0 | 0 | 0 | 0 | 0 | 0 | 0 | 0 | 0 | 0 | 0 | 0 | 0 | 0 | 0 | 0 | 0
F6_Commercial_College (ID)_New_Space Heating_Natural Gas_Furnace_E10 | F6 | Commercial | College (ID) | New | Space Heating | Natural Gas | Furnace | E10 | Utility - Value of Sales | 0 | 0 | 0 | 0 | 0 | 0 | 0 | 0 | 0 | 0 | 0 | 0 | 0 | 0 | 0 | 0 | 0 | 0 | 0 | 0 | 0 | 0 | 0 | 0 | 0 | 0 | 0
F1_Commercial_College (ID)_New_Space Heating_Natural Gas_Boiler_E1 | F1 | Commercial | College (ID) | New | Space Heating | Natural Gas | Boiler | E1 | RVT - Cost of Equipment | 0.16911 | 0.16911 | 0.16911 | 0.16911 | 0.16911 | 0.16911 | 0.16911 | 0.16911 | 0.16911 | 0.16911 | 0.16911 | 0.16911 | 0.16911 | 0.16911 | 0.16911 | 0.16911 | 0.16911 | 0.16911 | 0.16911 | 0.16911 | 0.16911 | 0.16911 | 0.16911 | 0.16911 | 0.16911 | 0.16911 | 0.16911
F1_Commercial_College (ID)_New_Space Heating_Natural Gas_Boiler_E2 | F1 | Commercial | College (ID) | New | Space Heating | Natural Gas | Boiler | E2 | RVT - Cost of Equipment | 0.1762 | 0.1762 | 0.1762 | 0.1762 | 0.1762 | 0.1762 | 0.1762 | 0.1762 | 0.1762 | 0.1762 | 0.1762 | 0.1762 | 0.1762 | 0.1762 | 0.1762 | 0.1762 | 0.1762 | 0.1762 | 0.1762 | 0.1762 | 0.1762 | 0.1762 | 0.1762 | 0.1762 | 0.1762 | 0.1762 | 0.1762
F1_Commercial_College (ID)_New_Space Heating_Natural Gas_Boiler_E3 | F1 | Commercial | College (ID) | New | Space Heating | Natural Gas | Boiler | E3 | RVT - Cost of Equipment | 0.16449 | 0.16449 | 0.16449 | 0.16449 | 0.16449 | 0.16449 | 0.16449 | 0.16449 | 0.16449 | 0.16449 | 0.16449 | 0.16449 | 0.16449 | 0.16449 | 0.16449 | 0.16449 | 0.16449 | 0.16449 | 0.16449 | 0.16449 | 0.16449 | 0.16449 | 0.16449 | 0.16449 | 0.16449 | 0.16449 | 0.16449
F1_Commercial_College (ID)_New_Space Heating_Natural Gas_Boiler_E4 | F1 | Commercial | College (ID) | New | Space Heating | Natural Gas | Boiler | E4 | RVT - Cost of Equipment | 1.3565 | 1.3565 | 1.3565 | 1.3565 | 1.3565 | 1.3565 | 1.3565 | 1.3565 | 1.3565 | 1.3565 | 1.3565 | 1.3565 | 1.3565 | 1.3565 | 1.3565 | 1.3565 | 1.3565 | 1.3565 | 1.3565 | 1.3565 | 1.3565 | 1.3565 | 1.3565 | 1.3565 | 1.3565 | 1.3565 | 1.3565
F1_Commercial_College (ID)_New_Space Heating_Natural Gas_Boiler_E5 | F1 | Commercial | College (ID) | New | Space Heating | Natural Gas | Boiler | E5 | RVT - Cost of Equipment | 0 | 0 | 0 | 0 | 0 | 0 | 0 | 0 | 0 | 0 | 0 | 0 | 0 | 0 | 0 | 0 | 0 | 0 | 0 | 0 | 0 | 0 | 0 | 0 | 0 | 0 | 0
F1_Commercial_College (ID)_New_Space Heating_Natural Gas_Boiler_E6 | F1 | Commercial | College (ID) | New | Space Heating | Natural Gas | Boiler | E6 | RVT - Cost of Equipment | 0 | 0 | 0 | 0 | 0 | 0 | 0 | 0 | 0 | 0 | 0 | 0 | 0 | 0 | 0 | 0 | 0 | 0 | 0 | 0 | 0 | 0 | 0 | 0 | 0 | 0 | 0
F1_Commercial_College (ID)_New_Space Heating_Natural Gas_Boiler_E7 | F1 | Commercial | College (ID) | New | Space Heating | Natural Gas | Boiler | E7 | RVT - Cost of Equipment | 0 | 0 | 0 | 0 | 0 | 0 | 0 | 0 | 0 | 0 | 0 | 0 | 0 | 0 | 0 | 0 | 0 | 0 | 0 | 0 | 0 | 0 | 0 | 0 | 0 | 0 | 0
F1_Commercial_College (ID)_New_Space Heating_Natural Gas_Boiler_E8 | F1 | Commercial | College (ID) | New | Space Heating | Natural Gas | Boiler | E8 | RVT - Cost of Equipment | 0 | 0 | 0 | 0 | 0 | 0 | 0 | 0 | 0 | 0 | 0 | 0 | 0 | 0 | 0 | 0 | 0 | 0 | 0 | 0 | 0 | 0 | 0 | 0 | 0 | 0 | 0
F1_Commercial_College (ID)_New_Space Heating_Natural Gas_Boiler_E9 | F1 | Commercial | College (ID) | New | Space Heating | Natural Gas | Boiler | E9 | RVT - Cost of Equipment | 0 | 0 | 0 | 0 | 0 | 0 | 0 | 0 | 0 | 0 | 0 | 0 | 0 | 0 | 0 | 0 | 0 | 0 | 0 | 0 | 0 | 0 | 0 | 0 | 0 | 0 | 0
F1_Commercial_College (ID)_New_Space Heating_Natural Gas_Boiler_E10 | F1 | Commercial | College (ID) | New | Space Heating | Natural Gas | Boiler | E10 | RVT - Cost of Equipment | 0 | 0 | 0 | 0 | 0 | 0 | 0 | 0 | 0 | 0 | 0 | 0 | 0 | 0 | 0 | 0 | 0 | 0 | 0 | 0 | 0 | 0 | 0 | 0 | 0 | 0 | 0
F2_Commercial_College (ID)_New_Space Heating_Natural Gas_Boiler_E1 | F2 | Commercial | College (ID) | New | Space Heating | Natural Gas | Boiler | E1 | RVT - Cost of Operation | 0.22775 | 0.23049 | 0.23412 | 0.23808 | 0.24239 | 0.24848 | 0.25458 | 0.26096 | 0.26683 | 0.27266 | 0.27911 | 0.28508 | 0.29154 | 0.29813 | 0.30426 | 0.31027 | 0.31587 | 0.32159 | 0.32748 | 0.33346 | 0.33949 | 0.34679 | 0.355 | 0.36238 | 0.36984 | 0.37553 | 0.38066
F2_Commercial_College (ID)_New_Space Heating_Natural Gas_Boiler_E2 | F2 | Commercial | College (ID) | New | Space Heating | Natural Gas | Boiler | E2 | RVT - Cost of Operation | 0.21436 | 0.21694 | 0.22035 | 0.22408 | 0.22814 | 0.23387 | 0.23961 | 0.24561 | 0.25114 | 0.25663 | 0.2627 | 0.26832 | 0.27439 | 0.2806 | 0.28637 | 0.29203 | 0.2973 | 0.30268 | 0.30822 | 0.31385 | 0.31953 | 0.3264 | 0.33413 | 0.34107 | 0.34809 | 0.35345 | 0.35828
F2_Commercial_College (ID)_New_Space Heating_Natural Gas_Boiler_E3 | F2 | Commercial | College (ID) | New | Space Heating | Natural Gas | Boiler | E3 | RVT - Cost of Operation | 0.18783 | 0.1901 | 0.19309 | 0.19635 | 0.19991 | 0.20493 | 0.20996 | 0.21522 | 0.22007 | 0.22488 | 0.2302 | 0.23512 | 0.24044 | 0.24588 | 0.25093 | 0.25589 | 0.26051 | 0.26523 | 0.27008 | 0.27502 | 0.27999 | 0.28601 | 0.29279 | 0.29887 | 0.30502 | 0.30972 | 0.31395
F2_Commercial_College (ID)_New_Space Heating_Natural Gas_Boiler_E4 | F2 | Commercial | College (ID) | New | Space Heating | Natural Gas | Boiler | E4 | RVT - Cost of Operation | 0.11867 | 0.11965 | 0.1213 | 0.12319 | 0.12537 | 0.12891 | 0.13242 | 0.13609 | 0.13931 | 0.14244 | 0.14598 | 0.14908 | 0.15252 | 0.15608 | 0.15924 | 0.16227 | 0.16494 | 0.16767 | 0.1705 | 0.17336 | 0.17623 | 0.18007 | 0.18462 | 0.18854 | 0.19255 | 0.19663 | 0.20081
F2_Commercial_College (ID)_New_Space Heating_Natural Gas_Boiler_E5 | F2 | Commercial | College (ID) | New | Space Heating | Natural Gas | Boiler | E5 | RVT - Cost of Operation | 0 | 0 | 0 | 0 | 0 | 0 | 0 | 0 | 0 | 0 | 0 | 0 | 0 | 0 | 0 | 0 | 0 | 0 | 0 | 0 | 0 | 0 | 0 | 0 | 0 | 0 | 0
F2_Commercial_College (ID)_New_Space Heating_Natural Gas_Boiler_E6 | F2 | Commercial | College (ID) | New | Space Heating | Natural Gas | Boiler | E6 | RVT - Cost of Operation | 0 | 0 | 0 | 0 | 0 | 0 | 0 | 0 | 0 | 0 | 0 | 0 | 0 | 0 | 0 | 0 | 0 | 0 | 0 | 0 | 0 | 0 | 0 | 0 | 0 | 0 | 0
F2_Commercial_College (ID)_New_Space Heating_Natural Gas_Boiler_E7 | F2 | Commercial | College (ID) | New | Space Heating | Natural Gas | Boiler | E7 | RVT - Cost of Operation | 0 | 0 | 0 | 0 | 0 | 0 | 0 | 0 | 0 | 0 | 0 | 0 | 0 | 0 | 0 | 0 | 0 | 0 | 0 | 0 | 0 | 0 | 0 | 0 | 0 | 0 | 0
F2_Commercial_College (ID)_New_Space Heating_Natural Gas_Boiler_E8 | F2 | Commercial | College (ID) | New | Space Heating | Natural Gas | Boiler | E8 | RVT - Cost of Operation | 0 | 0 | 0 | 0 | 0 | 0 | 0 | 0 | 0 | 0 | 0 | 0 | 0 | 0 | 0 | 0 | 0 | 0 | 0 | 0 | 0 | 0 | 0 | 0 | 0 | 0 | 0
F2_Commercial_College (ID)_New_Space Heating_Natural Gas_Boiler_E9 | F2 | Commercial | College (ID) | New | Space Heating | Natural Gas | Boiler | E9 | RVT - Cost of Operation | 0 | 0 | 0 | 0 | 0 | 0 | 0 | 0 | 0 | 0 | 0 | 0 | 0 | 0 | 0 | 0 | 0 | 0 | 0 | 0 | 0 | 0 | 0 | 0 | 0 | 0 | 0
F2_Commercial_College (ID)_New_Space Heating_Natural Gas_Boiler_E10 | F2 | Commercial | College (ID) | New | Space Heating | Natural Gas | Boiler | E10 | RVT - Cost of Operation | 0 | 0 | 0 | 0 | 0 | 0 | 0 | 0 | 0 | 0 | 0 | 0 | 0 | 0 | 0 | 0 | 0 | 0 | 0 | 0 | 0 | 0 | 0 | 0 | 0 | 0 | 0
F3_Commercial_College (ID)_New_Space Heating_Natural Gas_Boiler_E1 | F3 | Commercial | College (ID) | New | Space Heating | Natural Gas | Boiler | E1 | System - kBTUs of Consumption | 44.8145 | 44.7571 | 44.7571 | 44.7571 | 44.7571 | 44.7571 | 44.7571 | 44.7571 | 44.7571 | 44.7571 | 44.7571 | 44.7571 | 44.7571 | 44.7571 | 44.7571 | 44.7571 | 44.7571 | 44.7571 | 44.7571 | 44.7571 | 44.7571 | 44.7571 | 44.7571 | 44.7571 | 44.7571 | 44.2046 | 43.5139
F3_Commercial_College (ID)_New_Space Heating_Natural Gas_Boiler_E2 | F3 | Commercial | College (ID) | New | Space Heating | Natural Gas | Boiler | E2 | System - kBTUs of Consumption | 42.1792 | 42.1252 | 42.1252 | 42.1252 | 42.1252 | 42.1252 | 42.1252 | 42.1252 | 42.1252 | 42.1252 | 42.1252 | 42.1252 | 42.1252 | 42.1252 | 42.1252 | 42.1252 | 42.1252 | 42.1252 | 42.1252 | 42.1252 | 42.1252 | 42.1252 | 42.1252 | 42.1252 | 42.1252 | 41.6051 | 40.955
F3_Commercial_College (ID)_New_Space Heating_Natural Gas_Boiler_E3 | F3 | Commercial | College (ID) | New | Space Heating | Natural Gas | Boiler | E3 | System - kBTUs of Consumption | 36.9602 | 36.9129 | 36.9129 | 36.9129 | 36.9129 | 36.9129 | 36.9129 | 36.9129 | 36.9129 | 36.9129 | 36.9129 | 36.9129 | 36.9129 | 36.9129 | 36.9129 | 36.9129 | 36.9129 | 36.9129 | 36.9129 | 36.9129 | 36.9129 | 36.9129 | 36.9129 | 36.9129 | 36.9129 | 36.4572 | 35.8876
F3_Commercial_College (ID)_New_Space Heating_Natural Gas_Boiler_E4 | F3 | Commercial | College (ID) | New | Space Heating | Natural Gas | Boiler | E4 | System - kBTUs of Consumption | 26.1147 | 26.0491 | 26.0491 | 26.0491 | 26.0491 | 26.0491 | 26.0491 | 26.0491 | 26.0491 | 26.0491 | 26.0491 | 26.0491 | 26.0491 | 26.0491 | 26.0491 | 26.0491 | 26.0491 | 26.0491 | 26.0491 | 26.0491 | 26.0491 | 26.0491 | 26.0491 | 26.0491 | 26.0491 | 26.0491 | 26.0491
F3_Commercial_College (ID)_New_Space Heating_Natural Gas_Boiler_E5 | F3 | Commercial | College (ID) | New | Space Heating | Natural Gas | Boiler | E5 | System - kBTUs of Consumption | 0 | 0 | 0 | 0 | 0 | 0 | 0 | 0 | 0 | 0 | 0 | 0 | 0 | 0 | 0 | 0 | 0 | 0 | 0 | 0 | 0 | 0 | 0 | 0 | 0 | 0 | 0
F3_Commercial_College (ID)_New_Space Heating_Natural Gas_Boiler_E6 | F3 | Commercial | College (ID) | New | Space Heating | Natural Gas | Boiler | E6 | System - kBTUs of Consumption | 0 | 0 | 0 | 0 | 0 | 0 | 0 | 0 | 0 | 0 | 0 | 0 | 0 | 0 | 0 | 0 | 0 | 0 | 0 | 0 | 0 | 0 | 0 | 0 | 0 | 0 | 0
F3_Commercial_College (ID)_New_Space Heating_Natural Gas_Boiler_E7 | F3 | Commercial | College (ID) | New | Space Heating | Natural Gas | Boiler | E7 | System - kBTUs of Consumption | 0 | 0 | 0 | 0 | 0 | 0 | 0 | 0 | 0 | 0 | 0 | 0 | 0 | 0 | 0 | 0 | 0 | 0 | 0 | 0 | 0 | 0 | 0 | 0 | 0 | 0 | 0
F3_Commercial_College (ID)_New_Space Heating_Natural Gas_Boiler_E8 | F3 | Commercial | College (ID) | New | Space Heating | Natural Gas | Boiler | E8 | System - kBTUs of Consumption | 0 | 0 | 0 | 0 | 0 | 0 | 0 | 0 | 0 | 0 | 0 | 0 | 0 | 0 | 0 | 0 | 0 | 0 | 0 | 0 | 0 | 0 | 0 | 0 | 0 | 0 | 0
F3_Commercial_College (ID)_New_Space Heating_Natural Gas_Boiler_E9 | F3 | Commercial | College (ID) | New | Space Heating | Natural Gas | Boiler | E9 | System - kBTUs of Consumption | 0 | 0 | 0 | 0 | 0 | 0 | 0 | 0 | 0 | 0 | 0 | 0 | 0 | 0 | 0 | 0 | 0 | 0 | 0 | 0 | 0 | 0 | 0 | 0 | 0 | 0 | 0
F3_Commercial_College (ID)_New_Space Heating_Natural Gas_Boiler_E10 | F3 | Commercial | College (ID) | New | Space Heating | Natural Gas | Boiler | E10 | System - kBTUs of Consumption | 0 | 0 | 0 | 0 | 0 | 0 | 0 | 0 | 0 | 0 | 0 | 0 | 0 | 0 | 0 | 0 | 0 | 0 | 0 | 0 | 0 | 0 | 0 | 0 | 0 | 0 | 0
F4_Commercial_College (ID)_New_Space Heating_Natural Gas_Boiler_E1 | F4 | Commercial | College (ID) | New | Space Heating | Natural Gas | Boiler | E1 | Utility - Cost of Equipment | 0.16911 | 0.16911 | 0.16911 | 0.16911 | 0.16911 | 0.16911 | 0.16911 | 0.16911 | 0.16911 | 0.16911 | 0.16911 | 0.16911 | 0.16911 | 0.16911 | 0.16911 | 0.16911 | 0.16911 | 0.16911 | 0.16911 | 0.16911 | 0.16911 | 0.16911 | 0.16911 | 0.16911 | 0.16911 | 0.16911 | 0.16911
F4_Commercial_College (ID)_New_Space Heating_Natural Gas_Boiler_E2 | F4 | Commercial | College (ID) | New | Space Heating | Natural Gas | Boiler | E2 | Utility - Cost of Equipment | 0.1762 | 0.1762 | 0.1762 | 0.1762 | 0.1762 | 0.1762 | 0.1762 | 0.1762 | 0.1762 | 0.1762 | 0.1762 | 0.1762 | 0.1762 | 0.1762 | 0.1762 | 0.1762 | 0.1762 | 0.1762 | 0.1762 | 0.1762 | 0.1762 | 0.1762 | 0.1762 | 0.1762 | 0.1762 | 0.1762 | 0.1762
F4_Commercial_College (ID)_New_Space Heating_Natural Gas_Boiler_E3 | F4 | Commercial | College (ID) | New | Space Heating | Natural Gas | Boiler | E3 | Utility - Cost of Equipment | 0.16449 | 0.16449 | 0.16449 | 0.16449 | 0.16449 | 0.16449 | 0.16449 | 0.16449 | 0.16449 | 0.16449 | 0.16449 | 0.16449 | 0.16449 | 0.16449 | 0.16449 | 0.16449 | 0.16449 | 0.16449 | 0.16449 | 0.16449 | 0.16449 | 0.16449 | 0.16449 | 0.16449 | 0.16449 | 0.16449 | 0.16449
F4_Commercial_College (ID)_New_Space Heating_Natural Gas_Boiler_E4 | F4 | Commercial | College (ID) | New | Space Heating | Natural Gas | Boiler | E4 | Utility - Cost of Equipment | 1.3565 | 1.3565 | 1.3565 | 1.3565 | 1.3565 | 1.3565 | 1.3565 | 1.3565 | 1.3565 | 1.3565 | 1.3565 | 1.3565 | 1.3565 | 1.3565 | 1.3565 | 1.3565 | 1.3565 | 1.3565 | 1.3565 | 1.3565 | 1.3565 | 1.3565 | 1.3565 | 1.3565 | 1.3565 | 1.3565 | 1.3565
F4_Commercial_College (ID)_New_Space Heating_Natural Gas_Boiler_E5 | F4 | Commercial | College (ID) | New | Space Heating | Natural Gas | Boiler | E5 | Utility - Cost of Equipment | 0 | 0 | 0 | 0 | 0 | 0 | 0 | 0 | 0 | 0 | 0 | 0 | 0 | 0 | 0 | 0 | 0 | 0 | 0 | 0 | 0 | 0 | 0 | 0 | 0 | 0 | 0
F4_Commercial_College (ID)_New_Space Heating_Natural Gas_Boiler_E6 | F4 | Commercial | College (ID) | New | Space Heating | Natural Gas | Boiler | E6 | Utility - Cost of Equipment | 0 | 0 | 0 | 0 | 0 | 0 | 0 | 0 | 0 | 0 | 0 | 0 | 0 | 0 | 0 | 0 | 0 | 0 | 0 | 0 | 0 | 0 | 0 | 0 | 0 | 0 | 0
F4_Commercial_College (ID)_New_Space Heating_Natural Gas_Boiler_E7 | F4 | Commercial | College (ID) | New | Space Heating | Natural Gas | Boiler | E7 | Utility - Cost of Equipment | 0 | 0 | 0 | 0 | 0 | 0 | 0 | 0 | 0 | 0 | 0 | 0 | 0 | 0 | 0 | 0 | 0 | 0 | 0 | 0 | 0 | 0 | 0 | 0 | 0 | 0 | 0
F4_Commercial_College (ID)_New_Space Heating_Natural Gas_Boiler_E8 | F4 | Commercial | College (ID) | New | Space Heating | Natural Gas | Boiler | E8 | Utility - Cost of Equipment | 0 | 0 | 0 | 0 | 0 | 0 | 0 | 0 | 0 | 0 | 0 | 0 | 0 | 0 | 0 | 0 | 0 | 0 | 0 | 0 | 0 | 0 | 0 | 0 | 0 | 0 | 0
F4_Commercial_College (ID)_New_Space Heating_Natural Gas_Boiler_E9 | F4 | Commercial | College (ID) | New | Space Heating | Natural Gas | Boiler | E9 | Utility - Cost of Equipment | 0 | 0 | 0 | 0 | 0 | 0 | 0 | 0 | 0 | 0 | 0 | 0 | 0 | 0 | 0 | 0 | 0 | 0 | 0 | 0 | 0 | 0 | 0 | 0 | 0 | 0 | 0
F4_Commercial_College (ID)_New_Space Heating_Natural Gas_Boiler_E10 | F4 | Commercial | College (ID) | New | Space Heating | Natural Gas | Boiler | E10 | Utility - Cost of Equipment | 0 | 0 | 0 | 0 | 0 | 0 | 0 | 0 | 0 | 0 | 0 | 0 | 0 | 0 | 0 | 0 | 0 | 0 | 0 | 0 | 0 | 0 | 0 | 0 | 0 | 0 | 0
F5_Commercial_College (ID)_New_Space Heating_Natural Gas_Boiler_E1 | F5 | Commercial | College (ID) | New | Space Heating | Natural Gas | Boiler | E1 | Utility - Cost of Operation | 0.2009 | 0.2044 | 0.20873 | 0.21344 | 0.21856 | 0.22527 | 0.23211 | 0.23931 | 0.24624 | 0.25329 | 0.25972 | 0.26576 | 0.27229 | 0.279 | 0.28534 | 0.29163 | 0.2976 | 0.30375 | 0.31013 | 0.31666 | 0.32333 | 0.33028 | 0.3381 | 0.34513 | 0.35223 | 0.35765 | 0.36253
F5_Commercial_College (ID)_New_Space Heating_Natural Gas_Boiler_E2 | F5 | Commercial | College (ID) | New | Space Heating | Natural Gas | Boiler | E2 | Utility - Cost of Operation | 0.18908 | 0.19238 | 0.19646 | 0.20089 | 0.20571 | 0.21202 | 0.21846 | 0.22524 | 0.23176 | 0.23839 | 0.24445 | 0.25013 | 0.25628 | 0.26259 | 0.26856 | 0.27448 | 0.2801 | 0.28589 | 0.29189 | 0.29804 | 0.30431 | 0.31086 | 0.31822 | 0.32483 | 0.33151 | 0.33662 | 0.34122
F5_Commercial_College (ID)_New_Space Heating_Natural Gas_Boiler_E3 | F5 | Commercial | College (ID) | New | Space Heating | Natural Gas | Boiler | E3 | Utility - Cost of Operation | 0.16569 | 0.16858 | 0.17215 | 0.17604 | 0.18025 | 0.18579 | 0.19143 | 0.19737 | 0.20309 | 0.2089 | 0.2142 | 0.21918 | 0.22457 | 0.2301 | 0.23533 | 0.24052 | 0.24545 | 0.25052 | 0.25577 | 0.26116 | 0.26666 | 0.27239 | 0.27884 | 0.28464 | 0.29049 | 0.29497 | 0.299
F5_Commercial_College (ID)_New_Space Heating_Natural Gas_Boiler_E4 | F5 | Commercial | College (ID) | New | Space Heating | Natural Gas | Boiler | E4 | Utility - Cost of Operation | 0.10167 | 0.10314 | 0.10524 | 0.10763 | 0.11034 | 0.11429 | 0.11832 | 0.12259 | 0.12661 | 0.13069 | 0.13427 | 0.13749 | 0.14107 | 0.14479 | 0.14819 | 0.15152 | 0.15457 | 0.15772 | 0.16101 | 0.16439 | 0.16783 | 0.17149 | 0.17583 | 0.17957 | 0.18338 | 0.18727 | 0.19124
F5_Commercial_College (ID)_New_Space Heating_Natural Gas_Boiler_E5 | F5 | Commercial | College (ID) | New | Space Heating | Natural Gas | Boiler | E5 | Utility - Cost of Operation | 0 | 0 | 0 | 0 | 0 | 0 | 0 | 0 | 0 | 0 | 0 | 0 | 0 | 0 | 0 | 0 | 0 | 0 | 0 | 0 | 0 | 0 | 0 | 0 | 0 | 0 | 0
F5_Commercial_College (ID)_New_Space Heating_Natural Gas_Boiler_E6 | F5 | Commercial | College (ID) | New | Space Heating | Natural Gas | Boiler | E6 | Utility - Cost of Operation | 0 | 0 | 0 | 0 | 0 | 0 | 0 | 0 | 0 | 0 | 0 | 0 | 0 | 0 | 0 | 0 | 0 | 0 | 0 | 0 | 0 | 0 | 0 | 0 | 0 | 0 | 0
F5_Commercial_College (ID)_New_Space Heating_Natural Gas_Boiler_E7 | F5 | Commercial | College (ID) | New | Space Heating | Natural Gas | Boiler | E7 | Utility - Cost of Operation | 0 | 0 | 0 | 0 | 0 | 0 | 0 | 0 | 0 | 0 | 0 | 0 | 0 | 0 | 0 | 0 | 0 | 0 | 0 | 0 | 0 | 0 | 0 | 0 | 0 | 0 | 0
F5_Commercial_College (ID)_New_Space Heating_Natural Gas_Boiler_E8 | F5 | Commercial | College (ID) | New | Space Heating | Natural Gas | Boiler | E8 | Utility - Cost of Operation | 0 | 0 | 0 | 0 | 0 | 0 | 0 | 0 | 0 | 0 | 0 | 0 | 0 | 0 | 0 | 0 | 0 | 0 | 0 | 0 | 0 | 0 | 0 | 0 | 0 | 0 | 0
F5_Commercial_College (ID)_New_Space Heating_Natural Gas_Boiler_E9 | F5 | Commercial | College (ID) | New | Space Heating | Natural Gas | Boiler | E9 | Utility - Cost of Operation | 0 | 0 | 0 | 0 | 0 | 0 | 0 | 0 | 0 | 0 | 0 | 0 | 0 | 0 | 0 | 0 | 0 | 0 | 0 | 0 | 0 | 0 | 0 | 0 | 0 | 0 | 0
F5_Commercial_College (ID)_New_Space Heating_Natural Gas_Boiler_E10 | F5 | Commercial | College (ID) | New | Space Heating | Natural Gas | Boiler | E10 | Utility - Cost of Operation | 0 | 0 | 0 | 0 | 0 | 0 | 0 | 0 | 0 | 0 | 0 | 0 | 0 | 0 | 0 | 0 | 0 | 0 | 0 | 0 | 0 | 0 | 0 | 0 | 0 | 0 | 0
F6_Commercial_College (ID)_New_Space Heating_Natural Gas_Boiler_E1 | F6 | Commercial | College (ID) | New | Space Heating | Natural Gas | Boiler | E1 | Utility - Value of Sales | 0.22775 | 0.23049 | 0.23412 | 0.23808 | 0.24239 | 0.24848 | 0.25458 | 0.26096 | 0.26683 | 0.27266 | 0.27911 | 0.28508 | 0.29154 | 0.29813 | 0.30426 | 0.31027 | 0.31587 | 0.32159 | 0.32748 | 0.33346 | 0.33949 | 0.34679 | 0.355 | 0.36238 | 0.36984 | 0.37553 | 0.38066
F6_Commercial_College (ID)_New_Space Heating_Natural Gas_Boiler_E2 | F6 | Commercial | College (ID) | New | Space Heating | Natural Gas | Boiler | E2 | Utility - Value of Sales | 0.21436 | 0.21694 | 0.22035 | 0.22408 | 0.22814 | 0.23387 | 0.23961 | 0.24561 | 0.25114 | 0.25663 | 0.2627 | 0.26832 | 0.27439 | 0.2806 | 0.28637 | 0.29203 | 0.2973 | 0.30268 | 0.30822 | 0.31385 | 0.31953 | 0.3264 | 0.33413 | 0.34107 | 0.34809 | 0.35345 | 0.35828
F6_Commercial_College (ID)_New_Space Heating_Natural Gas_Boiler_E3 | F6 | Commercial | College (ID) | New | Space Heating | Natural Gas | Boiler | E3 | Utility - Value of Sales | 0.18783 | 0.1901 | 0.19309 | 0.19635 | 0.19991 | 0.20493 | 0.20996 | 0.21522 | 0.22007 | 0.22488 | 0.2302 | 0.23512 | 0.24044 | 0.24588 | 0.25093 | 0.25589 | 0.26051 | 0.26523 | 0.27008 | 0.27502 | 0.27999 | 0.28601 | 0.29279 | 0.29887 | 0.30502 | 0.30972 | 0.31395
F6_Commercial_College (ID)_New_Space Heating_Natural Gas_Boiler_E4 | F6 | Commercial | College (ID) | New | Space Heating | Natural Gas | Boiler | E4 | Utility - Value of Sales | 0.11867 | 0.11965 | 0.1213 | 0.12319 | 0.12537 | 0.12891 | 0.13242 | 0.13609 | 0.13931 | 0.14244 | 0.14598 | 0.14908 | 0.15252 | 0.15608 | 0.15924 | 0.16227 | 0.16494 | 0.16767 | 0.1705 | 0.17336 | 0.17623 | 0.18007 | 0.18462 | 0.18854 | 0.19255 | 0.19663 | 0.20081
F6_Commercial_College (ID)_New_Space Heating_Natural Gas_Boiler_E5 | F6 | Commercial | College (ID) | New | Space Heating | Natural Gas | Boiler | E5 | Utility - Value of Sales | 0 | 0 | 0 | 0 | 0 | 0 | 0 | 0 | 0 | 0 | 0 | 0 | 0 | 0 | 0 | 0 | 0 | 0 | 0 | 0 | 0 | 0 | 0 | 0 | 0 | 0 | 0
F6_Commercial_College (ID)_New_Space Heating_Natural Gas_Boiler_E6 | F6 | Commercial | College (ID) | New | Space Heating | Natural Gas | Boiler | E6 | Utility - Value of Sales | 0 | 0 | 0 | 0 | 0 | 0 | 0 | 0 | 0 | 0 | 0 | 0 | 0 | 0 | 0 | 0 | 0 | 0 | 0 | 0 | 0 | 0 | 0 | 0 | 0 | 0 | 0
F6_Commercial_College (ID)_New_Space Heating_Natural Gas_Boiler_E7 | F6 | Commercial | College (ID) | New | Space Heating | Natural Gas | Boiler | E7 | Utility - Value of Sales | 0 | 0 | 0 | 0 | 0 | 0 | 0 | 0 | 0 | 0 | 0 | 0 | 0 | 0 | 0 | 0 | 0 | 0 | 0 | 0 | 0 | 0 | 0 | 0 | 0 | 0 | 0
F6_Commercial_College (ID)_New_Space Heating_Natural Gas_Boiler_E8 | F6 | Commercial | College (ID) | New | Space Heating | Natural Gas | Boiler | E8 | Utility - Value of Sales | 0 | 0 | 0 | 0 | 0 | 0 | 0 | 0 | 0 | 0 | 0 | 0 | 0 | 0 | 0 | 0 | 0 | 0 | 0 | 0 | 0 | 0 | 0 | 0 | 0 | 0 | 0
F6_Commercial_College (ID)_New_Space Heating_Natural Gas_Boiler_E9 | F6 | Commercial | College (ID) | New | Space Heating | Natural Gas | Boiler | E9 | Utility - Value of Sales | 0 | 0 | 0 | 0 | 0 | 0 | 0 | 0 | 0 | 0 | 0 | 0 | 0 | 0 | 0 | 0 | 0 | 0 | 0 | 0 | 0 | 0 | 0 | 0 | 0 | 0 | 0
F6_Commercial_College (ID)_New_Space Heating_Natural Gas_Boiler_E10 | F6 | Commercial | College (ID) | New | Space Heating | Natural Gas | Boiler | E10 | Utility - Value of Sales | 0 | 0 | 0 | 0 | 0 | 0 | 0 | 0 | 0 | 0 | 0 | 0 | 0 | 0 | 0 | 0 | 0 | 0 | 0 | 0 | 0 | 0 | 0 | 0 | 0 | 0 | 0
F1_Commercial_College (ID)_New_Space Heating_Natural Gas_Unit Heater_E1 | F1 | Commercial | College (ID) | New | Space Heating | Natural Gas | Unit Heater | E1 | RVT - Cost of Equipment | 9.5119e-05 | 9.5119e-05 | 9.5119e-05 | 9.5119e-05 | 9.5119e-05 | 9.5119e-05 | 9.5119e-05 | 9.5119e-05 | 9.5119e-05 | 9.5119e-05 | 9.5119e-05 | 9.5119e-05 | 9.5119e-05 | 9.5119e-05 | 9.5119e-05 | 9.5119e-05 | 9.5119e-05 | 9.5119e-05 | 9.5119e-05 | 9.5119e-05 | 9.5119e-05 | 9.5119e-05 | 9.5119e-05 | 9.5119e-05 | 9.5119e-05 | 9.5119e-05 | 9.5119e-05
F1_Commercial_College (ID)_New_Space Heating_Natural Gas_Unit Heater_E2 | F1 | Commercial | College (ID) | New | Space Heating | Natural Gas | Unit Heater | E2 | RVT - Cost of Equipment | 0.00020861 | 0.00020861 | 0.00020861 | 0.00020861 | 0.00020861 | 0.00020861 | 0.00020861 | 0.00020861 | 0.00020861 | 0.00020861 | 0.00020861 | 0.00020861 | 0.00020861 | 0.00020861 | 0.00020861 | 0.00020861 | 0.00020861 | 0.00020861 | 0.00020861 | 0.00020861 | 0.00020861 | 0.00020861 | 0.00020861 | 0.00020861 | 0.00020861 | 0.00020861 | 0.00020861
F1_Commercial_College (ID)_New_Space Heating_Natural Gas_Unit Heater_E3 | F1 | Commercial | College (ID) | New | Space Heating | Natural Gas | Unit Heater | E3 | RVT - Cost of Equipment | 0.00013229 | 0.00013229 | 0.00013229 | 0.00013229 | 0.00013229 | 0.00013229 | 0.00013229 | 0.00013229 | 0.00013229 | 0.00013229 | 0.00013229 | 0.00013229 | 0.00013229 | 0.00013229 | 0.00013229 | 0.00013229 | 0.00013229 | 0.00013229 | 0.00013229 | 0.00013229 | 0.00013229 | 0.00013229 | 0.00013229 | 0.00013229 | 0.00013229 | 0.00013229 | 0.00013229
F1_Commercial_College (ID)_New_Space Heating_Natural Gas_Unit Heater_E4 | F1 | Commercial | College (ID) | New | Space Heating | Natural Gas | Unit Heater | E4 | RVT - Cost of Equipment | 0 | 0 | 0 | 0 | 0 | 0 | 0 | 0 | 0 | 0 | 0 | 0 | 0 | 0 | 0 | 0 | 0 | 0 | 0 | 0 | 0 | 0 | 0 | 0 | 0 | 0 | 0
F1_Commercial_College (ID)_New_Space Heating_Natural Gas_Unit Heater_E5 | F1 | Commercial | College (ID) | New | Space Heating | Natural Gas | Unit Heater | E5 | RVT - Cost of Equipment | 0 | 0 | 0 | 0 | 0 | 0 | 0 | 0 | 0 | 0 | 0 | 0 | 0 | 0 | 0 | 0 | 0 | 0 | 0 | 0 | 0 | 0 | 0 | 0 | 0 | 0 | 0
F1_Commercial_College (ID)_New_Space Heating_Natural Gas_Unit Heater_E6 | F1 | Commercial | College (ID) | New | Space Heating | Natural Gas | Unit Heater | E6 | RVT - Cost of Equipment | 0 | 0 | 0 | 0 | 0 | 0 | 0 | 0 | 0 | 0 | 0 | 0 | 0 | 0 | 0 | 0 | 0 | 0 | 0 | 0 | 0 | 0 | 0 | 0 | 0 | 0 | 0
F1_Commercial_College (ID)_New_Space Heating_Natural Gas_Unit Heater_E7 | F1 | Commercial | College (ID) | New | Space Heating | Natural Gas | Unit Heater | E7 | RVT - Cost of Equipment | 0 | 0 | 0 | 0 | 0 | 0 | 0 | 0 | 0 | 0 | 0 | 0 | 0 | 0 | 0 | 0 | 0 | 0 | 0 | 0 | 0 | 0 | 0 | 0 | 0 | 0 | 0
F1_Commercial_College (ID)_New_Space Heating_Natural Gas_Unit Heater_E8 | F1 | Commercial | College (ID) | New | Space Heating | Natural Gas | Unit Heater | E8 | RVT - Cost of Equipment | 0 | 0 | 0 | 0 | 0 | 0 | 0 | 0 | 0 | 0 | 0 | 0 | 0 | 0 | 0 | 0 | 0 | 0 | 0 | 0 | 0 | 0 | 0 | 0 | 0 | 0 | 0
F1_Commercial_College (ID)_New_Space Heating_Natural Gas_Unit Heater_E9 | F1 | Commercial | College (ID) | New | Space Heating | Natural Gas | Unit Heater | E9 | RVT - Cost of Equipment | 0 | 0 | 0 | 0 | 0 | 0 | 0 | 0 | 0 | 0 | 0 | 0 | 0 | 0 | 0 | 0 | 0 | 0 | 0 | 0 | 0 | 0 | 0 | 0 | 0 | 0 | 0
F1_Commercial_College (ID)_New_Space Heating_Natural Gas_Unit Heater_E10 | F1 | Commercial | College (ID) | New | Space Heating | Natural Gas | Unit Heater | E10 | RVT - Cost of Equipment | 0 | 0 | 0 | 0 | 0 | 0 | 0 | 0 | 0 | 0 | 0 | 0 | 0 | 0 | 0 | 0 | 0 | 0 | 0 | 0 | 0 | 0 | 0 | 0 | 0 | 0 | 0
F2_Commercial_College (ID)_New_Space Heating_Natural Gas_Unit Heater_E1 | F2 | Commercial | College (ID) | New | Space Heating | Natural Gas | Unit Heater | E1 | RVT - Cost of Operation | 0.053998 | 0.054567 | 0.055381 | 0.056278 | 0.057266 | 0.05876 | 0.060239 | 0.061794 | 0.063205 | 0.064595 | 0.066161 | 0.067578 | 0.069131 | 0.070716 | 0.07216 | 0.073561 | 0.074833 | 0.076131 | 0.077473 | 0.078834 | 0.080201 | 0.081942 | 0.083957 | 0.085739 | 0.087558 | 0.089417 | 0.091315
F2_Commercial_College (ID)_New_Space Heating_Natural Gas_Unit Heater_E2 | F2 | Commercial | College (ID) | New | Space Heating | Natural Gas | Unit Heater | E2 | RVT - Cost of Operation | 0.048027 | 0.048533 | 0.049257 | 0.050055 | 0.050934 | 0.052263 | 0.053578 | 0.054961 | 0.056216 | 0.057453 | 0.058845 | 0.060105 | 0.061487 | 0.062896 | 0.06418 | 0.065427 | 0.066558 | 0.067713 | 0.068906 | 0.070116 | 0.071332 | 0.072881 | 0.074673 | 0.076258 | 0.077876 | 0.079529 | 0.081217
F2_Commercial_College (ID)_New_Space Heating_Natural Gas_Unit Heater_E3 | F2 | Commercial | College (ID) | New | Space Heating | Natural Gas | Unit Heater | E3 | RVT - Cost of Operation | 0.045888 | 0.04627 | 0.046904 | 0.047638 | 0.048478 | 0.049847 | 0.051205 | 0.052625 | 0.053871 | 0.05508 | 0.056451 | 0.057647 | 0.058981 | 0.060353 | 0.061575 | 0.062748 | 0.063782 | 0.064837 | 0.065931 | 0.067038 | 0.068145 | 0.069631 | 0.071393 | 0.072909 | 0.074456 | 0.076037 | 0.07765
F2_Commercial_College (ID)_New_Space Heating_Natural Gas_Unit Heater_E4 | F2 | Commercial | College (ID) | New | Space Heating | Natural Gas | Unit Heater | E4 | RVT - Cost of Operation | 0 | 0 | 0 | 0 | 0 | 0 | 0 | 0 | 0 | 0 | 0 | 0 | 0 | 0 | 0 | 0 | 0 | 0 | 0 | 0 | 0 | 0 | 0 | 0 | 0 | 0 | 0
F2_Commercial_College (ID)_New_Space Heating_Natural Gas_Unit Heater_E5 | F2 | Commercial | College (ID) | New | Space Heating | Natural Gas | Unit Heater | E5 | RVT - Cost of Operation | 0 | 0 | 0 | 0 | 0 | 0 | 0 | 0 | 0 | 0 | 0 | 0 | 0 | 0 | 0 | 0 | 0 | 0 | 0 | 0 | 0 | 0 | 0 | 0 | 0 | 0 | 0
F2_Commercial_College (ID)_New_Space Heating_Natural Gas_Unit Heater_E6 | F2 | Commercial | College (ID) | New | Space Heating | Natural Gas | Unit Heater | E6 | RVT - Cost of Operation | 0 | 0 | 0 | 0 | 0 | 0 | 0 | 0 | 0 | 0 | 0 | 0 | 0 | 0 | 0 | 0 | 0 | 0 | 0 | 0 | 0 | 0 | 0 | 0 | 0 | 0 | 0
F2_Commercial_College (ID)_New_Space Heating_Natural Gas_Unit Heater_E7 | F2 | Commercial | College (ID) | New | Space Heating | Natural Gas | Unit Heater | E7 | RVT - Cost of Operation | 0 | 0 | 0 | 0 | 0 | 0 | 0 | 0 | 0 | 0 | 0 | 0 | 0 | 0 | 0 | 0 | 0 | 0 | 0 | 0 | 0 | 0 | 0 | 0 | 0 | 0 | 0
F2_Commercial_College (ID)_New_Space Heating_Natural Gas_Unit Heater_E8 | F2 | Commercial | College (ID) | New | Space Heating | Natural Gas | Unit Heater | E8 | RVT - Cost of Operation | 0 | 0 | 0 | 0 | 0 | 0 | 0 | 0 | 0 | 0 | 0 | 0 | 0 | 0 | 0 | 0 | 0 | 0 | 0 | 0 | 0 | 0 | 0 | 0 | 0 | 0 | 0
F2_Commercial_College (ID)_New_Space Heating_Natural Gas_Unit Heater_E9 | F2 | Commercial | College (ID) | New | Space Heating | Natural Gas | Unit Heater | E9 | RVT - Cost of Operation | 0 | 0 | 0 | 0 | 0 | 0 | 0 | 0 | 0 | 0 | 0 | 0 | 0 | 0 | 0 | 0 | 0 | 0 | 0 | 0 | 0 | 0 | 0 | 0 | 0 | 0 | 0
F2_Commercial_College (ID)_New_Space Heating_Natural Gas_Unit Heater_E10 | F2 | Commercial | College (ID) | New | Space Heating | Natural Gas | Unit Heater | E10 | RVT - Cost of Operation | 0 | 0 | 0 | 0 | 0 | 0 | 0 | 0 | 0 | 0 | 0 | 0 | 0 | 0 | 0 | 0 | 0 | 0 | 0 | 0 | 0 | 0 | 0 | 0 | 0 | 0 | 0
F3_Commercial_College (ID)_New_Space Heating_Natural Gas_Unit Heater_E1 | F3 | Commercial | College (ID) | New | Space Heating | Natural Gas | Unit Heater | E1 | System - kBTUs of Consumption | 11.4084 | 11.3869 | 11.3869 | 11.3869 | 11.3869 | 11.3869 | 11.3869 | 11.3869 | 11.3869 | 11.3869 | 11.3869 | 11.3869 | 11.3869 | 11.3869 | 11.3869 | 11.3869 | 11.3869 | 11.3869 | 11.3869 | 11.3869 | 11.3869 | 11.3869 | 11.3869 | 11.3869 | 11.3869 | 11.3869 | 11.3869
F3_Commercial_College (ID)_New_Space Heating_Natural Gas_Unit Heater_E2 | F3 | Commercial | College (ID) | New | Space Heating | Natural Gas | Unit Heater | E2 | System - kBTUs of Consumption | 10.1469 | 10.1278 | 10.1278 | 10.1278 | 10.1278 | 10.1278 | 10.1278 | 10.1278 | 10.1278 | 10.1278 | 10.1278 | 10.1278 | 10.1278 | 10.1278 | 10.1278 | 10.1278 | 10.1278 | 10.1278 | 10.1278 | 10.1278 | 10.1278 | 10.1278 | 10.1278 | 10.1278 | 10.1278 | 10.1278 | 10.1278
F3_Commercial_College (ID)_New_Space Heating_Natural Gas_Unit Heater_E3 | F3 | Commercial | College (ID) | New | Space Heating | Natural Gas | Unit Heater | E3 | System - kBTUs of Consumption | 10.0984 | 10.073 | 10.073 | 10.073 | 10.073 | 10.073 | 10.073 | 10.073 | 10.073 | 10.073 | 10.073 | 10.073 | 10.073 | 10.073 | 10.073 | 10.073 | 10.073 | 10.073 | 10.073 | 10.073 | 10.073 | 10.073 | 10.073 | 10.073 | 10.073 | 10.073 | 10.073
F3_Commercial_College (ID)_New_Space Heating_Natural Gas_Unit Heater_E4 | F3 | Commercial | College (ID) | New | Space Heating | Natural Gas | Unit Heater | E4 | System - kBTUs of Consumption | 0 | 0 | 0 | 0 | 0 | 0 | 0 | 0 | 0 | 0 | 0 | 0 | 0 | 0 | 0 | 0 | 0 | 0 | 0 | 0 | 0 | 0 | 0 | 0 | 0 | 0 | 0
F3_Commercial_College (ID)_New_Space Heating_Natural Gas_Unit Heater_E5 | F3 | Commercial | College (ID) | New | Space Heating | Natural Gas | Unit Heater | E5 | System - kBTUs of Consumption | 0 | 0 | 0 | 0 | 0 | 0 | 0 | 0 | 0 | 0 | 0 | 0 | 0 | 0 | 0 | 0 | 0 | 0 | 0 | 0 | 0 | 0 | 0 | 0 | 0 | 0 | 0
F3_Commercial_College (ID)_New_Space Heating_Natural Gas_Unit Heater_E6 | F3 | Commercial | College (ID) | New | Space Heating | Natural Gas | Unit Heater | E6 | System - kBTUs of Consumption | 0 | 0 | 0 | 0 | 0 | 0 | 0 | 0 | 0 | 0 | 0 | 0 | 0 | 0 | 0 | 0 | 0 | 0 | 0 | 0 | 0 | 0 | 0 | 0 | 0 | 0 | 0
F3_Commercial_College (ID)_New_Space Heating_Natural Gas_Unit Heater_E7 | F3 | Commercial | College (ID) | New | Space Heating | Natural Gas | Unit Heater | E7 | System - kBTUs of Consumption | 0 | 0 | 0 | 0 | 0 | 0 | 0 | 0 | 0 | 0 | 0 | 0 | 0 | 0 | 0 | 0 | 0 | 0 | 0 | 0 | 0 | 0 | 0 | 0 | 0 | 0 | 0
F3_Commercial_College (ID)_New_Space Heating_Natural Gas_Unit Heater_E8 | F3 | Commercial | College (ID) | New | Space Heating | Natural Gas | Unit Heater | E8 | System - kBTUs of Consumption | 0 | 0 | 0 | 0 | 0 | 0 | 0 | 0 | 0 | 0 | 0 | 0 | 0 | 0 | 0 | 0 | 0 | 0 | 0 | 0 | 0 | 0 | 0 | 0 | 0 | 0 | 0
F3_Commercial_College (ID)_New_Space Heating_Natural Gas_Unit Heater_E9 | F3 | Commercial | College (ID) | New | Space Heating | Natural Gas | Unit Heater | E9 | System - kBTUs of Consumption | 0 | 0 | 0 | 0 | 0 | 0 | 0 | 0 | 0 | 0 | 0 | 0 | 0 | 0 | 0 | 0 | 0 | 0 | 0 | 0 | 0 | 0 | 0 | 0 | 0 | 0 | 0
F3_Commercial_College (ID)_New_Space Heating_Natural Gas_Unit Heater_E10 | F3 | Commercial | College (ID) | New | Space Heating | Natural Gas | Unit Heater | E10 | System - kBTUs of Consumption | 0 | 0 | 0 | 0 | 0 | 0 | 0 | 0 | 0 | 0 | 0 | 0 | 0 | 0 | 0 | 0 | 0 | 0 | 0 | 0 | 0 | 0 | 0 | 0 | 0 | 0 | 0
F4_Commercial_College (ID)_New_Space Heating_Natural Gas_Unit Heater_E1 | F4 | Commercial | College (ID) | New | Space Heating | Natural Gas | Unit Heater | E1 | Utility - Cost of Equipment | 9.5119e-05 | 9.5119e-05 | 9.5119e-05 | 9.5119e-05 | 9.5119e-05 | 9.5119e-05 | 9.5119e-05 | 9.5119e-05 | 9.5119e-05 | 9.5119e-05 | 9.5119e-05 | 9.5119e-05 | 9.5119e-05 | 9.5119e-05 | 9.5119e-05 | 9.5119e-05 | 9.5119e-05 | 9.5119e-05 | 9.5119e-05 | 9.5119e-05 | 9.5119e-05 | 9.5119e-05 | 9.5119e-05 | 9.5119e-05 | 9.5119e-05 | 9.5119e-05 | 9.5119e-05
F4_Commercial_College (ID)_New_Space Heating_Natural Gas_Unit Heater_E2 | F4 | Commercial | College (ID) | New | Space Heating | Natural Gas | Unit Heater | E2 | Utility - Cost of Equipment | 0.00020861 | 0.00020861 | 0.00020861 | 0.00020861 | 0.00020861 | 0.00020861 | 0.00020861 | 0.00020861 | 0.00020861 | 0.00020861 | 0.00020861 | 0.00020861 | 0.00020861 | 0.00020861 | 0.00020861 | 0.00020861 | 0.00020861 | 0.00020861 | 0.00020861 | 0.00020861 | 0.00020861 | 0.00020861 | 0.00020861 | 0.00020861 | 0.00020861 | 0.00020861 | 0.00020861
F4_Commercial_College (ID)_New_Space Heating_Natural Gas_Unit Heater_E3 | F4 | Commercial | College (ID) | New | Space Heating | Natural Gas | Unit Heater | E3 | Utility - Cost of Equipment | 0.00013229 | 0.00013229 | 0.00013229 | 0.00013229 | 0.00013229 | 0.00013229 | 0.00013229 | 0.00013229 | 0.00013229 | 0.00013229 | 0.00013229 | 0.00013229 | 0.00013229 | 0.00013229 | 0.00013229 | 0.00013229 | 0.00013229 | 0.00013229 | 0.00013229 | 0.00013229 | 0.00013229 | 0.00013229 | 0.00013229 | 0.00013229 | 0.00013229 | 0.00013229 | 0.00013229
F4_Commercial_College (ID)_New_Space Heating_Natural Gas_Unit Heater_E4 | F4 | Commercial | College (ID) | New | Space Heating | Natural Gas | Unit Heater | E4 | Utility - Cost of Equipment | 0 | 0 | 0 | 0 | 0 | 0 | 0 | 0 | 0 | 0 | 0 | 0 | 0 | 0 | 0 | 0 | 0 | 0 | 0 | 0 | 0 | 0 | 0 | 0 | 0 | 0 | 0
F4_Commercial_College (ID)_New_Space Heating_Natural Gas_Unit Heater_E5 | F4 | Commercial | College (ID) | New | Space Heating | Natural Gas | Unit Heater | E5 | Utility - Cost of Equipment | 0 | 0 | 0 | 0 | 0 | 0 | 0 | 0 | 0 | 0 | 0 | 0 | 0 | 0 | 0 | 0 | 0 | 0 | 0 | 0 | 0 | 0 | 0 | 0 | 0 | 0 | 0
F4_Commercial_College (ID)_New_Space Heating_Natural Gas_Unit Heater_E6 | F4 | Commercial | College (ID) | New | Space Heating | Natural Gas | Unit Heater | E6 | Utility - Cost of Equipment | 0 | 0 | 0 | 0 | 0 | 0 | 0 | 0 | 0 | 0 | 0 | 0 | 0 | 0 | 0 | 0 | 0 | 0 | 0 | 0 | 0 | 0 | 0 | 0 | 0 | 0 | 0
F4_Commercial_College (ID)_New_Space Heating_Natural Gas_Unit Heater_E7 | F4 | Commercial | College (ID) | New | Space Heating | Natural Gas | Unit Heater | E7 | Utility - Cost of Equipment | 0 | 0 | 0 | 0 | 0 | 0 | 0 | 0 | 0 | 0 | 0 | 0 | 0 | 0 | 0 | 0 | 0 | 0 | 0 | 0 | 0 | 0 | 0 | 0 | 0 | 0 | 0
F4_Commercial_College (ID)_New_Space Heating_Natural Gas_Unit Heater_E8 | F4 | Commercial | College (ID) | New | Space Heating | Natural Gas | Unit Heater | E8 | Utility - Cost of Equipment | 0 | 0 | 0 | 0 | 0 | 0 | 0 | 0 | 0 | 0 | 0 | 0 | 0 | 0 | 0 | 0 | 0 | 0 | 0 | 0 | 0 | 0 | 0 | 0 | 0 | 0 | 0
F4_Commercial_College (ID)_New_Space Heating_Natural Gas_Unit Heater_E9 | F4 | Commercial | College (ID) | New | Space Heating | Natural Gas | Unit Heater | E9 | Utility - Cost of Equipment | 0 | 0 | 0 | 0 | 0 | 0 | 0 | 0 | 0 | 0 | 0 | 0 | 0 | 0 | 0 | 0 | 0 | 0 | 0 | 0 | 0 | 0 | 0 | 0 | 0 | 0 | 0
F4_Commercial_College (ID)_New_Space Heating_Natural Gas_Unit Heater_E10 | F4 | Commercial | College (ID) | New | Space Heating | Natural Gas | Unit Heater | E10 | Utility - Cost of Equipment | 0 | 0 | 0 | 0 | 0 | 0 | 0 | 0 | 0 | 0 | 0 | 0 | 0 | 0 | 0 | 0 | 0 | 0 | 0 | 0 | 0 | 0 | 0 | 0 | 0 | 0 | 0
F5_Commercial_College (ID)_New_Space Heating_Natural Gas_Unit Heater_E1 | F5 | Commercial | College (ID) | New | Space Heating | Natural Gas | Unit Heater | E1 | Utility - Cost of Operation | 0.046844 | 0.047614 | 0.048618 | 0.049726 | 0.050946 | 0.052626 | 0.054337 | 0.05615 | 0.057884 | 0.059645 | 0.061222 | 0.062676 | 0.064267 | 0.065902 | 0.067424 | 0.068924 | 0.070324 | 0.071766 | 0.073269 | 0.074811 | 0.076382 | 0.07804 | 0.079959 | 0.081656 | 0.083389 | 0.085159 | 0.086966
F5_Commercial_College (ID)_New_Space Heating_Natural Gas_Unit Heater_E2 | F5 | Commercial | College (ID) | New | Space Heating | Natural Gas | Unit Heater | E2 | Utility - Cost of Operation | 0.041664 | 0.042349 | 0.043242 | 0.044228 | 0.045312 | 0.046807 | 0.048329 | 0.049941 | 0.051483 | 0.05305 | 0.054452 | 0.055745 | 0.057161 | 0.058615 | 0.059968 | 0.061302 | 0.062547 | 0.063831 | 0.065167 | 0.066538 | 0.067936 | 0.06941 | 0.071117 | 0.072627 | 0.074168 | 0.075742 | 0.07735
F5_Commercial_College (ID)_New_Space Heating_Natural Gas_Unit Heater_E3 | F5 | Commercial | College (ID) | New | Space Heating | Natural Gas | Unit Heater | E3 | Utility - Cost of Operation | 0.039313 | 0.039885 | 0.040695 | 0.04162 | 0.042668 | 0.044194 | 0.045752 | 0.047405 | 0.048961 | 0.050539 | 0.05192 | 0.053167 | 0.054553 | 0.055989 | 0.057304 | 0.058592 | 0.05977 | 0.060987 | 0.062261 | 0.063568 | 0.0649 | 0.066315 | 0.067994 | 0.069437 | 0.070911 | 0.072416 | 0.073953
F5_Commercial_College (ID)_New_Space Heating_Natural Gas_Unit Heater_E4 | F5 | Commercial | College (ID) | New | Space Heating | Natural Gas | Unit Heater | E4 | Utility - Cost of Operation | 0 | 0 | 0 | 0 | 0 | 0 | 0 | 0 | 0 | 0 | 0 | 0 | 0 | 0 | 0 | 0 | 0 | 0 | 0 | 0 | 0 | 0 | 0 | 0 | 0 | 0 | 0
F5_Commercial_College (ID)_New_Space Heating_Natural Gas_Unit Heater_E5 | F5 | Commercial | College (ID) | New | Space Heating | Natural Gas | Unit Heater | E5 | Utility - Cost of Operation | 0 | 0 | 0 | 0 | 0 | 0 | 0 | 0 | 0 | 0 | 0 | 0 | 0 | 0 | 0 | 0 | 0 | 0 | 0 | 0 | 0 | 0 | 0 | 0 | 0 | 0 | 0
F5_Commercial_College (ID)_New_Space Heating_Natural Gas_Unit Heater_E6 | F5 | Commercial | College (ID) | New | Space Heating | Natural Gas | Unit Heater | E6 | Utility - Cost of Operation | 0 | 0 | 0 | 0 | 0 | 0 | 0 | 0 | 0 | 0 | 0 | 0 | 0 | 0 | 0 | 0 | 0 | 0 | 0 | 0 | 0 | 0 | 0 | 0 | 0 | 0 | 0
F5_Commercial_College (ID)_New_Space Heating_Natural Gas_Unit Heater_E7 | F5 | Commercial | College (ID) | New | Space Heating | Natural Gas | Unit Heater | E7 | Utility - Cost of Operation | 0 | 0 | 0 | 0 | 0 | 0 | 0 | 0 | 0 | 0 | 0 | 0 | 0 | 0 | 0 | 0 | 0 | 0 | 0 | 0 | 0 | 0 | 0 | 0 | 0 | 0 | 0
F5_Commercial_College (ID)_New_Space Heating_Natural Gas_Unit Heater_E8 | F5 | Commercial | College (ID) | New | Space Heating | Natural Gas | Unit Heater | E8 | Utility - Cost of Operation | 0 | 0 | 0 | 0 | 0 | 0 | 0 | 0 | 0 | 0 | 0 | 0 | 0 | 0 | 0 | 0 | 0 | 0 | 0 | 0 | 0 | 0 | 0 | 0 | 0 | 0 | 0
F5_Commercial_College (ID)_New_Space Heating_Natural Gas_Unit Heater_E9 | F5 | Commercial | College (ID) | New | Space Heating | Natural Gas | Unit Heater | E9 | Utility - Cost of Operation | 0 | 0 | 0 | 0 | 0 | 0 | 0 | 0 | 0 | 0 | 0 | 0 | 0 | 0 | 0 | 0 | 0 | 0 | 0 | 0 | 0 | 0 | 0 | 0 | 0 | 0 | 0
F5_Commercial_College (ID)_New_Space Heating_Natural Gas_Unit Heater_E10 | F5 | Commercial | College (ID) | New | Space Heating | Natural Gas | Unit Heater | E10 | Utility - Cost of Operation | 0 | 0 | 0 | 0 | 0 | 0 | 0 | 0 | 0 | 0 | 0 | 0 | 0 | 0 | 0 | 0 | 0 | 0 | 0 | 0 | 0 | 0 | 0 | 0 | 0 | 0 | 0
F6_Commercial_College (ID)_New_Space Heating_Natural Gas_Unit Heater_E1 | F6 | Commercial | College (ID) | New | Space Heating | Natural Gas | Unit Heater | E1 | Utility - Value of Sales | 0.053998 | 0.054567 | 0.055381 | 0.056278 | 0.057266 | 0.05876 | 0.060239 | 0.061794 | 0.063205 | 0.064595 | 0.066161 | 0.067578 | 0.069131 | 0.070716 | 0.07216 | 0.073561 | 0.074833 | 0.076131 | 0.077473 | 0.078834 | 0.080201 | 0.081942 | 0.083957 | 0.085739 | 0.087558 | 0.089417 | 0.091315
F6_Commercial_College (ID)_New_Space Heating_Natural Gas_Unit Heater_E2 | F6 | Commercial | College (ID) | New | Space Heating | Natural Gas | Unit Heater | E2 | Utility - Value of Sales | 0.048027 | 0.048533 | 0.049257 | 0.050055 | 0.050934 | 0.052263 | 0.053578 | 0.054961 | 0.056216 | 0.057453 | 0.058845 | 0.060105 | 0.061487 | 0.062896 | 0.06418 | 0.065427 | 0.066558 | 0.067713 | 0.068906 | 0.070116 | 0.071332 | 0.072881 | 0.074673 | 0.076258 | 0.077876 | 0.079529 | 0.081217
F6_Commercial_College (ID)_New_Space Heating_Natural Gas_Unit Heater_E3 | F6 | Commercial | College (ID) | New | Space Heating | Natural Gas | Unit Heater | E3 | Utility - Value of Sales | 0.045888 | 0.04627 | 0.046904 | 0.047638 | 0.048478 | 0.049847 | 0.051205 | 0.052625 | 0.053871 | 0.05508 | 0.056451 | 0.057647 | 0.058981 | 0.060353 | 0.061575 | 0.062748 | 0.063782 | 0.064837 | 0.065931 | 0.067038 | 0.068145 | 0.069631 | 0.071393 | 0.072909 | 0.074456 | 0.076037 | 0.07765
F6_Commercial_College (ID)_New_Space Heating_Natural Gas_Unit Heater_E4 | F6 | Commercial | College (ID) | New | Space Heating | Natural Gas | Unit Heater | E4 | Utility - Value of Sales | 0 | 0 | 0 | 0 | 0 | 0 | 0 | 0 | 0 | 0 | 0 | 0 | 0 | 0 | 0 | 0 | 0 | 0 | 0 | 0 | 0 | 0 | 0 | 0 | 0 | 0 | 0
F6_Commercial_College (ID)_New_Space Heating_Natural Gas_Unit Heater_E5 | F6 | Commercial | College (ID) | New | Space Heating | Natural Gas | Unit Heater | E5 | Utility - Value of Sales | 0 | 0 | 0 | 0 | 0 | 0 | 0 | 0 | 0 | 0 | 0 | 0 | 0 | 0 | 0 | 0 | 0 | 0 | 0 | 0 | 0 | 0 | 0 | 0 | 0 | 0 | 0
F6_Commercial_College (ID)_New_Space Heating_Natural Gas_Unit Heater_E6 | F6 | Commercial | College (ID) | New | Space Heating | Natural Gas | Unit Heater | E6 | Utility - Value of Sales | 0 | 0 | 0 | 0 | 0 | 0 | 0 | 0 | 0 | 0 | 0 | 0 | 0 | 0 | 0 | 0 | 0 | 0 | 0 | 0 | 0 | 0 | 0 | 0 | 0 | 0 | 0
F6_Commercial_College (ID)_New_Space Heating_Natural Gas_Unit Heater_E7 | F6 | Commercial | College (ID) | New | Space Heating | Natural Gas | Unit Heater | E7 | Utility - Value of Sales | 0 | 0 | 0 | 0 | 0 | 0 | 0 | 0 | 0 | 0 | 0 | 0 | 0 | 0 | 0 | 0 | 0 | 0 | 0 | 0 | 0 | 0 | 0 | 0 | 0 | 0 | 0
F6_Commercial_College (ID)_New_Space Heating_Natural Gas_Unit Heater_E8 | F6 | Commercial | College (ID) | New | Space Heating | Natural Gas | Unit Heater | E8 | Utility - Value of Sales | 0 | 0 | 0 | 0 | 0 | 0 | 0 | 0 | 0 | 0 | 0 | 0 | 0 | 0 | 0 | 0 | 0 | 0 | 0 | 0 | 0 | 0 | 0 | 0 | 0 | 0 | 0
F6_Commercial_College (ID)_New_Space Heating_Natural Gas_Unit Heater_E9 | F6 | Commercial | College (ID) | New | Space Heating | Natural Gas | Unit Heater | E9 | Utility - Value of Sales | 0 | 0 | 0 | 0 | 0 | 0 | 0 | 0 | 0 | 0 | 0 | 0 | 0 | 0 | 0 | 0 | 0 | 0 | 0 | 0 | 0 | 0 | 0 | 0 | 0 | 0 | 0
F6_Commercial_College (ID)_New_Space Heating_Natural Gas_Unit Heater_E10 | F6 | Commercial | College (ID) | New | Space Heating | Natural Gas | Unit Heater | E10 | Utility - Value of Sales | 0 | 0 | 0 | 0 | 0 | 0 | 0 | 0 | 0 | 0 | 0 | 0 | 0 | 0 | 0 | 0 | 0 | 0 | 0 | 0 | 0 | 0 | 0 | 0 | 0 | 0 | 0
F1_Commercial_College (ID)_New_Water Heating_Natural Gas_Water Heater_E1 | F1 | Commercial | College (ID) | New | Water Heating | Natural Gas | Water Heater | E1 | RVT - Cost of Equipment | 0.013448 | 0.013448 | 0.013448 | 0.013448 | 0.013448 | 0.013448 | 0.013448 | 0.013448 | 0.013448 | 0.013448 | 0.013448 | 0.013448 | 0.013448 | 0.013448 | 0.013448 | 0.013448 | 0.013448 | 0.013448 | 0.013448 | 0.013448 | 0.013448 | 0.013448 | 0.013448 | 0.013448 | 0.013448 | 0.013448 | 0.013448
F1_Commercial_College (ID)_New_Water Heating_Natural Gas_Water Heater_E2 | F1 | Commercial | College (ID) | New | Water Heating | Natural Gas | Water Heater | E2 | RVT - Cost of Equipment | 0.016138 | 0.016138 | 0.016138 | 0.016138 | 0.016138 | 0.016138 | 0.016138 | 0.016138 | 0.016138 | 0.016138 | 0.016138 | 0.016138 | 0.016138 | 0.016138 | 0.016138 | 0.016138 | 0.016138 | 0.016138 | 0.016138 | 0.016138 | 0.016138 | 0.016138 | 0.016138 | 0.016138 | 0.016138 | 0.016138 | 0.016138
F1_Commercial_College (ID)_New_Water Heating_Natural Gas_Water Heater_E3 | F1 | Commercial | College (ID) | New | Water Heating | Natural Gas | Water Heater | E3 | RVT - Cost of Equipment | 0.019838 | 0.019838 | 0.019838 | 0.019838 | 0.019838 | 0.019838 | 0.019838 | 0.019838 | 0.019838 | 0.019838 | 0.019838 | 0.019838 | 0.019838 | 0.019838 | 0.019838 | 0.019838 | 0.019838 | 0.019838 | 0.019838 | 0.019838 | 0.019838 | 0.019838 | 0.019838 | 0.019838 | 0.019838 | 0.019838 | 0.019838
F1_Commercial_College (ID)_New_Water Heating_Natural Gas_Water Heater_E4 | F1 | Commercial | College (ID) | New | Water Heating | Natural Gas | Water Heater | E4 | RVT - Cost of Equipment | 0.019995 | 0.019995 | 0.019995 | 0.019995 | 0.019995 | 0.019995 | 0.019995 | 0.019995 | 0.019995 | 0.019995 | 0.019995 | 0.019995 | 0.019995 | 0.019995 | 0.019995 | 0.019995 | 0.019995 | 0.019995 | 0.019995 | 0.019995 | 0.019995 | 0.019995 | 0.019995 | 0.019995 | 0.019995 | 0.019995 | 0.019995
F1_Commercial_College (ID)_New_Water Heating_Natural Gas_Water Heater_E5 | F1 | Commercial | College (ID) | New | Water Heating | Natural Gas | Water Heater | E5 | RVT - Cost of Equipment | 0.043161 | 0.043161 | 0.043161 | 0.043161 | 0.043161 | 0.043161 | 0.043161 | 0.043161 | 0.043161 | 0.043161 | 0.043161 | 0.043161 | 0.043161 | 0.043161 | 0.043161 | 0.043161 | 0.043161 | 0.043161 | 0.043161 | 0.043161 | 0.043161 | 0.043161 | 0.043161 | 0.043161 | 0.043161 | 0.043161 | 0.043161
F1_Commercial_College (ID)_New_Water Heating_Natural Gas_Water Heater_E6 | F1 | Commercial | College (ID) | New | Water Heating | Natural Gas | Water Heater | E6 | RVT - Cost of Equipment | 0 | 0 | 0 | 0 | 0 | 0 | 0 | 0 | 0 | 0 | 0 | 0 | 0 | 0 | 0 | 0 | 0 | 0 | 0 | 0 | 0 | 0 | 0 | 0 | 0 | 0 | 0
F1_Commercial_College (ID)_New_Water Heating_Natural Gas_Water Heater_E7 | F1 | Commercial | College (ID) | New | Water Heating | Natural Gas | Water Heater | E7 | RVT - Cost of Equipment | 0 | 0 | 0 | 0 | 0 | 0 | 0 | 0 | 0 | 0 | 0 | 0 | 0 | 0 | 0 | 0 | 0 | 0 | 0 | 0 | 0 | 0 | 0 | 0 | 0 | 0 | 0
F1_Commercial_College (ID)_New_Water Heating_Natural Gas_Water Heater_E8 | F1 | Commercial | College (ID) | New | Water Heating | Natural Gas | Water Heater | E8 | RVT - Cost of Equipment | 0 | 0 | 0 | 0 | 0 | 0 | 0 | 0 | 0 | 0 | 0 | 0 | 0 | 0 | 0 | 0 | 0 | 0 | 0 | 0 | 0 | 0 | 0 | 0 | 0 | 0 | 0
F1_Commercial_College (ID)_New_Water Heating_Natural Gas_Water Heater_E9 | F1 | Commercial | College (ID) | New | Water Heating | Natural Gas | Water Heater | E9 | RVT - Cost of Equipment | 0 | 0 | 0 | 0 | 0 | 0 | 0 | 0 | 0 | 0 | 0 | 0 | 0 | 0 | 0 | 0 | 0 | 0 | 0 | 0 | 0 | 0 | 0 | 0 | 0 | 0 | 0
F1_Commercial_College (ID)_New_Water Heating_Natural Gas_Water Heater_E10 | F1 | Commercial | College (ID) | New | Water Heating | Natural Gas | Water Heater | E10 | RVT - Cost of Equipment | 0 | 0 | 0 | 0 | 0 | 0 | 0 | 0 | 0 | 0 | 0 | 0 | 0 | 0 | 0 | 0 | 0 | 0 | 0 | 0 | 0 | 0 | 0 | 0 | 0 | 0 | 0
F2_Commercial_College (ID)_New_Water Heating_Natural Gas_Water Heater_E1 | F2 | Commercial | College (ID) | New | Water Heating | Natural Gas | Water Heater | E1 | RVT - Cost of Operation | 0.072052 | 0.0735 | 0.07513 | 0.076961 | 0.079002 | 0.081469 | 0.083917 | 0.086232 | 0.088331 | 0.090375 | 0.092492 | 0.094433 | 0.096506 | 0.098515 | 0.10028 | 0.10191 | 0.10332 | 0.10469 | 0.10614 | 0.10751 | 0.10889 | 0.11081 | 0.11276 | 0.11476 | 0.1168 | 0.11887 | 0.12099
F2_Commercial_College (ID)_New_Water Heating_Natural Gas_Water Heater_E2 | F2 | Commercial | College (ID) | New | Water Heating | Natural Gas | Water Heater | E2 | RVT - Cost of Operation | 0.064046 | 0.065334 | 0.066783 | 0.06841 | 0.070224 | 0.072417 | 0.074593 | 0.07665 | 0.078516 | 0.080333 | 0.082215 | 0.08394 | 0.085783 | 0.087569 | 0.089139 | 0.090583 | 0.091843 | 0.09306 | 0.094344 | 0.095563 | 0.09679 | 0.098499 | 0.10023 | 0.10201 | 0.10382 | 0.10567 | 0.10754
F2_Commercial_College (ID)_New_Water Heating_Natural Gas_Water Heater_E3 | F2 | Commercial | College (ID) | New | Water Heating | Natural Gas | Water Heater | E3 | RVT - Cost of Operation | 0.061321 | 0.062554 | 0.063941 | 0.065499 | 0.067235 | 0.069335 | 0.071419 | 0.073389 | 0.075175 | 0.076915 | 0.078717 | 0.080369 | 0.082133 | 0.083843 | 0.085346 | 0.086728 | 0.087935 | 0.0891 | 0.09033 | 0.091497 | 0.092671 | 0.094308 | 0.095964 | 0.097669 | 0.099404 | 0.10117 | 0.10297
F2_Commercial_College (ID)_New_Water Heating_Natural Gas_Water Heater_E4 | F2 | Commercial | College (ID) | New | Water Heating | Natural Gas | Water Heater | E4 | RVT - Cost of Operation | 0.064288 | 0.065581 | 0.066992 | 0.068526 | 0.070195 | 0.072162 | 0.074106 | 0.075965 | 0.077681 | 0.079372 | 0.081137 | 0.082795 | 0.084553 | 0.08627 | 0.087815 | 0.08926 | 0.090559 | 0.091828 | 0.093156 | 0.094435 | 0.095726 | 0.097419 | 0.099133 | 0.10089 | 0.10269 | 0.10451 | 0.10637
F2_Commercial_College (ID)_New_Water Heating_Natural Gas_Water Heater_E5 | F2 | Commercial | College (ID) | New | Water Heating | Natural Gas | Water Heater | E5 | RVT - Cost of Operation | 0.037801 | 0.038543 | 0.039404 | 0.040401 | 0.041539 | 0.042927 | 0.044304 | 0.045597 | 0.046758 | 0.047881 | 0.049038 | 0.050083 | 0.051203 | 0.052284 | 0.053222 | 0.054076 | 0.054809 | 0.055511 | 0.056256 | 0.056956 | 0.05766 | 0.058678 | 0.059707 | 0.060767 | 0.061847 | 0.062946 | 0.064064
F2_Commercial_College (ID)_New_Water Heating_Natural Gas_Water Heater_E6 | F2 | Commercial | College (ID) | New | Water Heating | Natural Gas | Water Heater | E6 | RVT - Cost of Operation | 0 | 0 | 0 | 0 | 0 | 0 | 0 | 0 | 0 | 0 | 0 | 0 | 0 | 0 | 0 | 0 | 0 | 0 | 0 | 0 | 0 | 0 | 0 | 0 | 0 | 0 | 0
F2_Commercial_College (ID)_New_Water Heating_Natural Gas_Water Heater_E7 | F2 | Commercial | College (ID) | New | Water Heating | Natural Gas | Water Heater | E7 | RVT - Cost of Operation | 0 | 0 | 0 | 0 | 0 | 0 | 0 | 0 | 0 | 0 | 0 | 0 | 0 | 0 | 0 | 0 | 0 | 0 | 0 | 0 | 0 | 0 | 0 | 0 | 0 | 0 | 0
F2_Commercial_College (ID)_New_Water Heating_Natural Gas_Water Heater_E8 | F2 | Commercial | College (ID) | New | Water Heating | Natural Gas | Water Heater | E8 | RVT - Cost of Operation | 0 | 0 | 0 | 0 | 0 | 0 | 0 | 0 | 0 | 0 | 0 | 0 | 0 | 0 | 0 | 0 | 0 | 0 | 0 | 0 | 0 | 0 | 0 | 0 | 0 | 0 | 0
F2_Commercial_College (ID)_New_Water Heating_Natural Gas_Water Heater_E9 | F2 | Commercial | College (ID) | New | Water Heating | Natural Gas | Water Heater | E9 | RVT - Cost of Operation | 0 | 0 | 0 | 0 | 0 | 0 | 0 | 0 | 0 | 0 | 0 | 0 | 0 | 0 | 0 | 0 | 0 | 0 | 0 | 0 | 0 | 0 | 0 | 0 | 0 | 0 | 0
F2_Commercial_College (ID)_New_Water Heating_Natural Gas_Water Heater_E10 | F2 | Commercial | College (ID) | New | Water Heating | Natural Gas | Water Heater | E10 | RVT - Cost of Operation | 0 | 0 | 0 | 0 | 0 | 0 | 0 | 0 | 0 | 0 | 0 | 0 | 0 | 0 | 0 | 0 | 0 | 0 | 0 | 0 | 0 | 0 | 0 | 0 | 0 | 0 | 0
F3_Commercial_College (ID)_New_Water Heating_Natural Gas_Water Heater_E1 | F3 | Commercial | College (ID) | New | Water Heating | Natural Gas | Water Heater | E1 | System - kBTUs of Consumption | 16.6703 | 16.6703 | 16.6703 | 16.6703 | 16.6703 | 16.6703 | 16.6703 | 16.6703 | 16.6703 | 16.6703 | 16.6703 | 16.6703 | 16.6703 | 16.6703 | 16.6703 | 16.6703 | 16.6703 | 16.6703 | 16.6703 | 16.6703 | 16.6703 | 16.6703 | 16.6703 | 16.6703 | 16.6703 | 16.6703 | 16.6703
F3_Commercial_College (ID)_New_Water Heating_Natural Gas_Water Heater_E2 | F3 | Commercial | College (ID) | New | Water Heating | Natural Gas | Water Heater | E2 | System - kBTUs of Consumption | 14.818 | 14.818 | 14.818 | 14.818 | 14.818 | 14.818 | 14.818 | 14.818 | 14.818 | 14.818 | 14.818 | 14.818 | 14.818 | 14.818 | 14.818 | 14.818 | 14.818 | 14.818 | 14.818 | 14.818 | 14.818 | 14.818 | 14.818 | 14.818 | 14.818 | 14.818 | 14.818
F3_Commercial_College (ID)_New_Water Heating_Natural Gas_Water Heater_E3 | F3 | Commercial | College (ID) | New | Water Heating | Natural Gas | Water Heater | E3 | System - kBTUs of Consumption | 14.1875 | 14.1875 | 14.1875 | 14.1875 | 14.1875 | 14.1875 | 14.1875 | 14.1875 | 14.1875 | 14.1875 | 14.1875 | 14.1875 | 14.1875 | 14.1875 | 14.1875 | 14.1875 | 14.1875 | 14.1875 | 14.1875 | 14.1875 | 14.1875 | 14.1875 | 14.1875 | 14.1875 | 14.1875 | 14.1875 | 14.1875
F3_Commercial_College (ID)_New_Water Heating_Natural Gas_Water Heater_E4 | F3 | Commercial | College (ID) | New | Water Heating | Natural Gas | Water Heater | E4 | System - kBTUs of Consumption | 14.1724 | 14.1724 | 14.1724 | 14.1724 | 14.1724 | 14.1724 | 14.1724 | 14.1724 | 14.1724 | 14.1724 | 14.1724 | 14.1724 | 14.1724 | 14.1724 | 14.1724 | 14.1724 | 14.1724 | 14.1724 | 14.1724 | 14.1724 | 14.1724 | 14.1724 | 14.1724 | 14.1724 | 14.1724 | 14.1724 | 14.1724
F3_Commercial_College (ID)_New_Water Heating_Natural Gas_Water Heater_E5 | F3 | Commercial | College (ID) | New | Water Heating | Natural Gas | Water Heater | E5 | System - kBTUs of Consumption | 8.8908 | 8.8908 | 8.8908 | 8.8908 | 8.8908 | 8.8908 | 8.8908 | 8.8908 | 8.8908 | 8.8908 | 8.8908 | 8.8908 | 8.8908 | 8.8908 | 8.8908 | 8.8908 | 8.8908 | 8.8908 | 8.8908 | 8.8908 | 8.8908 | 8.8908 | 8.8908 | 8.8908 | 8.8908 | 8.8908 | 8.8908
F3_Commercial_College (ID)_New_Water Heating_Natural Gas_Water Heater_E6 | F3 | Commercial | College (ID) | New | Water Heating | Natural Gas | Water Heater | E6 | System - kBTUs of Consumption | 0 | 0 | 0 | 0 | 0 | 0 | 0 | 0 | 0 | 0 | 0 | 0 | 0 | 0 | 0 | 0 | 0 | 0 | 0 | 0 | 0 | 0 | 0 | 0 | 0 | 0 | 0
F3_Commercial_College (ID)_New_Water Heating_Natural Gas_Water Heater_E7 | F3 | Commercial | College (ID) | New | Water Heating | Natural Gas | Water Heater | E7 | System - kBTUs of Consumption | 0 | 0 | 0 | 0 | 0 | 0 | 0 | 0 | 0 | 0 | 0 | 0 | 0 | 0 | 0 | 0 | 0 | 0 | 0 | 0 | 0 | 0 | 0 | 0 | 0 | 0 | 0
F3_Commercial_College (ID)_New_Water Heating_Natural Gas_Water Heater_E8 | F3 | Commercial | College (ID) | New | Water Heating | Natural Gas | Water Heater | E8 | System - kBTUs of Consumption | 0 | 0 | 0 | 0 | 0 | 0 | 0 | 0 | 0 | 0 | 0 | 0 | 0 | 0 | 0 | 0 | 0 | 0 | 0 | 0 | 0 | 0 | 0 | 0 | 0 | 0 | 0
F3_Commercial_College (ID)_New_Water Heating_Natural Gas_Water Heater_E9 | F3 | Commercial | College (ID) | New | Water Heating | Natural Gas | Water Heater | E9 | System - kBTUs of Consumption | 0 | 0 | 0 | 0 | 0 | 0 | 0 | 0 | 0 | 0 | 0 | 0 | 0 | 0 | 0 | 0 | 0 | 0 | 0 | 0 | 0 | 0 | 0 | 0 | 0 | 0 | 0
F3_Commercial_College (ID)_New_Water Heating_Natural Gas_Water Heater_E10 | F3 | Commercial | College (ID) | New | Water Heating | Natural Gas | Water Heater | E10 | System - kBTUs of Consumption | 0 | 0 | 0 | 0 | 0 | 0 | 0 | 0 | 0 | 0 | 0 | 0 | 0 | 0 | 0 | 0 | 0 | 0 | 0 | 0 | 0 | 0 | 0 | 0 | 0 | 0 | 0
F4_Commercial_College (ID)_New_Water Heating_Natural Gas_Water Heater_E1 | F4 | Commercial | College (ID) | New | Water Heating | Natural Gas | Water Heater | E1 | Utility - Cost of Equipment | 0.013448 | 0.013448 | 0.013448 | 0.013448 | 0.013448 | 0.013448 | 0.013448 | 0.013448 | 0.013448 | 0.013448 | 0.013448 | 0.013448 | 0.013448 | 0.013448 | 0.013448 | 0.013448 | 0.013448 | 0.013448 | 0.013448 | 0.013448 | 0.013448 | 0.013448 | 0.013448 | 0.013448 | 0.013448 | 0.013448 | 0.013448
F4_Commercial_College (ID)_New_Water Heating_Natural Gas_Water Heater_E2 | F4 | Commercial | College (ID) | New | Water Heating | Natural Gas | Water Heater | E2 | Utility - Cost of Equipment | 0.016138 | 0.016138 | 0.016138 | 0.016138 | 0.016138 | 0.016138 | 0.016138 | 0.016138 | 0.016138 | 0.016138 | 0.016138 | 0.016138 | 0.016138 | 0.016138 | 0.016138 | 0.016138 | 0.016138 | 0.016138 | 0.016138 | 0.016138 | 0.016138 | 0.016138 | 0.016138 | 0.016138 | 0.016138 | 0.016138 | 0.016138
F4_Commercial_College (ID)_New_Water Heating_Natural Gas_Water Heater_E3 | F4 | Commercial | College (ID) | New | Water Heating | Natural Gas | Water Heater | E3 | Utility - Cost of Equipment | 0.019838 | 0.019838 | 0.019838 | 0.019838 | 0.019838 | 0.019838 | 0.019838 | 0.019838 | 0.019838 | 0.019838 | 0.019838 | 0.019838 | 0.019838 | 0.019838 | 0.019838 | 0.019838 | 0.019838 | 0.019838 | 0.019838 | 0.019838 | 0.019838 | 0.019838 | 0.019838 | 0.019838 | 0.019838 | 0.019838 | 0.019838
F4_Commercial_College (ID)_New_Water Heating_Natural Gas_Water Heater_E4 | F4 | Commercial | College (ID) | New | Water Heating | Natural Gas | Water Heater | E4 | Utility - Cost of Equipment | 0.019995 | 0.019995 | 0.019995 | 0.019995 | 0.019995 | 0.019995 | 0.019995 | 0.019995 | 0.019995 | 0.019995 | 0.019995 | 0.019995 | 0.019995 | 0.019995 | 0.019995 | 0.019995 | 0.019995 | 0.019995 | 0.019995 | 0.019995 | 0.019995 | 0.019995 | 0.019995 | 0.019995 | 0.019995 | 0.019995 | 0.019995
F4_Commercial_College (ID)_New_Water Heating_Natural Gas_Water Heater_E5 | F4 | Commercial | College (ID) | New | Water Heating | Natural Gas | Water Heater | E5 | Utility - Cost of Equipment | 0.043161 | 0.043161 | 0.043161 | 0.043161 | 0.043161 | 0.043161 | 0.043161 | 0.043161 | 0.043161 | 0.043161 | 0.043161 | 0.043161 | 0.043161 | 0.043161 | 0.043161 | 0.043161 | 0.043161 | 0.043161 | 0.043161 | 0.043161 | 0.043161 | 0.043161 | 0.043161 | 0.043161 | 0.043161 | 0.043161 | 0.043161
F4_Commercial_College (ID)_New_Water Heating_Natural Gas_Water Heater_E6 | F4 | Commercial | College (ID) | New | Water Heating | Natural Gas | Water Heater | E6 | Utility - Cost of Equipment | 0 | 0 | 0 | 0 | 0 | 0 | 0 | 0 | 0 | 0 | 0 | 0 | 0 | 0 | 0 | 0 | 0 | 0 | 0 | 0 | 0 | 0 | 0 | 0 | 0 | 0 | 0
F4_Commercial_College (ID)_New_Water Heating_Natural Gas_Water Heater_E7 | F4 | Commercial | College (ID) | New | Water Heating | Natural Gas | Water Heater | E7 | Utility - Cost of Equipment | 0 | 0 | 0 | 0 | 0 | 0 | 0 | 0 | 0 | 0 | 0 | 0 | 0 | 0 | 0 | 0 | 0 | 0 | 0 | 0 | 0 | 0 | 0 | 0 | 0 | 0 | 0
F4_Commercial_College (ID)_New_Water Heating_Natural Gas_Water Heater_E8 | F4 | Commercial | College (ID) | New | Water Heating | Natural Gas | Water Heater | E8 | Utility - Cost of Equipment | 0 | 0 | 0 | 0 | 0 | 0 | 0 | 0 | 0 | 0 | 0 | 0 | 0 | 0 | 0 | 0 | 0 | 0 | 0 | 0 | 0 | 0 | 0 | 0 | 0 | 0 | 0
F4_Commercial_College (ID)_New_Water Heating_Natural Gas_Water Heater_E9 | F4 | Commercial | College (ID) | New | Water Heating | Natural Gas | Water Heater | E9 | Utility - Cost of Equipment | 0 | 0 | 0 | 0 | 0 | 0 | 0 | 0 | 0 | 0 | 0 | 0 | 0 | 0 | 0 | 0 | 0 | 0 | 0 | 0 | 0 | 0 | 0 | 0 | 0 | 0 | 0
F4_Commercial_College (ID)_New_Water Heating_Natural Gas_Water Heater_E10 | F4 | Commercial | College (ID) | New | Water Heating | Natural Gas | Water Heater | E10 | Utility - Cost of Equipment | 0 | 0 | 0 | 0 | 0 | 0 | 0 | 0 | 0 | 0 | 0 | 0 | 0 | 0 | 0 | 0 | 0 | 0 | 0 | 0 | 0 | 0 | 0 | 0 | 0 | 0 | 0
F5_Commercial_College (ID)_New_Water Heating_Natural Gas_Water Heater_E1 | F5 | Commercial | College (ID) | New | Water Heating | Natural Gas | Water Heater | E1 | Utility - Cost of Operation | 0.061808 | 0.063431 | 0.065253 | 0.067294 | 0.069567 | 0.072256 | 0.074994 | 0.077691 | 0.080286 | 0.082918 | 0.085061 | 0.087083 | 0.089246 | 0.091374 | 0.093306 | 0.095134 | 0.096803 | 0.098458 | 0.10021 | 0.10194 | 0.1037 | 0.10553 | 0.10739 | 0.1093 | 0.11124 | 0.11321 | 0.11523
F5_Commercial_College (ID)_New_Water Heating_Natural Gas_Water Heater_E2 | F5 | Commercial | College (ID) | New | Water Heating | Natural Gas | Water Heater | E2 | Utility - Cost of Operation | 0.05494 | 0.056383 | 0.058003 | 0.059817 | 0.061837 | 0.064227 | 0.066661 | 0.069059 | 0.071365 | 0.073705 | 0.07561 | 0.077407 | 0.07933 | 0.081222 | 0.082939 | 0.084564 | 0.086047 | 0.087518 | 0.089078 | 0.090609 | 0.092181 | 0.093809 | 0.095456 | 0.097152 | 0.098878 | 0.10063 | 0.10242
F5_Commercial_College (ID)_New_Water Heating_Natural Gas_Water Heater_E3 | F5 | Commercial | College (ID) | New | Water Heating | Natural Gas | Water Heater | E3 | Utility - Cost of Operation | 0.052602 | 0.053984 | 0.055535 | 0.057272 | 0.059206 | 0.061494 | 0.063825 | 0.06612 | 0.068328 | 0.070569 | 0.072392 | 0.074113 | 0.075954 | 0.077765 | 0.079409 | 0.080965 | 0.082385 | 0.083794 | 0.085288 | 0.086754 | 0.088258 | 0.089817 | 0.091394 | 0.093018 | 0.09467 | 0.096352 | 0.098064
F5_Commercial_College (ID)_New_Water Heating_Natural Gas_Water Heater_E4 | F5 | Commercial | College (ID) | New | Water Heating | Natural Gas | Water Heater | E4 | Utility - Cost of Operation | 0.055855 | 0.057297 | 0.058874 | 0.060595 | 0.062471 | 0.064643 | 0.066848 | 0.069027 | 0.071136 | 0.073276 | 0.075064 | 0.076769 | 0.078582 | 0.080374 | 0.082027 | 0.083609 | 0.085079 | 0.086543 | 0.088085 | 0.089607 | 0.091168 | 0.09278 | 0.094412 | 0.096089 | 0.097796 | 0.099534 | 0.1013
F5_Commercial_College (ID)_New_Water Heating_Natural Gas_Water Heater_E5 | F5 | Commercial | College (ID) | New | Water Heating | Natural Gas | Water Heater | E5 | Utility - Cost of Operation | 0.032216 | 0.033063 | 0.03403 | 0.035132 | 0.036377 | 0.037868 | 0.039389 | 0.040885 | 0.042319 | 0.043774 | 0.044943 | 0.046039 | 0.047215 | 0.04837 | 0.049408 | 0.050385 | 0.051268 | 0.052141 | 0.053071 | 0.05398 | 0.054914 | 0.055883 | 0.056863 | 0.057874 | 0.058902 | 0.059948 | 0.061013
F5_Commercial_College (ID)_New_Water Heating_Natural Gas_Water Heater_E6 | F5 | Commercial | College (ID) | New | Water Heating | Natural Gas | Water Heater | E6 | Utility - Cost of Operation | 0 | 0 | 0 | 0 | 0 | 0 | 0 | 0 | 0 | 0 | 0 | 0 | 0 | 0 | 0 | 0 | 0 | 0 | 0 | 0 | 0 | 0 | 0 | 0 | 0 | 0 | 0
F5_Commercial_College (ID)_New_Water Heating_Natural Gas_Water Heater_E7 | F5 | Commercial | College (ID) | New | Water Heating | Natural Gas | Water Heater | E7 | Utility - Cost of Operation | 0 | 0 | 0 | 0 | 0 | 0 | 0 | 0 | 0 | 0 | 0 | 0 | 0 | 0 | 0 | 0 | 0 | 0 | 0 | 0 | 0 | 0 | 0 | 0 | 0 | 0 | 0
F5_Commercial_College (ID)_New_Water Heating_Natural Gas_Water Heater_E8 | F5 | Commercial | College (ID) | New | Water Heating | Natural Gas | Water Heater | E8 | Utility - Cost of Operation | 0 | 0 | 0 | 0 | 0 | 0 | 0 | 0 | 0 | 0 | 0 | 0 | 0 | 0 | 0 | 0 | 0 | 0 | 0 | 0 | 0 | 0 | 0 | 0 | 0 | 0 | 0
F5_Commercial_College (ID)_New_Water Heating_Natural Gas_Water Heater_E9 | F5 | Commercial | College (ID) | New | Water Heating | Natural Gas | Water Heater | E9 | Utility - Cost of Operation | 0 | 0 | 0 | 0 | 0 | 0 | 0 | 0 | 0 | 0 | 0 | 0 | 0 | 0 | 0 | 0 | 0 | 0 | 0 | 0 | 0 | 0 | 0 | 0 | 0 | 0 | 0
F5_Commercial_College (ID)_New_Water Heating_Natural Gas_Water Heater_E10 | F5 | Commercial | College (ID) | New | Water Heating | Natural Gas | Water Heater | E10 | Utility - Cost of Operation | 0 | 0 | 0 | 0 | 0 | 0 | 0 | 0 | 0 | 0 | 0 | 0 | 0 | 0 | 0 | 0 | 0 | 0 | 0 | 0 | 0 | 0 | 0 | 0 | 0 | 0 | 0
F6_Commercial_College (ID)_New_Water Heating_Natural Gas_Water Heater_E1 | F6 | Commercial | College (ID) | New | Water Heating | Natural Gas | Water Heater | E1 | Utility - Value of Sales | 0.072052 | 0.0735 | 0.07513 | 0.076961 | 0.079002 | 0.081469 | 0.083917 | 0.086232 | 0.088331 | 0.090375 | 0.092492 | 0.094433 | 0.096506 | 0.098515 | 0.10028 | 0.10191 | 0.10332 | 0.10469 | 0.10614 | 0.10751 | 0.10889 | 0.11081 | 0.11276 | 0.11476 | 0.1168 | 0.11887 | 0.12099
F6_Commercial_College (ID)_New_Water Heating_Natural Gas_Water Heater_E2 | F6 | Commercial | College (ID) | New | Water Heating | Natural Gas | Water Heater | E2 | Utility - Value of Sales | 0.064046 | 0.065334 | 0.066783 | 0.06841 | 0.070224 | 0.072417 | 0.074593 | 0.07665 | 0.078516 | 0.080333 | 0.082215 | 0.08394 | 0.085783 | 0.087569 | 0.089139 | 0.090583 | 0.091843 | 0.09306 | 0.094344 | 0.095563 | 0.09679 | 0.098499 | 0.10023 | 0.10201 | 0.10382 | 0.10567 | 0.10754
F6_Commercial_College (ID)_New_Water Heating_Natural Gas_Water Heater_E3 | F6 | Commercial | College (ID) | New | Water Heating | Natural Gas | Water Heater | E3 | Utility - Value of Sales | 0.061321 | 0.062554 | 0.063941 | 0.065499 | 0.067235 | 0.069335 | 0.071419 | 0.073389 | 0.075175 | 0.076915 | 0.078717 | 0.080369 | 0.082133 | 0.083843 | 0.085346 | 0.086728 | 0.087935 | 0.0891 | 0.09033 | 0.091497 | 0.092671 | 0.094308 | 0.095964 | 0.097669 | 0.099404 | 0.10117 | 0.10297
F6_Commercial_College (ID)_New_Water Heating_Natural Gas_Water Heater_E4 | F6 | Commercial | College (ID) | New | Water Heating | Natural Gas | Water Heater | E4 | Utility - Value of Sales | 0.064288 | 0.065581 | 0.066992 | 0.068526 | 0.070195 | 0.072162 | 0.074106 | 0.075965 | 0.077681 | 0.079372 | 0.081137 | 0.082795 | 0.084553 | 0.08627 | 0.087815 | 0.08926 | 0.090559 | 0.091828 | 0.093156 | 0.094435 | 0.095726 | 0.097419 | 0.099133 | 0.10089 | 0.10269 | 0.10451 | 0.10637
F6_Commercial_College (ID)_New_Water Heating_Natural Gas_Water Heater_E5 | F6 | Commercial | College (ID) | New | Water Heating | Natural Gas | Water Heater | E5 | Utility - Value of Sales | 0.037801 | 0.038543 | 0.039404 | 0.040401 | 0.041539 | 0.042927 | 0.044304 | 0.045597 | 0.046758 | 0.047881 | 0.049038 | 0.050083 | 0.051203 | 0.052284 | 0.053222 | 0.054076 | 0.054809 | 0.055511 | 0.056256 | 0.056956 | 0.05766 | 0.058678 | 0.059707 | 0.060767 | 0.061847 | 0.062946 | 0.064064
F6_Commercial_College (ID)_New_Water Heating_Natural Gas_Water Heater_E6 | F6 | Commercial | College (ID) | New | Water Heating | Natural Gas | Water Heater | E6 | Utility - Value of Sales | 0 | 0 | 0 | 0 | 0 | 0 | 0 | 0 | 0 | 0 | 0 | 0 | 0 | 0 | 0 | 0 | 0 | 0 | 0 | 0 | 0 | 0 | 0 | 0 | 0 | 0 | 0
F6_Commercial_College (ID)_New_Water Heating_Natural Gas_Water Heater_E7 | F6 | Commercial | College (ID) | New | Water Heating | Natural Gas | Water Heater | E7 | Utility - Value of Sales | 0 | 0 | 0 | 0 | 0 | 0 | 0 | 0 | 0 | 0 | 0 | 0 | 0 | 0 | 0 | 0 | 0 | 0 | 0 | 0 | 0 | 0 | 0 | 0 | 0 | 0 | 0
F6_Commercial_College (ID)_New_Water Heating_Natural Gas_Water Heater_E8 | F6 | Commercial | College (ID) | New | Water Heating | Natural Gas | Water Heater | E8 | Utility - Value of Sales | 0 | 0 | 0 | 0 | 0 | 0 | 0 | 0 | 0 | 0 | 0 | 0 | 0 | 0 | 0 | 0 | 0 | 0 | 0 | 0 | 0 | 0 | 0 | 0 | 0 | 0 | 0
F6_Commercial_College (ID)_New_Water Heating_Natural Gas_Water Heater_E9 | F6 | Commercial | College (ID) | New | Water Heating | Natural Gas | Water Heater | E9 | Utility - Value of Sales | 0 | 0 | 0 | 0 | 0 | 0 | 0 | 0 | 0 | 0 | 0 | 0 | 0 | 0 | 0 | 0 | 0 | 0 | 0 | 0 | 0 | 0 | 0 | 0 | 0 | 0 | 0
F6_Commercial_College (ID)_New_Water Heating_Natural Gas_Water Heater_E10 | F6 | Commercial | College (ID) | New | Water Heating | Natural Gas | Water Heater | E10 | Utility - Value of Sales | 0 | 0 | 0 | 0 | 0 | 0 | 0 | 0 | 0 | 0 | 0 | 0 | 0 | 0 | 0 | 0 | 0 | 0 | 0 | 0 | 0 | 0 | 0 | 0 | 0 | 0 | 0
F1_Commercial_College (ID)_New_Food Preparation_Natural Gas_Oven_E1 | F1 | Commercial | College (ID) | New | Food Preparation | Natural Gas | Oven | E1 | RVT - Cost of Equipment | 8.6574e-05 | 8.6574e-05 | 8.6574e-05 | 8.6574e-05 | 8.6574e-05 | 8.6574e-05 | 8.6574e-05 | 8.6574e-05 | 8.6574e-05 | 8.6574e-05 | 8.6574e-05 | 8.6574e-05 | 8.6574e-05 | 8.6574e-05 | 8.6574e-05 | 8.6574e-05 | 8.6574e-05 | 8.6574e-05 | 8.6574e-05 | 8.6574e-05 | 8.6574e-05 | 8.6574e-05 | 8.6574e-05 | 8.6574e-05 | 8.6574e-05 | 8.6574e-05 | 8.6574e-05
F1_Commercial_College (ID)_New_Food Preparation_Natural Gas_Oven_E2 | F1 | Commercial | College (ID) | New | Food Preparation | Natural Gas | Oven | E2 | RVT - Cost of Equipment | 0.00011797 | 0.00011797 | 0.00011797 | 0.00011797 | 0.00011797 | 0.00011797 | 0.00011797 | 0.00011797 | 0.00011797 | 0.00011797 | 0.00011797 | 0.00011797 | 0.00011797 | 0.00011797 | 0.00011797 | 0.00011797 | 0.00011797 | 0.00011797 | 0.00011797 | 0.00011797 | 0.00011797 | 0.00011797 | 0.00011797 | 0.00011797 | 0.00011797 | 0.00011797 | 0.00011797
F1_Commercial_College (ID)_New_Food Preparation_Natural Gas_Oven_E3 | F1 | Commercial | College (ID) | New | Food Preparation | Natural Gas | Oven | E3 | RVT - Cost of Equipment | 0 | 0 | 0 | 0 | 0 | 0 | 0 | 0 | 0 | 0 | 0 | 0 | 0 | 0 | 0 | 0 | 0 | 0 | 0 | 0 | 0 | 0 | 0 | 0 | 0 | 0 | 0
F1_Commercial_College (ID)_New_Food Preparation_Natural Gas_Oven_E4 | F1 | Commercial | College (ID) | New | Food Preparation | Natural Gas | Oven | E4 | RVT - Cost of Equipment | 0 | 0 | 0 | 0 | 0 | 0 | 0 | 0 | 0 | 0 | 0 | 0 | 0 | 0 | 0 | 0 | 0 | 0 | 0 | 0 | 0 | 0 | 0 | 0 | 0 | 0 | 0
F1_Commercial_College (ID)_New_Food Preparation_Natural Gas_Oven_E5 | F1 | Commercial | College (ID) | New | Food Preparation | Natural Gas | Oven | E5 | RVT - Cost of Equipment | 0 | 0 | 0 | 0 | 0 | 0 | 0 | 0 | 0 | 0 | 0 | 0 | 0 | 0 | 0 | 0 | 0 | 0 | 0 | 0 | 0 | 0 | 0 | 0 | 0 | 0 | 0
F1_Commercial_College (ID)_New_Food Preparation_Natural Gas_Oven_E6 | F1 | Commercial | College (ID) | New | Food Preparation | Natural Gas | Oven | E6 | RVT - Cost of Equipment | 0 | 0 | 0 | 0 | 0 | 0 | 0 | 0 | 0 | 0 | 0 | 0 | 0 | 0 | 0 | 0 | 0 | 0 | 0 | 0 | 0 | 0 | 0 | 0 | 0 | 0 | 0
F1_Commercial_College (ID)_New_Food Preparation_Natural Gas_Oven_E7 | F1 | Commercial | College (ID) | New | Food Preparation | Natural Gas | Oven | E7 | RVT - Cost of Equipment | 0 | 0 | 0 | 0 | 0 | 0 | 0 | 0 | 0 | 0 | 0 | 0 | 0 | 0 | 0 | 0 | 0 | 0 | 0 | 0 | 0 | 0 | 0 | 0 | 0 | 0 | 0
F1_Commercial_College (ID)_New_Food Preparation_Natural Gas_Oven_E8 | F1 | Commercial | College (ID) | New | Food Preparation | Natural Gas | Oven | E8 | RVT - Cost of Equipment | 0 | 0 | 0 | 0 | 0 | 0 | 0 | 0 | 0 | 0 | 0 | 0 | 0 | 0 | 0 | 0 | 0 | 0 | 0 | 0 | 0 | 0 | 0 | 0 | 0 | 0 | 0
F1_Commercial_College (ID)_New_Food Preparation_Natural Gas_Oven_E9 | F1 | Commercial | College (ID) | New | Food Preparation | Natural Gas | Oven | E9 | RVT - Cost of Equipment | 0 | 0 | 0 | 0 | 0 | 0 | 0 | 0 | 0 | 0 | 0 | 0 | 0 | 0 | 0 | 0 | 0 | 0 | 0 | 0 | 0 | 0 | 0 | 0 | 0 | 0 | 0
F1_Commercial_College (ID)_New_Food Preparation_Natural Gas_Oven_E10 | F1 | Commercial | College (ID) | New | Food Preparation | Natural Gas | Oven | E10 | RVT - Cost of Equipment | 0 | 0 | 0 | 0 | 0 | 0 | 0 | 0 | 0 | 0 | 0 | 0 | 0 | 0 | 0 | 0 | 0 | 0 | 0 | 0 | 0 | 0 | 0 | 0 | 0 | 0 | 0
F2_Commercial_College (ID)_New_Food Preparation_Natural Gas_Oven_E1 | F2 | Commercial | College (ID) | New | Food Preparation | Natural Gas | Oven | E1 | RVT - Cost of Operation | 0.0060925 | 0.0061939 | 0.0063175 | 0.0064677 | 0.0066464 | 0.0068826 | 0.0071249 | 0.0073592 | 0.007575 | 0.0077822 | 0.007995 | 0.0081851 | 0.0083835 | 0.0085667 | 0.0087211 | 0.0088579 | 0.0089701 | 0.0090758 | 0.0091893 | 0.0092934 | 0.0093975 | 0.0095631 | 0.0097304 | 0.0099033 | 0.010079 | 0.010258 | 0.010441
F2_Commercial_College (ID)_New_Food Preparation_Natural Gas_Oven_E2 | F2 | Commercial | College (ID) | New | Food Preparation | Natural Gas | Oven | E2 | RVT - Cost of Operation | 0.0043262 | 0.0043982 | 0.004486 | 0.0045927 | 0.0047196 | 0.0048873 | 0.0050593 | 0.0052258 | 0.005379 | 0.0055261 | 0.0056772 | 0.0058122 | 0.0059531 | 0.0060832 | 0.0061928 | 0.00629 | 0.0063696 | 0.0064447 | 0.0065253 | 0.0065992 | 0.0066731 | 0.0067907 | 0.0069095 | 0.0070323 | 0.0071572 | 0.0072843 | 0.0074138
F2_Commercial_College (ID)_New_Food Preparation_Natural Gas_Oven_E3 | F2 | Commercial | College (ID) | New | Food Preparation | Natural Gas | Oven | E3 | RVT - Cost of Operation | 0 | 0 | 0 | 0 | 0 | 0 | 0 | 0 | 0 | 0 | 0 | 0 | 0 | 0 | 0 | 0 | 0 | 0 | 0 | 0 | 0 | 0 | 0 | 0 | 0 | 0 | 0
F2_Commercial_College (ID)_New_Food Preparation_Natural Gas_Oven_E4 | F2 | Commercial | College (ID) | New | Food Preparation | Natural Gas | Oven | E4 | RVT - Cost of Operation | 0 | 0 | 0 | 0 | 0 | 0 | 0 | 0 | 0 | 0 | 0 | 0 | 0 | 0 | 0 | 0 | 0 | 0 | 0 | 0 | 0 | 0 | 0 | 0 | 0 | 0 | 0
F2_Commercial_College (ID)_New_Food Preparation_Natural Gas_Oven_E5 | F2 | Commercial | College (ID) | New | Food Preparation | Natural Gas | Oven | E5 | RVT - Cost of Operation | 0 | 0 | 0 | 0 | 0 | 0 | 0 | 0 | 0 | 0 | 0 | 0 | 0 | 0 | 0 | 0 | 0 | 0 | 0 | 0 | 0 | 0 | 0 | 0 | 0 | 0 | 0
F2_Commercial_College (ID)_New_Food Preparation_Natural Gas_Oven_E6 | F2 | Commercial | College (ID) | New | Food Preparation | Natural Gas | Oven | E6 | RVT - Cost of Operation | 0 | 0 | 0 | 0 | 0 | 0 | 0 | 0 | 0 | 0 | 0 | 0 | 0 | 0 | 0 | 0 | 0 | 0 | 0 | 0 | 0 | 0 | 0 | 0 | 0 | 0 | 0
F2_Commercial_College (ID)_New_Food Preparation_Natural Gas_Oven_E7 | F2 | Commercial | College (ID) | New | Food Preparation | Natural Gas | Oven | E7 | RVT - Cost of Operation | 0 | 0 | 0 | 0 | 0 | 0 | 0 | 0 | 0 | 0 | 0 | 0 | 0 | 0 | 0 | 0 | 0 | 0 | 0 | 0 | 0 | 0 | 0 | 0 | 0 | 0 | 0
F2_Commercial_College (ID)_New_Food Preparation_Natural Gas_Oven_E8 | F2 | Commercial | College (ID) | New | Food Preparation | Natural Gas | Oven | E8 | RVT - Cost of Operation | 0 | 0 | 0 | 0 | 0 | 0 | 0 | 0 | 0 | 0 | 0 | 0 | 0 | 0 | 0 | 0 | 0 | 0 | 0 | 0 | 0 | 0 | 0 | 0 | 0 | 0 | 0
F2_Commercial_College (ID)_New_Food Preparation_Natural Gas_Oven_E9 | F2 | Commercial | College (ID) | New | Food Preparation | Natural Gas | Oven | E9 | RVT - Cost of Operation | 0 | 0 | 0 | 0 | 0 | 0 | 0 | 0 | 0 | 0 | 0 | 0 | 0 | 0 | 0 | 0 | 0 | 0 | 0 | 0 | 0 | 0 | 0 | 0 | 0 | 0 | 0
F2_Commercial_College (ID)_New_Food Preparation_Natural Gas_Oven_E10 | F2 | Commercial | College (ID) | New | Food Preparation | Natural Gas | Oven | E10 | RVT - Cost of Operation | 0 | 0 | 0 | 0 | 0 | 0 | 0 | 0 | 0 | 0 | 0 | 0 | 0 | 0 | 0 | 0 | 0 | 0 | 0 | 0 | 0 | 0 | 0 | 0 | 0 | 0 | 0
F3_Commercial_College (ID)_New_Food Preparation_Natural Gas_Oven_E1 | F3 | Commercial | College (ID) | New | Food Preparation | Natural Gas | Oven | E1 | System - kBTUs of Consumption | 1.4768 | 1.4768 | 1.4768 | 1.4768 | 1.4768 | 1.4768 | 1.4768 | 1.4768 | 1.4768 | 1.4768 | 1.4768 | 1.4768 | 1.4768 | 1.4768 | 1.4768 | 1.4768 | 1.4768 | 1.4768 | 1.4768 | 1.4768 | 1.4768 | 1.4768 | 1.4768 | 1.4768 | 1.4768 | 1.4768 | 1.4768
F3_Commercial_College (ID)_New_Food Preparation_Natural Gas_Oven_E2 | F3 | Commercial | College (ID) | New | Food Preparation | Natural Gas | Oven | E2 | System - kBTUs of Consumption | 1.0486 | 1.0486 | 1.0486 | 1.0486 | 1.0486 | 1.0486 | 1.0486 | 1.0486 | 1.0486 | 1.0486 | 1.0486 | 1.0486 | 1.0486 | 1.0486 | 1.0486 | 1.0486 | 1.0486 | 1.0486 | 1.0486 | 1.0486 | 1.0486 | 1.0486 | 1.0486 | 1.0486 | 1.0486 | 1.0486 | 1.0486
F3_Commercial_College (ID)_New_Food Preparation_Natural Gas_Oven_E3 | F3 | Commercial | College (ID) | New | Food Preparation | Natural Gas | Oven | E3 | System - kBTUs of Consumption | 0 | 0 | 0 | 0 | 0 | 0 | 0 | 0 | 0 | 0 | 0 | 0 | 0 | 0 | 0 | 0 | 0 | 0 | 0 | 0 | 0 | 0 | 0 | 0 | 0 | 0 | 0
F3_Commercial_College (ID)_New_Food Preparation_Natural Gas_Oven_E4 | F3 | Commercial | College (ID) | New | Food Preparation | Natural Gas | Oven | E4 | System - kBTUs of Consumption | 0 | 0 | 0 | 0 | 0 | 0 | 0 | 0 | 0 | 0 | 0 | 0 | 0 | 0 | 0 | 0 | 0 | 0 | 0 | 0 | 0 | 0 | 0 | 0 | 0 | 0 | 0
F3_Commercial_College (ID)_New_Food Preparation_Natural Gas_Oven_E5 | F3 | Commercial | College (ID) | New | Food Preparation | Natural Gas | Oven | E5 | System - kBTUs of Consumption | 0 | 0 | 0 | 0 | 0 | 0 | 0 | 0 | 0 | 0 | 0 | 0 | 0 | 0 | 0 | 0 | 0 | 0 | 0 | 0 | 0 | 0 | 0 | 0 | 0 | 0 | 0
F3_Commercial_College (ID)_New_Food Preparation_Natural Gas_Oven_E6 | F3 | Commercial | College (ID) | New | Food Preparation | Natural Gas | Oven | E6 | System - kBTUs of Consumption | 0 | 0 | 0 | 0 | 0 | 0 | 0 | 0 | 0 | 0 | 0 | 0 | 0 | 0 | 0 | 0 | 0 | 0 | 0 | 0 | 0 | 0 | 0 | 0 | 0 | 0 | 0
F3_Commercial_College (ID)_New_Food Preparation_Natural Gas_Oven_E7 | F3 | Commercial | College (ID) | New | Food Preparation | Natural Gas | Oven | E7 | System - kBTUs of Consumption | 0 | 0 | 0 | 0 | 0 | 0 | 0 | 0 | 0 | 0 | 0 | 0 | 0 | 0 | 0 | 0 | 0 | 0 | 0 | 0 | 0 | 0 | 0 | 0 | 0 | 0 | 0
F3_Commercial_College (ID)_New_Food Preparation_Natural Gas_Oven_E8 | F3 | Commercial | College (ID) | New | Food Preparation | Natural Gas | Oven | E8 | System - kBTUs of Consumption | 0 | 0 | 0 | 0 | 0 | 0 | 0 | 0 | 0 | 0 | 0 | 0 | 0 | 0 | 0 | 0 | 0 | 0 | 0 | 0 | 0 | 0 | 0 | 0 | 0 | 0 | 0
F3_Commercial_College (ID)_New_Food Preparation_Natural Gas_Oven_E9 | F3 | Commercial | College (ID) | New | Food Preparation | Natural Gas | Oven | E9 | System - kBTUs of Consumption | 0 | 0 | 0 | 0 | 0 | 0 | 0 | 0 | 0 | 0 | 0 | 0 | 0 | 0 | 0 | 0 | 0 | 0 | 0 | 0 | 0 | 0 | 0 | 0 | 0 | 0 | 0
F3_Commercial_College (ID)_New_Food Preparation_Natural Gas_Oven_E10 | F3 | Commercial | College (ID) | New | Food Preparation | Natural Gas | Oven | E10 | System - kBTUs of Consumption | 0 | 0 | 0 | 0 | 0 | 0 | 0 | 0 | 0 | 0 | 0 | 0 | 0 | 0 | 0 | 0 | 0 | 0 | 0 | 0 | 0 | 0 | 0 | 0 | 0 | 0 | 0
F4_Commercial_College (ID)_New_Food Preparation_Natural Gas_Oven_E1 | F4 | Commercial | College (ID) | New | Food Preparation | Natural Gas | Oven | E1 | Utility - Cost of Equipment | 8.6574e-05 | 8.6574e-05 | 8.6574e-05 | 8.6574e-05 | 8.6574e-05 | 8.6574e-05 | 8.6574e-05 | 8.6574e-05 | 8.6574e-05 | 8.6574e-05 | 8.6574e-05 | 8.6574e-05 | 8.6574e-05 | 8.6574e-05 | 8.6574e-05 | 8.6574e-05 | 8.6574e-05 | 8.6574e-05 | 8.6574e-05 | 8.6574e-05 | 8.6574e-05 | 8.6574e-05 | 8.6574e-05 | 8.6574e-05 | 8.6574e-05 | 8.6574e-05 | 8.6574e-05
F4_Commercial_College (ID)_New_Food Preparation_Natural Gas_Oven_E2 | F4 | Commercial | College (ID) | New | Food Preparation | Natural Gas | Oven | E2 | Utility - Cost of Equipment | 0.00011797 | 0.00011797 | 0.00011797 | 0.00011797 | 0.00011797 | 0.00011797 | 0.00011797 | 0.00011797 | 0.00011797 | 0.00011797 | 0.00011797 | 0.00011797 | 0.00011797 | 0.00011797 | 0.00011797 | 0.00011797 | 0.00011797 | 0.00011797 | 0.00011797 | 0.00011797 | 0.00011797 | 0.00011797 | 0.00011797 | 0.00011797 | 0.00011797 | 0.00011797 | 0.00011797
F4_Commercial_College (ID)_New_Food Preparation_Natural Gas_Oven_E3 | F4 | Commercial | College (ID) | New | Food Preparation | Natural Gas | Oven | E3 | Utility - Cost of Equipment | 0 | 0 | 0 | 0 | 0 | 0 | 0 | 0 | 0 | 0 | 0 | 0 | 0 | 0 | 0 | 0 | 0 | 0 | 0 | 0 | 0 | 0 | 0 | 0 | 0 | 0 | 0
F4_Commercial_College (ID)_New_Food Preparation_Natural Gas_Oven_E4 | F4 | Commercial | College (ID) | New | Food Preparation | Natural Gas | Oven | E4 | Utility - Cost of Equipment | 0 | 0 | 0 | 0 | 0 | 0 | 0 | 0 | 0 | 0 | 0 | 0 | 0 | 0 | 0 | 0 | 0 | 0 | 0 | 0 | 0 | 0 | 0 | 0 | 0 | 0 | 0
F4_Commercial_College (ID)_New_Food Preparation_Natural Gas_Oven_E5 | F4 | Commercial | College (ID) | New | Food Preparation | Natural Gas | Oven | E5 | Utility - Cost of Equipment | 0 | 0 | 0 | 0 | 0 | 0 | 0 | 0 | 0 | 0 | 0 | 0 | 0 | 0 | 0 | 0 | 0 | 0 | 0 | 0 | 0 | 0 | 0 | 0 | 0 | 0 | 0
F4_Commercial_College (ID)_New_Food Preparation_Natural Gas_Oven_E6 | F4 | Commercial | College (ID) | New | Food Preparation | Natural Gas | Oven | E6 | Utility - Cost of Equipment | 0 | 0 | 0 | 0 | 0 | 0 | 0 | 0 | 0 | 0 | 0 | 0 | 0 | 0 | 0 | 0 | 0 | 0 | 0 | 0 | 0 | 0 | 0 | 0 | 0 | 0 | 0
F4_Commercial_College (ID)_New_Food Preparation_Natural Gas_Oven_E7 | F4 | Commercial | College (ID) | New | Food Preparation | Natural Gas | Oven | E7 | Utility - Cost of Equipment | 0 | 0 | 0 | 0 | 0 | 0 | 0 | 0 | 0 | 0 | 0 | 0 | 0 | 0 | 0 | 0 | 0 | 0 | 0 | 0 | 0 | 0 | 0 | 0 | 0 | 0 | 0
F4_Commercial_College (ID)_New_Food Preparation_Natural Gas_Oven_E8 | F4 | Commercial | College (ID) | New | Food Preparation | Natural Gas | Oven | E8 | Utility - Cost of Equipment | 0 | 0 | 0 | 0 | 0 | 0 | 0 | 0 | 0 | 0 | 0 | 0 | 0 | 0 | 0 | 0 | 0 | 0 | 0 | 0 | 0 | 0 | 0 | 0 | 0 | 0 | 0
F4_Commercial_College (ID)_New_Food Preparation_Natural Gas_Oven_E9 | F4 | Commercial | College (ID) | New | Food Preparation | Natural Gas | Oven | E9 | Utility - Cost of Equipment | 0 | 0 | 0 | 0 | 0 | 0 | 0 | 0 | 0 | 0 | 0 | 0 | 0 | 0 | 0 | 0 | 0 | 0 | 0 | 0 | 0 | 0 | 0 | 0 | 0 | 0 | 0
F4_Commercial_College (ID)_New_Food Preparation_Natural Gas_Oven_E10 | F4 | Commercial | College (ID) | New | Food Preparation | Natural Gas | Oven | E10 | Utility - Cost of Equipment | 0 | 0 | 0 | 0 | 0 | 0 | 0 | 0 | 0 | 0 | 0 | 0 | 0 | 0 | 0 | 0 | 0 | 0 | 0 | 0 | 0 | 0 | 0 | 0 | 0 | 0 | 0
F5_Commercial_College (ID)_New_Food Preparation_Natural Gas_Oven_E1 | F5 | Commercial | College (ID) | New | Food Preparation | Natural Gas | Oven | E1 | Utility - Cost of Operation | 0.0051215 | 0.0052398 | 0.0053885 | 0.0055639 | 0.005768 | 0.0060253 | 0.0062933 | 0.0065605 | 0.0068183 | 0.0070796 | 0.0072835 | 0.0074732 | 0.0076777 | 0.007877 | 0.0080527 | 0.0082154 | 0.0083589 | 0.0084999 | 0.0086516 | 0.0087987 | 0.00895 | 0.0091077 | 0.009267 | 0.0094317 | 0.0095992 | 0.0097698 | 0.0099433
F5_Commercial_College (ID)_New_Food Preparation_Natural Gas_Oven_E2 | F5 | Commercial | College (ID) | New | Food Preparation | Natural Gas | Oven | E2 | Utility - Cost of Operation | 0.0036368 | 0.0037207 | 0.0038263 | 0.0039509 | 0.0040958 | 0.0042785 | 0.0044688 | 0.0046586 | 0.0048416 | 0.0050272 | 0.005172 | 0.0053067 | 0.0054519 | 0.0055934 | 0.0057182 | 0.0058337 | 0.0059356 | 0.0060357 | 0.0061434 | 0.0062479 | 0.0063553 | 0.0064674 | 0.0065805 | 0.0066974 | 0.0068164 | 0.0069375 | 0.0070607
F5_Commercial_College (ID)_New_Food Preparation_Natural Gas_Oven_E3 | F5 | Commercial | College (ID) | New | Food Preparation | Natural Gas | Oven | E3 | Utility - Cost of Operation | 0 | 0 | 0 | 0 | 0 | 0 | 0 | 0 | 0 | 0 | 0 | 0 | 0 | 0 | 0 | 0 | 0 | 0 | 0 | 0 | 0 | 0 | 0 | 0 | 0 | 0 | 0
F5_Commercial_College (ID)_New_Food Preparation_Natural Gas_Oven_E4 | F5 | Commercial | College (ID) | New | Food Preparation | Natural Gas | Oven | E4 | Utility - Cost of Operation | 0 | 0 | 0 | 0 | 0 | 0 | 0 | 0 | 0 | 0 | 0 | 0 | 0 | 0 | 0 | 0 | 0 | 0 | 0 | 0 | 0 | 0 | 0 | 0 | 0 | 0 | 0
F5_Commercial_College (ID)_New_Food Preparation_Natural Gas_Oven_E5 | F5 | Commercial | College (ID) | New | Food Preparation | Natural Gas | Oven | E5 | Utility - Cost of Operation | 0 | 0 | 0 | 0 | 0 | 0 | 0 | 0 | 0 | 0 | 0 | 0 | 0 | 0 | 0 | 0 | 0 | 0 | 0 | 0 | 0 | 0 | 0 | 0 | 0 | 0 | 0
F5_Commercial_College (ID)_New_Food Preparation_Natural Gas_Oven_E6 | F5 | Commercial | College (ID) | New | Food Preparation | Natural Gas | Oven | E6 | Utility - Cost of Operation | 0 | 0 | 0 | 0 | 0 | 0 | 0 | 0 | 0 | 0 | 0 | 0 | 0 | 0 | 0 | 0 | 0 | 0 | 0 | 0 | 0 | 0 | 0 | 0 | 0 | 0 | 0
F5_Commercial_College (ID)_New_Food Preparation_Natural Gas_Oven_E7 | F5 | Commercial | College (ID) | New | Food Preparation | Natural Gas | Oven | E7 | Utility - Cost of Operation | 0 | 0 | 0 | 0 | 0 | 0 | 0 | 0 | 0 | 0 | 0 | 0 | 0 | 0 | 0 | 0 | 0 | 0 | 0 | 0 | 0 | 0 | 0 | 0 | 0 | 0 | 0
F5_Commercial_College (ID)_New_Food Preparation_Natural Gas_Oven_E8 | F5 | Commercial | College (ID) | New | Food Preparation | Natural Gas | Oven | E8 | Utility - Cost of Operation | 0 | 0 | 0 | 0 | 0 | 0 | 0 | 0 | 0 | 0 | 0 | 0 | 0 | 0 | 0 | 0 | 0 | 0 | 0 | 0 | 0 | 0 | 0 | 0 | 0 | 0 | 0
F5_Commercial_College (ID)_New_Food Preparation_Natural Gas_Oven_E9 | F5 | Commercial | College (ID) | New | Food Preparation | Natural Gas | Oven | E9 | Utility - Cost of Operation | 0 | 0 | 0 | 0 | 0 | 0 | 0 | 0 | 0 | 0 | 0 | 0 | 0 | 0 | 0 | 0 | 0 | 0 | 0 | 0 | 0 | 0 | 0 | 0 | 0 | 0 | 0
F5_Commercial_College (ID)_New_Food Preparation_Natural Gas_Oven_E10 | F5 | Commercial | College (ID) | New | Food Preparation | Natural Gas | Oven | E10 | Utility - Cost of Operation | 0 | 0 | 0 | 0 | 0 | 0 | 0 | 0 | 0 | 0 | 0 | 0 | 0 | 0 | 0 | 0 | 0 | 0 | 0 | 0 | 0 | 0 | 0 | 0 | 0 | 0 | 0
F6_Commercial_College (ID)_New_Food Preparation_Natural Gas_Oven_E1 | F6 | Commercial | College (ID) | New | Food Preparation | Natural Gas | Oven | E1 | Utility - Value of Sales | 0.0060925 | 0.0061939 | 0.0063175 | 0.0064677 | 0.0066464 | 0.0068826 | 0.0071249 | 0.0073592 | 0.007575 | 0.0077822 | 0.007995 | 0.0081851 | 0.0083835 | 0.0085667 | 0.0087211 | 0.0088579 | 0.0089701 | 0.0090758 | 0.0091893 | 0.0092934 | 0.0093975 | 0.0095631 | 0.0097304 | 0.0099033 | 0.010079 | 0.010258 | 0.010441
F6_Commercial_College (ID)_New_Food Preparation_Natural Gas_Oven_E2 | F6 | Commercial | College (ID) | New | Food Preparation | Natural Gas | Oven | E2 | Utility - Value of Sales | 0.0043262 | 0.0043982 | 0.004486 | 0.0045927 | 0.0047196 | 0.0048873 | 0.0050593 | 0.0052258 | 0.005379 | 0.0055261 | 0.0056772 | 0.0058122 | 0.0059531 | 0.0060832 | 0.0061928 | 0.00629 | 0.0063696 | 0.0064447 | 0.0065253 | 0.0065992 | 0.0066731 | 0.0067907 | 0.0069095 | 0.0070323 | 0.0071572 | 0.0072843 | 0.0074138
F6_Commercial_College (ID)_New_Food Preparation_Natural Gas_Oven_E3 | F6 | Commercial | College (ID) | New | Food Preparation | Natural Gas | Oven | E3 | Utility - Value of Sales | 0 | 0 | 0 | 0 | 0 | 0 | 0 | 0 | 0 | 0 | 0 | 0 | 0 | 0 | 0 | 0 | 0 | 0 | 0 | 0 | 0 | 0 | 0 | 0 | 0 | 0 | 0
F6_Commercial_College (ID)_New_Food Preparation_Natural Gas_Oven_E4 | F6 | Commercial | College (ID) | New | Food Preparation | Natural Gas | Oven | E4 | Utility - Value of Sales | 0 | 0 | 0 | 0 | 0 | 0 | 0 | 0 | 0 | 0 | 0 | 0 | 0 | 0 | 0 | 0 | 0 | 0 | 0 | 0 | 0 | 0 | 0 | 0 | 0 | 0 | 0
F6_Commercial_College (ID)_New_Food Preparation_Natural Gas_Oven_E5 | F6 | Commercial | College (ID) | New | Food Preparation | Natural Gas | Oven | E5 | Utility - Value of Sales | 0 | 0 | 0 | 0 | 0 | 0 | 0 | 0 | 0 | 0 | 0 | 0 | 0 | 0 | 0 | 0 | 0 | 0 | 0 | 0 | 0 | 0 | 0 | 0 | 0 | 0 | 0
F6_Commercial_College (ID)_New_Food Preparation_Natural Gas_Oven_E6 | F6 | Commercial | College (ID) | New | Food Preparation | Natural Gas | Oven | E6 | Utility - Value of Sales | 0 | 0 | 0 | 0 | 0 | 0 | 0 | 0 | 0 | 0 | 0 | 0 | 0 | 0 | 0 | 0 | 0 | 0 | 0 | 0 | 0 | 0 | 0 | 0 | 0 | 0 | 0
F6_Commercial_College (ID)_New_Food Preparation_Natural Gas_Oven_E7 | F6 | Commercial | College (ID) | New | Food Preparation | Natural Gas | Oven | E7 | Utility - Value of Sales | 0 | 0 | 0 | 0 | 0 | 0 | 0 | 0 | 0 | 0 | 0 | 0 | 0 | 0 | 0 | 0 | 0 | 0 | 0 | 0 | 0 | 0 | 0 | 0 | 0 | 0 | 0
F6_Commercial_College (ID)_New_Food Preparation_Natural Gas_Oven_E8 | F6 | Commercial | College (ID) | New | Food Preparation | Natural Gas | Oven | E8 | Utility - Value of Sales | 0 | 0 | 0 | 0 | 0 | 0 | 0 | 0 | 0 | 0 | 0 | 0 | 0 | 0 | 0 | 0 | 0 | 0 | 0 | 0 | 0 | 0 | 0 | 0 | 0 | 0 | 0
F6_Commercial_College (ID)_New_Food Preparation_Natural Gas_Oven_E9 | F6 | Commercial | College (ID) | New | Food Preparation | Natural Gas | Oven | E9 | Utility - Value of Sales | 0 | 0 | 0 | 0 | 0 | 0 | 0 | 0 | 0 | 0 | 0 | 0 | 0 | 0 | 0 | 0 | 0 | 0 | 0 | 0 | 0 | 0 | 0 | 0 | 0 | 0 | 0
F6_Commercial_College (ID)_New_Food Preparation_Natural Gas_Oven_E10 | F6 | Commercial | College (ID) | New | Food Preparation | Natural Gas | Oven | E10 | Utility - Value of Sales | 0 | 0 | 0 | 0 | 0 | 0 | 0 | 0 | 0 | 0 | 0 | 0 | 0 | 0 | 0 | 0 | 0 | 0 | 0 | 0 | 0 | 0 | 0 | 0 | 0 | 0 | 0
F1_Commercial_College (ID)_New_Food Preparation_Natural Gas_Conveyor Oven_E1 | F1 | Commercial | College (ID) | New | Food Preparation | Natural Gas | Conveyor Oven | E1 | RVT - Cost of Equipment | 5.0151e-05 | 5.0151e-05 | 5.0151e-05 | 5.0151e-05 | 5.0151e-05 | 5.0151e-05 | 5.0151e-05 | 5.0151e-05 | 5.0151e-05 | 5.0151e-05 | 5.0151e-05 | 5.0151e-05 | 5.0151e-05 | 5.0151e-05 | 5.0151e-05 | 5.0151e-05 | 5.0151e-05 | 5.0151e-05 | 5.0151e-05 | 5.0151e-05 | 5.0151e-05 | 5.0151e-05 | 5.0151e-05 | 5.0151e-05 | 5.0151e-05 | 5.0151e-05 | 5.0151e-05
F1_Commercial_College (ID)_New_Food Preparation_Natural Gas_Conveyor Oven_E2 | F1 | Commercial | College (ID) | New | Food Preparation | Natural Gas | Conveyor Oven | E2 | RVT - Cost of Equipment | 0.00010625 | 0.00010625 | 0.00010625 | 0.00010625 | 0.00010625 | 0.00010625 | 0.00010625 | 0.00010625 | 0.00010625 | 0.00010625 | 0.00010625 | 0.00010625 | 0.00010625 | 0.00010625 | 0.00010625 | 0.00010625 | 0.00010625 | 0.00010625 | 0.00010625 | 0.00010625 | 0.00010625 | 0.00010625 | 0.00010625 | 0.00010625 | 0.00010625 | 0.00010625 | 0.00010625
F1_Commercial_College (ID)_New_Food Preparation_Natural Gas_Conveyor Oven_E3 | F1 | Commercial | College (ID) | New | Food Preparation | Natural Gas | Conveyor Oven | E3 | RVT - Cost of Equipment | 0 | 0 | 0 | 0 | 0 | 0 | 0 | 0 | 0 | 0 | 0 | 0 | 0 | 0 | 0 | 0 | 0 | 0 | 0 | 0 | 0 | 0 | 0 | 0 | 0 | 0 | 0
F1_Commercial_College (ID)_New_Food Preparation_Natural Gas_Conveyor Oven_E4 | F1 | Commercial | College (ID) | New | Food Preparation | Natural Gas | Conveyor Oven | E4 | RVT - Cost of Equipment | 0 | 0 | 0 | 0 | 0 | 0 | 0 | 0 | 0 | 0 | 0 | 0 | 0 | 0 | 0 | 0 | 0 | 0 | 0 | 0 | 0 | 0 | 0 | 0 | 0 | 0 | 0
F1_Commercial_College (ID)_New_Food Preparation_Natural Gas_Conveyor Oven_E5 | F1 | Commercial | College (ID) | New | Food Preparation | Natural Gas | Conveyor Oven | E5 | RVT - Cost of Equipment | 0 | 0 | 0 | 0 | 0 | 0 | 0 | 0 | 0 | 0 | 0 | 0 | 0 | 0 | 0 | 0 | 0 | 0 | 0 | 0 | 0 | 0 | 0 | 0 | 0 | 0 | 0
F1_Commercial_College (ID)_New_Food Preparation_Natural Gas_Conveyor Oven_E6 | F1 | Commercial | College (ID) | New | Food Preparation | Natural Gas | Conveyor Oven | E6 | RVT - Cost of Equipment | 0 | 0 | 0 | 0 | 0 | 0 | 0 | 0 | 0 | 0 | 0 | 0 | 0 | 0 | 0 | 0 | 0 | 0 | 0 | 0 | 0 | 0 | 0 | 0 | 0 | 0 | 0
F1_Commercial_College (ID)_New_Food Preparation_Natural Gas_Conveyor Oven_E7 | F1 | Commercial | College (ID) | New | Food Preparation | Natural Gas | Conveyor Oven | E7 | RVT - Cost of Equipment | 0 | 0 | 0 | 0 | 0 | 0 | 0 | 0 | 0 | 0 | 0 | 0 | 0 | 0 | 0 | 0 | 0 | 0 | 0 | 0 | 0 | 0 | 0 | 0 | 0 | 0 | 0
F1_Commercial_College (ID)_New_Food Preparation_Natural Gas_Conveyor Oven_E8 | F1 | Commercial | College (ID) | New | Food Preparation | Natural Gas | Conveyor Oven | E8 | RVT - Cost of Equipment | 0 | 0 | 0 | 0 | 0 | 0 | 0 | 0 | 0 | 0 | 0 | 0 | 0 | 0 | 0 | 0 | 0 | 0 | 0 | 0 | 0 | 0 | 0 | 0 | 0 | 0 | 0
F1_Commercial_College (ID)_New_Food Preparation_Natural Gas_Conveyor Oven_E9 | F1 | Commercial | College (ID) | New | Food Preparation | Natural Gas | Conveyor Oven | E9 | RVT - Cost of Equipment | 0 | 0 | 0 | 0 | 0 | 0 | 0 | 0 | 0 | 0 | 0 | 0 | 0 | 0 | 0 | 0 | 0 | 0 | 0 | 0 | 0 | 0 | 0 | 0 | 0 | 0 | 0
F1_Commercial_College (ID)_New_Food Preparation_Natural Gas_Conveyor Oven_E10 | F1 | Commercial | College (ID) | New | Food Preparation | Natural Gas | Conveyor Oven | E10 | RVT - Cost of Equipment | 0 | 0 | 0 | 0 | 0 | 0 | 0 | 0 | 0 | 0 | 0 | 0 | 0 | 0 | 0 | 0 | 0 | 0 | 0 | 0 | 0 | 0 | 0 | 0 | 0 | 0 | 0
F2_Commercial_College (ID)_New_Food Preparation_Natural Gas_Conveyor Oven_E1 | F2 | Commercial | College (ID) | New | Food Preparation | Natural Gas | Conveyor Oven | E1 | RVT - Cost of Operation | 0.010599 | 0.010826 | 0.011072 | 0.011339 | 0.011628 | 0.011969 | 0.012303 | 0.012621 | 0.012912 | 0.013198 | 0.013497 | 0.013777 | 0.014074 | 0.014363 | 0.014621 | 0.014859 | 0.015071 | 0.015277 | 0.015493 | 0.015699 | 0.015908 | 0.016189 | 0.016473 | 0.016766 | 0.017064 | 0.017367 | 0.017675
F2_Commercial_College (ID)_New_Food Preparation_Natural Gas_Conveyor Oven_E2 | F2 | Commercial | College (ID) | New | Food Preparation | Natural Gas | Conveyor Oven | E2 | RVT - Cost of Operation | 0.0084234 | 0.0086034 | 0.0087992 | 0.0090114 | 0.0092415 | 0.0095125 | 0.0097777 | 0.01003 | 0.010262 | 0.010489 | 0.010727 | 0.010949 | 0.011185 | 0.011415 | 0.01162 | 0.011809 | 0.011977 | 0.012141 | 0.012313 | 0.012477 | 0.012642 | 0.012866 | 0.013092 | 0.013324 | 0.013561 | 0.013802 | 0.014047
F2_Commercial_College (ID)_New_Food Preparation_Natural Gas_Conveyor Oven_E3 | F2 | Commercial | College (ID) | New | Food Preparation | Natural Gas | Conveyor Oven | E3 | RVT - Cost of Operation | 0 | 0 | 0 | 0 | 0 | 0 | 0 | 0 | 0 | 0 | 0 | 0 | 0 | 0 | 0 | 0 | 0 | 0 | 0 | 0 | 0 | 0 | 0 | 0 | 0 | 0 | 0
F2_Commercial_College (ID)_New_Food Preparation_Natural Gas_Conveyor Oven_E4 | F2 | Commercial | College (ID) | New | Food Preparation | Natural Gas | Conveyor Oven | E4 | RVT - Cost of Operation | 0 | 0 | 0 | 0 | 0 | 0 | 0 | 0 | 0 | 0 | 0 | 0 | 0 | 0 | 0 | 0 | 0 | 0 | 0 | 0 | 0 | 0 | 0 | 0 | 0 | 0 | 0
F2_Commercial_College (ID)_New_Food Preparation_Natural Gas_Conveyor Oven_E5 | F2 | Commercial | College (ID) | New | Food Preparation | Natural Gas | Conveyor Oven | E5 | RVT - Cost of Operation | 0 | 0 | 0 | 0 | 0 | 0 | 0 | 0 | 0 | 0 | 0 | 0 | 0 | 0 | 0 | 0 | 0 | 0 | 0 | 0 | 0 | 0 | 0 | 0 | 0 | 0 | 0
F2_Commercial_College (ID)_New_Food Preparation_Natural Gas_Conveyor Oven_E6 | F2 | Commercial | College (ID) | New | Food Preparation | Natural Gas | Conveyor Oven | E6 | RVT - Cost of Operation | 0 | 0 | 0 | 0 | 0 | 0 | 0 | 0 | 0 | 0 | 0 | 0 | 0 | 0 | 0 | 0 | 0 | 0 | 0 | 0 | 0 | 0 | 0 | 0 | 0 | 0 | 0
F2_Commercial_College (ID)_New_Food Preparation_Natural Gas_Conveyor Oven_E7 | F2 | Commercial | College (ID) | New | Food Preparation | Natural Gas | Conveyor Oven | E7 | RVT - Cost of Operation | 0 | 0 | 0 | 0 | 0 | 0 | 0 | 0 | 0 | 0 | 0 | 0 | 0 | 0 | 0 | 0 | 0 | 0 | 0 | 0 | 0 | 0 | 0 | 0 | 0 | 0 | 0
F2_Commercial_College (ID)_New_Food Preparation_Natural Gas_Conveyor Oven_E8 | F2 | Commercial | College (ID) | New | Food Preparation | Natural Gas | Conveyor Oven | E8 | RVT - Cost of Operation | 0 | 0 | 0 | 0 | 0 | 0 | 0 | 0 | 0 | 0 | 0 | 0 | 0 | 0 | 0 | 0 | 0 | 0 | 0 | 0 | 0 | 0 | 0 | 0 | 0 | 0 | 0
F2_Commercial_College (ID)_New_Food Preparation_Natural Gas_Conveyor Oven_E9 | F2 | Commercial | College (ID) | New | Food Preparation | Natural Gas | Conveyor Oven | E9 | RVT - Cost of Operation | 0 | 0 | 0 | 0 | 0 | 0 | 0 | 0 | 0 | 0 | 0 | 0 | 0 | 0 | 0 | 0 | 0 | 0 | 0 | 0 | 0 | 0 | 0 | 0 | 0 | 0 | 0
F2_Commercial_College (ID)_New_Food Preparation_Natural Gas_Conveyor Oven_E10 | F2 | Commercial | College (ID) | New | Food Preparation | Natural Gas | Conveyor Oven | E10 | RVT - Cost of Operation | 0 | 0 | 0 | 0 | 0 | 0 | 0 | 0 | 0 | 0 | 0 | 0 | 0 | 0 | 0 | 0 | 0 | 0 | 0 | 0 | 0 | 0 | 0 | 0 | 0 | 0 | 0
F3_Commercial_College (ID)_New_Food Preparation_Natural Gas_Conveyor Oven_E1 | F3 | Commercial | College (ID) | New | Food Preparation | Natural Gas | Conveyor Oven | E1 | System - kBTUs of Consumption | 2.3833 | 2.3833 | 2.3833 | 2.3833 | 2.3833 | 2.3833 | 2.3833 | 2.3833 | 2.3833 | 2.3833 | 2.3833 | 2.3833 | 2.3833 | 2.3833 | 2.3833 | 2.3833 | 2.3833 | 2.3833 | 2.3833 | 2.3833 | 2.3833 | 2.3833 | 2.3833 | 2.3833 | 2.3833 | 2.3833 | 2.3833
F3_Commercial_College (ID)_New_Food Preparation_Natural Gas_Conveyor Oven_E2 | F3 | Commercial | College (ID) | New | Food Preparation | Natural Gas | Conveyor Oven | E2 | System - kBTUs of Consumption | 1.8941 | 1.8941 | 1.8941 | 1.8941 | 1.8941 | 1.8941 | 1.8941 | 1.8941 | 1.8941 | 1.8941 | 1.8941 | 1.8941 | 1.8941 | 1.8941 | 1.8941 | 1.8941 | 1.8941 | 1.8941 | 1.8941 | 1.8941 | 1.8941 | 1.8941 | 1.8941 | 1.8941 | 1.8941 | 1.8941 | 1.8941
F3_Commercial_College (ID)_New_Food Preparation_Natural Gas_Conveyor Oven_E3 | F3 | Commercial | College (ID) | New | Food Preparation | Natural Gas | Conveyor Oven | E3 | System - kBTUs of Consumption | 0 | 0 | 0 | 0 | 0 | 0 | 0 | 0 | 0 | 0 | 0 | 0 | 0 | 0 | 0 | 0 | 0 | 0 | 0 | 0 | 0 | 0 | 0 | 0 | 0 | 0 | 0
F3_Commercial_College (ID)_New_Food Preparation_Natural Gas_Conveyor Oven_E4 | F3 | Commercial | College (ID) | New | Food Preparation | Natural Gas | Conveyor Oven | E4 | System - kBTUs of Consumption | 0 | 0 | 0 | 0 | 0 | 0 | 0 | 0 | 0 | 0 | 0 | 0 | 0 | 0 | 0 | 0 | 0 | 0 | 0 | 0 | 0 | 0 | 0 | 0 | 0 | 0 | 0
F3_Commercial_College (ID)_New_Food Preparation_Natural Gas_Conveyor Oven_E5 | F3 | Commercial | College (ID) | New | Food Preparation | Natural Gas | Conveyor Oven | E5 | System - kBTUs of Consumption | 0 | 0 | 0 | 0 | 0 | 0 | 0 | 0 | 0 | 0 | 0 | 0 | 0 | 0 | 0 | 0 | 0 | 0 | 0 | 0 | 0 | 0 | 0 | 0 | 0 | 0 | 0
F3_Commercial_College (ID)_New_Food Preparation_Natural Gas_Conveyor Oven_E6 | F3 | Commercial | College (ID) | New | Food Preparation | Natural Gas | Conveyor Oven | E6 | System - kBTUs of Consumption | 0 | 0 | 0 | 0 | 0 | 0 | 0 | 0 | 0 | 0 | 0 | 0 | 0 | 0 | 0 | 0 | 0 | 0 | 0 | 0 | 0 | 0 | 0 | 0 | 0 | 0 | 0
F3_Commercial_College (ID)_New_Food Preparation_Natural Gas_Conveyor Oven_E7 | F3 | Commercial | College (ID) | New | Food Preparation | Natural Gas | Conveyor Oven | E7 | System - kBTUs of Consumption | 0 | 0 | 0 | 0 | 0 | 0 | 0 | 0 | 0 | 0 | 0 | 0 | 0 | 0 | 0 | 0 | 0 | 0 | 0 | 0 | 0 | 0 | 0 | 0 | 0 | 0 | 0
F3_Commercial_College (ID)_New_Food Preparation_Natural Gas_Conveyor Oven_E8 | F3 | Commercial | College (ID) | New | Food Preparation | Natural Gas | Conveyor Oven | E8 | System - kBTUs of Consumption | 0 | 0 | 0 | 0 | 0 | 0 | 0 | 0 | 0 | 0 | 0 | 0 | 0 | 0 | 0 | 0 | 0 | 0 | 0 | 0 | 0 | 0 | 0 | 0 | 0 | 0 | 0
F3_Commercial_College (ID)_New_Food Preparation_Natural Gas_Conveyor Oven_E9 | F3 | Commercial | College (ID) | New | Food Preparation | Natural Gas | Conveyor Oven | E9 | System - kBTUs of Consumption | 0 | 0 | 0 | 0 | 0 | 0 | 0 | 0 | 0 | 0 | 0 | 0 | 0 | 0 | 0 | 0 | 0 | 0 | 0 | 0 | 0 | 0 | 0 | 0 | 0 | 0 | 0
F3_Commercial_College (ID)_New_Food Preparation_Natural Gas_Conveyor Oven_E10 | F3 | Commercial | College (ID) | New | Food Preparation | Natural Gas | Conveyor Oven | E10 | System - kBTUs of Consumption | 0 | 0 | 0 | 0 | 0 | 0 | 0 | 0 | 0 | 0 | 0 | 0 | 0 | 0 | 0 | 0 | 0 | 0 | 0 | 0 | 0 | 0 | 0 | 0 | 0 | 0 | 0
F4_Commercial_College (ID)_New_Food Preparation_Natural Gas_Conveyor Oven_E1 | F4 | Commercial | College (ID) | New | Food Preparation | Natural Gas | Conveyor Oven | E1 | Utility - Cost of Equipment | 5.0151e-05 | 5.0151e-05 | 5.0151e-05 | 5.0151e-05 | 5.0151e-05 | 5.0151e-05 | 5.0151e-05 | 5.0151e-05 | 5.0151e-05 | 5.0151e-05 | 5.0151e-05 | 5.0151e-05 | 5.0151e-05 | 5.0151e-05 | 5.0151e-05 | 5.0151e-05 | 5.0151e-05 | 5.0151e-05 | 5.0151e-05 | 5.0151e-05 | 5.0151e-05 | 5.0151e-05 | 5.0151e-05 | 5.0151e-05 | 5.0151e-05 | 5.0151e-05 | 5.0151e-05
F4_Commercial_College (ID)_New_Food Preparation_Natural Gas_Conveyor Oven_E2 | F4 | Commercial | College (ID) | New | Food Preparation | Natural Gas | Conveyor Oven | E2 | Utility - Cost of Equipment | 0.00010625 | 0.00010625 | 0.00010625 | 0.00010625 | 0.00010625 | 0.00010625 | 0.00010625 | 0.00010625 | 0.00010625 | 0.00010625 | 0.00010625 | 0.00010625 | 0.00010625 | 0.00010625 | 0.00010625 | 0.00010625 | 0.00010625 | 0.00010625 | 0.00010625 | 0.00010625 | 0.00010625 | 0.00010625 | 0.00010625 | 0.00010625 | 0.00010625 | 0.00010625 | 0.00010625
F4_Commercial_College (ID)_New_Food Preparation_Natural Gas_Conveyor Oven_E3 | F4 | Commercial | College (ID) | New | Food Preparation | Natural Gas | Conveyor Oven | E3 | Utility - Cost of Equipment | 0 | 0 | 0 | 0 | 0 | 0 | 0 | 0 | 0 | 0 | 0 | 0 | 0 | 0 | 0 | 0 | 0 | 0 | 0 | 0 | 0 | 0 | 0 | 0 | 0 | 0 | 0
F4_Commercial_College (ID)_New_Food Preparation_Natural Gas_Conveyor Oven_E4 | F4 | Commercial | College (ID) | New | Food Preparation | Natural Gas | Conveyor Oven | E4 | Utility - Cost of Equipment | 0 | 0 | 0 | 0 | 0 | 0 | 0 | 0 | 0 | 0 | 0 | 0 | 0 | 0 | 0 | 0 | 0 | 0 | 0 | 0 | 0 | 0 | 0 | 0 | 0 | 0 | 0
F4_Commercial_College (ID)_New_Food Preparation_Natural Gas_Conveyor Oven_E5 | F4 | Commercial | College (ID) | New | Food Preparation | Natural Gas | Conveyor Oven | E5 | Utility - Cost of Equipment | 0 | 0 | 0 | 0 | 0 | 0 | 0 | 0 | 0 | 0 | 0 | 0 | 0 | 0 | 0 | 0 | 0 | 0 | 0 | 0 | 0 | 0 | 0 | 0 | 0 | 0 | 0
F4_Commercial_College (ID)_New_Food Preparation_Natural Gas_Conveyor Oven_E6 | F4 | Commercial | College (ID) | New | Food Preparation | Natural Gas | Conveyor Oven | E6 | Utility - Cost of Equipment | 0 | 0 | 0 | 0 | 0 | 0 | 0 | 0 | 0 | 0 | 0 | 0 | 0 | 0 | 0 | 0 | 0 | 0 | 0 | 0 | 0 | 0 | 0 | 0 | 0 | 0 | 0
F4_Commercial_College (ID)_New_Food Preparation_Natural Gas_Conveyor Oven_E7 | F4 | Commercial | College (ID) | New | Food Preparation | Natural Gas | Conveyor Oven | E7 | Utility - Cost of Equipment | 0 | 0 | 0 | 0 | 0 | 0 | 0 | 0 | 0 | 0 | 0 | 0 | 0 | 0 | 0 | 0 | 0 | 0 | 0 | 0 | 0 | 0 | 0 | 0 | 0 | 0 | 0
F4_Commercial_College (ID)_New_Food Preparation_Natural Gas_Conveyor Oven_E8 | F4 | Commercial | College (ID) | New | Food Preparation | Natural Gas | Conveyor Oven | E8 | Utility - Cost of Equipment | 0 | 0 | 0 | 0 | 0 | 0 | 0 | 0 | 0 | 0 | 0 | 0 | 0 | 0 | 0 | 0 | 0 | 0 | 0 | 0 | 0 | 0 | 0 | 0 | 0 | 0 | 0
F4_Commercial_College (ID)_New_Food Preparation_Natural Gas_Conveyor Oven_E9 | F4 | Commercial | College (ID) | New | Food Preparation | Natural Gas | Conveyor Oven | E9 | Utility - Cost of Equipment | 0 | 0 | 0 | 0 | 0 | 0 | 0 | 0 | 0 | 0 | 0 | 0 | 0 | 0 | 0 | 0 | 0 | 0 | 0 | 0 | 0 | 0 | 0 | 0 | 0 | 0 | 0
F4_Commercial_College (ID)_New_Food Preparation_Natural Gas_Conveyor Oven_E10 | F4 | Commercial | College (ID) | New | Food Preparation | Natural Gas | Conveyor Oven | E10 | Utility - Cost of Equipment | 0 | 0 | 0 | 0 | 0 | 0 | 0 | 0 | 0 | 0 | 0 | 0 | 0 | 0 | 0 | 0 | 0 | 0 | 0 | 0 | 0 | 0 | 0 | 0 | 0 | 0 | 0
F5_Commercial_College (ID)_New_Food Preparation_Natural Gas_Conveyor Oven_E1 | F5 | Commercial | College (ID) | New | Food Preparation | Natural Gas | Conveyor Oven | E1 | Utility - Cost of Operation | 0.009143 | 0.0093884 | 0.009658 | 0.0099534 | 0.010277 | 0.010654 | 0.011036 | 0.011413 | 0.011777 | 0.012147 | 0.012451 | 0.01274 | 0.013049 | 0.013353 | 0.013631 | 0.013896 | 0.01414 | 0.014383 | 0.014639 | 0.014891 | 0.01515 | 0.015418 | 0.015689 | 0.015967 | 0.016251 | 0.01654 | 0.016834
F5_Commercial_College (ID)_New_Food Preparation_Natural Gas_Conveyor Oven_E2 | F5 | Commercial | College (ID) | New | Food Preparation | Natural Gas | Conveyor Oven | E2 | Utility - Cost of Operation | 0.0072663 | 0.0074613 | 0.0076755 | 0.0079103 | 0.0081675 | 0.008467 | 0.0087709 | 0.0090707 | 0.0093599 | 0.0096533 | 0.0098954 | 0.010125 | 0.01037 | 0.010612 | 0.010833 | 0.011044 | 0.011238 | 0.01143 | 0.011634 | 0.011835 | 0.01204 | 0.012253 | 0.012468 | 0.01269 | 0.012915 | 0.013145 | 0.013378
F5_Commercial_College (ID)_New_Food Preparation_Natural Gas_Conveyor Oven_E3 | F5 | Commercial | College (ID) | New | Food Preparation | Natural Gas | Conveyor Oven | E3 | Utility - Cost of Operation | 0 | 0 | 0 | 0 | 0 | 0 | 0 | 0 | 0 | 0 | 0 | 0 | 0 | 0 | 0 | 0 | 0 | 0 | 0 | 0 | 0 | 0 | 0 | 0 | 0 | 0 | 0
F5_Commercial_College (ID)_New_Food Preparation_Natural Gas_Conveyor Oven_E4 | F5 | Commercial | College (ID) | New | Food Preparation | Natural Gas | Conveyor Oven | E4 | Utility - Cost of Operation | 0 | 0 | 0 | 0 | 0 | 0 | 0 | 0 | 0 | 0 | 0 | 0 | 0 | 0 | 0 | 0 | 0 | 0 | 0 | 0 | 0 | 0 | 0 | 0 | 0 | 0 | 0
F5_Commercial_College (ID)_New_Food Preparation_Natural Gas_Conveyor Oven_E5 | F5 | Commercial | College (ID) | New | Food Preparation | Natural Gas | Conveyor Oven | E5 | Utility - Cost of Operation | 0 | 0 | 0 | 0 | 0 | 0 | 0 | 0 | 0 | 0 | 0 | 0 | 0 | 0 | 0 | 0 | 0 | 0 | 0 | 0 | 0 | 0 | 0 | 0 | 0 | 0 | 0
F5_Commercial_College (ID)_New_Food Preparation_Natural Gas_Conveyor Oven_E6 | F5 | Commercial | College (ID) | New | Food Preparation | Natural Gas | Conveyor Oven | E6 | Utility - Cost of Operation | 0 | 0 | 0 | 0 | 0 | 0 | 0 | 0 | 0 | 0 | 0 | 0 | 0 | 0 | 0 | 0 | 0 | 0 | 0 | 0 | 0 | 0 | 0 | 0 | 0 | 0 | 0
F5_Commercial_College (ID)_New_Food Preparation_Natural Gas_Conveyor Oven_E7 | F5 | Commercial | College (ID) | New | Food Preparation | Natural Gas | Conveyor Oven | E7 | Utility - Cost of Operation | 0 | 0 | 0 | 0 | 0 | 0 | 0 | 0 | 0 | 0 | 0 | 0 | 0 | 0 | 0 | 0 | 0 | 0 | 0 | 0 | 0 | 0 | 0 | 0 | 0 | 0 | 0
F5_Commercial_College (ID)_New_Food Preparation_Natural Gas_Conveyor Oven_E8 | F5 | Commercial | College (ID) | New | Food Preparation | Natural Gas | Conveyor Oven | E8 | Utility - Cost of Operation | 0 | 0 | 0 | 0 | 0 | 0 | 0 | 0 | 0 | 0 | 0 | 0 | 0 | 0 | 0 | 0 | 0 | 0 | 0 | 0 | 0 | 0 | 0 | 0 | 0 | 0 | 0
F5_Commercial_College (ID)_New_Food Preparation_Natural Gas_Conveyor Oven_E9 | F5 | Commercial | College (ID) | New | Food Preparation | Natural Gas | Conveyor Oven | E9 | Utility - Cost of Operation | 0 | 0 | 0 | 0 | 0 | 0 | 0 | 0 | 0 | 0 | 0 | 0 | 0 | 0 | 0 | 0 | 0 | 0 | 0 | 0 | 0 | 0 | 0 | 0 | 0 | 0 | 0
F5_Commercial_College (ID)_New_Food Preparation_Natural Gas_Conveyor Oven_E10 | F5 | Commercial | College (ID) | New | Food Preparation | Natural Gas | Conveyor Oven | E10 | Utility - Cost of Operation | 0 | 0 | 0 | 0 | 0 | 0 | 0 | 0 | 0 | 0 | 0 | 0 | 0 | 0 | 0 | 0 | 0 | 0 | 0 | 0 | 0 | 0 | 0 | 0 | 0 | 0 | 0
F6_Commercial_College (ID)_New_Food Preparation_Natural Gas_Conveyor Oven_E1 | F6 | Commercial | College (ID) | New | Food Preparation | Natural Gas | Conveyor Oven | E1 | Utility - Value of Sales | 0.010599 | 0.010826 | 0.011072 | 0.011339 | 0.011628 | 0.011969 | 0.012303 | 0.012621 | 0.012912 | 0.013198 | 0.013497 | 0.013777 | 0.014074 | 0.014363 | 0.014621 | 0.014859 | 0.015071 | 0.015277 | 0.015493 | 0.015699 | 0.015908 | 0.016189 | 0.016473 | 0.016766 | 0.017064 | 0.017367 | 0.017675
F6_Commercial_College (ID)_New_Food Preparation_Natural Gas_Conveyor Oven_E2 | F6 | Commercial | College (ID) | New | Food Preparation | Natural Gas | Conveyor Oven | E2 | Utility - Value of Sales | 0.0084234 | 0.0086034 | 0.0087992 | 0.0090114 | 0.0092415 | 0.0095125 | 0.0097777 | 0.01003 | 0.010262 | 0.010489 | 0.010727 | 0.010949 | 0.011185 | 0.011415 | 0.01162 | 0.011809 | 0.011977 | 0.012141 | 0.012313 | 0.012477 | 0.012642 | 0.012866 | 0.013092 | 0.013324 | 0.013561 | 0.013802 | 0.014047
F6_Commercial_College (ID)_New_Food Preparation_Natural Gas_Conveyor Oven_E3 | F6 | Commercial | College (ID) | New | Food Preparation | Natural Gas | Conveyor Oven | E3 | Utility - Value of Sales | 0 | 0 | 0 | 0 | 0 | 0 | 0 | 0 | 0 | 0 | 0 | 0 | 0 | 0 | 0 | 0 | 0 | 0 | 0 | 0 | 0 | 0 | 0 | 0 | 0 | 0 | 0
F6_Commercial_College (ID)_New_Food Preparation_Natural Gas_Conveyor Oven_E4 | F6 | Commercial | College (ID) | New | Food Preparation | Natural Gas | Conveyor Oven | E4 | Utility - Value of Sales | 0 | 0 | 0 | 0 | 0 | 0 | 0 | 0 | 0 | 0 | 0 | 0 | 0 | 0 | 0 | 0 | 0 | 0 | 0 | 0 | 0 | 0 | 0 | 0 | 0 | 0 | 0
F6_Commercial_College (ID)_New_Food Preparation_Natural Gas_Conveyor Oven_E5 | F6 | Commercial | College (ID) | New | Food Preparation | Natural Gas | Conveyor Oven | E5 | Utility - Value of Sales | 0 | 0 | 0 | 0 | 0 | 0 | 0 | 0 | 0 | 0 | 0 | 0 | 0 | 0 | 0 | 0 | 0 | 0 | 0 | 0 | 0 | 0 | 0 | 0 | 0 | 0 | 0
F6_Commercial_College (ID)_New_Food Preparation_Natural Gas_Conveyor Oven_E6 | F6 | Commercial | College (ID) | New | Food Preparation | Natural Gas | Conveyor Oven | E6 | Utility - Value of Sales | 0 | 0 | 0 | 0 | 0 | 0 | 0 | 0 | 0 | 0 | 0 | 0 | 0 | 0 | 0 | 0 | 0 | 0 | 0 | 0 | 0 | 0 | 0 | 0 | 0 | 0 | 0
F6_Commercial_College (ID)_New_Food Preparation_Natural Gas_Conveyor Oven_E7 | F6 | Commercial | College (ID) | New | Food Preparation | Natural Gas | Conveyor Oven | E7 | Utility - Value of Sales | 0 | 0 | 0 | 0 | 0 | 0 | 0 | 0 | 0 | 0 | 0 | 0 | 0 | 0 | 0 | 0 | 0 | 0 | 0 | 0 | 0 | 0 | 0 | 0 | 0 | 0 | 0
F6_Commercial_College (ID)_New_Food Preparation_Natural Gas_Conveyor Oven_E8 | F6 | Commercial | College (ID) | New | Food Preparation | Natural Gas | Conveyor Oven | E8 | Utility - Value of Sales | 0 | 0 | 0 | 0 | 0 | 0 | 0 | 0 | 0 | 0 | 0 | 0 | 0 | 0 | 0 | 0 | 0 | 0 | 0 | 0 | 0 | 0 | 0 | 0 | 0 | 0 | 0
F6_Commercial_College (ID)_New_Food Preparation_Natural Gas_Conveyor Oven_E9 | F6 | Commercial | College (ID) | New | Food Preparation | Natural Gas | Conveyor Oven | E9 | Utility - Value of Sales | 0 | 0 | 0 | 0 | 0 | 0 | 0 | 0 | 0 | 0 | 0 | 0 | 0 | 0 | 0 | 0 | 0 | 0 | 0 | 0 | 0 | 0 | 0 | 0 | 0 | 0 | 0
F6_Commercial_College (ID)_New_Food Preparation_Natural Gas_Conveyor Oven_E10 | F6 | Commercial | College (ID) | New | Food Preparation | Natural Gas | Conveyor Oven | E10 | Utility - Value of Sales | 0 | 0 | 0 | 0 | 0 | 0 | 0 | 0 | 0 | 0 | 0 | 0 | 0 | 0 | 0 | 0 | 0 | 0 | 0 | 0 | 0 | 0 | 0 | 0 | 0 | 0 | 0
F1_Commercial_College (ID)_New_Food Preparation_Natural Gas_Double Rack Oven_E1 | F1 | Commercial | College (ID) | New | Food Preparation | Natural Gas | Double Rack Oven | E1 | RVT - Cost of Equipment | 0.00010629 | 0.00010629 | 0.00010629 | 0.00010629 | 0.00010629 | 0.00010629 | 0.00010629 | 0.00010629 | 0.00010629 | 0.00010629 | 0.00010629 | 0.00010629 | 0.00010629 | 0.00010629 | 0.00010629 | 0.00010629 | 0.00010629 | 0.00010629 | 0.00010629 | 0.00010629 | 0.00010629 | 0.00010629 | 0.00010629 | 0.00010629 | 0.00010629 | 0.00010629 | 0.00010629
F1_Commercial_College (ID)_New_Food Preparation_Natural Gas_Double Rack Oven_E2 | F1 | Commercial | College (ID) | New | Food Preparation | Natural Gas | Double Rack Oven | E2 | RVT - Cost of Equipment | 0.0004822 | 0.0004822 | 0.0004822 | 0.0004822 | 0.0004822 | 0.0004822 | 0.0004822 | 0.0004822 | 0.0004822 | 0.0004822 | 0.0004822 | 0.0004822 | 0.0004822 | 0.0004822 | 0.0004822 | 0.0004822 | 0.0004822 | 0.0004822 | 0.0004822 | 0.0004822 | 0.0004822 | 0.0004822 | 0.0004822 | 0.0004822 | 0.0004822 | 0.0004822 | 0.0004822
F1_Commercial_College (ID)_New_Food Preparation_Natural Gas_Double Rack Oven_E3 | F1 | Commercial | College (ID) | New | Food Preparation | Natural Gas | Double Rack Oven | E3 | RVT - Cost of Equipment | 0 | 0 | 0 | 0 | 0 | 0 | 0 | 0 | 0 | 0 | 0 | 0 | 0 | 0 | 0 | 0 | 0 | 0 | 0 | 0 | 0 | 0 | 0 | 0 | 0 | 0 | 0
F1_Commercial_College (ID)_New_Food Preparation_Natural Gas_Double Rack Oven_E4 | F1 | Commercial | College (ID) | New | Food Preparation | Natural Gas | Double Rack Oven | E4 | RVT - Cost of Equipment | 0 | 0 | 0 | 0 | 0 | 0 | 0 | 0 | 0 | 0 | 0 | 0 | 0 | 0 | 0 | 0 | 0 | 0 | 0 | 0 | 0 | 0 | 0 | 0 | 0 | 0 | 0
F1_Commercial_College (ID)_New_Food Preparation_Natural Gas_Double Rack Oven_E5 | F1 | Commercial | College (ID) | New | Food Preparation | Natural Gas | Double Rack Oven | E5 | RVT - Cost of Equipment | 0 | 0 | 0 | 0 | 0 | 0 | 0 | 0 | 0 | 0 | 0 | 0 | 0 | 0 | 0 | 0 | 0 | 0 | 0 | 0 | 0 | 0 | 0 | 0 | 0 | 0 | 0
F1_Commercial_College (ID)_New_Food Preparation_Natural Gas_Double Rack Oven_E6 | F1 | Commercial | College (ID) | New | Food Preparation | Natural Gas | Double Rack Oven | E6 | RVT - Cost of Equipment | 0 | 0 | 0 | 0 | 0 | 0 | 0 | 0 | 0 | 0 | 0 | 0 | 0 | 0 | 0 | 0 | 0 | 0 | 0 | 0 | 0 | 0 | 0 | 0 | 0 | 0 | 0
F1_Commercial_College (ID)_New_Food Preparation_Natural Gas_Double Rack Oven_E7 | F1 | Commercial | College (ID) | New | Food Preparation | Natural Gas | Double Rack Oven | E7 | RVT - Cost of Equipment | 0 | 0 | 0 | 0 | 0 | 0 | 0 | 0 | 0 | 0 | 0 | 0 | 0 | 0 | 0 | 0 | 0 | 0 | 0 | 0 | 0 | 0 | 0 | 0 | 0 | 0 | 0
F1_Commercial_College (ID)_New_Food Preparation_Natural Gas_Double Rack Oven_E8 | F1 | Commercial | College (ID) | New | Food Preparation | Natural Gas | Double Rack Oven | E8 | RVT - Cost of Equipment | 0 | 0 | 0 | 0 | 0 | 0 | 0 | 0 | 0 | 0 | 0 | 0 | 0 | 0 | 0 | 0 | 0 | 0 | 0 | 0 | 0 | 0 | 0 | 0 | 0 | 0 | 0
F1_Commercial_College (ID)_New_Food Preparation_Natural Gas_Double Rack Oven_E9 | F1 | Commercial | College (ID) | New | Food Preparation | Natural Gas | Double Rack Oven | E9 | RVT - Cost of Equipment | 0 | 0 | 0 | 0 | 0 | 0 | 0 | 0 | 0 | 0 | 0 | 0 | 0 | 0 | 0 | 0 | 0 | 0 | 0 | 0 | 0 | 0 | 0 | 0 | 0 | 0 | 0
F1_Commercial_College (ID)_New_Food Preparation_Natural Gas_Double Rack Oven_E10 | F1 | Commercial | College (ID) | New | Food Preparation | Natural Gas | Double Rack Oven | E10 | RVT - Cost of Equipment | 0 | 0 | 0 | 0 | 0 | 0 | 0 | 0 | 0 | 0 | 0 | 0 | 0 | 0 | 0 | 0 | 0 | 0 | 0 | 0 | 0 | 0 | 0 | 0 | 0 | 0 | 0
F2_Commercial_College (ID)_New_Food Preparation_Natural Gas_Double Rack Oven_E1 | F2 | Commercial | College (ID) | New | Food Preparation | Natural Gas | Double Rack Oven | E1 | RVT - Cost of Operation | 0.0172 | 0.017525 | 0.017906 | 0.018351 | 0.01886 | 0.019496 | 0.020133 | 0.020738 | 0.021286 | 0.021817 | 0.022368 | 0.022868 | 0.023396 | 0.023895 | 0.024325 | 0.024712 | 0.02504 | 0.025353 | 0.025687 | 0.025998 | 0.02631 | 0.026774 | 0.027243 | 0.027727 | 0.02822 | 0.028721 | 0.029231
F2_Commercial_College (ID)_New_Food Preparation_Natural Gas_Double Rack Oven_E2 | F2 | Commercial | College (ID) | New | Food Preparation | Natural Gas | Double Rack Oven | E2 | RVT - Cost of Operation | 0.010656 | 0.010857 | 0.011093 | 0.011369 | 0.011684 | 0.012078 | 0.012473 | 0.012848 | 0.013188 | 0.013517 | 0.013858 | 0.014167 | 0.014494 | 0.014804 | 0.01507 | 0.01531 | 0.015513 | 0.015707 | 0.015914 | 0.016106 | 0.0163 | 0.016587 | 0.016878 | 0.017178 | 0.017483 | 0.017794 | 0.01811
F2_Commercial_College (ID)_New_Food Preparation_Natural Gas_Double Rack Oven_E3 | F2 | Commercial | College (ID) | New | Food Preparation | Natural Gas | Double Rack Oven | E3 | RVT - Cost of Operation | 0 | 0 | 0 | 0 | 0 | 0 | 0 | 0 | 0 | 0 | 0 | 0 | 0 | 0 | 0 | 0 | 0 | 0 | 0 | 0 | 0 | 0 | 0 | 0 | 0 | 0 | 0
F2_Commercial_College (ID)_New_Food Preparation_Natural Gas_Double Rack Oven_E4 | F2 | Commercial | College (ID) | New | Food Preparation | Natural Gas | Double Rack Oven | E4 | RVT - Cost of Operation | 0 | 0 | 0 | 0 | 0 | 0 | 0 | 0 | 0 | 0 | 0 | 0 | 0 | 0 | 0 | 0 | 0 | 0 | 0 | 0 | 0 | 0 | 0 | 0 | 0 | 0 | 0
F2_Commercial_College (ID)_New_Food Preparation_Natural Gas_Double Rack Oven_E5 | F2 | Commercial | College (ID) | New | Food Preparation | Natural Gas | Double Rack Oven | E5 | RVT - Cost of Operation | 0 | 0 | 0 | 0 | 0 | 0 | 0 | 0 | 0 | 0 | 0 | 0 | 0 | 0 | 0 | 0 | 0 | 0 | 0 | 0 | 0 | 0 | 0 | 0 | 0 | 0 | 0
F2_Commercial_College (ID)_New_Food Preparation_Natural Gas_Double Rack Oven_E6 | F2 | Commercial | College (ID) | New | Food Preparation | Natural Gas | Double Rack Oven | E6 | RVT - Cost of Operation | 0 | 0 | 0 | 0 | 0 | 0 | 0 | 0 | 0 | 0 | 0 | 0 | 0 | 0 | 0 | 0 | 0 | 0 | 0 | 0 | 0 | 0 | 0 | 0 | 0 | 0 | 0
F2_Commercial_College (ID)_New_Food Preparation_Natural Gas_Double Rack Oven_E7 | F2 | Commercial | College (ID) | New | Food Preparation | Natural Gas | Double Rack Oven | E7 | RVT - Cost of Operation | 0 | 0 | 0 | 0 | 0 | 0 | 0 | 0 | 0 | 0 | 0 | 0 | 0 | 0 | 0 | 0 | 0 | 0 | 0 | 0 | 0 | 0 | 0 | 0 | 0 | 0 | 0
F2_Commercial_College (ID)_New_Food Preparation_Natural Gas_Double Rack Oven_E8 | F2 | Commercial | College (ID) | New | Food Preparation | Natural Gas | Double Rack Oven | E8 | RVT - Cost of Operation | 0 | 0 | 0 | 0 | 0 | 0 | 0 | 0 | 0 | 0 | 0 | 0 | 0 | 0 | 0 | 0 | 0 | 0 | 0 | 0 | 0 | 0 | 0 | 0 | 0 | 0 | 0
F2_Commercial_College (ID)_New_Food Preparation_Natural Gas_Double Rack Oven_E9 | F2 | Commercial | College (ID) | New | Food Preparation | Natural Gas | Double Rack Oven | E9 | RVT - Cost of Operation | 0 | 0 | 0 | 0 | 0 | 0 | 0 | 0 | 0 | 0 | 0 | 0 | 0 | 0 | 0 | 0 | 0 | 0 | 0 | 0 | 0 | 0 | 0 | 0 | 0 | 0 | 0
F2_Commercial_College (ID)_New_Food Preparation_Natural Gas_Double Rack Oven_E10 | F2 | Commercial | College (ID) | New | Food Preparation | Natural Gas | Double Rack Oven | E10 | RVT - Cost of Operation | 0 | 0 | 0 | 0 | 0 | 0 | 0 | 0 | 0 | 0 | 0 | 0 | 0 | 0 | 0 | 0 | 0 | 0 | 0 | 0 | 0 | 0 | 0 | 0 | 0 | 0 | 0
F3_Commercial_College (ID)_New_Food Preparation_Natural Gas_Double Rack Oven_E1 | F3 | Commercial | College (ID) | New | Food Preparation | Natural Gas | Double Rack Oven | E1 | System - kBTUs of Consumption | 4.1032 | 4.1032 | 4.1032 | 4.1032 | 4.1032 | 4.1032 | 4.1032 | 4.1032 | 4.1032 | 4.1032 | 4.1032 | 4.1032 | 4.1032 | 4.1032 | 4.1032 | 4.1032 | 4.1032 | 4.1032 | 4.1032 | 4.1032 | 4.1032 | 4.1032 | 4.1032 | 4.1032 | 4.1032 | 4.1032 | 4.1032
F3_Commercial_College (ID)_New_Food Preparation_Natural Gas_Double Rack Oven_E2 | F3 | Commercial | College (ID) | New | Food Preparation | Natural Gas | Double Rack Oven | E2 | System - kBTUs of Consumption | 2.5421 | 2.5421 | 2.5421 | 2.5421 | 2.5421 | 2.5421 | 2.5421 | 2.5421 | 2.5421 | 2.5421 | 2.5421 | 2.5421 | 2.5421 | 2.5421 | 2.5421 | 2.5421 | 2.5421 | 2.5421 | 2.5421 | 2.5421 | 2.5421 | 2.5421 | 2.5421 | 2.5421 | 2.5421 | 2.5421 | 2.5421
F3_Commercial_College (ID)_New_Food Preparation_Natural Gas_Double Rack Oven_E3 | F3 | Commercial | College (ID) | New | Food Preparation | Natural Gas | Double Rack Oven | E3 | System - kBTUs of Consumption | 0 | 0 | 0 | 0 | 0 | 0 | 0 | 0 | 0 | 0 | 0 | 0 | 0 | 0 | 0 | 0 | 0 | 0 | 0 | 0 | 0 | 0 | 0 | 0 | 0 | 0 | 0
F3_Commercial_College (ID)_New_Food Preparation_Natural Gas_Double Rack Oven_E4 | F3 | Commercial | College (ID) | New | Food Preparation | Natural Gas | Double Rack Oven | E4 | System - kBTUs of Consumption | 0 | 0 | 0 | 0 | 0 | 0 | 0 | 0 | 0 | 0 | 0 | 0 | 0 | 0 | 0 | 0 | 0 | 0 | 0 | 0 | 0 | 0 | 0 | 0 | 0 | 0 | 0
F3_Commercial_College (ID)_New_Food Preparation_Natural Gas_Double Rack Oven_E5 | F3 | Commercial | College (ID) | New | Food Preparation | Natural Gas | Double Rack Oven | E5 | System - kBTUs of Consumption | 0 | 0 | 0 | 0 | 0 | 0 | 0 | 0 | 0 | 0 | 0 | 0 | 0 | 0 | 0 | 0 | 0 | 0 | 0 | 0 | 0 | 0 | 0 | 0 | 0 | 0 | 0
F3_Commercial_College (ID)_New_Food Preparation_Natural Gas_Double Rack Oven_E6 | F3 | Commercial | College (ID) | New | Food Preparation | Natural Gas | Double Rack Oven | E6 | System - kBTUs of Consumption | 0 | 0 | 0 | 0 | 0 | 0 | 0 | 0 | 0 | 0 | 0 | 0 | 0 | 0 | 0 | 0 | 0 | 0 | 0 | 0 | 0 | 0 | 0 | 0 | 0 | 0 | 0
F3_Commercial_College (ID)_New_Food Preparation_Natural Gas_Double Rack Oven_E7 | F3 | Commercial | College (ID) | New | Food Preparation | Natural Gas | Double Rack Oven | E7 | System - kBTUs of Consumption | 0 | 0 | 0 | 0 | 0 | 0 | 0 | 0 | 0 | 0 | 0 | 0 | 0 | 0 | 0 | 0 | 0 | 0 | 0 | 0 | 0 | 0 | 0 | 0 | 0 | 0 | 0
F3_Commercial_College (ID)_New_Food Preparation_Natural Gas_Double Rack Oven_E8 | F3 | Commercial | College (ID) | New | Food Preparation | Natural Gas | Double Rack Oven | E8 | System - kBTUs of Consumption | 0 | 0 | 0 | 0 | 0 | 0 | 0 | 0 | 0 | 0 | 0 | 0 | 0 | 0 | 0 | 0 | 0 | 0 | 0 | 0 | 0 | 0 | 0 | 0 | 0 | 0 | 0
F3_Commercial_College (ID)_New_Food Preparation_Natural Gas_Double Rack Oven_E9 | F3 | Commercial | College (ID) | New | Food Preparation | Natural Gas | Double Rack Oven | E9 | System - kBTUs of Consumption | 0 | 0 | 0 | 0 | 0 | 0 | 0 | 0 | 0 | 0 | 0 | 0 | 0 | 0 | 0 | 0 | 0 | 0 | 0 | 0 | 0 | 0 | 0 | 0 | 0 | 0 | 0
F3_Commercial_College (ID)_New_Food Preparation_Natural Gas_Double Rack Oven_E10 | F3 | Commercial | College (ID) | New | Food Preparation | Natural Gas | Double Rack Oven | E10 | System - kBTUs of Consumption | 0 | 0 | 0 | 0 | 0 | 0 | 0 | 0 | 0 | 0 | 0 | 0 | 0 | 0 | 0 | 0 | 0 | 0 | 0 | 0 | 0 | 0 | 0 | 0 | 0 | 0 | 0
F4_Commercial_College (ID)_New_Food Preparation_Natural Gas_Double Rack Oven_E1 | F4 | Commercial | College (ID) | New | Food Preparation | Natural Gas | Double Rack Oven | E1 | Utility - Cost of Equipment | 0.00010629 | 0.00010629 | 0.00010629 | 0.00010629 | 0.00010629 | 0.00010629 | 0.00010629 | 0.00010629 | 0.00010629 | 0.00010629 | 0.00010629 | 0.00010629 | 0.00010629 | 0.00010629 | 0.00010629 | 0.00010629 | 0.00010629 | 0.00010629 | 0.00010629 | 0.00010629 | 0.00010629 | 0.00010629 | 0.00010629 | 0.00010629 | 0.00010629 | 0.00010629 | 0.00010629
F4_Commercial_College (ID)_New_Food Preparation_Natural Gas_Double Rack Oven_E2 | F4 | Commercial | College (ID) | New | Food Preparation | Natural Gas | Double Rack Oven | E2 | Utility - Cost of Equipment | 0.0004822 | 0.0004822 | 0.0004822 | 0.0004822 | 0.0004822 | 0.0004822 | 0.0004822 | 0.0004822 | 0.0004822 | 0.0004822 | 0.0004822 | 0.0004822 | 0.0004822 | 0.0004822 | 0.0004822 | 0.0004822 | 0.0004822 | 0.0004822 | 0.0004822 | 0.0004822 | 0.0004822 | 0.0004822 | 0.0004822 | 0.0004822 | 0.0004822 | 0.0004822 | 0.0004822
F4_Commercial_College (ID)_New_Food Preparation_Natural Gas_Double Rack Oven_E3 | F4 | Commercial | College (ID) | New | Food Preparation | Natural Gas | Double Rack Oven | E3 | Utility - Cost of Equipment | 0 | 0 | 0 | 0 | 0 | 0 | 0 | 0 | 0 | 0 | 0 | 0 | 0 | 0 | 0 | 0 | 0 | 0 | 0 | 0 | 0 | 0 | 0 | 0 | 0 | 0 | 0
F4_Commercial_College (ID)_New_Food Preparation_Natural Gas_Double Rack Oven_E4 | F4 | Commercial | College (ID) | New | Food Preparation | Natural Gas | Double Rack Oven | E4 | Utility - Cost of Equipment | 0 | 0 | 0 | 0 | 0 | 0 | 0 | 0 | 0 | 0 | 0 | 0 | 0 | 0 | 0 | 0 | 0 | 0 | 0 | 0 | 0 | 0 | 0 | 0 | 0 | 0 | 0
F4_Commercial_College (ID)_New_Food Preparation_Natural Gas_Double Rack Oven_E5 | F4 | Commercial | College (ID) | New | Food Preparation | Natural Gas | Double Rack Oven | E5 | Utility - Cost of Equipment | 0 | 0 | 0 | 0 | 0 | 0 | 0 | 0 | 0 | 0 | 0 | 0 | 0 | 0 | 0 | 0 | 0 | 0 | 0 | 0 | 0 | 0 | 0 | 0 | 0 | 0 | 0
F4_Commercial_College (ID)_New_Food Preparation_Natural Gas_Double Rack Oven_E6 | F4 | Commercial | College (ID) | New | Food Preparation | Natural Gas | Double Rack Oven | E6 | Utility - Cost of Equipment | 0 | 0 | 0 | 0 | 0 | 0 | 0 | 0 | 0 | 0 | 0 | 0 | 0 | 0 | 0 | 0 | 0 | 0 | 0 | 0 | 0 | 0 | 0 | 0 | 0 | 0 | 0
F4_Commercial_College (ID)_New_Food Preparation_Natural Gas_Double Rack Oven_E7 | F4 | Commercial | College (ID) | New | Food Preparation | Natural Gas | Double Rack Oven | E7 | Utility - Cost of Equipment | 0 | 0 | 0 | 0 | 0 | 0 | 0 | 0 | 0 | 0 | 0 | 0 | 0 | 0 | 0 | 0 | 0 | 0 | 0 | 0 | 0 | 0 | 0 | 0 | 0 | 0 | 0
F4_Commercial_College (ID)_New_Food Preparation_Natural Gas_Double Rack Oven_E8 | F4 | Commercial | College (ID) | New | Food Preparation | Natural Gas | Double Rack Oven | E8 | Utility - Cost of Equipment | 0 | 0 | 0 | 0 | 0 | 0 | 0 | 0 | 0 | 0 | 0 | 0 | 0 | 0 | 0 | 0 | 0 | 0 | 0 | 0 | 0 | 0 | 0 | 0 | 0 | 0 | 0
F4_Commercial_College (ID)_New_Food Preparation_Natural Gas_Double Rack Oven_E9 | F4 | Commercial | College (ID) | New | Food Preparation | Natural Gas | Double Rack Oven | E9 | Utility - Cost of Equipment | 0 | 0 | 0 | 0 | 0 | 0 | 0 | 0 | 0 | 0 | 0 | 0 | 0 | 0 | 0 | 0 | 0 | 0 | 0 | 0 | 0 | 0 | 0 | 0 | 0 | 0 | 0
F4_Commercial_College (ID)_New_Food Preparation_Natural Gas_Double Rack Oven_E10 | F4 | Commercial | College (ID) | New | Food Preparation | Natural Gas | Double Rack Oven | E10 | Utility - Cost of Equipment | 0 | 0 | 0 | 0 | 0 | 0 | 0 | 0 | 0 | 0 | 0 | 0 | 0 | 0 | 0 | 0 | 0 | 0 | 0 | 0 | 0 | 0 | 0 | 0 | 0 | 0 | 0
F5_Commercial_College (ID)_New_Food Preparation_Natural Gas_Double Rack Oven_E1 | F5 | Commercial | College (ID) | New | Food Preparation | Natural Gas | Double Rack Oven | E1 | Utility - Cost of Operation | 0.014603 | 0.014971 | 0.015407 | 0.015907 | 0.016472 | 0.01716 | 0.017867 | 0.018568 | 0.019243 | 0.019927 | 0.020471 | 0.020981 | 0.021529 | 0.022065 | 0.022545 | 0.022993 | 0.023396 | 0.023793 | 0.024218 | 0.024631 | 0.025057 | 0.025499 | 0.025946 | 0.026407 | 0.026876 | 0.027353 | 0.027839
F5_Commercial_College (ID)_New_Food Preparation_Natural Gas_Double Rack Oven_E2 | F5 | Commercial | College (ID) | New | Food Preparation | Natural Gas | Double Rack Oven | E2 | Utility - Cost of Operation | 0.0090473 | 0.0092753 | 0.0095454 | 0.009855 | 0.010205 | 0.010631 | 0.011069 | 0.011504 | 0.011922 | 0.012345 | 0.012683 | 0.012999 | 0.013338 | 0.01367 | 0.013967 | 0.014245 | 0.014495 | 0.014741 | 0.015004 | 0.01526 | 0.015524 | 0.015798 | 0.016074 | 0.01636 | 0.016651 | 0.016946 | 0.017248
F5_Commercial_College (ID)_New_Food Preparation_Natural Gas_Double Rack Oven_E3 | F5 | Commercial | College (ID) | New | Food Preparation | Natural Gas | Double Rack Oven | E3 | Utility - Cost of Operation | 0 | 0 | 0 | 0 | 0 | 0 | 0 | 0 | 0 | 0 | 0 | 0 | 0 | 0 | 0 | 0 | 0 | 0 | 0 | 0 | 0 | 0 | 0 | 0 | 0 | 0 | 0
F5_Commercial_College (ID)_New_Food Preparation_Natural Gas_Double Rack Oven_E4 | F5 | Commercial | College (ID) | New | Food Preparation | Natural Gas | Double Rack Oven | E4 | Utility - Cost of Operation | 0 | 0 | 0 | 0 | 0 | 0 | 0 | 0 | 0 | 0 | 0 | 0 | 0 | 0 | 0 | 0 | 0 | 0 | 0 | 0 | 0 | 0 | 0 | 0 | 0 | 0 | 0
F5_Commercial_College (ID)_New_Food Preparation_Natural Gas_Double Rack Oven_E5 | F5 | Commercial | College (ID) | New | Food Preparation | Natural Gas | Double Rack Oven | E5 | Utility - Cost of Operation | 0 | 0 | 0 | 0 | 0 | 0 | 0 | 0 | 0 | 0 | 0 | 0 | 0 | 0 | 0 | 0 | 0 | 0 | 0 | 0 | 0 | 0 | 0 | 0 | 0 | 0 | 0
F5_Commercial_College (ID)_New_Food Preparation_Natural Gas_Double Rack Oven_E6 | F5 | Commercial | College (ID) | New | Food Preparation | Natural Gas | Double Rack Oven | E6 | Utility - Cost of Operation | 0 | 0 | 0 | 0 | 0 | 0 | 0 | 0 | 0 | 0 | 0 | 0 | 0 | 0 | 0 | 0 | 0 | 0 | 0 | 0 | 0 | 0 | 0 | 0 | 0 | 0 | 0
F5_Commercial_College (ID)_New_Food Preparation_Natural Gas_Double Rack Oven_E7 | F5 | Commercial | College (ID) | New | Food Preparation | Natural Gas | Double Rack Oven | E7 | Utility - Cost of Operation | 0 | 0 | 0 | 0 | 0 | 0 | 0 | 0 | 0 | 0 | 0 | 0 | 0 | 0 | 0 | 0 | 0 | 0 | 0 | 0 | 0 | 0 | 0 | 0 | 0 | 0 | 0
F5_Commercial_College (ID)_New_Food Preparation_Natural Gas_Double Rack Oven_E8 | F5 | Commercial | College (ID) | New | Food Preparation | Natural Gas | Double Rack Oven | E8 | Utility - Cost of Operation | 0 | 0 | 0 | 0 | 0 | 0 | 0 | 0 | 0 | 0 | 0 | 0 | 0 | 0 | 0 | 0 | 0 | 0 | 0 | 0 | 0 | 0 | 0 | 0 | 0 | 0 | 0
F5_Commercial_College (ID)_New_Food Preparation_Natural Gas_Double Rack Oven_E9 | F5 | Commercial | College (ID) | New | Food Preparation | Natural Gas | Double Rack Oven | E9 | Utility - Cost of Operation | 0 | 0 | 0 | 0 | 0 | 0 | 0 | 0 | 0 | 0 | 0 | 0 | 0 | 0 | 0 | 0 | 0 | 0 | 0 | 0 | 0 | 0 | 0 | 0 | 0 | 0 | 0
F5_Commercial_College (ID)_New_Food Preparation_Natural Gas_Double Rack Oven_E10 | F5 | Commercial | College (ID) | New | Food Preparation | Natural Gas | Double Rack Oven | E10 | Utility - Cost of Operation | 0 | 0 | 0 | 0 | 0 | 0 | 0 | 0 | 0 | 0 | 0 | 0 | 0 | 0 | 0 | 0 | 0 | 0 | 0 | 0 | 0 | 0 | 0 | 0 | 0 | 0 | 0
F6_Commercial_College (ID)_New_Food Preparation_Natural Gas_Double Rack Oven_E1 | F6 | Commercial | College (ID) | New | Food Preparation | Natural Gas | Double Rack Oven | E1 | Utility - Value of Sales | 0.0172 | 0.017525 | 0.017906 | 0.018351 | 0.01886 | 0.019496 | 0.020133 | 0.020738 | 0.021286 | 0.021817 | 0.022368 | 0.022868 | 0.023396 | 0.023895 | 0.024325 | 0.024712 | 0.02504 | 0.025353 | 0.025687 | 0.025998 | 0.02631 | 0.026774 | 0.027243 | 0.027727 | 0.02822 | 0.028721 | 0.029231
F6_Commercial_College (ID)_New_Food Preparation_Natural Gas_Double Rack Oven_E2 | F6 | Commercial | College (ID) | New | Food Preparation | Natural Gas | Double Rack Oven | E2 | Utility - Value of Sales | 0.010656 | 0.010857 | 0.011093 | 0.011369 | 0.011684 | 0.012078 | 0.012473 | 0.012848 | 0.013188 | 0.013517 | 0.013858 | 0.014167 | 0.014494 | 0.014804 | 0.01507 | 0.01531 | 0.015513 | 0.015707 | 0.015914 | 0.016106 | 0.0163 | 0.016587 | 0.016878 | 0.017178 | 0.017483 | 0.017794 | 0.01811
F6_Commercial_College (ID)_New_Food Preparation_Natural Gas_Double Rack Oven_E3 | F6 | Commercial | College (ID) | New | Food Preparation | Natural Gas | Double Rack Oven | E3 | Utility - Value of Sales | 0 | 0 | 0 | 0 | 0 | 0 | 0 | 0 | 0 | 0 | 0 | 0 | 0 | 0 | 0 | 0 | 0 | 0 | 0 | 0 | 0 | 0 | 0 | 0 | 0 | 0 | 0
F6_Commercial_College (ID)_New_Food Preparation_Natural Gas_Double Rack Oven_E4 | F6 | Commercial | College (ID) | New | Food Preparation | Natural Gas | Double Rack Oven | E4 | Utility - Value of Sales | 0 | 0 | 0 | 0 | 0 | 0 | 0 | 0 | 0 | 0 | 0 | 0 | 0 | 0 | 0 | 0 | 0 | 0 | 0 | 0 | 0 | 0 | 0 | 0 | 0 | 0 | 0
F6_Commercial_College (ID)_New_Food Preparation_Natural Gas_Double Rack Oven_E5 | F6 | Commercial | College (ID) | New | Food Preparation | Natural Gas | Double Rack Oven | E5 | Utility - Value of Sales | 0 | 0 | 0 | 0 | 0 | 0 | 0 | 0 | 0 | 0 | 0 | 0 | 0 | 0 | 0 | 0 | 0 | 0 | 0 | 0 | 0 | 0 | 0 | 0 | 0 | 0 | 0
F6_Commercial_College (ID)_New_Food Preparation_Natural Gas_Double Rack Oven_E6 | F6 | Commercial | College (ID) | New | Food Preparation | Natural Gas | Double Rack Oven | E6 | Utility - Value of Sales | 0 | 0 | 0 | 0 | 0 | 0 | 0 | 0 | 0 | 0 | 0 | 0 | 0 | 0 | 0 | 0 | 0 | 0 | 0 | 0 | 0 | 0 | 0 | 0 | 0 | 0 | 0
F6_Commercial_College (ID)_New_Food Preparation_Natural Gas_Double Rack Oven_E7 | F6 | Commercial | College (ID) | New | Food Preparation | Natural Gas | Double Rack Oven | E7 | Utility - Value of Sales | 0 | 0 | 0 | 0 | 0 | 0 | 0 | 0 | 0 | 0 | 0 | 0 | 0 | 0 | 0 | 0 | 0 | 0 | 0 | 0 | 0 | 0 | 0 | 0 | 0 | 0 | 0
F6_Commercial_College (ID)_New_Food Preparation_Natural Gas_Double Rack Oven_E8 | F6 | Commercial | College (ID) | New | Food Preparation | Natural Gas | Double Rack Oven | E8 | Utility - Value of Sales | 0 | 0 | 0 | 0 | 0 | 0 | 0 | 0 | 0 | 0 | 0 | 0 | 0 | 0 | 0 | 0 | 0 | 0 | 0 | 0 | 0 | 0 | 0 | 0 | 0 | 0 | 0
F6_Commercial_College (ID)_New_Food Preparation_Natural Gas_Double Rack Oven_E9 | F6 | Commercial | College (ID) | New | Food Preparation | Natural Gas | Double Rack Oven | E9 | Utility - Value of Sales | 0 | 0 | 0 | 0 | 0 | 0 | 0 | 0 | 0 | 0 | 0 | 0 | 0 | 0 | 0 | 0 | 0 | 0 | 0 | 0 | 0 | 0 | 0 | 0 | 0 | 0 | 0
F6_Commercial_College (ID)_New_Food Preparation_Natural Gas_Double Rack Oven_E10 | F6 | Commercial | College (ID) | New | Food Preparation | Natural Gas | Double Rack Oven | E10 | Utility - Value of Sales | 0 | 0 | 0 | 0 | 0 | 0 | 0 | 0 | 0 | 0 | 0 | 0 | 0 | 0 | 0 | 0 | 0 | 0 | 0 | 0 | 0 | 0 | 0 | 0 | 0 | 0 | 0
F1_Commercial_College (ID)_New_Food Preparation_Natural Gas_Fryer_E1 | F1 | Commercial | College (ID) | New | Food Preparation | Natural Gas | Fryer | E1 | RVT - Cost of Equipment | 0.0004191 | 0.0004191 | 0.0004191 | 0.0004191 | 0.0004191 | 0.0004191 | 0.0004191 | 0.0004191 | 0.0004191 | 0.0004191 | 0.0004191 | 0.0004191 | 0.0004191 | 0.0004191 | 0.0004191 | 0.0004191 | 0.0004191 | 0.0004191 | 0.0004191 | 0.0004191 | 0.0004191 | 0.0004191 | 0.0004191 | 0.0004191 | 0.0004191 | 0.0004191 | 0.0004191
F1_Commercial_College (ID)_New_Food Preparation_Natural Gas_Fryer_E2 | F1 | Commercial | College (ID) | New | Food Preparation | Natural Gas | Fryer | E2 | RVT - Cost of Equipment | 0.00062027 | 0.00062027 | 0.00062027 | 0.00062027 | 0.00062027 | 0.00062027 | 0.00062027 | 0.00062027 | 0.00062027 | 0.00062027 | 0.00062027 | 0.00062027 | 0.00062027 | 0.00062027 | 0.00062027 | 0.00062027 | 0.00062027 | 0.00062027 | 0.00062027 | 0.00062027 | 0.00062027 | 0.00062027 | 0.00062027 | 0.00062027 | 0.00062027 | 0.00062027 | 0.00062027
F1_Commercial_College (ID)_New_Food Preparation_Natural Gas_Fryer_E3 | F1 | Commercial | College (ID) | New | Food Preparation | Natural Gas | Fryer | E3 | RVT - Cost of Equipment | 0 | 0 | 0 | 0 | 0 | 0 | 0 | 0 | 0 | 0 | 0 | 0 | 0 | 0 | 0 | 0 | 0 | 0 | 0 | 0 | 0 | 0 | 0 | 0 | 0 | 0 | 0
F1_Commercial_College (ID)_New_Food Preparation_Natural Gas_Fryer_E4 | F1 | Commercial | College (ID) | New | Food Preparation | Natural Gas | Fryer | E4 | RVT - Cost of Equipment | 0 | 0 | 0 | 0 | 0 | 0 | 0 | 0 | 0 | 0 | 0 | 0 | 0 | 0 | 0 | 0 | 0 | 0 | 0 | 0 | 0 | 0 | 0 | 0 | 0 | 0 | 0
F1_Commercial_College (ID)_New_Food Preparation_Natural Gas_Fryer_E5 | F1 | Commercial | College (ID) | New | Food Preparation | Natural Gas | Fryer | E5 | RVT - Cost of Equipment | 0 | 0 | 0 | 0 | 0 | 0 | 0 | 0 | 0 | 0 | 0 | 0 | 0 | 0 | 0 | 0 | 0 | 0 | 0 | 0 | 0 | 0 | 0 | 0 | 0 | 0 | 0
F1_Commercial_College (ID)_New_Food Preparation_Natural Gas_Fryer_E6 | F1 | Commercial | College (ID) | New | Food Preparation | Natural Gas | Fryer | E6 | RVT - Cost of Equipment | 0 | 0 | 0 | 0 | 0 | 0 | 0 | 0 | 0 | 0 | 0 | 0 | 0 | 0 | 0 | 0 | 0 | 0 | 0 | 0 | 0 | 0 | 0 | 0 | 0 | 0 | 0
F1_Commercial_College (ID)_New_Food Preparation_Natural Gas_Fryer_E7 | F1 | Commercial | College (ID) | New | Food Preparation | Natural Gas | Fryer | E7 | RVT - Cost of Equipment | 0 | 0 | 0 | 0 | 0 | 0 | 0 | 0 | 0 | 0 | 0 | 0 | 0 | 0 | 0 | 0 | 0 | 0 | 0 | 0 | 0 | 0 | 0 | 0 | 0 | 0 | 0
F1_Commercial_College (ID)_New_Food Preparation_Natural Gas_Fryer_E8 | F1 | Commercial | College (ID) | New | Food Preparation | Natural Gas | Fryer | E8 | RVT - Cost of Equipment | 0 | 0 | 0 | 0 | 0 | 0 | 0 | 0 | 0 | 0 | 0 | 0 | 0 | 0 | 0 | 0 | 0 | 0 | 0 | 0 | 0 | 0 | 0 | 0 | 0 | 0 | 0
F1_Commercial_College (ID)_New_Food Preparation_Natural Gas_Fryer_E9 | F1 | Commercial | College (ID) | New | Food Preparation | Natural Gas | Fryer | E9 | RVT - Cost of Equipment | 0 | 0 | 0 | 0 | 0 | 0 | 0 | 0 | 0 | 0 | 0 | 0 | 0 | 0 | 0 | 0 | 0 | 0 | 0 | 0 | 0 | 0 | 0 | 0 | 0 | 0 | 0
F1_Commercial_College (ID)_New_Food Preparation_Natural Gas_Fryer_E10 | F1 | Commercial | College (ID) | New | Food Preparation | Natural Gas | Fryer | E10 | RVT - Cost of Equipment | 0 | 0 | 0 | 0 | 0 | 0 | 0 | 0 | 0 | 0 | 0 | 0 | 0 | 0 | 0 | 0 | 0 | 0 | 0 | 0 | 0 | 0 | 0 | 0 | 0 | 0 | 0
F2_Commercial_College (ID)_New_Food Preparation_Natural Gas_Fryer_E1 | F2 | Commercial | College (ID) | New | Food Preparation | Natural Gas | Fryer | E1 | RVT - Cost of Operation | 0.0089169 | 0.0090961 | 0.0092979 | 0.0095244 | 0.0097769 | 0.010082 | 0.010385 | 0.010672 | 0.010931 | 0.011184 | 0.011446 | 0.011687 | 0.011943 | 0.012192 | 0.01241 | 0.012611 | 0.012787 | 0.012956 | 0.013135 | 0.013305 | 0.013476 | 0.013714 | 0.013954 | 0.014202 | 0.014455 | 0.014711 | 0.014973
F2_Commercial_College (ID)_New_Food Preparation_Natural Gas_Fryer_E2 | F2 | Commercial | College (ID) | New | Food Preparation | Natural Gas | Fryer | E2 | RVT - Cost of Operation | 0.00615 | 0.0062736 | 0.0064128 | 0.006569 | 0.0067432 | 0.0069538 | 0.0071627 | 0.0073603 | 0.0075395 | 0.0077139 | 0.0078947 | 0.0080603 | 0.0082373 | 0.0084088 | 0.0085595 | 0.0086981 | 0.0088191 | 0.0089361 | 0.0090593 | 0.0091764 | 0.0092942 | 0.0094583 | 0.0096244 | 0.0097954 | 0.0099694 | 0.010147 | 0.010327
F2_Commercial_College (ID)_New_Food Preparation_Natural Gas_Fryer_E3 | F2 | Commercial | College (ID) | New | Food Preparation | Natural Gas | Fryer | E3 | RVT - Cost of Operation | 0 | 0 | 0 | 0 | 0 | 0 | 0 | 0 | 0 | 0 | 0 | 0 | 0 | 0 | 0 | 0 | 0 | 0 | 0 | 0 | 0 | 0 | 0 | 0 | 0 | 0 | 0
F2_Commercial_College (ID)_New_Food Preparation_Natural Gas_Fryer_E4 | F2 | Commercial | College (ID) | New | Food Preparation | Natural Gas | Fryer | E4 | RVT - Cost of Operation | 0 | 0 | 0 | 0 | 0 | 0 | 0 | 0 | 0 | 0 | 0 | 0 | 0 | 0 | 0 | 0 | 0 | 0 | 0 | 0 | 0 | 0 | 0 | 0 | 0 | 0 | 0
F2_Commercial_College (ID)_New_Food Preparation_Natural Gas_Fryer_E5 | F2 | Commercial | College (ID) | New | Food Preparation | Natural Gas | Fryer | E5 | RVT - Cost of Operation | 0 | 0 | 0 | 0 | 0 | 0 | 0 | 0 | 0 | 0 | 0 | 0 | 0 | 0 | 0 | 0 | 0 | 0 | 0 | 0 | 0 | 0 | 0 | 0 | 0 | 0 | 0
F2_Commercial_College (ID)_New_Food Preparation_Natural Gas_Fryer_E6 | F2 | Commercial | College (ID) | New | Food Preparation | Natural Gas | Fryer | E6 | RVT - Cost of Operation | 0 | 0 | 0 | 0 | 0 | 0 | 0 | 0 | 0 | 0 | 0 | 0 | 0 | 0 | 0 | 0 | 0 | 0 | 0 | 0 | 0 | 0 | 0 | 0 | 0 | 0 | 0
F2_Commercial_College (ID)_New_Food Preparation_Natural Gas_Fryer_E7 | F2 | Commercial | College (ID) | New | Food Preparation | Natural Gas | Fryer | E7 | RVT - Cost of Operation | 0 | 0 | 0 | 0 | 0 | 0 | 0 | 0 | 0 | 0 | 0 | 0 | 0 | 0 | 0 | 0 | 0 | 0 | 0 | 0 | 0 | 0 | 0 | 0 | 0 | 0 | 0
F2_Commercial_College (ID)_New_Food Preparation_Natural Gas_Fryer_E8 | F2 | Commercial | College (ID) | New | Food Preparation | Natural Gas | Fryer | E8 | RVT - Cost of Operation | 0 | 0 | 0 | 0 | 0 | 0 | 0 | 0 | 0 | 0 | 0 | 0 | 0 | 0 | 0 | 0 | 0 | 0 | 0 | 0 | 0 | 0 | 0 | 0 | 0 | 0 | 0
F2_Commercial_College (ID)_New_Food Preparation_Natural Gas_Fryer_E9 | F2 | Commercial | College (ID) | New | Food Preparation | Natural Gas | Fryer | E9 | RVT - Cost of Operation | 0 | 0 | 0 | 0 | 0 | 0 | 0 | 0 | 0 | 0 | 0 | 0 | 0 | 0 | 0 | 0 | 0 | 0 | 0 | 0 | 0 | 0 | 0 | 0 | 0 | 0 | 0
F2_Commercial_College (ID)_New_Food Preparation_Natural Gas_Fryer_E10 | F2 | Commercial | College (ID) | New | Food Preparation | Natural Gas | Fryer | E10 | RVT - Cost of Operation | 0 | 0 | 0 | 0 | 0 | 0 | 0 | 0 | 0 | 0 | 0 | 0 | 0 | 0 | 0 | 0 | 0 | 0 | 0 | 0 | 0 | 0 | 0 | 0 | 0 | 0 | 0
F3_Commercial_College (ID)_New_Food Preparation_Natural Gas_Fryer_E1 | F3 | Commercial | College (ID) | New | Food Preparation | Natural Gas | Fryer | E1 | System - kBTUs of Consumption | 2.063 | 2.063 | 2.063 | 2.063 | 2.063 | 2.063 | 2.063 | 2.063 | 2.063 | 2.063 | 2.063 | 2.063 | 2.063 | 2.063 | 2.063 | 2.063 | 2.063 | 2.063 | 2.063 | 2.063 | 2.063 | 2.063 | 2.063 | 2.063 | 2.063 | 2.063 | 2.063
F3_Commercial_College (ID)_New_Food Preparation_Natural Gas_Fryer_E2 | F3 | Commercial | College (ID) | New | Food Preparation | Natural Gas | Fryer | E2 | System - kBTUs of Consumption | 1.4229 | 1.4229 | 1.4229 | 1.4229 | 1.4229 | 1.4229 | 1.4229 | 1.4229 | 1.4229 | 1.4229 | 1.4229 | 1.4229 | 1.4229 | 1.4229 | 1.4229 | 1.4229 | 1.4229 | 1.4229 | 1.4229 | 1.4229 | 1.4229 | 1.4229 | 1.4229 | 1.4229 | 1.4229 | 1.4229 | 1.4229
F3_Commercial_College (ID)_New_Food Preparation_Natural Gas_Fryer_E3 | F3 | Commercial | College (ID) | New | Food Preparation | Natural Gas | Fryer | E3 | System - kBTUs of Consumption | 0 | 0 | 0 | 0 | 0 | 0 | 0 | 0 | 0 | 0 | 0 | 0 | 0 | 0 | 0 | 0 | 0 | 0 | 0 | 0 | 0 | 0 | 0 | 0 | 0 | 0 | 0
F3_Commercial_College (ID)_New_Food Preparation_Natural Gas_Fryer_E4 | F3 | Commercial | College (ID) | New | Food Preparation | Natural Gas | Fryer | E4 | System - kBTUs of Consumption | 0 | 0 | 0 | 0 | 0 | 0 | 0 | 0 | 0 | 0 | 0 | 0 | 0 | 0 | 0 | 0 | 0 | 0 | 0 | 0 | 0 | 0 | 0 | 0 | 0 | 0 | 0
F3_Commercial_College (ID)_New_Food Preparation_Natural Gas_Fryer_E5 | F3 | Commercial | College (ID) | New | Food Preparation | Natural Gas | Fryer | E5 | System - kBTUs of Consumption | 0 | 0 | 0 | 0 | 0 | 0 | 0 | 0 | 0 | 0 | 0 | 0 | 0 | 0 | 0 | 0 | 0 | 0 | 0 | 0 | 0 | 0 | 0 | 0 | 0 | 0 | 0
F3_Commercial_College (ID)_New_Food Preparation_Natural Gas_Fryer_E6 | F3 | Commercial | College (ID) | New | Food Preparation | Natural Gas | Fryer | E6 | System - kBTUs of Consumption | 0 | 0 | 0 | 0 | 0 | 0 | 0 | 0 | 0 | 0 | 0 | 0 | 0 | 0 | 0 | 0 | 0 | 0 | 0 | 0 | 0 | 0 | 0 | 0 | 0 | 0 | 0
F3_Commercial_College (ID)_New_Food Preparation_Natural Gas_Fryer_E7 | F3 | Commercial | College (ID) | New | Food Preparation | Natural Gas | Fryer | E7 | System - kBTUs of Consumption | 0 | 0 | 0 | 0 | 0 | 0 | 0 | 0 | 0 | 0 | 0 | 0 | 0 | 0 | 0 | 0 | 0 | 0 | 0 | 0 | 0 | 0 | 0 | 0 | 0 | 0 | 0
F3_Commercial_College (ID)_New_Food Preparation_Natural Gas_Fryer_E8 | F3 | Commercial | College (ID) | New | Food Preparation | Natural Gas | Fryer | E8 | System - kBTUs of Consumption | 0 | 0 | 0 | 0 | 0 | 0 | 0 | 0 | 0 | 0 | 0 | 0 | 0 | 0 | 0 | 0 | 0 | 0 | 0 | 0 | 0 | 0 | 0 | 0 | 0 | 0 | 0
F3_Commercial_College (ID)_New_Food Preparation_Natural Gas_Fryer_E9 | F3 | Commercial | College (ID) | New | Food Preparation | Natural Gas | Fryer | E9 | System - kBTUs of Consumption | 0 | 0 | 0 | 0 | 0 | 0 | 0 | 0 | 0 | 0 | 0 | 0 | 0 | 0 | 0 | 0 | 0 | 0 | 0 | 0 | 0 | 0 | 0 | 0 | 0 | 0 | 0
F3_Commercial_College (ID)_New_Food Preparation_Natural Gas_Fryer_E10 | F3 | Commercial | College (ID) | New | Food Preparation | Natural Gas | Fryer | E10 | System - kBTUs of Consumption | 0 | 0 | 0 | 0 | 0 | 0 | 0 | 0 | 0 | 0 | 0 | 0 | 0 | 0 | 0 | 0 | 0 | 0 | 0 | 0 | 0 | 0 | 0 | 0 | 0 | 0 | 0
F4_Commercial_College (ID)_New_Food Preparation_Natural Gas_Fryer_E1 | F4 | Commercial | College (ID) | New | Food Preparation | Natural Gas | Fryer | E1 | Utility - Cost of Equipment | 0.0004191 | 0.0004191 | 0.0004191 | 0.0004191 | 0.0004191 | 0.0004191 | 0.0004191 | 0.0004191 | 0.0004191 | 0.0004191 | 0.0004191 | 0.0004191 | 0.0004191 | 0.0004191 | 0.0004191 | 0.0004191 | 0.0004191 | 0.0004191 | 0.0004191 | 0.0004191 | 0.0004191 | 0.0004191 | 0.0004191 | 0.0004191 | 0.0004191 | 0.0004191 | 0.0004191
F4_Commercial_College (ID)_New_Food Preparation_Natural Gas_Fryer_E2 | F4 | Commercial | College (ID) | New | Food Preparation | Natural Gas | Fryer | E2 | Utility - Cost of Equipment | 0.00062027 | 0.00062027 | 0.00062027 | 0.00062027 | 0.00062027 | 0.00062027 | 0.00062027 | 0.00062027 | 0.00062027 | 0.00062027 | 0.00062027 | 0.00062027 | 0.00062027 | 0.00062027 | 0.00062027 | 0.00062027 | 0.00062027 | 0.00062027 | 0.00062027 | 0.00062027 | 0.00062027 | 0.00062027 | 0.00062027 | 0.00062027 | 0.00062027 | 0.00062027 | 0.00062027
F4_Commercial_College (ID)_New_Food Preparation_Natural Gas_Fryer_E3 | F4 | Commercial | College (ID) | New | Food Preparation | Natural Gas | Fryer | E3 | Utility - Cost of Equipment | 0 | 0 | 0 | 0 | 0 | 0 | 0 | 0 | 0 | 0 | 0 | 0 | 0 | 0 | 0 | 0 | 0 | 0 | 0 | 0 | 0 | 0 | 0 | 0 | 0 | 0 | 0
F4_Commercial_College (ID)_New_Food Preparation_Natural Gas_Fryer_E4 | F4 | Commercial | College (ID) | New | Food Preparation | Natural Gas | Fryer | E4 | Utility - Cost of Equipment | 0 | 0 | 0 | 0 | 0 | 0 | 0 | 0 | 0 | 0 | 0 | 0 | 0 | 0 | 0 | 0 | 0 | 0 | 0 | 0 | 0 | 0 | 0 | 0 | 0 | 0 | 0
F4_Commercial_College (ID)_New_Food Preparation_Natural Gas_Fryer_E5 | F4 | Commercial | College (ID) | New | Food Preparation | Natural Gas | Fryer | E5 | Utility - Cost of Equipment | 0 | 0 | 0 | 0 | 0 | 0 | 0 | 0 | 0 | 0 | 0 | 0 | 0 | 0 | 0 | 0 | 0 | 0 | 0 | 0 | 0 | 0 | 0 | 0 | 0 | 0 | 0
F4_Commercial_College (ID)_New_Food Preparation_Natural Gas_Fryer_E6 | F4 | Commercial | College (ID) | New | Food Preparation | Natural Gas | Fryer | E6 | Utility - Cost of Equipment | 0 | 0 | 0 | 0 | 0 | 0 | 0 | 0 | 0 | 0 | 0 | 0 | 0 | 0 | 0 | 0 | 0 | 0 | 0 | 0 | 0 | 0 | 0 | 0 | 0 | 0 | 0
F4_Commercial_College (ID)_New_Food Preparation_Natural Gas_Fryer_E7 | F4 | Commercial | College (ID) | New | Food Preparation | Natural Gas | Fryer | E7 | Utility - Cost of Equipment | 0 | 0 | 0 | 0 | 0 | 0 | 0 | 0 | 0 | 0 | 0 | 0 | 0 | 0 | 0 | 0 | 0 | 0 | 0 | 0 | 0 | 0 | 0 | 0 | 0 | 0 | 0
F4_Commercial_College (ID)_New_Food Preparation_Natural Gas_Fryer_E8 | F4 | Commercial | College (ID) | New | Food Preparation | Natural Gas | Fryer | E8 | Utility - Cost of Equipment | 0 | 0 | 0 | 0 | 0 | 0 | 0 | 0 | 0 | 0 | 0 | 0 | 0 | 0 | 0 | 0 | 0 | 0 | 0 | 0 | 0 | 0 | 0 | 0 | 0 | 0 | 0
F4_Commercial_College (ID)_New_Food Preparation_Natural Gas_Fryer_E9 | F4 | Commercial | College (ID) | New | Food Preparation | Natural Gas | Fryer | E9 | Utility - Cost of Equipment | 0 | 0 | 0 | 0 | 0 | 0 | 0 | 0 | 0 | 0 | 0 | 0 | 0 | 0 | 0 | 0 | 0 | 0 | 0 | 0 | 0 | 0 | 0 | 0 | 0 | 0 | 0
F4_Commercial_College (ID)_New_Food Preparation_Natural Gas_Fryer_E10 | F4 | Commercial | College (ID) | New | Food Preparation | Natural Gas | Fryer | E10 | Utility - Cost of Equipment | 0 | 0 | 0 | 0 | 0 | 0 | 0 | 0 | 0 | 0 | 0 | 0 | 0 | 0 | 0 | 0 | 0 | 0 | 0 | 0 | 0 | 0 | 0 | 0 | 0 | 0 | 0
F5_Commercial_College (ID)_New_Food Preparation_Natural Gas_Fryer_E1 | F5 | Commercial | College (ID) | New | Food Preparation | Natural Gas | Fryer | E1 | Utility - Cost of Operation | 0.0076491 | 0.00785 | 0.0080755 | 0.0083281 | 0.0086093 | 0.0089421 | 0.0092809 | 0.0096148 | 0.0099358 | 0.010262 | 0.010527 | 0.010777 | 0.011045 | 0.011308 | 0.011547 | 0.011773 | 0.01198 | 0.012185 | 0.012402 | 0.012615 | 0.012834 | 0.013061 | 0.01329 | 0.013526 | 0.013766 | 0.014011 | 0.01426
F5_Commercial_College (ID)_New_Food Preparation_Natural Gas_Fryer_E2 | F5 | Commercial | College (ID) | New | Food Preparation | Natural Gas | Fryer | E2 | Utility - Cost of Operation | 0.0052756 | 0.0054142 | 0.0055697 | 0.0057439 | 0.0059379 | 0.0061674 | 0.0064011 | 0.0066313 | 0.0068528 | 0.0070775 | 0.0072604 | 0.007433 | 0.0076176 | 0.0077992 | 0.0079641 | 0.0081202 | 0.0082626 | 0.0084039 | 0.0085537 | 0.0087007 | 0.0088516 | 0.0090079 | 0.0091661 | 0.0093289 | 0.0094947 | 0.0096634 | 0.009835
F5_Commercial_College (ID)_New_Food Preparation_Natural Gas_Fryer_E3 | F5 | Commercial | College (ID) | New | Food Preparation | Natural Gas | Fryer | E3 | Utility - Cost of Operation | 0 | 0 | 0 | 0 | 0 | 0 | 0 | 0 | 0 | 0 | 0 | 0 | 0 | 0 | 0 | 0 | 0 | 0 | 0 | 0 | 0 | 0 | 0 | 0 | 0 | 0 | 0
F5_Commercial_College (ID)_New_Food Preparation_Natural Gas_Fryer_E4 | F5 | Commercial | College (ID) | New | Food Preparation | Natural Gas | Fryer | E4 | Utility - Cost of Operation | 0 | 0 | 0 | 0 | 0 | 0 | 0 | 0 | 0 | 0 | 0 | 0 | 0 | 0 | 0 | 0 | 0 | 0 | 0 | 0 | 0 | 0 | 0 | 0 | 0 | 0 | 0
F5_Commercial_College (ID)_New_Food Preparation_Natural Gas_Fryer_E5 | F5 | Commercial | College (ID) | New | Food Preparation | Natural Gas | Fryer | E5 | Utility - Cost of Operation | 0 | 0 | 0 | 0 | 0 | 0 | 0 | 0 | 0 | 0 | 0 | 0 | 0 | 0 | 0 | 0 | 0 | 0 | 0 | 0 | 0 | 0 | 0 | 0 | 0 | 0 | 0
F5_Commercial_College (ID)_New_Food Preparation_Natural Gas_Fryer_E6 | F5 | Commercial | College (ID) | New | Food Preparation | Natural Gas | Fryer | E6 | Utility - Cost of Operation | 0 | 0 | 0 | 0 | 0 | 0 | 0 | 0 | 0 | 0 | 0 | 0 | 0 | 0 | 0 | 0 | 0 | 0 | 0 | 0 | 0 | 0 | 0 | 0 | 0 | 0 | 0
F5_Commercial_College (ID)_New_Food Preparation_Natural Gas_Fryer_E7 | F5 | Commercial | College (ID) | New | Food Preparation | Natural Gas | Fryer | E7 | Utility - Cost of Operation | 0 | 0 | 0 | 0 | 0 | 0 | 0 | 0 | 0 | 0 | 0 | 0 | 0 | 0 | 0 | 0 | 0 | 0 | 0 | 0 | 0 | 0 | 0 | 0 | 0 | 0 | 0
F5_Commercial_College (ID)_New_Food Preparation_Natural Gas_Fryer_E8 | F5 | Commercial | College (ID) | New | Food Preparation | Natural Gas | Fryer | E8 | Utility - Cost of Operation | 0 | 0 | 0 | 0 | 0 | 0 | 0 | 0 | 0 | 0 | 0 | 0 | 0 | 0 | 0 | 0 | 0 | 0 | 0 | 0 | 0 | 0 | 0 | 0 | 0 | 0 | 0
F5_Commercial_College (ID)_New_Food Preparation_Natural Gas_Fryer_E9 | F5 | Commercial | College (ID) | New | Food Preparation | Natural Gas | Fryer | E9 | Utility - Cost of Operation | 0 | 0 | 0 | 0 | 0 | 0 | 0 | 0 | 0 | 0 | 0 | 0 | 0 | 0 | 0 | 0 | 0 | 0 | 0 | 0 | 0 | 0 | 0 | 0 | 0 | 0 | 0
F5_Commercial_College (ID)_New_Food Preparation_Natural Gas_Fryer_E10 | F5 | Commercial | College (ID) | New | Food Preparation | Natural Gas | Fryer | E10 | Utility - Cost of Operation | 0 | 0 | 0 | 0 | 0 | 0 | 0 | 0 | 0 | 0 | 0 | 0 | 0 | 0 | 0 | 0 | 0 | 0 | 0 | 0 | 0 | 0 | 0 | 0 | 0 | 0 | 0
F6_Commercial_College (ID)_New_Food Preparation_Natural Gas_Fryer_E1 | F6 | Commercial | College (ID) | New | Food Preparation | Natural Gas | Fryer | E1 | Utility - Value of Sales | 0.0089169 | 0.0090961 | 0.0092979 | 0.0095244 | 0.0097769 | 0.010082 | 0.010385 | 0.010672 | 0.010931 | 0.011184 | 0.011446 | 0.011687 | 0.011943 | 0.012192 | 0.01241 | 0.012611 | 0.012787 | 0.012956 | 0.013135 | 0.013305 | 0.013476 | 0.013714 | 0.013954 | 0.014202 | 0.014455 | 0.014711 | 0.014973
F6_Commercial_College (ID)_New_Food Preparation_Natural Gas_Fryer_E2 | F6 | Commercial | College (ID) | New | Food Preparation | Natural Gas | Fryer | E2 | Utility - Value of Sales | 0.00615 | 0.0062736 | 0.0064128 | 0.006569 | 0.0067432 | 0.0069538 | 0.0071627 | 0.0073603 | 0.0075395 | 0.0077139 | 0.0078947 | 0.0080603 | 0.0082373 | 0.0084088 | 0.0085595 | 0.0086981 | 0.0088191 | 0.0089361 | 0.0090593 | 0.0091764 | 0.0092942 | 0.0094583 | 0.0096244 | 0.0097954 | 0.0099694 | 0.010147 | 0.010327
F6_Commercial_College (ID)_New_Food Preparation_Natural Gas_Fryer_E3 | F6 | Commercial | College (ID) | New | Food Preparation | Natural Gas | Fryer | E3 | Utility - Value of Sales | 0 | 0 | 0 | 0 | 0 | 0 | 0 | 0 | 0 | 0 | 0 | 0 | 0 | 0 | 0 | 0 | 0 | 0 | 0 | 0 | 0 | 0 | 0 | 0 | 0 | 0 | 0
F6_Commercial_College (ID)_New_Food Preparation_Natural Gas_Fryer_E4 | F6 | Commercial | College (ID) | New | Food Preparation | Natural Gas | Fryer | E4 | Utility - Value of Sales | 0 | 0 | 0 | 0 | 0 | 0 | 0 | 0 | 0 | 0 | 0 | 0 | 0 | 0 | 0 | 0 | 0 | 0 | 0 | 0 | 0 | 0 | 0 | 0 | 0 | 0 | 0
F6_Commercial_College (ID)_New_Food Preparation_Natural Gas_Fryer_E5 | F6 | Commercial | College (ID) | New | Food Preparation | Natural Gas | Fryer | E5 | Utility - Value of Sales | 0 | 0 | 0 | 0 | 0 | 0 | 0 | 0 | 0 | 0 | 0 | 0 | 0 | 0 | 0 | 0 | 0 | 0 | 0 | 0 | 0 | 0 | 0 | 0 | 0 | 0 | 0
F6_Commercial_College (ID)_New_Food Preparation_Natural Gas_Fryer_E6 | F6 | Commercial | College (ID) | New | Food Preparation | Natural Gas | Fryer | E6 | Utility - Value of Sales | 0 | 0 | 0 | 0 | 0 | 0 | 0 | 0 | 0 | 0 | 0 | 0 | 0 | 0 | 0 | 0 | 0 | 0 | 0 | 0 | 0 | 0 | 0 | 0 | 0 | 0 | 0
F6_Commercial_College (ID)_New_Food Preparation_Natural Gas_Fryer_E7 | F6 | Commercial | College (ID) | New | Food Preparation | Natural Gas | Fryer | E7 | Utility - Value of Sales | 0 | 0 | 0 | 0 | 0 | 0 | 0 | 0 | 0 | 0 | 0 | 0 | 0 | 0 | 0 | 0 | 0 | 0 | 0 | 0 | 0 | 0 | 0 | 0 | 0 | 0 | 0
F6_Commercial_College (ID)_New_Food Preparation_Natural Gas_Fryer_E8 | F6 | Commercial | College (ID) | New | Food Preparation | Natural Gas | Fryer | E8 | Utility - Value of Sales | 0 | 0 | 0 | 0 | 0 | 0 | 0 | 0 | 0 | 0 | 0 | 0 | 0 | 0 | 0 | 0 | 0 | 0 | 0 | 0 | 0 | 0 | 0 | 0 | 0 | 0 | 0
F6_Commercial_College (ID)_New_Food Preparation_Natural Gas_Fryer_E9 | F6 | Commercial | College (ID) | New | Food Preparation | Natural Gas | Fryer | E9 | Utility - Value of Sales | 0 | 0 | 0 | 0 | 0 | 0 | 0 | 0 | 0 | 0 | 0 | 0 | 0 | 0 | 0 | 0 | 0 | 0 | 0 | 0 | 0 | 0 | 0 | 0 | 0 | 0 | 0
F6_Commercial_College (ID)_New_Food Preparation_Natural Gas_Fryer_E10 | F6 | Commercial | College (ID) | New | Food Preparation | Natural Gas | Fryer | E10 | Utility - Value of Sales | 0 | 0 | 0 | 0 | 0 | 0 | 0 | 0 | 0 | 0 | 0 | 0 | 0 | 0 | 0 | 0 | 0 | 0 | 0 | 0 | 0 | 0 | 0 | 0 | 0 | 0 | 0
F1_Commercial_College (ID)_New_Food Preparation_Natural Gas_Broiler_E1 | F1 | Commercial | College (ID) | New | Food Preparation | Natural Gas | Broiler | E1 | RVT - Cost of Equipment | 0.00074548 | 0.00074548 | 0.00074548 | 0.00074548 | 0.00074548 | 0.00074548 | 0.00074548 | 0.00074548 | 0.00074548 | 0.00074548 | 0.00074548 | 0.00074548 | 0.00074548 | 0.00074548 | 0.00074548 | 0.00074548 | 0.00074548 | 0.00074548 | 0.00074548 | 0.00074548 | 0.00074548 | 0.00074548 | 0.00074548 | 0.00074548 | 0.00074548 | 0.00074548 | 0.00074548
F1_Commercial_College (ID)_New_Food Preparation_Natural Gas_Broiler_E2 | F1 | Commercial | College (ID) | New | Food Preparation | Natural Gas | Broiler | E2 | RVT - Cost of Equipment | 0.0010437 | 0.0010437 | 0.0010437 | 0.0010437 | 0.0010437 | 0.0010437 | 0.0010437 | 0.0010437 | 0.0010437 | 0.0010437 | 0.0010437 | 0.0010437 | 0.0010437 | 0.0010437 | 0.0010437 | 0.0010437 | 0.0010437 | 0.0010437 | 0.0010437 | 0.0010437 | 0.0010437 | 0.0010437 | 0.0010437 | 0.0010437 | 0.0010437 | 0.0010437 | 0.0010437
F1_Commercial_College (ID)_New_Food Preparation_Natural Gas_Broiler_E3 | F1 | Commercial | College (ID) | New | Food Preparation | Natural Gas | Broiler | E3 | RVT - Cost of Equipment | 0 | 0 | 0 | 0 | 0 | 0 | 0 | 0 | 0 | 0 | 0 | 0 | 0 | 0 | 0 | 0 | 0 | 0 | 0 | 0 | 0 | 0 | 0 | 0 | 0 | 0 | 0
F1_Commercial_College (ID)_New_Food Preparation_Natural Gas_Broiler_E4 | F1 | Commercial | College (ID) | New | Food Preparation | Natural Gas | Broiler | E4 | RVT - Cost of Equipment | 0 | 0 | 0 | 0 | 0 | 0 | 0 | 0 | 0 | 0 | 0 | 0 | 0 | 0 | 0 | 0 | 0 | 0 | 0 | 0 | 0 | 0 | 0 | 0 | 0 | 0 | 0
F1_Commercial_College (ID)_New_Food Preparation_Natural Gas_Broiler_E5 | F1 | Commercial | College (ID) | New | Food Preparation | Natural Gas | Broiler | E5 | RVT - Cost of Equipment | 0 | 0 | 0 | 0 | 0 | 0 | 0 | 0 | 0 | 0 | 0 | 0 | 0 | 0 | 0 | 0 | 0 | 0 | 0 | 0 | 0 | 0 | 0 | 0 | 0 | 0 | 0
F1_Commercial_College (ID)_New_Food Preparation_Natural Gas_Broiler_E6 | F1 | Commercial | College (ID) | New | Food Preparation | Natural Gas | Broiler | E6 | RVT - Cost of Equipment | 0 | 0 | 0 | 0 | 0 | 0 | 0 | 0 | 0 | 0 | 0 | 0 | 0 | 0 | 0 | 0 | 0 | 0 | 0 | 0 | 0 | 0 | 0 | 0 | 0 | 0 | 0
F1_Commercial_College (ID)_New_Food Preparation_Natural Gas_Broiler_E7 | F1 | Commercial | College (ID) | New | Food Preparation | Natural Gas | Broiler | E7 | RVT - Cost of Equipment | 0 | 0 | 0 | 0 | 0 | 0 | 0 | 0 | 0 | 0 | 0 | 0 | 0 | 0 | 0 | 0 | 0 | 0 | 0 | 0 | 0 | 0 | 0 | 0 | 0 | 0 | 0
F1_Commercial_College (ID)_New_Food Preparation_Natural Gas_Broiler_E8 | F1 | Commercial | College (ID) | New | Food Preparation | Natural Gas | Broiler | E8 | RVT - Cost of Equipment | 0 | 0 | 0 | 0 | 0 | 0 | 0 | 0 | 0 | 0 | 0 | 0 | 0 | 0 | 0 | 0 | 0 | 0 | 0 | 0 | 0 | 0 | 0 | 0 | 0 | 0 | 0
F1_Commercial_College (ID)_New_Food Preparation_Natural Gas_Broiler_E9 | F1 | Commercial | College (ID) | New | Food Preparation | Natural Gas | Broiler | E9 | RVT - Cost of Equipment | 0 | 0 | 0 | 0 | 0 | 0 | 0 | 0 | 0 | 0 | 0 | 0 | 0 | 0 | 0 | 0 | 0 | 0 | 0 | 0 | 0 | 0 | 0 | 0 | 0 | 0 | 0
F1_Commercial_College (ID)_New_Food Preparation_Natural Gas_Broiler_E10 | F1 | Commercial | College (ID) | New | Food Preparation | Natural Gas | Broiler | E10 | RVT - Cost of Equipment | 0 | 0 | 0 | 0 | 0 | 0 | 0 | 0 | 0 | 0 | 0 | 0 | 0 | 0 | 0 | 0 | 0 | 0 | 0 | 0 | 0 | 0 | 0 | 0 | 0 | 0 | 0
F2_Commercial_College (ID)_New_Food Preparation_Natural Gas_Broiler_E1 | F2 | Commercial | College (ID) | New | Food Preparation | Natural Gas | Broiler | E1 | RVT - Cost of Operation | 0.0088337 | 0.0090006 | 0.0091964 | 0.0094248 | 0.0096864 | 0.010013 | 0.01034 | 0.010651 | 0.010932 | 0.011205 | 0.011488 | 0.011745 | 0.012016 | 0.012272 | 0.012493 | 0.012692 | 0.012861 | 0.013021 | 0.013193 | 0.013352 | 0.013513 | 0.013751 | 0.013992 | 0.014241 | 0.014494 | 0.014751 | 0.015013
F2_Commercial_College (ID)_New_Food Preparation_Natural Gas_Broiler_E2 | F2 | Commercial | College (ID) | New | Food Preparation | Natural Gas | Broiler | E2 | RVT - Cost of Operation | 0.0075345 | 0.0076768 | 0.0078439 | 0.0080386 | 0.0082617 | 0.0085402 | 0.0088194 | 0.0090846 | 0.0093246 | 0.0095572 | 0.0097983 | 0.010017 | 0.010249 | 0.010467 | 0.010656 | 0.010825 | 0.010969 | 0.011106 | 0.011252 | 0.011388 | 0.011525 | 0.011729 | 0.011934 | 0.012146 | 0.012362 | 0.012581 | 0.012805
F2_Commercial_College (ID)_New_Food Preparation_Natural Gas_Broiler_E3 | F2 | Commercial | College (ID) | New | Food Preparation | Natural Gas | Broiler | E3 | RVT - Cost of Operation | 0 | 0 | 0 | 0 | 0 | 0 | 0 | 0 | 0 | 0 | 0 | 0 | 0 | 0 | 0 | 0 | 0 | 0 | 0 | 0 | 0 | 0 | 0 | 0 | 0 | 0 | 0
F2_Commercial_College (ID)_New_Food Preparation_Natural Gas_Broiler_E4 | F2 | Commercial | College (ID) | New | Food Preparation | Natural Gas | Broiler | E4 | RVT - Cost of Operation | 0 | 0 | 0 | 0 | 0 | 0 | 0 | 0 | 0 | 0 | 0 | 0 | 0 | 0 | 0 | 0 | 0 | 0 | 0 | 0 | 0 | 0 | 0 | 0 | 0 | 0 | 0
F2_Commercial_College (ID)_New_Food Preparation_Natural Gas_Broiler_E5 | F2 | Commercial | College (ID) | New | Food Preparation | Natural Gas | Broiler | E5 | RVT - Cost of Operation | 0 | 0 | 0 | 0 | 0 | 0 | 0 | 0 | 0 | 0 | 0 | 0 | 0 | 0 | 0 | 0 | 0 | 0 | 0 | 0 | 0 | 0 | 0 | 0 | 0 | 0 | 0
F2_Commercial_College (ID)_New_Food Preparation_Natural Gas_Broiler_E6 | F2 | Commercial | College (ID) | New | Food Preparation | Natural Gas | Broiler | E6 | RVT - Cost of Operation | 0 | 0 | 0 | 0 | 0 | 0 | 0 | 0 | 0 | 0 | 0 | 0 | 0 | 0 | 0 | 0 | 0 | 0 | 0 | 0 | 0 | 0 | 0 | 0 | 0 | 0 | 0
F2_Commercial_College (ID)_New_Food Preparation_Natural Gas_Broiler_E7 | F2 | Commercial | College (ID) | New | Food Preparation | Natural Gas | Broiler | E7 | RVT - Cost of Operation | 0 | 0 | 0 | 0 | 0 | 0 | 0 | 0 | 0 | 0 | 0 | 0 | 0 | 0 | 0 | 0 | 0 | 0 | 0 | 0 | 0 | 0 | 0 | 0 | 0 | 0 | 0
F2_Commercial_College (ID)_New_Food Preparation_Natural Gas_Broiler_E8 | F2 | Commercial | College (ID) | New | Food Preparation | Natural Gas | Broiler | E8 | RVT - Cost of Operation | 0 | 0 | 0 | 0 | 0 | 0 | 0 | 0 | 0 | 0 | 0 | 0 | 0 | 0 | 0 | 0 | 0 | 0 | 0 | 0 | 0 | 0 | 0 | 0 | 0 | 0 | 0
F2_Commercial_College (ID)_New_Food Preparation_Natural Gas_Broiler_E9 | F2 | Commercial | College (ID) | New | Food Preparation | Natural Gas | Broiler | E9 | RVT - Cost of Operation | 0 | 0 | 0 | 0 | 0 | 0 | 0 | 0 | 0 | 0 | 0 | 0 | 0 | 0 | 0 | 0 | 0 | 0 | 0 | 0 | 0 | 0 | 0 | 0 | 0 | 0 | 0
F2_Commercial_College (ID)_New_Food Preparation_Natural Gas_Broiler_E10 | F2 | Commercial | College (ID) | New | Food Preparation | Natural Gas | Broiler | E10 | RVT - Cost of Operation | 0 | 0 | 0 | 0 | 0 | 0 | 0 | 0 | 0 | 0 | 0 | 0 | 0 | 0 | 0 | 0 | 0 | 0 | 0 | 0 | 0 | 0 | 0 | 0 | 0 | 0 | 0
F3_Commercial_College (ID)_New_Food Preparation_Natural Gas_Broiler_E1 | F3 | Commercial | College (ID) | New | Food Preparation | Natural Gas | Broiler | E1 | System - kBTUs of Consumption | 2.1074 | 2.1074 | 2.1074 | 2.1074 | 2.1074 | 2.1074 | 2.1074 | 2.1074 | 2.1074 | 2.1074 | 2.1074 | 2.1074 | 2.1074 | 2.1074 | 2.1074 | 2.1074 | 2.1074 | 2.1074 | 2.1074 | 2.1074 | 2.1074 | 2.1074 | 2.1074 | 2.1074 | 2.1074 | 2.1074 | 2.1074
F3_Commercial_College (ID)_New_Food Preparation_Natural Gas_Broiler_E2 | F3 | Commercial | College (ID) | New | Food Preparation | Natural Gas | Broiler | E2 | System - kBTUs of Consumption | 1.7974 | 1.7974 | 1.7974 | 1.7974 | 1.7974 | 1.7974 | 1.7974 | 1.7974 | 1.7974 | 1.7974 | 1.7974 | 1.7974 | 1.7974 | 1.7974 | 1.7974 | 1.7974 | 1.7974 | 1.7974 | 1.7974 | 1.7974 | 1.7974 | 1.7974 | 1.7974 | 1.7974 | 1.7974 | 1.7974 | 1.7974
F3_Commercial_College (ID)_New_Food Preparation_Natural Gas_Broiler_E3 | F3 | Commercial | College (ID) | New | Food Preparation | Natural Gas | Broiler | E3 | System - kBTUs of Consumption | 0 | 0 | 0 | 0 | 0 | 0 | 0 | 0 | 0 | 0 | 0 | 0 | 0 | 0 | 0 | 0 | 0 | 0 | 0 | 0 | 0 | 0 | 0 | 0 | 0 | 0 | 0
F3_Commercial_College (ID)_New_Food Preparation_Natural Gas_Broiler_E4 | F3 | Commercial | College (ID) | New | Food Preparation | Natural Gas | Broiler | E4 | System - kBTUs of Consumption | 0 | 0 | 0 | 0 | 0 | 0 | 0 | 0 | 0 | 0 | 0 | 0 | 0 | 0 | 0 | 0 | 0 | 0 | 0 | 0 | 0 | 0 | 0 | 0 | 0 | 0 | 0
F3_Commercial_College (ID)_New_Food Preparation_Natural Gas_Broiler_E5 | F3 | Commercial | College (ID) | New | Food Preparation | Natural Gas | Broiler | E5 | System - kBTUs of Consumption | 0 | 0 | 0 | 0 | 0 | 0 | 0 | 0 | 0 | 0 | 0 | 0 | 0 | 0 | 0 | 0 | 0 | 0 | 0 | 0 | 0 | 0 | 0 | 0 | 0 | 0 | 0
F3_Commercial_College (ID)_New_Food Preparation_Natural Gas_Broiler_E6 | F3 | Commercial | College (ID) | New | Food Preparation | Natural Gas | Broiler | E6 | System - kBTUs of Consumption | 0 | 0 | 0 | 0 | 0 | 0 | 0 | 0 | 0 | 0 | 0 | 0 | 0 | 0 | 0 | 0 | 0 | 0 | 0 | 0 | 0 | 0 | 0 | 0 | 0 | 0 | 0
F3_Commercial_College (ID)_New_Food Preparation_Natural Gas_Broiler_E7 | F3 | Commercial | College (ID) | New | Food Preparation | Natural Gas | Broiler | E7 | System - kBTUs of Consumption | 0 | 0 | 0 | 0 | 0 | 0 | 0 | 0 | 0 | 0 | 0 | 0 | 0 | 0 | 0 | 0 | 0 | 0 | 0 | 0 | 0 | 0 | 0 | 0 | 0 | 0 | 0
F3_Commercial_College (ID)_New_Food Preparation_Natural Gas_Broiler_E8 | F3 | Commercial | College (ID) | New | Food Preparation | Natural Gas | Broiler | E8 | System - kBTUs of Consumption | 0 | 0 | 0 | 0 | 0 | 0 | 0 | 0 | 0 | 0 | 0 | 0 | 0 | 0 | 0 | 0 | 0 | 0 | 0 | 0 | 0 | 0 | 0 | 0 | 0 | 0 | 0
F3_Commercial_College (ID)_New_Food Preparation_Natural Gas_Broiler_E9 | F3 | Commercial | College (ID) | New | Food Preparation | Natural Gas | Broiler | E9 | System - kBTUs of Consumption | 0 | 0 | 0 | 0 | 0 | 0 | 0 | 0 | 0 | 0 | 0 | 0 | 0 | 0 | 0 | 0 | 0 | 0 | 0 | 0 | 0 | 0 | 0 | 0 | 0 | 0 | 0
F3_Commercial_College (ID)_New_Food Preparation_Natural Gas_Broiler_E10 | F3 | Commercial | College (ID) | New | Food Preparation | Natural Gas | Broiler | E10 | System - kBTUs of Consumption | 0 | 0 | 0 | 0 | 0 | 0 | 0 | 0 | 0 | 0 | 0 | 0 | 0 | 0 | 0 | 0 | 0 | 0 | 0 | 0 | 0 | 0 | 0 | 0 | 0 | 0 | 0
F4_Commercial_College (ID)_New_Food Preparation_Natural Gas_Broiler_E1 | F4 | Commercial | College (ID) | New | Food Preparation | Natural Gas | Broiler | E1 | Utility - Cost of Equipment | 0.00074548 | 0.00074548 | 0.00074548 | 0.00074548 | 0.00074548 | 0.00074548 | 0.00074548 | 0.00074548 | 0.00074548 | 0.00074548 | 0.00074548 | 0.00074548 | 0.00074548 | 0.00074548 | 0.00074548 | 0.00074548 | 0.00074548 | 0.00074548 | 0.00074548 | 0.00074548 | 0.00074548 | 0.00074548 | 0.00074548 | 0.00074548 | 0.00074548 | 0.00074548 | 0.00074548
F4_Commercial_College (ID)_New_Food Preparation_Natural Gas_Broiler_E2 | F4 | Commercial | College (ID) | New | Food Preparation | Natural Gas | Broiler | E2 | Utility - Cost of Equipment | 0.0010437 | 0.0010437 | 0.0010437 | 0.0010437 | 0.0010437 | 0.0010437 | 0.0010437 | 0.0010437 | 0.0010437 | 0.0010437 | 0.0010437 | 0.0010437 | 0.0010437 | 0.0010437 | 0.0010437 | 0.0010437 | 0.0010437 | 0.0010437 | 0.0010437 | 0.0010437 | 0.0010437 | 0.0010437 | 0.0010437 | 0.0010437 | 0.0010437 | 0.0010437 | 0.0010437
F4_Commercial_College (ID)_New_Food Preparation_Natural Gas_Broiler_E3 | F4 | Commercial | College (ID) | New | Food Preparation | Natural Gas | Broiler | E3 | Utility - Cost of Equipment | 0 | 0 | 0 | 0 | 0 | 0 | 0 | 0 | 0 | 0 | 0 | 0 | 0 | 0 | 0 | 0 | 0 | 0 | 0 | 0 | 0 | 0 | 0 | 0 | 0 | 0 | 0
F4_Commercial_College (ID)_New_Food Preparation_Natural Gas_Broiler_E4 | F4 | Commercial | College (ID) | New | Food Preparation | Natural Gas | Broiler | E4 | Utility - Cost of Equipment | 0 | 0 | 0 | 0 | 0 | 0 | 0 | 0 | 0 | 0 | 0 | 0 | 0 | 0 | 0 | 0 | 0 | 0 | 0 | 0 | 0 | 0 | 0 | 0 | 0 | 0 | 0
F4_Commercial_College (ID)_New_Food Preparation_Natural Gas_Broiler_E5 | F4 | Commercial | College (ID) | New | Food Preparation | Natural Gas | Broiler | E5 | Utility - Cost of Equipment | 0 | 0 | 0 | 0 | 0 | 0 | 0 | 0 | 0 | 0 | 0 | 0 | 0 | 0 | 0 | 0 | 0 | 0 | 0 | 0 | 0 | 0 | 0 | 0 | 0 | 0 | 0
F4_Commercial_College (ID)_New_Food Preparation_Natural Gas_Broiler_E6 | F4 | Commercial | College (ID) | New | Food Preparation | Natural Gas | Broiler | E6 | Utility - Cost of Equipment | 0 | 0 | 0 | 0 | 0 | 0 | 0 | 0 | 0 | 0 | 0 | 0 | 0 | 0 | 0 | 0 | 0 | 0 | 0 | 0 | 0 | 0 | 0 | 0 | 0 | 0 | 0
F4_Commercial_College (ID)_New_Food Preparation_Natural Gas_Broiler_E7 | F4 | Commercial | College (ID) | New | Food Preparation | Natural Gas | Broiler | E7 | Utility - Cost of Equipment | 0 | 0 | 0 | 0 | 0 | 0 | 0 | 0 | 0 | 0 | 0 | 0 | 0 | 0 | 0 | 0 | 0 | 0 | 0 | 0 | 0 | 0 | 0 | 0 | 0 | 0 | 0
F4_Commercial_College (ID)_New_Food Preparation_Natural Gas_Broiler_E8 | F4 | Commercial | College (ID) | New | Food Preparation | Natural Gas | Broiler | E8 | Utility - Cost of Equipment | 0 | 0 | 0 | 0 | 0 | 0 | 0 | 0 | 0 | 0 | 0 | 0 | 0 | 0 | 0 | 0 | 0 | 0 | 0 | 0 | 0 | 0 | 0 | 0 | 0 | 0 | 0
F4_Commercial_College (ID)_New_Food Preparation_Natural Gas_Broiler_E9 | F4 | Commercial | College (ID) | New | Food Preparation | Natural Gas | Broiler | E9 | Utility - Cost of Equipment | 0 | 0 | 0 | 0 | 0 | 0 | 0 | 0 | 0 | 0 | 0 | 0 | 0 | 0 | 0 | 0 | 0 | 0 | 0 | 0 | 0 | 0 | 0 | 0 | 0 | 0 | 0
F4_Commercial_College (ID)_New_Food Preparation_Natural Gas_Broiler_E10 | F4 | Commercial | College (ID) | New | Food Preparation | Natural Gas | Broiler | E10 | Utility - Cost of Equipment | 0 | 0 | 0 | 0 | 0 | 0 | 0 | 0 | 0 | 0 | 0 | 0 | 0 | 0 | 0 | 0 | 0 | 0 | 0 | 0 | 0 | 0 | 0 | 0 | 0 | 0 | 0
F5_Commercial_College (ID)_New_Food Preparation_Natural Gas_Broiler_E1 | F5 | Commercial | College (ID) | New | Food Preparation | Natural Gas | Broiler | E1 | Utility - Cost of Operation | 0.0075002 | 0.0076892 | 0.0079131 | 0.0081698 | 0.00846 | 0.0088131 | 0.0091766 | 0.0095365 | 0.009883 | 0.010234 | 0.010514 | 0.010776 | 0.011057 | 0.011333 | 0.011579 | 0.011809 | 0.012016 | 0.01222 | 0.012438 | 0.012651 | 0.012869 | 0.013096 | 0.013326 | 0.013562 | 0.013803 | 0.014049 | 0.014298
F5_Commercial_College (ID)_New_Food Preparation_Natural Gas_Broiler_E2 | F5 | Commercial | College (ID) | New | Food Preparation | Natural Gas | Broiler | E2 | Utility - Cost of Operation | 0.0063971 | 0.0065583 | 0.0067493 | 0.0069682 | 0.0072157 | 0.0075169 | 0.0078269 | 0.0081339 | 0.0084294 | 0.0087291 | 0.0089675 | 0.0091909 | 0.0094309 | 0.0096658 | 0.0098759 | 0.010072 | 0.010249 | 0.010423 | 0.010609 | 0.01079 | 0.010976 | 0.01117 | 0.011366 | 0.011568 | 0.011773 | 0.011982 | 0.012195
F5_Commercial_College (ID)_New_Food Preparation_Natural Gas_Broiler_E3 | F5 | Commercial | College (ID) | New | Food Preparation | Natural Gas | Broiler | E3 | Utility - Cost of Operation | 0 | 0 | 0 | 0 | 0 | 0 | 0 | 0 | 0 | 0 | 0 | 0 | 0 | 0 | 0 | 0 | 0 | 0 | 0 | 0 | 0 | 0 | 0 | 0 | 0 | 0 | 0
F5_Commercial_College (ID)_New_Food Preparation_Natural Gas_Broiler_E4 | F5 | Commercial | College (ID) | New | Food Preparation | Natural Gas | Broiler | E4 | Utility - Cost of Operation | 0 | 0 | 0 | 0 | 0 | 0 | 0 | 0 | 0 | 0 | 0 | 0 | 0 | 0 | 0 | 0 | 0 | 0 | 0 | 0 | 0 | 0 | 0 | 0 | 0 | 0 | 0
F5_Commercial_College (ID)_New_Food Preparation_Natural Gas_Broiler_E5 | F5 | Commercial | College (ID) | New | Food Preparation | Natural Gas | Broiler | E5 | Utility - Cost of Operation | 0 | 0 | 0 | 0 | 0 | 0 | 0 | 0 | 0 | 0 | 0 | 0 | 0 | 0 | 0 | 0 | 0 | 0 | 0 | 0 | 0 | 0 | 0 | 0 | 0 | 0 | 0
F5_Commercial_College (ID)_New_Food Preparation_Natural Gas_Broiler_E6 | F5 | Commercial | College (ID) | New | Food Preparation | Natural Gas | Broiler | E6 | Utility - Cost of Operation | 0 | 0 | 0 | 0 | 0 | 0 | 0 | 0 | 0 | 0 | 0 | 0 | 0 | 0 | 0 | 0 | 0 | 0 | 0 | 0 | 0 | 0 | 0 | 0 | 0 | 0 | 0
F5_Commercial_College (ID)_New_Food Preparation_Natural Gas_Broiler_E7 | F5 | Commercial | College (ID) | New | Food Preparation | Natural Gas | Broiler | E7 | Utility - Cost of Operation | 0 | 0 | 0 | 0 | 0 | 0 | 0 | 0 | 0 | 0 | 0 | 0 | 0 | 0 | 0 | 0 | 0 | 0 | 0 | 0 | 0 | 0 | 0 | 0 | 0 | 0 | 0
F5_Commercial_College (ID)_New_Food Preparation_Natural Gas_Broiler_E8 | F5 | Commercial | College (ID) | New | Food Preparation | Natural Gas | Broiler | E8 | Utility - Cost of Operation | 0 | 0 | 0 | 0 | 0 | 0 | 0 | 0 | 0 | 0 | 0 | 0 | 0 | 0 | 0 | 0 | 0 | 0 | 0 | 0 | 0 | 0 | 0 | 0 | 0 | 0 | 0
F5_Commercial_College (ID)_New_Food Preparation_Natural Gas_Broiler_E9 | F5 | Commercial | College (ID) | New | Food Preparation | Natural Gas | Broiler | E9 | Utility - Cost of Operation | 0 | 0 | 0 | 0 | 0 | 0 | 0 | 0 | 0 | 0 | 0 | 0 | 0 | 0 | 0 | 0 | 0 | 0 | 0 | 0 | 0 | 0 | 0 | 0 | 0 | 0 | 0
F5_Commercial_College (ID)_New_Food Preparation_Natural Gas_Broiler_E10 | F5 | Commercial | College (ID) | New | Food Preparation | Natural Gas | Broiler | E10 | Utility - Cost of Operation | 0 | 0 | 0 | 0 | 0 | 0 | 0 | 0 | 0 | 0 | 0 | 0 | 0 | 0 | 0 | 0 | 0 | 0 | 0 | 0 | 0 | 0 | 0 | 0 | 0 | 0 | 0
F6_Commercial_College (ID)_New_Food Preparation_Natural Gas_Broiler_E1 | F6 | Commercial | College (ID) | New | Food Preparation | Natural Gas | Broiler | E1 | Utility - Value of Sales | 0.0088337 | 0.0090006 | 0.0091964 | 0.0094248 | 0.0096864 | 0.010013 | 0.01034 | 0.010651 | 0.010932 | 0.011205 | 0.011488 | 0.011745 | 0.012016 | 0.012272 | 0.012493 | 0.012692 | 0.012861 | 0.013021 | 0.013193 | 0.013352 | 0.013513 | 0.013751 | 0.013992 | 0.014241 | 0.014494 | 0.014751 | 0.015013
F6_Commercial_College (ID)_New_Food Preparation_Natural Gas_Broiler_E2 | F6 | Commercial | College (ID) | New | Food Preparation | Natural Gas | Broiler | E2 | Utility - Value of Sales | 0.0075345 | 0.0076768 | 0.0078439 | 0.0080386 | 0.0082617 | 0.0085402 | 0.0088194 | 0.0090846 | 0.0093246 | 0.0095572 | 0.0097983 | 0.010017 | 0.010249 | 0.010467 | 0.010656 | 0.010825 | 0.010969 | 0.011106 | 0.011252 | 0.011388 | 0.011525 | 0.011729 | 0.011934 | 0.012146 | 0.012362 | 0.012581 | 0.012805
F6_Commercial_College (ID)_New_Food Preparation_Natural Gas_Broiler_E3 | F6 | Commercial | College (ID) | New | Food Preparation | Natural Gas | Broiler | E3 | Utility - Value of Sales | 0 | 0 | 0 | 0 | 0 | 0 | 0 | 0 | 0 | 0 | 0 | 0 | 0 | 0 | 0 | 0 | 0 | 0 | 0 | 0 | 0 | 0 | 0 | 0 | 0 | 0 | 0
F6_Commercial_College (ID)_New_Food Preparation_Natural Gas_Broiler_E4 | F6 | Commercial | College (ID) | New | Food Preparation | Natural Gas | Broiler | E4 | Utility - Value of Sales | 0 | 0 | 0 | 0 | 0 | 0 | 0 | 0 | 0 | 0 | 0 | 0 | 0 | 0 | 0 | 0 | 0 | 0 | 0 | 0 | 0 | 0 | 0 | 0 | 0 | 0 | 0
F6_Commercial_College (ID)_New_Food Preparation_Natural Gas_Broiler_E5 | F6 | Commercial | College (ID) | New | Food Preparation | Natural Gas | Broiler | E5 | Utility - Value of Sales | 0 | 0 | 0 | 0 | 0 | 0 | 0 | 0 | 0 | 0 | 0 | 0 | 0 | 0 | 0 | 0 | 0 | 0 | 0 | 0 | 0 | 0 | 0 | 0 | 0 | 0 | 0
F6_Commercial_College (ID)_New_Food Preparation_Natural Gas_Broiler_E6 | F6 | Commercial | College (ID) | New | Food Preparation | Natural Gas | Broiler | E6 | Utility - Value of Sales | 0 | 0 | 0 | 0 | 0 | 0 | 0 | 0 | 0 | 0 | 0 | 0 | 0 | 0 | 0 | 0 | 0 | 0 | 0 | 0 | 0 | 0 | 0 | 0 | 0 | 0 | 0
F6_Commercial_College (ID)_New_Food Preparation_Natural Gas_Broiler_E7 | F6 | Commercial | College (ID) | New | Food Preparation | Natural Gas | Broiler | E7 | Utility - Value of Sales | 0 | 0 | 0 | 0 | 0 | 0 | 0 | 0 | 0 | 0 | 0 | 0 | 0 | 0 | 0 | 0 | 0 | 0 | 0 | 0 | 0 | 0 | 0 | 0 | 0 | 0 | 0
F6_Commercial_College (ID)_New_Food Preparation_Natural Gas_Broiler_E8 | F6 | Commercial | College (ID) | New | Food Preparation | Natural Gas | Broiler | E8 | Utility - Value of Sales | 0 | 0 | 0 | 0 | 0 | 0 | 0 | 0 | 0 | 0 | 0 | 0 | 0 | 0 | 0 | 0 | 0 | 0 | 0 | 0 | 0 | 0 | 0 | 0 | 0 | 0 | 0
F6_Commercial_College (ID)_New_Food Preparation_Natural Gas_Broiler_E9 | F6 | Commercial | College (ID) | New | Food Preparation | Natural Gas | Broiler | E9 | Utility - Value of Sales | 0 | 0 | 0 | 0 | 0 | 0 | 0 | 0 | 0 | 0 | 0 | 0 | 0 | 0 | 0 | 0 | 0 | 0 | 0 | 0 | 0 | 0 | 0 | 0 | 0 | 0 | 0
F6_Commercial_College (ID)_New_Food Preparation_Natural Gas_Broiler_E10 | F6 | Commercial | College (ID) | New | Food Preparation | Natural Gas | Broiler | E10 | Utility - Value of Sales | 0 | 0 | 0 | 0 | 0 | 0 | 0 | 0 | 0 | 0 | 0 | 0 | 0 | 0 | 0 | 0 | 0 | 0 | 0 | 0 | 0 | 0 | 0 | 0 | 0 | 0 | 0
F1_Commercial_College (ID)_New_Food Preparation_Natural Gas_Griddle_E1 | F1 | Commercial | College (ID) | New | Food Preparation | Natural Gas | Griddle | E1 | RVT - Cost of Equipment | 0.0019495 | 0.0019495 | 0.0019495 | 0.0019495 | 0.0019495 | 0.0019495 | 0.0019495 | 0.0019495 | 0.0019495 | 0.0019495 | 0.0019495 | 0.0019495 | 0.0019495 | 0.0019495 | 0.0019495 | 0.0019495 | 0.0019495 | 0.0019495 | 0.0019495 | 0.0019495 | 0.0019495 | 0.0019495 | 0.0019495 | 0.0019495 | 0.0019495 | 0.0019495 | 0.0019495
F1_Commercial_College (ID)_New_Food Preparation_Natural Gas_Griddle_E2 | F1 | Commercial | College (ID) | New | Food Preparation | Natural Gas | Griddle | E2 | RVT - Cost of Equipment | 0.0020858 | 0.0020858 | 0.0020858 | 0.0020858 | 0.0020858 | 0.0020858 | 0.0020858 | 0.0020858 | 0.0020858 | 0.0020858 | 0.0020858 | 0.0020858 | 0.0020858 | 0.0020858 | 0.0020858 | 0.0020858 | 0.0020858 | 0.0020858 | 0.0020858 | 0.0020858 | 0.0020858 | 0.0020858 | 0.0020858 | 0.0020858 | 0.0020858 | 0.0020858 | 0.0020858
F1_Commercial_College (ID)_New_Food Preparation_Natural Gas_Griddle_E3 | F1 | Commercial | College (ID) | New | Food Preparation | Natural Gas | Griddle | E3 | RVT - Cost of Equipment | 0 | 0 | 0 | 0 | 0 | 0 | 0 | 0 | 0 | 0 | 0 | 0 | 0 | 0 | 0 | 0 | 0 | 0 | 0 | 0 | 0 | 0 | 0 | 0 | 0 | 0 | 0
F1_Commercial_College (ID)_New_Food Preparation_Natural Gas_Griddle_E4 | F1 | Commercial | College (ID) | New | Food Preparation | Natural Gas | Griddle | E4 | RVT - Cost of Equipment | 0 | 0 | 0 | 0 | 0 | 0 | 0 | 0 | 0 | 0 | 0 | 0 | 0 | 0 | 0 | 0 | 0 | 0 | 0 | 0 | 0 | 0 | 0 | 0 | 0 | 0 | 0
F1_Commercial_College (ID)_New_Food Preparation_Natural Gas_Griddle_E5 | F1 | Commercial | College (ID) | New | Food Preparation | Natural Gas | Griddle | E5 | RVT - Cost of Equipment | 0 | 0 | 0 | 0 | 0 | 0 | 0 | 0 | 0 | 0 | 0 | 0 | 0 | 0 | 0 | 0 | 0 | 0 | 0 | 0 | 0 | 0 | 0 | 0 | 0 | 0 | 0
F1_Commercial_College (ID)_New_Food Preparation_Natural Gas_Griddle_E6 | F1 | Commercial | College (ID) | New | Food Preparation | Natural Gas | Griddle | E6 | RVT - Cost of Equipment | 0 | 0 | 0 | 0 | 0 | 0 | 0 | 0 | 0 | 0 | 0 | 0 | 0 | 0 | 0 | 0 | 0 | 0 | 0 | 0 | 0 | 0 | 0 | 0 | 0 | 0 | 0
F1_Commercial_College (ID)_New_Food Preparation_Natural Gas_Griddle_E7 | F1 | Commercial | College (ID) | New | Food Preparation | Natural Gas | Griddle | E7 | RVT - Cost of Equipment | 0 | 0 | 0 | 0 | 0 | 0 | 0 | 0 | 0 | 0 | 0 | 0 | 0 | 0 | 0 | 0 | 0 | 0 | 0 | 0 | 0 | 0 | 0 | 0 | 0 | 0 | 0
F1_Commercial_College (ID)_New_Food Preparation_Natural Gas_Griddle_E8 | F1 | Commercial | College (ID) | New | Food Preparation | Natural Gas | Griddle | E8 | RVT - Cost of Equipment | 0 | 0 | 0 | 0 | 0 | 0 | 0 | 0 | 0 | 0 | 0 | 0 | 0 | 0 | 0 | 0 | 0 | 0 | 0 | 0 | 0 | 0 | 0 | 0 | 0 | 0 | 0
F1_Commercial_College (ID)_New_Food Preparation_Natural Gas_Griddle_E9 | F1 | Commercial | College (ID) | New | Food Preparation | Natural Gas | Griddle | E9 | RVT - Cost of Equipment | 0 | 0 | 0 | 0 | 0 | 0 | 0 | 0 | 0 | 0 | 0 | 0 | 0 | 0 | 0 | 0 | 0 | 0 | 0 | 0 | 0 | 0 | 0 | 0 | 0 | 0 | 0
F1_Commercial_College (ID)_New_Food Preparation_Natural Gas_Griddle_E10 | F1 | Commercial | College (ID) | New | Food Preparation | Natural Gas | Griddle | E10 | RVT - Cost of Equipment | 0 | 0 | 0 | 0 | 0 | 0 | 0 | 0 | 0 | 0 | 0 | 0 | 0 | 0 | 0 | 0 | 0 | 0 | 0 | 0 | 0 | 0 | 0 | 0 | 0 | 0 | 0
F2_Commercial_College (ID)_New_Food Preparation_Natural Gas_Griddle_E1 | F2 | Commercial | College (ID) | New | Food Preparation | Natural Gas | Griddle | E1 | RVT - Cost of Operation | 0.0061391 | 0.0062551 | 0.0063912 | 0.0065499 | 0.0067317 | 0.0069586 | 0.0071861 | 0.0074021 | 0.0075977 | 0.0077873 | 0.0079837 | 0.0081622 | 0.0083506 | 0.0085289 | 0.0086822 | 0.0088206 | 0.0089377 | 0.0090495 | 0.0091683 | 0.0092794 | 0.0093908 | 0.0095565 | 0.0097239 | 0.0098967 | 0.010073 | 0.010251 | 0.010434
F2_Commercial_College (ID)_New_Food Preparation_Natural Gas_Griddle_E2 | F2 | Commercial | College (ID) | New | Food Preparation | Natural Gas | Griddle | E2 | RVT - Cost of Operation | 0.0053883 | 0.0054901 | 0.0056096 | 0.0057489 | 0.0059084 | 0.0061076 | 0.0063073 | 0.0064969 | 0.0066686 | 0.0068349 | 0.0070073 | 0.007164 | 0.0073294 | 0.0074859 | 0.0076204 | 0.0077419 | 0.0078447 | 0.0079428 | 0.0080471 | 0.0081446 | 0.0082423 | 0.0083878 | 0.0085348 | 0.0086864 | 0.0088407 | 0.0089978 | 0.0091576
F2_Commercial_College (ID)_New_Food Preparation_Natural Gas_Griddle_E3 | F2 | Commercial | College (ID) | New | Food Preparation | Natural Gas | Griddle | E3 | RVT - Cost of Operation | 0 | 0 | 0 | 0 | 0 | 0 | 0 | 0 | 0 | 0 | 0 | 0 | 0 | 0 | 0 | 0 | 0 | 0 | 0 | 0 | 0 | 0 | 0 | 0 | 0 | 0 | 0
F2_Commercial_College (ID)_New_Food Preparation_Natural Gas_Griddle_E4 | F2 | Commercial | College (ID) | New | Food Preparation | Natural Gas | Griddle | E4 | RVT - Cost of Operation | 0 | 0 | 0 | 0 | 0 | 0 | 0 | 0 | 0 | 0 | 0 | 0 | 0 | 0 | 0 | 0 | 0 | 0 | 0 | 0 | 0 | 0 | 0 | 0 | 0 | 0 | 0
F2_Commercial_College (ID)_New_Food Preparation_Natural Gas_Griddle_E5 | F2 | Commercial | College (ID) | New | Food Preparation | Natural Gas | Griddle | E5 | RVT - Cost of Operation | 0 | 0 | 0 | 0 | 0 | 0 | 0 | 0 | 0 | 0 | 0 | 0 | 0 | 0 | 0 | 0 | 0 | 0 | 0 | 0 | 0 | 0 | 0 | 0 | 0 | 0 | 0
F2_Commercial_College (ID)_New_Food Preparation_Natural Gas_Griddle_E6 | F2 | Commercial | College (ID) | New | Food Preparation | Natural Gas | Griddle | E6 | RVT - Cost of Operation | 0 | 0 | 0 | 0 | 0 | 0 | 0 | 0 | 0 | 0 | 0 | 0 | 0 | 0 | 0 | 0 | 0 | 0 | 0 | 0 | 0 | 0 | 0 | 0 | 0 | 0 | 0
F2_Commercial_College (ID)_New_Food Preparation_Natural Gas_Griddle_E7 | F2 | Commercial | College (ID) | New | Food Preparation | Natural Gas | Griddle | E7 | RVT - Cost of Operation | 0 | 0 | 0 | 0 | 0 | 0 | 0 | 0 | 0 | 0 | 0 | 0 | 0 | 0 | 0 | 0 | 0 | 0 | 0 | 0 | 0 | 0 | 0 | 0 | 0 | 0 | 0
F2_Commercial_College (ID)_New_Food Preparation_Natural Gas_Griddle_E8 | F2 | Commercial | College (ID) | New | Food Preparation | Natural Gas | Griddle | E8 | RVT - Cost of Operation | 0 | 0 | 0 | 0 | 0 | 0 | 0 | 0 | 0 | 0 | 0 | 0 | 0 | 0 | 0 | 0 | 0 | 0 | 0 | 0 | 0 | 0 | 0 | 0 | 0 | 0 | 0
F2_Commercial_College (ID)_New_Food Preparation_Natural Gas_Griddle_E9 | F2 | Commercial | College (ID) | New | Food Preparation | Natural Gas | Griddle | E9 | RVT - Cost of Operation | 0 | 0 | 0 | 0 | 0 | 0 | 0 | 0 | 0 | 0 | 0 | 0 | 0 | 0 | 0 | 0 | 0 | 0 | 0 | 0 | 0 | 0 | 0 | 0 | 0 | 0 | 0
F2_Commercial_College (ID)_New_Food Preparation_Natural Gas_Griddle_E10 | F2 | Commercial | College (ID) | New | Food Preparation | Natural Gas | Griddle | E10 | RVT - Cost of Operation | 0 | 0 | 0 | 0 | 0 | 0 | 0 | 0 | 0 | 0 | 0 | 0 | 0 | 0 | 0 | 0 | 0 | 0 | 0 | 0 | 0 | 0 | 0 | 0 | 0 | 0 | 0
F3_Commercial_College (ID)_New_Food Preparation_Natural Gas_Griddle_E1 | F3 | Commercial | College (ID) | New | Food Preparation | Natural Gas | Griddle | E1 | System - kBTUs of Consumption | 1.4646 | 1.4646 | 1.4646 | 1.4646 | 1.4646 | 1.4646 | 1.4646 | 1.4646 | 1.4646 | 1.4646 | 1.4646 | 1.4646 | 1.4646 | 1.4646 | 1.4646 | 1.4646 | 1.4646 | 1.4646 | 1.4646 | 1.4646 | 1.4646 | 1.4646 | 1.4646 | 1.4646 | 1.4646 | 1.4646 | 1.4646
F3_Commercial_College (ID)_New_Food Preparation_Natural Gas_Griddle_E2 | F3 | Commercial | College (ID) | New | Food Preparation | Natural Gas | Griddle | E2 | System - kBTUs of Consumption | 1.2855 | 1.2855 | 1.2855 | 1.2855 | 1.2855 | 1.2855 | 1.2855 | 1.2855 | 1.2855 | 1.2855 | 1.2855 | 1.2855 | 1.2855 | 1.2855 | 1.2855 | 1.2855 | 1.2855 | 1.2855 | 1.2855 | 1.2855 | 1.2855 | 1.2855 | 1.2855 | 1.2855 | 1.2855 | 1.2855 | 1.2855
F3_Commercial_College (ID)_New_Food Preparation_Natural Gas_Griddle_E3 | F3 | Commercial | College (ID) | New | Food Preparation | Natural Gas | Griddle | E3 | System - kBTUs of Consumption | 0 | 0 | 0 | 0 | 0 | 0 | 0 | 0 | 0 | 0 | 0 | 0 | 0 | 0 | 0 | 0 | 0 | 0 | 0 | 0 | 0 | 0 | 0 | 0 | 0 | 0 | 0
F3_Commercial_College (ID)_New_Food Preparation_Natural Gas_Griddle_E4 | F3 | Commercial | College (ID) | New | Food Preparation | Natural Gas | Griddle | E4 | System - kBTUs of Consumption | 0 | 0 | 0 | 0 | 0 | 0 | 0 | 0 | 0 | 0 | 0 | 0 | 0 | 0 | 0 | 0 | 0 | 0 | 0 | 0 | 0 | 0 | 0 | 0 | 0 | 0 | 0
F3_Commercial_College (ID)_New_Food Preparation_Natural Gas_Griddle_E5 | F3 | Commercial | College (ID) | New | Food Preparation | Natural Gas | Griddle | E5 | System - kBTUs of Consumption | 0 | 0 | 0 | 0 | 0 | 0 | 0 | 0 | 0 | 0 | 0 | 0 | 0 | 0 | 0 | 0 | 0 | 0 | 0 | 0 | 0 | 0 | 0 | 0 | 0 | 0 | 0
F3_Commercial_College (ID)_New_Food Preparation_Natural Gas_Griddle_E6 | F3 | Commercial | College (ID) | New | Food Preparation | Natural Gas | Griddle | E6 | System - kBTUs of Consumption | 0 | 0 | 0 | 0 | 0 | 0 | 0 | 0 | 0 | 0 | 0 | 0 | 0 | 0 | 0 | 0 | 0 | 0 | 0 | 0 | 0 | 0 | 0 | 0 | 0 | 0 | 0
F3_Commercial_College (ID)_New_Food Preparation_Natural Gas_Griddle_E7 | F3 | Commercial | College (ID) | New | Food Preparation | Natural Gas | Griddle | E7 | System - kBTUs of Consumption | 0 | 0 | 0 | 0 | 0 | 0 | 0 | 0 | 0 | 0 | 0 | 0 | 0 | 0 | 0 | 0 | 0 | 0 | 0 | 0 | 0 | 0 | 0 | 0 | 0 | 0 | 0
F3_Commercial_College (ID)_New_Food Preparation_Natural Gas_Griddle_E8 | F3 | Commercial | College (ID) | New | Food Preparation | Natural Gas | Griddle | E8 | System - kBTUs of Consumption | 0 | 0 | 0 | 0 | 0 | 0 | 0 | 0 | 0 | 0 | 0 | 0 | 0 | 0 | 0 | 0 | 0 | 0 | 0 | 0 | 0 | 0 | 0 | 0 | 0 | 0 | 0
F3_Commercial_College (ID)_New_Food Preparation_Natural Gas_Griddle_E9 | F3 | Commercial | College (ID) | New | Food Preparation | Natural Gas | Griddle | E9 | System - kBTUs of Consumption | 0 | 0 | 0 | 0 | 0 | 0 | 0 | 0 | 0 | 0 | 0 | 0 | 0 | 0 | 0 | 0 | 0 | 0 | 0 | 0 | 0 | 0 | 0 | 0 | 0 | 0 | 0
F3_Commercial_College (ID)_New_Food Preparation_Natural Gas_Griddle_E10 | F3 | Commercial | College (ID) | New | Food Preparation | Natural Gas | Griddle | E10 | System - kBTUs of Consumption | 0 | 0 | 0 | 0 | 0 | 0 | 0 | 0 | 0 | 0 | 0 | 0 | 0 | 0 | 0 | 0 | 0 | 0 | 0 | 0 | 0 | 0 | 0 | 0 | 0 | 0 | 0
F4_Commercial_College (ID)_New_Food Preparation_Natural Gas_Griddle_E1 | F4 | Commercial | College (ID) | New | Food Preparation | Natural Gas | Griddle | E1 | Utility - Cost of Equipment | 0.0019495 | 0.0019495 | 0.0019495 | 0.0019495 | 0.0019495 | 0.0019495 | 0.0019495 | 0.0019495 | 0.0019495 | 0.0019495 | 0.0019495 | 0.0019495 | 0.0019495 | 0.0019495 | 0.0019495 | 0.0019495 | 0.0019495 | 0.0019495 | 0.0019495 | 0.0019495 | 0.0019495 | 0.0019495 | 0.0019495 | 0.0019495 | 0.0019495 | 0.0019495 | 0.0019495
F4_Commercial_College (ID)_New_Food Preparation_Natural Gas_Griddle_E2 | F4 | Commercial | College (ID) | New | Food Preparation | Natural Gas | Griddle | E2 | Utility - Cost of Equipment | 0.0020858 | 0.0020858 | 0.0020858 | 0.0020858 | 0.0020858 | 0.0020858 | 0.0020858 | 0.0020858 | 0.0020858 | 0.0020858 | 0.0020858 | 0.0020858 | 0.0020858 | 0.0020858 | 0.0020858 | 0.0020858 | 0.0020858 | 0.0020858 | 0.0020858 | 0.0020858 | 0.0020858 | 0.0020858 | 0.0020858 | 0.0020858 | 0.0020858 | 0.0020858 | 0.0020858
F4_Commercial_College (ID)_New_Food Preparation_Natural Gas_Griddle_E3 | F4 | Commercial | College (ID) | New | Food Preparation | Natural Gas | Griddle | E3 | Utility - Cost of Equipment | 0 | 0 | 0 | 0 | 0 | 0 | 0 | 0 | 0 | 0 | 0 | 0 | 0 | 0 | 0 | 0 | 0 | 0 | 0 | 0 | 0 | 0 | 0 | 0 | 0 | 0 | 0
F4_Commercial_College (ID)_New_Food Preparation_Natural Gas_Griddle_E4 | F4 | Commercial | College (ID) | New | Food Preparation | Natural Gas | Griddle | E4 | Utility - Cost of Equipment | 0 | 0 | 0 | 0 | 0 | 0 | 0 | 0 | 0 | 0 | 0 | 0 | 0 | 0 | 0 | 0 | 0 | 0 | 0 | 0 | 0 | 0 | 0 | 0 | 0 | 0 | 0
F4_Commercial_College (ID)_New_Food Preparation_Natural Gas_Griddle_E5 | F4 | Commercial | College (ID) | New | Food Preparation | Natural Gas | Griddle | E5 | Utility - Cost of Equipment | 0 | 0 | 0 | 0 | 0 | 0 | 0 | 0 | 0 | 0 | 0 | 0 | 0 | 0 | 0 | 0 | 0 | 0 | 0 | 0 | 0 | 0 | 0 | 0 | 0 | 0 | 0
F4_Commercial_College (ID)_New_Food Preparation_Natural Gas_Griddle_E6 | F4 | Commercial | College (ID) | New | Food Preparation | Natural Gas | Griddle | E6 | Utility - Cost of Equipment | 0 | 0 | 0 | 0 | 0 | 0 | 0 | 0 | 0 | 0 | 0 | 0 | 0 | 0 | 0 | 0 | 0 | 0 | 0 | 0 | 0 | 0 | 0 | 0 | 0 | 0 | 0
F4_Commercial_College (ID)_New_Food Preparation_Natural Gas_Griddle_E7 | F4 | Commercial | College (ID) | New | Food Preparation | Natural Gas | Griddle | E7 | Utility - Cost of Equipment | 0 | 0 | 0 | 0 | 0 | 0 | 0 | 0 | 0 | 0 | 0 | 0 | 0 | 0 | 0 | 0 | 0 | 0 | 0 | 0 | 0 | 0 | 0 | 0 | 0 | 0 | 0
F4_Commercial_College (ID)_New_Food Preparation_Natural Gas_Griddle_E8 | F4 | Commercial | College (ID) | New | Food Preparation | Natural Gas | Griddle | E8 | Utility - Cost of Equipment | 0 | 0 | 0 | 0 | 0 | 0 | 0 | 0 | 0 | 0 | 0 | 0 | 0 | 0 | 0 | 0 | 0 | 0 | 0 | 0 | 0 | 0 | 0 | 0 | 0 | 0 | 0
F4_Commercial_College (ID)_New_Food Preparation_Natural Gas_Griddle_E9 | F4 | Commercial | College (ID) | New | Food Preparation | Natural Gas | Griddle | E9 | Utility - Cost of Equipment | 0 | 0 | 0 | 0 | 0 | 0 | 0 | 0 | 0 | 0 | 0 | 0 | 0 | 0 | 0 | 0 | 0 | 0 | 0 | 0 | 0 | 0 | 0 | 0 | 0 | 0 | 0
F4_Commercial_College (ID)_New_Food Preparation_Natural Gas_Griddle_E10 | F4 | Commercial | College (ID) | New | Food Preparation | Natural Gas | Griddle | E10 | Utility - Cost of Equipment | 0 | 0 | 0 | 0 | 0 | 0 | 0 | 0 | 0 | 0 | 0 | 0 | 0 | 0 | 0 | 0 | 0 | 0 | 0 | 0 | 0 | 0 | 0 | 0 | 0 | 0 | 0
F5_Commercial_College (ID)_New_Food Preparation_Natural Gas_Griddle_E1 | F5 | Commercial | College (ID) | New | Food Preparation | Natural Gas | Griddle | E1 | Utility - Cost of Operation | 0.0052124 | 0.0053437 | 0.0054994 | 0.0056777 | 0.0058794 | 0.0061248 | 0.0063774 | 0.0066275 | 0.0068683 | 0.0071125 | 0.0073068 | 0.0074888 | 0.0076843 | 0.0078758 | 0.0080469 | 0.0082071 | 0.0083507 | 0.0084925 | 0.008644 | 0.0087918 | 0.0089436 | 0.0091014 | 0.0092609 | 0.0094254 | 0.0095929 | 0.0097633 | 0.0099367
F5_Commercial_College (ID)_New_Food Preparation_Natural Gas_Griddle_E2 | F5 | Commercial | College (ID) | New | Food Preparation | Natural Gas | Griddle | E2 | Utility - Cost of Operation | 0.0045749 | 0.0046902 | 0.0048268 | 0.0049834 | 0.0051604 | 0.0053758 | 0.0055975 | 0.005817 | 0.0060284 | 0.0062427 | 0.0064132 | 0.006573 | 0.0067446 | 0.0069126 | 0.0070628 | 0.0072034 | 0.0073295 | 0.007454 | 0.0075869 | 0.0077166 | 0.0078498 | 0.0079884 | 0.0081283 | 0.0082728 | 0.0084197 | 0.0085693 | 0.0087216
F5_Commercial_College (ID)_New_Food Preparation_Natural Gas_Griddle_E3 | F5 | Commercial | College (ID) | New | Food Preparation | Natural Gas | Griddle | E3 | Utility - Cost of Operation | 0 | 0 | 0 | 0 | 0 | 0 | 0 | 0 | 0 | 0 | 0 | 0 | 0 | 0 | 0 | 0 | 0 | 0 | 0 | 0 | 0 | 0 | 0 | 0 | 0 | 0 | 0
F5_Commercial_College (ID)_New_Food Preparation_Natural Gas_Griddle_E4 | F5 | Commercial | College (ID) | New | Food Preparation | Natural Gas | Griddle | E4 | Utility - Cost of Operation | 0 | 0 | 0 | 0 | 0 | 0 | 0 | 0 | 0 | 0 | 0 | 0 | 0 | 0 | 0 | 0 | 0 | 0 | 0 | 0 | 0 | 0 | 0 | 0 | 0 | 0 | 0
F5_Commercial_College (ID)_New_Food Preparation_Natural Gas_Griddle_E5 | F5 | Commercial | College (ID) | New | Food Preparation | Natural Gas | Griddle | E5 | Utility - Cost of Operation | 0 | 0 | 0 | 0 | 0 | 0 | 0 | 0 | 0 | 0 | 0 | 0 | 0 | 0 | 0 | 0 | 0 | 0 | 0 | 0 | 0 | 0 | 0 | 0 | 0 | 0 | 0
F5_Commercial_College (ID)_New_Food Preparation_Natural Gas_Griddle_E6 | F5 | Commercial | College (ID) | New | Food Preparation | Natural Gas | Griddle | E6 | Utility - Cost of Operation | 0 | 0 | 0 | 0 | 0 | 0 | 0 | 0 | 0 | 0 | 0 | 0 | 0 | 0 | 0 | 0 | 0 | 0 | 0 | 0 | 0 | 0 | 0 | 0 | 0 | 0 | 0
F5_Commercial_College (ID)_New_Food Preparation_Natural Gas_Griddle_E7 | F5 | Commercial | College (ID) | New | Food Preparation | Natural Gas | Griddle | E7 | Utility - Cost of Operation | 0 | 0 | 0 | 0 | 0 | 0 | 0 | 0 | 0 | 0 | 0 | 0 | 0 | 0 | 0 | 0 | 0 | 0 | 0 | 0 | 0 | 0 | 0 | 0 | 0 | 0 | 0
F5_Commercial_College (ID)_New_Food Preparation_Natural Gas_Griddle_E8 | F5 | Commercial | College (ID) | New | Food Preparation | Natural Gas | Griddle | E8 | Utility - Cost of Operation | 0 | 0 | 0 | 0 | 0 | 0 | 0 | 0 | 0 | 0 | 0 | 0 | 0 | 0 | 0 | 0 | 0 | 0 | 0 | 0 | 0 | 0 | 0 | 0 | 0 | 0 | 0
F5_Commercial_College (ID)_New_Food Preparation_Natural Gas_Griddle_E9 | F5 | Commercial | College (ID) | New | Food Preparation | Natural Gas | Griddle | E9 | Utility - Cost of Operation | 0 | 0 | 0 | 0 | 0 | 0 | 0 | 0 | 0 | 0 | 0 | 0 | 0 | 0 | 0 | 0 | 0 | 0 | 0 | 0 | 0 | 0 | 0 | 0 | 0 | 0 | 0
F5_Commercial_College (ID)_New_Food Preparation_Natural Gas_Griddle_E10 | F5 | Commercial | College (ID) | New | Food Preparation | Natural Gas | Griddle | E10 | Utility - Cost of Operation | 0 | 0 | 0 | 0 | 0 | 0 | 0 | 0 | 0 | 0 | 0 | 0 | 0 | 0 | 0 | 0 | 0 | 0 | 0 | 0 | 0 | 0 | 0 | 0 | 0 | 0 | 0
F6_Commercial_College (ID)_New_Food Preparation_Natural Gas_Griddle_E1 | F6 | Commercial | College (ID) | New | Food Preparation | Natural Gas | Griddle | E1 | Utility - Value of Sales | 0.0061391 | 0.0062551 | 0.0063912 | 0.0065499 | 0.0067317 | 0.0069586 | 0.0071861 | 0.0074021 | 0.0075977 | 0.0077873 | 0.0079837 | 0.0081622 | 0.0083506 | 0.0085289 | 0.0086822 | 0.0088206 | 0.0089377 | 0.0090495 | 0.0091683 | 0.0092794 | 0.0093908 | 0.0095565 | 0.0097239 | 0.0098967 | 0.010073 | 0.010251 | 0.010434
F6_Commercial_College (ID)_New_Food Preparation_Natural Gas_Griddle_E2 | F6 | Commercial | College (ID) | New | Food Preparation | Natural Gas | Griddle | E2 | Utility - Value of Sales | 0.0053883 | 0.0054901 | 0.0056096 | 0.0057489 | 0.0059084 | 0.0061076 | 0.0063073 | 0.0064969 | 0.0066686 | 0.0068349 | 0.0070073 | 0.007164 | 0.0073294 | 0.0074859 | 0.0076204 | 0.0077419 | 0.0078447 | 0.0079428 | 0.0080471 | 0.0081446 | 0.0082423 | 0.0083878 | 0.0085348 | 0.0086864 | 0.0088407 | 0.0089978 | 0.0091576
F6_Commercial_College (ID)_New_Food Preparation_Natural Gas_Griddle_E3 | F6 | Commercial | College (ID) | New | Food Preparation | Natural Gas | Griddle | E3 | Utility - Value of Sales | 0 | 0 | 0 | 0 | 0 | 0 | 0 | 0 | 0 | 0 | 0 | 0 | 0 | 0 | 0 | 0 | 0 | 0 | 0 | 0 | 0 | 0 | 0 | 0 | 0 | 0 | 0
F6_Commercial_College (ID)_New_Food Preparation_Natural Gas_Griddle_E4 | F6 | Commercial | College (ID) | New | Food Preparation | Natural Gas | Griddle | E4 | Utility - Value of Sales | 0 | 0 | 0 | 0 | 0 | 0 | 0 | 0 | 0 | 0 | 0 | 0 | 0 | 0 | 0 | 0 | 0 | 0 | 0 | 0 | 0 | 0 | 0 | 0 | 0 | 0 | 0
F6_Commercial_College (ID)_New_Food Preparation_Natural Gas_Griddle_E5 | F6 | Commercial | College (ID) | New | Food Preparation | Natural Gas | Griddle | E5 | Utility - Value of Sales | 0 | 0 | 0 | 0 | 0 | 0 | 0 | 0 | 0 | 0 | 0 | 0 | 0 | 0 | 0 | 0 | 0 | 0 | 0 | 0 | 0 | 0 | 0 | 0 | 0 | 0 | 0
F6_Commercial_College (ID)_New_Food Preparation_Natural Gas_Griddle_E6 | F6 | Commercial | College (ID) | New | Food Preparation | Natural Gas | Griddle | E6 | Utility - Value of Sales | 0 | 0 | 0 | 0 | 0 | 0 | 0 | 0 | 0 | 0 | 0 | 0 | 0 | 0 | 0 | 0 | 0 | 0 | 0 | 0 | 0 | 0 | 0 | 0 | 0 | 0 | 0
F6_Commercial_College (ID)_New_Food Preparation_Natural Gas_Griddle_E7 | F6 | Commercial | College (ID) | New | Food Preparation | Natural Gas | Griddle | E7 | Utility - Value of Sales | 0 | 0 | 0 | 0 | 0 | 0 | 0 | 0 | 0 | 0 | 0 | 0 | 0 | 0 | 0 | 0 | 0 | 0 | 0 | 0 | 0 | 0 | 0 | 0 | 0 | 0 | 0
F6_Commercial_College (ID)_New_Food Preparation_Natural Gas_Griddle_E8 | F6 | Commercial | College (ID) | New | Food Preparation | Natural Gas | Griddle | E8 | Utility - Value of Sales | 0 | 0 | 0 | 0 | 0 | 0 | 0 | 0 | 0 | 0 | 0 | 0 | 0 | 0 | 0 | 0 | 0 | 0 | 0 | 0 | 0 | 0 | 0 | 0 | 0 | 0 | 0
F6_Commercial_College (ID)_New_Food Preparation_Natural Gas_Griddle_E9 | F6 | Commercial | College (ID) | New | Food Preparation | Natural Gas | Griddle | E9 | Utility - Value of Sales | 0 | 0 | 0 | 0 | 0 | 0 | 0 | 0 | 0 | 0 | 0 | 0 | 0 | 0 | 0 | 0 | 0 | 0 | 0 | 0 | 0 | 0 | 0 | 0 | 0 | 0 | 0
F6_Commercial_College (ID)_New_Food Preparation_Natural Gas_Griddle_E10 | F6 | Commercial | College (ID) | New | Food Preparation | Natural Gas | Griddle | E10 | Utility - Value of Sales | 0 | 0 | 0 | 0 | 0 | 0 | 0 | 0 | 0 | 0 | 0 | 0 | 0 | 0 | 0 | 0 | 0 | 0 | 0 | 0 | 0 | 0 | 0 | 0 | 0 | 0 | 0
F1_Commercial_College (ID)_New_Food Preparation_Natural Gas_Range_E1 | F1 | Commercial | College (ID) | New | Food Preparation | Natural Gas | Range | E1 | RVT - Cost of Equipment | 0.0028083 | 0.0028083 | 0.0028083 | 0.0028083 | 0.0028083 | 0.0028083 | 0.0028083 | 0.0028083 | 0.0028083 | 0.0028083 | 0.0028083 | 0.0028083 | 0.0028083 | 0.0028083 | 0.0028083 | 0.0028083 | 0.0028083 | 0.0028083 | 0.0028083 | 0.0028083 | 0.0028083 | 0.0028083 | 0.0028083 | 0.0028083 | 0.0028083 | 0.0028083 | 0.0028083
F1_Commercial_College (ID)_New_Food Preparation_Natural Gas_Range_E2 | F1 | Commercial | College (ID) | New | Food Preparation | Natural Gas | Range | E2 | RVT - Cost of Equipment | 0.0030579 | 0.0030579 | 0.0030579 | 0.0030579 | 0.0030579 | 0.0030579 | 0.0030579 | 0.0030579 | 0.0030579 | 0.0030579 | 0.0030579 | 0.0030579 | 0.0030579 | 0.0030579 | 0.0030579 | 0.0030579 | 0.0030579 | 0.0030579 | 0.0030579 | 0.0030579 | 0.0030579 | 0.0030579 | 0.0030579 | 0.0030579 | 0.0030579 | 0.0030579 | 0.0030579
F1_Commercial_College (ID)_New_Food Preparation_Natural Gas_Range_E3 | F1 | Commercial | College (ID) | New | Food Preparation | Natural Gas | Range | E3 | RVT - Cost of Equipment | 0 | 0 | 0 | 0 | 0 | 0 | 0 | 0 | 0 | 0 | 0 | 0 | 0 | 0 | 0 | 0 | 0 | 0 | 0 | 0 | 0 | 0 | 0 | 0 | 0 | 0 | 0
F1_Commercial_College (ID)_New_Food Preparation_Natural Gas_Range_E4 | F1 | Commercial | College (ID) | New | Food Preparation | Natural Gas | Range | E4 | RVT - Cost of Equipment | 0 | 0 | 0 | 0 | 0 | 0 | 0 | 0 | 0 | 0 | 0 | 0 | 0 | 0 | 0 | 0 | 0 | 0 | 0 | 0 | 0 | 0 | 0 | 0 | 0 | 0 | 0
F1_Commercial_College (ID)_New_Food Preparation_Natural Gas_Range_E5 | F1 | Commercial | College (ID) | New | Food Preparation | Natural Gas | Range | E5 | RVT - Cost of Equipment | 0 | 0 | 0 | 0 | 0 | 0 | 0 | 0 | 0 | 0 | 0 | 0 | 0 | 0 | 0 | 0 | 0 | 0 | 0 | 0 | 0 | 0 | 0 | 0 | 0 | 0 | 0
F1_Commercial_College (ID)_New_Food Preparation_Natural Gas_Range_E6 | F1 | Commercial | College (ID) | New | Food Preparation | Natural Gas | Range | E6 | RVT - Cost of Equipment | 0 | 0 | 0 | 0 | 0 | 0 | 0 | 0 | 0 | 0 | 0 | 0 | 0 | 0 | 0 | 0 | 0 | 0 | 0 | 0 | 0 | 0 | 0 | 0 | 0 | 0 | 0
F1_Commercial_College (ID)_New_Food Preparation_Natural Gas_Range_E7 | F1 | Commercial | College (ID) | New | Food Preparation | Natural Gas | Range | E7 | RVT - Cost of Equipment | 0 | 0 | 0 | 0 | 0 | 0 | 0 | 0 | 0 | 0 | 0 | 0 | 0 | 0 | 0 | 0 | 0 | 0 | 0 | 0 | 0 | 0 | 0 | 0 | 0 | 0 | 0
F1_Commercial_College (ID)_New_Food Preparation_Natural Gas_Range_E8 | F1 | Commercial | College (ID) | New | Food Preparation | Natural Gas | Range | E8 | RVT - Cost of Equipment | 0 | 0 | 0 | 0 | 0 | 0 | 0 | 0 | 0 | 0 | 0 | 0 | 0 | 0 | 0 | 0 | 0 | 0 | 0 | 0 | 0 | 0 | 0 | 0 | 0 | 0 | 0
F1_Commercial_College (ID)_New_Food Preparation_Natural Gas_Range_E9 | F1 | Commercial | College (ID) | New | Food Preparation | Natural Gas | Range | E9 | RVT - Cost of Equipment | 0 | 0 | 0 | 0 | 0 | 0 | 0 | 0 | 0 | 0 | 0 | 0 | 0 | 0 | 0 | 0 | 0 | 0 | 0 | 0 | 0 | 0 | 0 | 0 | 0 | 0 | 0
F1_Commercial_College (ID)_New_Food Preparation_Natural Gas_Range_E10 | F1 | Commercial | College (ID) | New | Food Preparation | Natural Gas | Range | E10 | RVT - Cost of Equipment | 0 | 0 | 0 | 0 | 0 | 0 | 0 | 0 | 0 | 0 | 0 | 0 | 0 | 0 | 0 | 0 | 0 | 0 | 0 | 0 | 0 | 0 | 0 | 0 | 0 | 0 | 0
F2_Commercial_College (ID)_New_Food Preparation_Natural Gas_Range_E1 | F2 | Commercial | College (ID) | New | Food Preparation | Natural Gas | Range | E1 | RVT - Cost of Operation | 0.0081666 | 0.0083025 | 0.0084682 | 0.0086695 | 0.0089091 | 0.0092257 | 0.0095505 | 0.0098646 | 0.010154 | 0.010432 | 0.010717 | 0.010972 | 0.011238 | 0.011483 | 0.01169 | 0.011874 | 0.012024 | 0.012166 | 0.012318 | 0.012457 | 0.012597 | 0.012819 | 0.013043 | 0.013275 | 0.013511 | 0.013751 | 0.013995
F2_Commercial_College (ID)_New_Food Preparation_Natural Gas_Range_E2 | F2 | Commercial | College (ID) | New | Food Preparation | Natural Gas | Range | E2 | RVT - Cost of Operation | 0.0040833 | 0.0041513 | 0.0042341 | 0.0043348 | 0.0044545 | 0.0046128 | 0.0047752 | 0.0049323 | 0.0050769 | 0.0052158 | 0.0053584 | 0.0054859 | 0.0056188 | 0.0057416 | 0.0058451 | 0.0059368 | 0.0060119 | 0.0060828 | 0.0061588 | 0.0062286 | 0.0062984 | 0.0064094 | 0.0065215 | 0.0066374 | 0.0067553 | 0.0068753 | 0.0069975
F2_Commercial_College (ID)_New_Food Preparation_Natural Gas_Range_E3 | F2 | Commercial | College (ID) | New | Food Preparation | Natural Gas | Range | E3 | RVT - Cost of Operation | 0 | 0 | 0 | 0 | 0 | 0 | 0 | 0 | 0 | 0 | 0 | 0 | 0 | 0 | 0 | 0 | 0 | 0 | 0 | 0 | 0 | 0 | 0 | 0 | 0 | 0 | 0
F2_Commercial_College (ID)_New_Food Preparation_Natural Gas_Range_E4 | F2 | Commercial | College (ID) | New | Food Preparation | Natural Gas | Range | E4 | RVT - Cost of Operation | 0 | 0 | 0 | 0 | 0 | 0 | 0 | 0 | 0 | 0 | 0 | 0 | 0 | 0 | 0 | 0 | 0 | 0 | 0 | 0 | 0 | 0 | 0 | 0 | 0 | 0 | 0
F2_Commercial_College (ID)_New_Food Preparation_Natural Gas_Range_E5 | F2 | Commercial | College (ID) | New | Food Preparation | Natural Gas | Range | E5 | RVT - Cost of Operation | 0 | 0 | 0 | 0 | 0 | 0 | 0 | 0 | 0 | 0 | 0 | 0 | 0 | 0 | 0 | 0 | 0 | 0 | 0 | 0 | 0 | 0 | 0 | 0 | 0 | 0 | 0
F2_Commercial_College (ID)_New_Food Preparation_Natural Gas_Range_E6 | F2 | Commercial | College (ID) | New | Food Preparation | Natural Gas | Range | E6 | RVT - Cost of Operation | 0 | 0 | 0 | 0 | 0 | 0 | 0 | 0 | 0 | 0 | 0 | 0 | 0 | 0 | 0 | 0 | 0 | 0 | 0 | 0 | 0 | 0 | 0 | 0 | 0 | 0 | 0
F2_Commercial_College (ID)_New_Food Preparation_Natural Gas_Range_E7 | F2 | Commercial | College (ID) | New | Food Preparation | Natural Gas | Range | E7 | RVT - Cost of Operation | 0 | 0 | 0 | 0 | 0 | 0 | 0 | 0 | 0 | 0 | 0 | 0 | 0 | 0 | 0 | 0 | 0 | 0 | 0 | 0 | 0 | 0 | 0 | 0 | 0 | 0 | 0
F2_Commercial_College (ID)_New_Food Preparation_Natural Gas_Range_E8 | F2 | Commercial | College (ID) | New | Food Preparation | Natural Gas | Range | E8 | RVT - Cost of Operation | 0 | 0 | 0 | 0 | 0 | 0 | 0 | 0 | 0 | 0 | 0 | 0 | 0 | 0 | 0 | 0 | 0 | 0 | 0 | 0 | 0 | 0 | 0 | 0 | 0 | 0 | 0
F2_Commercial_College (ID)_New_Food Preparation_Natural Gas_Range_E9 | F2 | Commercial | College (ID) | New | Food Preparation | Natural Gas | Range | E9 | RVT - Cost of Operation | 0 | 0 | 0 | 0 | 0 | 0 | 0 | 0 | 0 | 0 | 0 | 0 | 0 | 0 | 0 | 0 | 0 | 0 | 0 | 0 | 0 | 0 | 0 | 0 | 0 | 0 | 0
F2_Commercial_College (ID)_New_Food Preparation_Natural Gas_Range_E10 | F2 | Commercial | College (ID) | New | Food Preparation | Natural Gas | Range | E10 | RVT - Cost of Operation | 0 | 0 | 0 | 0 | 0 | 0 | 0 | 0 | 0 | 0 | 0 | 0 | 0 | 0 | 0 | 0 | 0 | 0 | 0 | 0 | 0 | 0 | 0 | 0 | 0 | 0 | 0
F3_Commercial_College (ID)_New_Food Preparation_Natural Gas_Range_E1 | F3 | Commercial | College (ID) | New | Food Preparation | Natural Gas | Range | E1 | System - kBTUs of Consumption | 1.9795 | 1.9795 | 1.9795 | 1.9795 | 1.9795 | 1.9795 | 1.9795 | 1.9795 | 1.9795 | 1.9795 | 1.9795 | 1.9795 | 1.9795 | 1.9795 | 1.9795 | 1.9795 | 1.9795 | 1.9795 | 1.9795 | 1.9795 | 1.9795 | 1.9795 | 1.9795 | 1.9795 | 1.9795 | 1.9795 | 1.9795
F3_Commercial_College (ID)_New_Food Preparation_Natural Gas_Range_E2 | F3 | Commercial | College (ID) | New | Food Preparation | Natural Gas | Range | E2 | System - kBTUs of Consumption | 0.98975 | 0.98975 | 0.98975 | 0.98975 | 0.98975 | 0.98975 | 0.98975 | 0.98975 | 0.98975 | 0.98975 | 0.98975 | 0.98975 | 0.98975 | 0.98975 | 0.98975 | 0.98975 | 0.98975 | 0.98975 | 0.98975 | 0.98975 | 0.98975 | 0.98975 | 0.98975 | 0.98975 | 0.98975 | 0.98975 | 0.98975
F3_Commercial_College (ID)_New_Food Preparation_Natural Gas_Range_E3 | F3 | Commercial | College (ID) | New | Food Preparation | Natural Gas | Range | E3 | System - kBTUs of Consumption | 0 | 0 | 0 | 0 | 0 | 0 | 0 | 0 | 0 | 0 | 0 | 0 | 0 | 0 | 0 | 0 | 0 | 0 | 0 | 0 | 0 | 0 | 0 | 0 | 0 | 0 | 0
F3_Commercial_College (ID)_New_Food Preparation_Natural Gas_Range_E4 | F3 | Commercial | College (ID) | New | Food Preparation | Natural Gas | Range | E4 | System - kBTUs of Consumption | 0 | 0 | 0 | 0 | 0 | 0 | 0 | 0 | 0 | 0 | 0 | 0 | 0 | 0 | 0 | 0 | 0 | 0 | 0 | 0 | 0 | 0 | 0 | 0 | 0 | 0 | 0
F3_Commercial_College (ID)_New_Food Preparation_Natural Gas_Range_E5 | F3 | Commercial | College (ID) | New | Food Preparation | Natural Gas | Range | E5 | System - kBTUs of Consumption | 0 | 0 | 0 | 0 | 0 | 0 | 0 | 0 | 0 | 0 | 0 | 0 | 0 | 0 | 0 | 0 | 0 | 0 | 0 | 0 | 0 | 0 | 0 | 0 | 0 | 0 | 0
F3_Commercial_College (ID)_New_Food Preparation_Natural Gas_Range_E6 | F3 | Commercial | College (ID) | New | Food Preparation | Natural Gas | Range | E6 | System - kBTUs of Consumption | 0 | 0 | 0 | 0 | 0 | 0 | 0 | 0 | 0 | 0 | 0 | 0 | 0 | 0 | 0 | 0 | 0 | 0 | 0 | 0 | 0 | 0 | 0 | 0 | 0 | 0 | 0
F3_Commercial_College (ID)_New_Food Preparation_Natural Gas_Range_E7 | F3 | Commercial | College (ID) | New | Food Preparation | Natural Gas | Range | E7 | System - kBTUs of Consumption | 0 | 0 | 0 | 0 | 0 | 0 | 0 | 0 | 0 | 0 | 0 | 0 | 0 | 0 | 0 | 0 | 0 | 0 | 0 | 0 | 0 | 0 | 0 | 0 | 0 | 0 | 0
F3_Commercial_College (ID)_New_Food Preparation_Natural Gas_Range_E8 | F3 | Commercial | College (ID) | New | Food Preparation | Natural Gas | Range | E8 | System - kBTUs of Consumption | 0 | 0 | 0 | 0 | 0 | 0 | 0 | 0 | 0 | 0 | 0 | 0 | 0 | 0 | 0 | 0 | 0 | 0 | 0 | 0 | 0 | 0 | 0 | 0 | 0 | 0 | 0
F3_Commercial_College (ID)_New_Food Preparation_Natural Gas_Range_E9 | F3 | Commercial | College (ID) | New | Food Preparation | Natural Gas | Range | E9 | System - kBTUs of Consumption | 0 | 0 | 0 | 0 | 0 | 0 | 0 | 0 | 0 | 0 | 0 | 0 | 0 | 0 | 0 | 0 | 0 | 0 | 0 | 0 | 0 | 0 | 0 | 0 | 0 | 0 | 0
F3_Commercial_College (ID)_New_Food Preparation_Natural Gas_Range_E10 | F3 | Commercial | College (ID) | New | Food Preparation | Natural Gas | Range | E10 | System - kBTUs of Consumption | 0 | 0 | 0 | 0 | 0 | 0 | 0 | 0 | 0 | 0 | 0 | 0 | 0 | 0 | 0 | 0 | 0 | 0 | 0 | 0 | 0 | 0 | 0 | 0 | 0 | 0 | 0
F4_Commercial_College (ID)_New_Food Preparation_Natural Gas_Range_E1 | F4 | Commercial | College (ID) | New | Food Preparation | Natural Gas | Range | E1 | Utility - Cost of Equipment | 0.0028083 | 0.0028083 | 0.0028083 | 0.0028083 | 0.0028083 | 0.0028083 | 0.0028083 | 0.0028083 | 0.0028083 | 0.0028083 | 0.0028083 | 0.0028083 | 0.0028083 | 0.0028083 | 0.0028083 | 0.0028083 | 0.0028083 | 0.0028083 | 0.0028083 | 0.0028083 | 0.0028083 | 0.0028083 | 0.0028083 | 0.0028083 | 0.0028083 | 0.0028083 | 0.0028083
F4_Commercial_College (ID)_New_Food Preparation_Natural Gas_Range_E2 | F4 | Commercial | College (ID) | New | Food Preparation | Natural Gas | Range | E2 | Utility - Cost of Equipment | 0.0030579 | 0.0030579 | 0.0030579 | 0.0030579 | 0.0030579 | 0.0030579 | 0.0030579 | 0.0030579 | 0.0030579 | 0.0030579 | 0.0030579 | 0.0030579 | 0.0030579 | 0.0030579 | 0.0030579 | 0.0030579 | 0.0030579 | 0.0030579 | 0.0030579 | 0.0030579 | 0.0030579 | 0.0030579 | 0.0030579 | 0.0030579 | 0.0030579 | 0.0030579 | 0.0030579
F4_Commercial_College (ID)_New_Food Preparation_Natural Gas_Range_E3 | F4 | Commercial | College (ID) | New | Food Preparation | Natural Gas | Range | E3 | Utility - Cost of Equipment | 0 | 0 | 0 | 0 | 0 | 0 | 0 | 0 | 0 | 0 | 0 | 0 | 0 | 0 | 0 | 0 | 0 | 0 | 0 | 0 | 0 | 0 | 0 | 0 | 0 | 0 | 0
F4_Commercial_College (ID)_New_Food Preparation_Natural Gas_Range_E4 | F4 | Commercial | College (ID) | New | Food Preparation | Natural Gas | Range | E4 | Utility - Cost of Equipment | 0 | 0 | 0 | 0 | 0 | 0 | 0 | 0 | 0 | 0 | 0 | 0 | 0 | 0 | 0 | 0 | 0 | 0 | 0 | 0 | 0 | 0 | 0 | 0 | 0 | 0 | 0
F4_Commercial_College (ID)_New_Food Preparation_Natural Gas_Range_E5 | F4 | Commercial | College (ID) | New | Food Preparation | Natural Gas | Range | E5 | Utility - Cost of Equipment | 0 | 0 | 0 | 0 | 0 | 0 | 0 | 0 | 0 | 0 | 0 | 0 | 0 | 0 | 0 | 0 | 0 | 0 | 0 | 0 | 0 | 0 | 0 | 0 | 0 | 0 | 0
F4_Commercial_College (ID)_New_Food Preparation_Natural Gas_Range_E6 | F4 | Commercial | College (ID) | New | Food Preparation | Natural Gas | Range | E6 | Utility - Cost of Equipment | 0 | 0 | 0 | 0 | 0 | 0 | 0 | 0 | 0 | 0 | 0 | 0 | 0 | 0 | 0 | 0 | 0 | 0 | 0 | 0 | 0 | 0 | 0 | 0 | 0 | 0 | 0
F4_Commercial_College (ID)_New_Food Preparation_Natural Gas_Range_E7 | F4 | Commercial | College (ID) | New | Food Preparation | Natural Gas | Range | E7 | Utility - Cost of Equipment | 0 | 0 | 0 | 0 | 0 | 0 | 0 | 0 | 0 | 0 | 0 | 0 | 0 | 0 | 0 | 0 | 0 | 0 | 0 | 0 | 0 | 0 | 0 | 0 | 0 | 0 | 0
F4_Commercial_College (ID)_New_Food Preparation_Natural Gas_Range_E8 | F4 | Commercial | College (ID) | New | Food Preparation | Natural Gas | Range | E8 | Utility - Cost of Equipment | 0 | 0 | 0 | 0 | 0 | 0 | 0 | 0 | 0 | 0 | 0 | 0 | 0 | 0 | 0 | 0 | 0 | 0 | 0 | 0 | 0 | 0 | 0 | 0 | 0 | 0 | 0
F4_Commercial_College (ID)_New_Food Preparation_Natural Gas_Range_E9 | F4 | Commercial | College (ID) | New | Food Preparation | Natural Gas | Range | E9 | Utility - Cost of Equipment | 0 | 0 | 0 | 0 | 0 | 0 | 0 | 0 | 0 | 0 | 0 | 0 | 0 | 0 | 0 | 0 | 0 | 0 | 0 | 0 | 0 | 0 | 0 | 0 | 0 | 0 | 0
F4_Commercial_College (ID)_New_Food Preparation_Natural Gas_Range_E10 | F4 | Commercial | College (ID) | New | Food Preparation | Natural Gas | Range | E10 | Utility - Cost of Equipment | 0 | 0 | 0 | 0 | 0 | 0 | 0 | 0 | 0 | 0 | 0 | 0 | 0 | 0 | 0 | 0 | 0 | 0 | 0 | 0 | 0 | 0 | 0 | 0 | 0 | 0 | 0
F5_Commercial_College (ID)_New_Food Preparation_Natural Gas_Range_E1 | F5 | Commercial | College (ID) | New | Food Preparation | Natural Gas | Range | E1 | Utility - Cost of Operation | 0.0068651 | 0.0070236 | 0.007223 | 0.0074581 | 0.0077316 | 0.0080765 | 0.0084358 | 0.008794 | 0.0091395 | 0.0094897 | 0.0097631 | 0.010017 | 0.010292 | 0.010559 | 0.010794 | 0.011012 | 0.011205 | 0.011394 | 0.011597 | 0.011794 | 0.011997 | 0.012208 | 0.012422 | 0.012643 | 0.012867 | 0.013096 | 0.013328
F5_Commercial_College (ID)_New_Food Preparation_Natural Gas_Range_E2 | F5 | Commercial | College (ID) | New | Food Preparation | Natural Gas | Range | E2 | Utility - Cost of Operation | 0.0034326 | 0.0035118 | 0.0036115 | 0.0037291 | 0.0038658 | 0.0040383 | 0.0042179 | 0.004397 | 0.0045697 | 0.0047449 | 0.0048816 | 0.0050087 | 0.0051458 | 0.0052793 | 0.0053971 | 0.0055061 | 0.0056023 | 0.0056968 | 0.0057985 | 0.005897 | 0.0059984 | 0.0061042 | 0.006211 | 0.0063213 | 0.0064336 | 0.0065479 | 0.0066642
F5_Commercial_College (ID)_New_Food Preparation_Natural Gas_Range_E3 | F5 | Commercial | College (ID) | New | Food Preparation | Natural Gas | Range | E3 | Utility - Cost of Operation | 0 | 0 | 0 | 0 | 0 | 0 | 0 | 0 | 0 | 0 | 0 | 0 | 0 | 0 | 0 | 0 | 0 | 0 | 0 | 0 | 0 | 0 | 0 | 0 | 0 | 0 | 0
F5_Commercial_College (ID)_New_Food Preparation_Natural Gas_Range_E4 | F5 | Commercial | College (ID) | New | Food Preparation | Natural Gas | Range | E4 | Utility - Cost of Operation | 0 | 0 | 0 | 0 | 0 | 0 | 0 | 0 | 0 | 0 | 0 | 0 | 0 | 0 | 0 | 0 | 0 | 0 | 0 | 0 | 0 | 0 | 0 | 0 | 0 | 0 | 0
F5_Commercial_College (ID)_New_Food Preparation_Natural Gas_Range_E5 | F5 | Commercial | College (ID) | New | Food Preparation | Natural Gas | Range | E5 | Utility - Cost of Operation | 0 | 0 | 0 | 0 | 0 | 0 | 0 | 0 | 0 | 0 | 0 | 0 | 0 | 0 | 0 | 0 | 0 | 0 | 0 | 0 | 0 | 0 | 0 | 0 | 0 | 0 | 0
F5_Commercial_College (ID)_New_Food Preparation_Natural Gas_Range_E6 | F5 | Commercial | College (ID) | New | Food Preparation | Natural Gas | Range | E6 | Utility - Cost of Operation | 0 | 0 | 0 | 0 | 0 | 0 | 0 | 0 | 0 | 0 | 0 | 0 | 0 | 0 | 0 | 0 | 0 | 0 | 0 | 0 | 0 | 0 | 0 | 0 | 0 | 0 | 0
F5_Commercial_College (ID)_New_Food Preparation_Natural Gas_Range_E7 | F5 | Commercial | College (ID) | New | Food Preparation | Natural Gas | Range | E7 | Utility - Cost of Operation | 0 | 0 | 0 | 0 | 0 | 0 | 0 | 0 | 0 | 0 | 0 | 0 | 0 | 0 | 0 | 0 | 0 | 0 | 0 | 0 | 0 | 0 | 0 | 0 | 0 | 0 | 0
F5_Commercial_College (ID)_New_Food Preparation_Natural Gas_Range_E8 | F5 | Commercial | College (ID) | New | Food Preparation | Natural Gas | Range | E8 | Utility - Cost of Operation | 0 | 0 | 0 | 0 | 0 | 0 | 0 | 0 | 0 | 0 | 0 | 0 | 0 | 0 | 0 | 0 | 0 | 0 | 0 | 0 | 0 | 0 | 0 | 0 | 0 | 0 | 0
F5_Commercial_College (ID)_New_Food Preparation_Natural Gas_Range_E9 | F5 | Commercial | College (ID) | New | Food Preparation | Natural Gas | Range | E9 | Utility - Cost of Operation | 0 | 0 | 0 | 0 | 0 | 0 | 0 | 0 | 0 | 0 | 0 | 0 | 0 | 0 | 0 | 0 | 0 | 0 | 0 | 0 | 0 | 0 | 0 | 0 | 0 | 0 | 0
F5_Commercial_College (ID)_New_Food Preparation_Natural Gas_Range_E10 | F5 | Commercial | College (ID) | New | Food Preparation | Natural Gas | Range | E10 | Utility - Cost of Operation | 0 | 0 | 0 | 0 | 0 | 0 | 0 | 0 | 0 | 0 | 0 | 0 | 0 | 0 | 0 | 0 | 0 | 0 | 0 | 0 | 0 | 0 | 0 | 0 | 0 | 0 | 0
F6_Commercial_College (ID)_New_Food Preparation_Natural Gas_Range_E1 | F6 | Commercial | College (ID) | New | Food Preparation | Natural Gas | Range | E1 | Utility - Value of Sales | 0.0081666 | 0.0083025 | 0.0084682 | 0.0086695 | 0.0089091 | 0.0092257 | 0.0095505 | 0.0098646 | 0.010154 | 0.010432 | 0.010717 | 0.010972 | 0.011238 | 0.011483 | 0.01169 | 0.011874 | 0.012024 | 0.012166 | 0.012318 | 0.012457 | 0.012597 | 0.012819 | 0.013043 | 0.013275 | 0.013511 | 0.013751 | 0.013995
F6_Commercial_College (ID)_New_Food Preparation_Natural Gas_Range_E2 | F6 | Commercial | College (ID) | New | Food Preparation | Natural Gas | Range | E2 | Utility - Value of Sales | 0.0040833 | 0.0041513 | 0.0042341 | 0.0043348 | 0.0044545 | 0.0046128 | 0.0047752 | 0.0049323 | 0.0050769 | 0.0052158 | 0.0053584 | 0.0054859 | 0.0056188 | 0.0057416 | 0.0058451 | 0.0059368 | 0.0060119 | 0.0060828 | 0.0061588 | 0.0062286 | 0.0062984 | 0.0064094 | 0.0065215 | 0.0066374 | 0.0067553 | 0.0068753 | 0.0069975
F6_Commercial_College (ID)_New_Food Preparation_Natural Gas_Range_E3 | F6 | Commercial | College (ID) | New | Food Preparation | Natural Gas | Range | E3 | Utility - Value of Sales | 0 | 0 | 0 | 0 | 0 | 0 | 0 | 0 | 0 | 0 | 0 | 0 | 0 | 0 | 0 | 0 | 0 | 0 | 0 | 0 | 0 | 0 | 0 | 0 | 0 | 0 | 0
F6_Commercial_College (ID)_New_Food Preparation_Natural Gas_Range_E4 | F6 | Commercial | College (ID) | New | Food Preparation | Natural Gas | Range | E4 | Utility - Value of Sales | 0 | 0 | 0 | 0 | 0 | 0 | 0 | 0 | 0 | 0 | 0 | 0 | 0 | 0 | 0 | 0 | 0 | 0 | 0 | 0 | 0 | 0 | 0 | 0 | 0 | 0 | 0
F6_Commercial_College (ID)_New_Food Preparation_Natural Gas_Range_E5 | F6 | Commercial | College (ID) | New | Food Preparation | Natural Gas | Range | E5 | Utility - Value of Sales | 0 | 0 | 0 | 0 | 0 | 0 | 0 | 0 | 0 | 0 | 0 | 0 | 0 | 0 | 0 | 0 | 0 | 0 | 0 | 0 | 0 | 0 | 0 | 0 | 0 | 0 | 0
F6_Commercial_College (ID)_New_Food Preparation_Natural Gas_Range_E6 | F6 | Commercial | College (ID) | New | Food Preparation | Natural Gas | Range | E6 | Utility - Value of Sales | 0 | 0 | 0 | 0 | 0 | 0 | 0 | 0 | 0 | 0 | 0 | 0 | 0 | 0 | 0 | 0 | 0 | 0 | 0 | 0 | 0 | 0 | 0 | 0 | 0 | 0 | 0
F6_Commercial_College (ID)_New_Food Preparation_Natural Gas_Range_E7 | F6 | Commercial | College (ID) | New | Food Preparation | Natural Gas | Range | E7 | Utility - Value of Sales | 0 | 0 | 0 | 0 | 0 | 0 | 0 | 0 | 0 | 0 | 0 | 0 | 0 | 0 | 0 | 0 | 0 | 0 | 0 | 0 | 0 | 0 | 0 | 0 | 0 | 0 | 0
F6_Commercial_College (ID)_New_Food Preparation_Natural Gas_Range_E8 | F6 | Commercial | College (ID) | New | Food Preparation | Natural Gas | Range | E8 | Utility - Value of Sales | 0 | 0 | 0 | 0 | 0 | 0 | 0 | 0 | 0 | 0 | 0 | 0 | 0 | 0 | 0 | 0 | 0 | 0 | 0 | 0 | 0 | 0 | 0 | 0 | 0 | 0 | 0
F6_Commercial_College (ID)_New_Food Preparation_Natural Gas_Range_E9 | F6 | Commercial | College (ID) | New | Food Preparation | Natural Gas | Range | E9 | Utility - Value of Sales | 0 | 0 | 0 | 0 | 0 | 0 | 0 | 0 | 0 | 0 | 0 | 0 | 0 | 0 | 0 | 0 | 0 | 0 | 0 | 0 | 0 | 0 | 0 | 0 | 0 | 0 | 0
F6_Commercial_College (ID)_New_Food Preparation_Natural Gas_Range_E10 | F6 | Commercial | College (ID) | New | Food Preparation | Natural Gas | Range | E10 | Utility - Value of Sales | 0 | 0 | 0 | 0 | 0 | 0 | 0 | 0 | 0 | 0 | 0 | 0 | 0 | 0 | 0 | 0 | 0 | 0 | 0 | 0 | 0 | 0 | 0 | 0 | 0 | 0 | 0
F1_Commercial_College (ID)_New_Food Preparation_Natural Gas_Steamer_E1 | F1 | Commercial | College (ID) | New | Food Preparation | Natural Gas | Steamer | E1 | RVT - Cost of Equipment | 0.0040559 | 0.0040559 | 0.0040559 | 0.0040559 | 0.0040559 | 0.0040559 | 0.0040559 | 0.0040559 | 0.0040559 | 0.0040559 | 0.0040559 | 0.0040559 | 0.0040559 | 0.0040559 | 0.0040559 | 0.0040559 | 0.0040559 | 0.0040559 | 0.0040559 | 0.0040559 | 0.0040559 | 0.0040559 | 0.0040559 | 0.0040559 | 0.0040559 | 0.0040559 | 0.0040559
F1_Commercial_College (ID)_New_Food Preparation_Natural Gas_Steamer_E2 | F1 | Commercial | College (ID) | New | Food Preparation | Natural Gas | Steamer | E2 | RVT - Cost of Equipment | 0.0043581 | 0.0043581 | 0.0043581 | 0.0043581 | 0.0043581 | 0.0043581 | 0.0043581 | 0.0043581 | 0.0043581 | 0.0043581 | 0.0043581 | 0.0043581 | 0.0043581 | 0.0043581 | 0.0043581 | 0.0043581 | 0.0043581 | 0.0043581 | 0.0043581 | 0.0043581 | 0.0043581 | 0.0043581 | 0.0043581 | 0.0043581 | 0.0043581 | 0.0043581 | 0.0043581
F1_Commercial_College (ID)_New_Food Preparation_Natural Gas_Steamer_E3 | F1 | Commercial | College (ID) | New | Food Preparation | Natural Gas | Steamer | E3 | RVT - Cost of Equipment | 0 | 0 | 0 | 0 | 0 | 0 | 0 | 0 | 0 | 0 | 0 | 0 | 0 | 0 | 0 | 0 | 0 | 0 | 0 | 0 | 0 | 0 | 0 | 0 | 0 | 0 | 0
F1_Commercial_College (ID)_New_Food Preparation_Natural Gas_Steamer_E4 | F1 | Commercial | College (ID) | New | Food Preparation | Natural Gas | Steamer | E4 | RVT - Cost of Equipment | 0 | 0 | 0 | 0 | 0 | 0 | 0 | 0 | 0 | 0 | 0 | 0 | 0 | 0 | 0 | 0 | 0 | 0 | 0 | 0 | 0 | 0 | 0 | 0 | 0 | 0 | 0
F1_Commercial_College (ID)_New_Food Preparation_Natural Gas_Steamer_E5 | F1 | Commercial | College (ID) | New | Food Preparation | Natural Gas | Steamer | E5 | RVT - Cost of Equipment | 0 | 0 | 0 | 0 | 0 | 0 | 0 | 0 | 0 | 0 | 0 | 0 | 0 | 0 | 0 | 0 | 0 | 0 | 0 | 0 | 0 | 0 | 0 | 0 | 0 | 0 | 0
F1_Commercial_College (ID)_New_Food Preparation_Natural Gas_Steamer_E6 | F1 | Commercial | College (ID) | New | Food Preparation | Natural Gas | Steamer | E6 | RVT - Cost of Equipment | 0 | 0 | 0 | 0 | 0 | 0 | 0 | 0 | 0 | 0 | 0 | 0 | 0 | 0 | 0 | 0 | 0 | 0 | 0 | 0 | 0 | 0 | 0 | 0 | 0 | 0 | 0
F1_Commercial_College (ID)_New_Food Preparation_Natural Gas_Steamer_E7 | F1 | Commercial | College (ID) | New | Food Preparation | Natural Gas | Steamer | E7 | RVT - Cost of Equipment | 0 | 0 | 0 | 0 | 0 | 0 | 0 | 0 | 0 | 0 | 0 | 0 | 0 | 0 | 0 | 0 | 0 | 0 | 0 | 0 | 0 | 0 | 0 | 0 | 0 | 0 | 0
F1_Commercial_College (ID)_New_Food Preparation_Natural Gas_Steamer_E8 | F1 | Commercial | College (ID) | New | Food Preparation | Natural Gas | Steamer | E8 | RVT - Cost of Equipment | 0 | 0 | 0 | 0 | 0 | 0 | 0 | 0 | 0 | 0 | 0 | 0 | 0 | 0 | 0 | 0 | 0 | 0 | 0 | 0 | 0 | 0 | 0 | 0 | 0 | 0 | 0
F1_Commercial_College (ID)_New_Food Preparation_Natural Gas_Steamer_E9 | F1 | Commercial | College (ID) | New | Food Preparation | Natural Gas | Steamer | E9 | RVT - Cost of Equipment | 0 | 0 | 0 | 0 | 0 | 0 | 0 | 0 | 0 | 0 | 0 | 0 | 0 | 0 | 0 | 0 | 0 | 0 | 0 | 0 | 0 | 0 | 0 | 0 | 0 | 0 | 0
F1_Commercial_College (ID)_New_Food Preparation_Natural Gas_Steamer_E10 | F1 | Commercial | College (ID) | New | Food Preparation | Natural Gas | Steamer | E10 | RVT - Cost of Equipment | 0 | 0 | 0 | 0 | 0 | 0 | 0 | 0 | 0 | 0 | 0 | 0 | 0 | 0 | 0 | 0 | 0 | 0 | 0 | 0 | 0 | 0 | 0 | 0 | 0 | 0 | 0
F2_Commercial_College (ID)_New_Food Preparation_Natural Gas_Steamer_E1 | F2 | Commercial | College (ID) | New | Food Preparation | Natural Gas | Steamer | E1 | RVT - Cost of Operation | 0.011374 | 0.011589 | 0.011841 | 0.012135 | 0.012472 | 0.012892 | 0.013314 | 0.013714 | 0.014077 | 0.014428 | 0.014792 | 0.015122 | 0.015472 | 0.015802 | 0.016086 | 0.016342 | 0.016559 | 0.016766 | 0.016987 | 0.017192 | 0.017399 | 0.017706 | 0.018016 | 0.018336 | 0.018662 | 0.018993 | 0.019331
F2_Commercial_College (ID)_New_Food Preparation_Natural Gas_Steamer_E2 | F2 | Commercial | College (ID) | New | Food Preparation | Natural Gas | Steamer | E2 | RVT - Cost of Operation | 0.002146 | 0.0021866 | 0.0022341 | 0.0022896 | 0.0023532 | 0.0024325 | 0.002512 | 0.0025875 | 0.0026559 | 0.0027221 | 0.0027908 | 0.0028532 | 0.0029191 | 0.0029814 | 0.003035 | 0.0030834 | 0.0031243 | 0.0031634 | 0.0032049 | 0.0032437 | 0.0032827 | 0.0033406 | 0.0033991 | 0.0034595 | 0.003521 | 0.0035835 | 0.0036472
F2_Commercial_College (ID)_New_Food Preparation_Natural Gas_Steamer_E3 | F2 | Commercial | College (ID) | New | Food Preparation | Natural Gas | Steamer | E3 | RVT - Cost of Operation | 0 | 0 | 0 | 0 | 0 | 0 | 0 | 0 | 0 | 0 | 0 | 0 | 0 | 0 | 0 | 0 | 0 | 0 | 0 | 0 | 0 | 0 | 0 | 0 | 0 | 0 | 0
F2_Commercial_College (ID)_New_Food Preparation_Natural Gas_Steamer_E4 | F2 | Commercial | College (ID) | New | Food Preparation | Natural Gas | Steamer | E4 | RVT - Cost of Operation | 0 | 0 | 0 | 0 | 0 | 0 | 0 | 0 | 0 | 0 | 0 | 0 | 0 | 0 | 0 | 0 | 0 | 0 | 0 | 0 | 0 | 0 | 0 | 0 | 0 | 0 | 0
F2_Commercial_College (ID)_New_Food Preparation_Natural Gas_Steamer_E5 | F2 | Commercial | College (ID) | New | Food Preparation | Natural Gas | Steamer | E5 | RVT - Cost of Operation | 0 | 0 | 0 | 0 | 0 | 0 | 0 | 0 | 0 | 0 | 0 | 0 | 0 | 0 | 0 | 0 | 0 | 0 | 0 | 0 | 0 | 0 | 0 | 0 | 0 | 0 | 0
F2_Commercial_College (ID)_New_Food Preparation_Natural Gas_Steamer_E6 | F2 | Commercial | College (ID) | New | Food Preparation | Natural Gas | Steamer | E6 | RVT - Cost of Operation | 0 | 0 | 0 | 0 | 0 | 0 | 0 | 0 | 0 | 0 | 0 | 0 | 0 | 0 | 0 | 0 | 0 | 0 | 0 | 0 | 0 | 0 | 0 | 0 | 0 | 0 | 0
F2_Commercial_College (ID)_New_Food Preparation_Natural Gas_Steamer_E7 | F2 | Commercial | College (ID) | New | Food Preparation | Natural Gas | Steamer | E7 | RVT - Cost of Operation | 0 | 0 | 0 | 0 | 0 | 0 | 0 | 0 | 0 | 0 | 0 | 0 | 0 | 0 | 0 | 0 | 0 | 0 | 0 | 0 | 0 | 0 | 0 | 0 | 0 | 0 | 0
F2_Commercial_College (ID)_New_Food Preparation_Natural Gas_Steamer_E8 | F2 | Commercial | College (ID) | New | Food Preparation | Natural Gas | Steamer | E8 | RVT - Cost of Operation | 0 | 0 | 0 | 0 | 0 | 0 | 0 | 0 | 0 | 0 | 0 | 0 | 0 | 0 | 0 | 0 | 0 | 0 | 0 | 0 | 0 | 0 | 0 | 0 | 0 | 0 | 0
F2_Commercial_College (ID)_New_Food Preparation_Natural Gas_Steamer_E9 | F2 | Commercial | College (ID) | New | Food Preparation | Natural Gas | Steamer | E9 | RVT - Cost of Operation | 0 | 0 | 0 | 0 | 0 | 0 | 0 | 0 | 0 | 0 | 0 | 0 | 0 | 0 | 0 | 0 | 0 | 0 | 0 | 0 | 0 | 0 | 0 | 0 | 0 | 0 | 0
F2_Commercial_College (ID)_New_Food Preparation_Natural Gas_Steamer_E10 | F2 | Commercial | College (ID) | New | Food Preparation | Natural Gas | Steamer | E10 | RVT - Cost of Operation | 0 | 0 | 0 | 0 | 0 | 0 | 0 | 0 | 0 | 0 | 0 | 0 | 0 | 0 | 0 | 0 | 0 | 0 | 0 | 0 | 0 | 0 | 0 | 0 | 0 | 0 | 0
F3_Commercial_College (ID)_New_Food Preparation_Natural Gas_Steamer_E1 | F3 | Commercial | College (ID) | New | Food Preparation | Natural Gas | Steamer | E1 | System - kBTUs of Consumption | 2.7134 | 2.7134 | 2.7134 | 2.7134 | 2.7134 | 2.7134 | 2.7134 | 2.7134 | 2.7134 | 2.7134 | 2.7134 | 2.7134 | 2.7134 | 2.7134 | 2.7134 | 2.7134 | 2.7134 | 2.7134 | 2.7134 | 2.7134 | 2.7134 | 2.7134 | 2.7134 | 2.7134 | 2.7134 | 2.7134 | 2.7134
F3_Commercial_College (ID)_New_Food Preparation_Natural Gas_Steamer_E2 | F3 | Commercial | College (ID) | New | Food Preparation | Natural Gas | Steamer | E2 | System - kBTUs of Consumption | 0.51196 | 0.51196 | 0.51196 | 0.51196 | 0.51196 | 0.51196 | 0.51196 | 0.51196 | 0.51196 | 0.51196 | 0.51196 | 0.51196 | 0.51196 | 0.51196 | 0.51196 | 0.51196 | 0.51196 | 0.51196 | 0.51196 | 0.51196 | 0.51196 | 0.51196 | 0.51196 | 0.51196 | 0.51196 | 0.51196 | 0.51196
F3_Commercial_College (ID)_New_Food Preparation_Natural Gas_Steamer_E3 | F3 | Commercial | College (ID) | New | Food Preparation | Natural Gas | Steamer | E3 | System - kBTUs of Consumption | 0 | 0 | 0 | 0 | 0 | 0 | 0 | 0 | 0 | 0 | 0 | 0 | 0 | 0 | 0 | 0 | 0 | 0 | 0 | 0 | 0 | 0 | 0 | 0 | 0 | 0 | 0
F3_Commercial_College (ID)_New_Food Preparation_Natural Gas_Steamer_E4 | F3 | Commercial | College (ID) | New | Food Preparation | Natural Gas | Steamer | E4 | System - kBTUs of Consumption | 0 | 0 | 0 | 0 | 0 | 0 | 0 | 0 | 0 | 0 | 0 | 0 | 0 | 0 | 0 | 0 | 0 | 0 | 0 | 0 | 0 | 0 | 0 | 0 | 0 | 0 | 0
F3_Commercial_College (ID)_New_Food Preparation_Natural Gas_Steamer_E5 | F3 | Commercial | College (ID) | New | Food Preparation | Natural Gas | Steamer | E5 | System - kBTUs of Consumption | 0 | 0 | 0 | 0 | 0 | 0 | 0 | 0 | 0 | 0 | 0 | 0 | 0 | 0 | 0 | 0 | 0 | 0 | 0 | 0 | 0 | 0 | 0 | 0 | 0 | 0 | 0
F3_Commercial_College (ID)_New_Food Preparation_Natural Gas_Steamer_E6 | F3 | Commercial | College (ID) | New | Food Preparation | Natural Gas | Steamer | E6 | System - kBTUs of Consumption | 0 | 0 | 0 | 0 | 0 | 0 | 0 | 0 | 0 | 0 | 0 | 0 | 0 | 0 | 0 | 0 | 0 | 0 | 0 | 0 | 0 | 0 | 0 | 0 | 0 | 0 | 0
F3_Commercial_College (ID)_New_Food Preparation_Natural Gas_Steamer_E7 | F3 | Commercial | College (ID) | New | Food Preparation | Natural Gas | Steamer | E7 | System - kBTUs of Consumption | 0 | 0 | 0 | 0 | 0 | 0 | 0 | 0 | 0 | 0 | 0 | 0 | 0 | 0 | 0 | 0 | 0 | 0 | 0 | 0 | 0 | 0 | 0 | 0 | 0 | 0 | 0
F3_Commercial_College (ID)_New_Food Preparation_Natural Gas_Steamer_E8 | F3 | Commercial | College (ID) | New | Food Preparation | Natural Gas | Steamer | E8 | System - kBTUs of Consumption | 0 | 0 | 0 | 0 | 0 | 0 | 0 | 0 | 0 | 0 | 0 | 0 | 0 | 0 | 0 | 0 | 0 | 0 | 0 | 0 | 0 | 0 | 0 | 0 | 0 | 0 | 0
F3_Commercial_College (ID)_New_Food Preparation_Natural Gas_Steamer_E9 | F3 | Commercial | College (ID) | New | Food Preparation | Natural Gas | Steamer | E9 | System - kBTUs of Consumption | 0 | 0 | 0 | 0 | 0 | 0 | 0 | 0 | 0 | 0 | 0 | 0 | 0 | 0 | 0 | 0 | 0 | 0 | 0 | 0 | 0 | 0 | 0 | 0 | 0 | 0 | 0
F3_Commercial_College (ID)_New_Food Preparation_Natural Gas_Steamer_E10 | F3 | Commercial | College (ID) | New | Food Preparation | Natural Gas | Steamer | E10 | System - kBTUs of Consumption | 0 | 0 | 0 | 0 | 0 | 0 | 0 | 0 | 0 | 0 | 0 | 0 | 0 | 0 | 0 | 0 | 0 | 0 | 0 | 0 | 0 | 0 | 0 | 0 | 0 | 0 | 0
F4_Commercial_College (ID)_New_Food Preparation_Natural Gas_Steamer_E1 | F4 | Commercial | College (ID) | New | Food Preparation | Natural Gas | Steamer | E1 | Utility - Cost of Equipment | 0.0040559 | 0.0040559 | 0.0040559 | 0.0040559 | 0.0040559 | 0.0040559 | 0.0040559 | 0.0040559 | 0.0040559 | 0.0040559 | 0.0040559 | 0.0040559 | 0.0040559 | 0.0040559 | 0.0040559 | 0.0040559 | 0.0040559 | 0.0040559 | 0.0040559 | 0.0040559 | 0.0040559 | 0.0040559 | 0.0040559 | 0.0040559 | 0.0040559 | 0.0040559 | 0.0040559
F4_Commercial_College (ID)_New_Food Preparation_Natural Gas_Steamer_E2 | F4 | Commercial | College (ID) | New | Food Preparation | Natural Gas | Steamer | E2 | Utility - Cost of Equipment | 0.0043581 | 0.0043581 | 0.0043581 | 0.0043581 | 0.0043581 | 0.0043581 | 0.0043581 | 0.0043581 | 0.0043581 | 0.0043581 | 0.0043581 | 0.0043581 | 0.0043581 | 0.0043581 | 0.0043581 | 0.0043581 | 0.0043581 | 0.0043581 | 0.0043581 | 0.0043581 | 0.0043581 | 0.0043581 | 0.0043581 | 0.0043581 | 0.0043581 | 0.0043581 | 0.0043581
F4_Commercial_College (ID)_New_Food Preparation_Natural Gas_Steamer_E3 | F4 | Commercial | College (ID) | New | Food Preparation | Natural Gas | Steamer | E3 | Utility - Cost of Equipment | 0 | 0 | 0 | 0 | 0 | 0 | 0 | 0 | 0 | 0 | 0 | 0 | 0 | 0 | 0 | 0 | 0 | 0 | 0 | 0 | 0 | 0 | 0 | 0 | 0 | 0 | 0
F4_Commercial_College (ID)_New_Food Preparation_Natural Gas_Steamer_E4 | F4 | Commercial | College (ID) | New | Food Preparation | Natural Gas | Steamer | E4 | Utility - Cost of Equipment | 0 | 0 | 0 | 0 | 0 | 0 | 0 | 0 | 0 | 0 | 0 | 0 | 0 | 0 | 0 | 0 | 0 | 0 | 0 | 0 | 0 | 0 | 0 | 0 | 0 | 0 | 0
F4_Commercial_College (ID)_New_Food Preparation_Natural Gas_Steamer_E5 | F4 | Commercial | College (ID) | New | Food Preparation | Natural Gas | Steamer | E5 | Utility - Cost of Equipment | 0 | 0 | 0 | 0 | 0 | 0 | 0 | 0 | 0 | 0 | 0 | 0 | 0 | 0 | 0 | 0 | 0 | 0 | 0 | 0 | 0 | 0 | 0 | 0 | 0 | 0 | 0
F4_Commercial_College (ID)_New_Food Preparation_Natural Gas_Steamer_E6 | F4 | Commercial | College (ID) | New | Food Preparation | Natural Gas | Steamer | E6 | Utility - Cost of Equipment | 0 | 0 | 0 | 0 | 0 | 0 | 0 | 0 | 0 | 0 | 0 | 0 | 0 | 0 | 0 | 0 | 0 | 0 | 0 | 0 | 0 | 0 | 0 | 0 | 0 | 0 | 0
F4_Commercial_College (ID)_New_Food Preparation_Natural Gas_Steamer_E7 | F4 | Commercial | College (ID) | New | Food Preparation | Natural Gas | Steamer | E7 | Utility - Cost of Equipment | 0 | 0 | 0 | 0 | 0 | 0 | 0 | 0 | 0 | 0 | 0 | 0 | 0 | 0 | 0 | 0 | 0 | 0 | 0 | 0 | 0 | 0 | 0 | 0 | 0 | 0 | 0
F4_Commercial_College (ID)_New_Food Preparation_Natural Gas_Steamer_E8 | F4 | Commercial | College (ID) | New | Food Preparation | Natural Gas | Steamer | E8 | Utility - Cost of Equipment | 0 | 0 | 0 | 0 | 0 | 0 | 0 | 0 | 0 | 0 | 0 | 0 | 0 | 0 | 0 | 0 | 0 | 0 | 0 | 0 | 0 | 0 | 0 | 0 | 0 | 0 | 0
F4_Commercial_College (ID)_New_Food Preparation_Natural Gas_Steamer_E9 | F4 | Commercial | College (ID) | New | Food Preparation | Natural Gas | Steamer | E9 | Utility - Cost of Equipment | 0 | 0 | 0 | 0 | 0 | 0 | 0 | 0 | 0 | 0 | 0 | 0 | 0 | 0 | 0 | 0 | 0 | 0 | 0 | 0 | 0 | 0 | 0 | 0 | 0 | 0 | 0
F4_Commercial_College (ID)_New_Food Preparation_Natural Gas_Steamer_E10 | F4 | Commercial | College (ID) | New | Food Preparation | Natural Gas | Steamer | E10 | Utility - Cost of Equipment | 0 | 0 | 0 | 0 | 0 | 0 | 0 | 0 | 0 | 0 | 0 | 0 | 0 | 0 | 0 | 0 | 0 | 0 | 0 | 0 | 0 | 0 | 0 | 0 | 0 | 0 | 0
F5_Commercial_College (ID)_New_Food Preparation_Natural Gas_Steamer_E1 | F5 | Commercial | College (ID) | New | Food Preparation | Natural Gas | Steamer | E1 | Utility - Cost of Operation | 0.0096572 | 0.0099005 | 0.010189 | 0.010519 | 0.010893 | 0.011348 | 0.011816 | 0.012279 | 0.012725 | 0.013178 | 0.013538 | 0.013875 | 0.014237 | 0.014592 | 0.014909 | 0.015206 | 0.015472 | 0.015734 | 0.016015 | 0.016289 | 0.01657 | 0.016863 | 0.017158 | 0.017463 | 0.017773 | 0.018089 | 0.01841
F5_Commercial_College (ID)_New_Food Preparation_Natural Gas_Steamer_E2 | F5 | Commercial | College (ID) | New | Food Preparation | Natural Gas | Steamer | E2 | Utility - Cost of Operation | 0.0018221 | 0.001868 | 0.0019224 | 0.0019847 | 0.0020552 | 0.002141 | 0.0022293 | 0.0023167 | 0.0024009 | 0.0024863 | 0.0025542 | 0.0026178 | 0.0026862 | 0.0027531 | 0.0028129 | 0.0028689 | 0.0029191 | 0.0029687 | 0.0030216 | 0.0030733 | 0.0031263 | 0.0031815 | 0.0032373 | 0.0032948 | 0.0033533 | 0.0034129 | 0.0034735
F5_Commercial_College (ID)_New_Food Preparation_Natural Gas_Steamer_E3 | F5 | Commercial | College (ID) | New | Food Preparation | Natural Gas | Steamer | E3 | Utility - Cost of Operation | 0 | 0 | 0 | 0 | 0 | 0 | 0 | 0 | 0 | 0 | 0 | 0 | 0 | 0 | 0 | 0 | 0 | 0 | 0 | 0 | 0 | 0 | 0 | 0 | 0 | 0 | 0
F5_Commercial_College (ID)_New_Food Preparation_Natural Gas_Steamer_E4 | F5 | Commercial | College (ID) | New | Food Preparation | Natural Gas | Steamer | E4 | Utility - Cost of Operation | 0 | 0 | 0 | 0 | 0 | 0 | 0 | 0 | 0 | 0 | 0 | 0 | 0 | 0 | 0 | 0 | 0 | 0 | 0 | 0 | 0 | 0 | 0 | 0 | 0 | 0 | 0
F5_Commercial_College (ID)_New_Food Preparation_Natural Gas_Steamer_E5 | F5 | Commercial | College (ID) | New | Food Preparation | Natural Gas | Steamer | E5 | Utility - Cost of Operation | 0 | 0 | 0 | 0 | 0 | 0 | 0 | 0 | 0 | 0 | 0 | 0 | 0 | 0 | 0 | 0 | 0 | 0 | 0 | 0 | 0 | 0 | 0 | 0 | 0 | 0 | 0
F5_Commercial_College (ID)_New_Food Preparation_Natural Gas_Steamer_E6 | F5 | Commercial | College (ID) | New | Food Preparation | Natural Gas | Steamer | E6 | Utility - Cost of Operation | 0 | 0 | 0 | 0 | 0 | 0 | 0 | 0 | 0 | 0 | 0 | 0 | 0 | 0 | 0 | 0 | 0 | 0 | 0 | 0 | 0 | 0 | 0 | 0 | 0 | 0 | 0
F5_Commercial_College (ID)_New_Food Preparation_Natural Gas_Steamer_E7 | F5 | Commercial | College (ID) | New | Food Preparation | Natural Gas | Steamer | E7 | Utility - Cost of Operation | 0 | 0 | 0 | 0 | 0 | 0 | 0 | 0 | 0 | 0 | 0 | 0 | 0 | 0 | 0 | 0 | 0 | 0 | 0 | 0 | 0 | 0 | 0 | 0 | 0 | 0 | 0
F5_Commercial_College (ID)_New_Food Preparation_Natural Gas_Steamer_E8 | F5 | Commercial | College (ID) | New | Food Preparation | Natural Gas | Steamer | E8 | Utility - Cost of Operation | 0 | 0 | 0 | 0 | 0 | 0 | 0 | 0 | 0 | 0 | 0 | 0 | 0 | 0 | 0 | 0 | 0 | 0 | 0 | 0 | 0 | 0 | 0 | 0 | 0 | 0 | 0
F5_Commercial_College (ID)_New_Food Preparation_Natural Gas_Steamer_E9 | F5 | Commercial | College (ID) | New | Food Preparation | Natural Gas | Steamer | E9 | Utility - Cost of Operation | 0 | 0 | 0 | 0 | 0 | 0 | 0 | 0 | 0 | 0 | 0 | 0 | 0 | 0 | 0 | 0 | 0 | 0 | 0 | 0 | 0 | 0 | 0 | 0 | 0 | 0 | 0
F5_Commercial_College (ID)_New_Food Preparation_Natural Gas_Steamer_E10 | F5 | Commercial | College (ID) | New | Food Preparation | Natural Gas | Steamer | E10 | Utility - Cost of Operation | 0 | 0 | 0 | 0 | 0 | 0 | 0 | 0 | 0 | 0 | 0 | 0 | 0 | 0 | 0 | 0 | 0 | 0 | 0 | 0 | 0 | 0 | 0 | 0 | 0 | 0 | 0
F6_Commercial_College (ID)_New_Food Preparation_Natural Gas_Steamer_E1 | F6 | Commercial | College (ID) | New | Food Preparation | Natural Gas | Steamer | E1 | Utility - Value of Sales | 0.011374 | 0.011589 | 0.011841 | 0.012135 | 0.012472 | 0.012892 | 0.013314 | 0.013714 | 0.014077 | 0.014428 | 0.014792 | 0.015122 | 0.015472 | 0.015802 | 0.016086 | 0.016342 | 0.016559 | 0.016766 | 0.016987 | 0.017192 | 0.017399 | 0.017706 | 0.018016 | 0.018336 | 0.018662 | 0.018993 | 0.019331
F6_Commercial_College (ID)_New_Food Preparation_Natural Gas_Steamer_E2 | F6 | Commercial | College (ID) | New | Food Preparation | Natural Gas | Steamer | E2 | Utility - Value of Sales | 0.002146 | 0.0021866 | 0.0022341 | 0.0022896 | 0.0023532 | 0.0024325 | 0.002512 | 0.0025875 | 0.0026559 | 0.0027221 | 0.0027908 | 0.0028532 | 0.0029191 | 0.0029814 | 0.003035 | 0.0030834 | 0.0031243 | 0.0031634 | 0.0032049 | 0.0032437 | 0.0032827 | 0.0033406 | 0.0033991 | 0.0034595 | 0.003521 | 0.0035835 | 0.0036472
F6_Commercial_College (ID)_New_Food Preparation_Natural Gas_Steamer_E3 | F6 | Commercial | College (ID) | New | Food Preparation | Natural Gas | Steamer | E3 | Utility - Value of Sales | 0 | 0 | 0 | 0 | 0 | 0 | 0 | 0 | 0 | 0 | 0 | 0 | 0 | 0 | 0 | 0 | 0 | 0 | 0 | 0 | 0 | 0 | 0 | 0 | 0 | 0 | 0
F6_Commercial_College (ID)_New_Food Preparation_Natural Gas_Steamer_E4 | F6 | Commercial | College (ID) | New | Food Preparation | Natural Gas | Steamer | E4 | Utility - Value of Sales | 0 | 0 | 0 | 0 | 0 | 0 | 0 | 0 | 0 | 0 | 0 | 0 | 0 | 0 | 0 | 0 | 0 | 0 | 0 | 0 | 0 | 0 | 0 | 0 | 0 | 0 | 0
F6_Commercial_College (ID)_New_Food Preparation_Natural Gas_Steamer_E5 | F6 | Commercial | College (ID) | New | Food Preparation | Natural Gas | Steamer | E5 | Utility - Value of Sales | 0 | 0 | 0 | 0 | 0 | 0 | 0 | 0 | 0 | 0 | 0 | 0 | 0 | 0 | 0 | 0 | 0 | 0 | 0 | 0 | 0 | 0 | 0 | 0 | 0 | 0 | 0
F6_Commercial_College (ID)_New_Food Preparation_Natural Gas_Steamer_E6 | F6 | Commercial | College (ID) | New | Food Preparation | Natural Gas | Steamer | E6 | Utility - Value of Sales | 0 | 0 | 0 | 0 | 0 | 0 | 0 | 0 | 0 | 0 | 0 | 0 | 0 | 0 | 0 | 0 | 0 | 0 | 0 | 0 | 0 | 0 | 0 | 0 | 0 | 0 | 0
F6_Commercial_College (ID)_New_Food Preparation_Natural Gas_Steamer_E7 | F6 | Commercial | College (ID) | New | Food Preparation | Natural Gas | Steamer | E7 | Utility - Value of Sales | 0 | 0 | 0 | 0 | 0 | 0 | 0 | 0 | 0 | 0 | 0 | 0 | 0 | 0 | 0 | 0 | 0 | 0 | 0 | 0 | 0 | 0 | 0 | 0 | 0 | 0 | 0
F6_Commercial_College (ID)_New_Food Preparation_Natural Gas_Steamer_E8 | F6 | Commercial | College (ID) | New | Food Preparation | Natural Gas | Steamer | E8 | Utility - Value of Sales | 0 | 0 | 0 | 0 | 0 | 0 | 0 | 0 | 0 | 0 | 0 | 0 | 0 | 0 | 0 | 0 | 0 | 0 | 0 | 0 | 0 | 0 | 0 | 0 | 0 | 0 | 0
F6_Commercial_College (ID)_New_Food Preparation_Natural Gas_Steamer_E9 | F6 | Commercial | College (ID) | New | Food Preparation | Natural Gas | Steamer | E9 | Utility - Value of Sales | 0 | 0 | 0 | 0 | 0 | 0 | 0 | 0 | 0 | 0 | 0 | 0 | 0 | 0 | 0 | 0 | 0 | 0 | 0 | 0 | 0 | 0 | 0 | 0 | 0 | 0 | 0
F6_Commercial_College (ID)_New_Food Preparation_Natural Gas_Steamer_E10 | F6 | Commercial | College (ID) | New | Food Preparation | Natural Gas | Steamer | E10 | Utility - Value of Sales | 0 | 0 | 0 | 0 | 0 | 0 | 0 | 0 | 0 | 0 | 0 | 0 | 0 | 0 | 0 | 0 | 0 | 0 | 0 | 0 | 0 | 0 | 0 | 0 | 0 | 0 | 0
F1_Commercial_College (ID)_New_Food Preparation_Natural Gas_Food Prep Other_E1 | F1 | Commercial | College (ID) | New | Food Preparation | Natural Gas | Food Prep Other | E1 | RVT - Cost of Equipment | 8.5237e-06 | 8.5237e-06 | 8.5237e-06 | 8.5237e-06 | 8.5237e-06 | 8.5237e-06 | 8.5237e-06 | 8.5237e-06 | 8.5237e-06 | 8.5237e-06 | 8.5237e-06 | 8.5237e-06 | 8.5237e-06 | 8.5237e-06 | 8.5237e-06 | 8.5237e-06 | 8.5237e-06 | 8.5237e-06 | 8.5237e-06 | 8.5237e-06 | 8.5237e-06 | 8.5237e-06 | 8.5237e-06 | 8.5237e-06 | 8.5237e-06 | 8.5237e-06 | 8.5237e-06
F1_Commercial_College (ID)_New_Food Preparation_Natural Gas_Food Prep Other_E2 | F1 | Commercial | College (ID) | New | Food Preparation | Natural Gas | Food Prep Other | E2 | RVT - Cost of Equipment | 8.5323e-06 | 8.5323e-06 | 8.5323e-06 | 8.5323e-06 | 8.5323e-06 | 8.5323e-06 | 8.5323e-06 | 8.5323e-06 | 8.5323e-06 | 8.5323e-06 | 8.5323e-06 | 8.5323e-06 | 8.5323e-06 | 8.5323e-06 | 8.5323e-06 | 8.5323e-06 | 8.5323e-06 | 8.5323e-06 | 8.5323e-06 | 8.5323e-06 | 8.5323e-06 | 8.5323e-06 | 8.5323e-06 | 8.5323e-06 | 8.5323e-06 | 8.5323e-06 | 8.5323e-06
F1_Commercial_College (ID)_New_Food Preparation_Natural Gas_Food Prep Other_E3 | F1 | Commercial | College (ID) | New | Food Preparation | Natural Gas | Food Prep Other | E3 | RVT - Cost of Equipment | 0 | 0 | 0 | 0 | 0 | 0 | 0 | 0 | 0 | 0 | 0 | 0 | 0 | 0 | 0 | 0 | 0 | 0 | 0 | 0 | 0 | 0 | 0 | 0 | 0 | 0 | 0
F1_Commercial_College (ID)_New_Food Preparation_Natural Gas_Food Prep Other_E4 | F1 | Commercial | College (ID) | New | Food Preparation | Natural Gas | Food Prep Other | E4 | RVT - Cost of Equipment | 0 | 0 | 0 | 0 | 0 | 0 | 0 | 0 | 0 | 0 | 0 | 0 | 0 | 0 | 0 | 0 | 0 | 0 | 0 | 0 | 0 | 0 | 0 | 0 | 0 | 0 | 0
F1_Commercial_College (ID)_New_Food Preparation_Natural Gas_Food Prep Other_E5 | F1 | Commercial | College (ID) | New | Food Preparation | Natural Gas | Food Prep Other | E5 | RVT - Cost of Equipment | 0 | 0 | 0 | 0 | 0 | 0 | 0 | 0 | 0 | 0 | 0 | 0 | 0 | 0 | 0 | 0 | 0 | 0 | 0 | 0 | 0 | 0 | 0 | 0 | 0 | 0 | 0
F1_Commercial_College (ID)_New_Food Preparation_Natural Gas_Food Prep Other_E6 | F1 | Commercial | College (ID) | New | Food Preparation | Natural Gas | Food Prep Other | E6 | RVT - Cost of Equipment | 0 | 0 | 0 | 0 | 0 | 0 | 0 | 0 | 0 | 0 | 0 | 0 | 0 | 0 | 0 | 0 | 0 | 0 | 0 | 0 | 0 | 0 | 0 | 0 | 0 | 0 | 0
F1_Commercial_College (ID)_New_Food Preparation_Natural Gas_Food Prep Other_E7 | F1 | Commercial | College (ID) | New | Food Preparation | Natural Gas | Food Prep Other | E7 | RVT - Cost of Equipment | 0 | 0 | 0 | 0 | 0 | 0 | 0 | 0 | 0 | 0 | 0 | 0 | 0 | 0 | 0 | 0 | 0 | 0 | 0 | 0 | 0 | 0 | 0 | 0 | 0 | 0 | 0
F1_Commercial_College (ID)_New_Food Preparation_Natural Gas_Food Prep Other_E8 | F1 | Commercial | College (ID) | New | Food Preparation | Natural Gas | Food Prep Other | E8 | RVT - Cost of Equipment | 0 | 0 | 0 | 0 | 0 | 0 | 0 | 0 | 0 | 0 | 0 | 0 | 0 | 0 | 0 | 0 | 0 | 0 | 0 | 0 | 0 | 0 | 0 | 0 | 0 | 0 | 0
F1_Commercial_College (ID)_New_Food Preparation_Natural Gas_Food Prep Other_E9 | F1 | Commercial | College (ID) | New | Food Preparation | Natural Gas | Food Prep Other | E9 | RVT - Cost of Equipment | 0 | 0 | 0 | 0 | 0 | 0 | 0 | 0 | 0 | 0 | 0 | 0 | 0 | 0 | 0 | 0 | 0 | 0 | 0 | 0 | 0 | 0 | 0 | 0 | 0 | 0 | 0
F1_Commercial_College (ID)_New_Food Preparation_Natural Gas_Food Prep Other_E10 | F1 | Commercial | College (ID) | New | Food Preparation | Natural Gas | Food Prep Other | E10 | RVT - Cost of Equipment | 0 | 0 | 0 | 0 | 0 | 0 | 0 | 0 | 0 | 0 | 0 | 0 | 0 | 0 | 0 | 0 | 0 | 0 | 0 | 0 | 0 | 0 | 0 | 0 | 0 | 0 | 0
F2_Commercial_College (ID)_New_Food Preparation_Natural Gas_Food Prep Other_E1 | F2 | Commercial | College (ID) | New | Food Preparation | Natural Gas | Food Prep Other | E1 | RVT - Cost of Operation | 0.0024028 | 0.0024428 | 0.0024915 | 0.0025508 | 0.0026212 | 0.0027144 | 0.0028099 | 0.0029024 | 0.0029875 | 0.0030692 | 0.0031531 | 0.0032281 | 0.0033063 | 0.0033786 | 0.0034395 | 0.0034934 | 0.0035377 | 0.0035794 | 0.0036241 | 0.0036652 | 0.0037062 | 0.0037716 | 0.0038375 | 0.0039057 | 0.0039751 | 0.0040457 | 0.0041176
F2_Commercial_College (ID)_New_Food Preparation_Natural Gas_Food Prep Other_E2 | F2 | Commercial | College (ID) | New | Food Preparation | Natural Gas | Food Prep Other | E2 | RVT - Cost of Operation | 0.0024028 | 0.0024428 | 0.0024915 | 0.0025507 | 0.0026212 | 0.0027144 | 0.0028099 | 0.0029024 | 0.0029875 | 0.0030692 | 0.0031531 | 0.0032281 | 0.0033063 | 0.0033786 | 0.0034395 | 0.0034934 | 0.0035377 | 0.0035794 | 0.0036241 | 0.0036651 | 0.0037062 | 0.0037715 | 0.0038375 | 0.0039057 | 0.0039751 | 0.0040457 | 0.0041176
F2_Commercial_College (ID)_New_Food Preparation_Natural Gas_Food Prep Other_E3 | F2 | Commercial | College (ID) | New | Food Preparation | Natural Gas | Food Prep Other | E3 | RVT - Cost of Operation | 0 | 0 | 0 | 0 | 0 | 0 | 0 | 0 | 0 | 0 | 0 | 0 | 0 | 0 | 0 | 0 | 0 | 0 | 0 | 0 | 0 | 0 | 0 | 0 | 0 | 0 | 0
F2_Commercial_College (ID)_New_Food Preparation_Natural Gas_Food Prep Other_E4 | F2 | Commercial | College (ID) | New | Food Preparation | Natural Gas | Food Prep Other | E4 | RVT - Cost of Operation | 0 | 0 | 0 | 0 | 0 | 0 | 0 | 0 | 0 | 0 | 0 | 0 | 0 | 0 | 0 | 0 | 0 | 0 | 0 | 0 | 0 | 0 | 0 | 0 | 0 | 0 | 0
F2_Commercial_College (ID)_New_Food Preparation_Natural Gas_Food Prep Other_E5 | F2 | Commercial | College (ID) | New | Food Preparation | Natural Gas | Food Prep Other | E5 | RVT - Cost of Operation | 0 | 0 | 0 | 0 | 0 | 0 | 0 | 0 | 0 | 0 | 0 | 0 | 0 | 0 | 0 | 0 | 0 | 0 | 0 | 0 | 0 | 0 | 0 | 0 | 0 | 0 | 0
F2_Commercial_College (ID)_New_Food Preparation_Natural Gas_Food Prep Other_E6 | F2 | Commercial | College (ID) | New | Food Preparation | Natural Gas | Food Prep Other | E6 | RVT - Cost of Operation | 0 | 0 | 0 | 0 | 0 | 0 | 0 | 0 | 0 | 0 | 0 | 0 | 0 | 0 | 0 | 0 | 0 | 0 | 0 | 0 | 0 | 0 | 0 | 0 | 0 | 0 | 0
F2_Commercial_College (ID)_New_Food Preparation_Natural Gas_Food Prep Other_E7 | F2 | Commercial | College (ID) | New | Food Preparation | Natural Gas | Food Prep Other | E7 | RVT - Cost of Operation | 0 | 0 | 0 | 0 | 0 | 0 | 0 | 0 | 0 | 0 | 0 | 0 | 0 | 0 | 0 | 0 | 0 | 0 | 0 | 0 | 0 | 0 | 0 | 0 | 0 | 0 | 0
F2_Commercial_College (ID)_New_Food Preparation_Natural Gas_Food Prep Other_E8 | F2 | Commercial | College (ID) | New | Food Preparation | Natural Gas | Food Prep Other | E8 | RVT - Cost of Operation | 0 | 0 | 0 | 0 | 0 | 0 | 0 | 0 | 0 | 0 | 0 | 0 | 0 | 0 | 0 | 0 | 0 | 0 | 0 | 0 | 0 | 0 | 0 | 0 | 0 | 0 | 0
F2_Commercial_College (ID)_New_Food Preparation_Natural Gas_Food Prep Other_E9 | F2 | Commercial | College (ID) | New | Food Preparation | Natural Gas | Food Prep Other | E9 | RVT - Cost of Operation | 0 | 0 | 0 | 0 | 0 | 0 | 0 | 0 | 0 | 0 | 0 | 0 | 0 | 0 | 0 | 0 | 0 | 0 | 0 | 0 | 0 | 0 | 0 | 0 | 0 | 0 | 0
F2_Commercial_College (ID)_New_Food Preparation_Natural Gas_Food Prep Other_E10 | F2 | Commercial | College (ID) | New | Food Preparation | Natural Gas | Food Prep Other | E10 | RVT - Cost of Operation | 0 | 0 | 0 | 0 | 0 | 0 | 0 | 0 | 0 | 0 | 0 | 0 | 0 | 0 | 0 | 0 | 0 | 0 | 0 | 0 | 0 | 0 | 0 | 0 | 0 | 0 | 0
F3_Commercial_College (ID)_New_Food Preparation_Natural Gas_Food Prep Other_E1 | F3 | Commercial | College (ID) | New | Food Preparation | Natural Gas | Food Prep Other | E1 | System - kBTUs of Consumption | 0.58241 | 0.58241 | 0.58241 | 0.58241 | 0.58241 | 0.58241 | 0.58241 | 0.58241 | 0.58241 | 0.58241 | 0.58241 | 0.58241 | 0.58241 | 0.58241 | 0.58241 | 0.58241 | 0.58241 | 0.58241 | 0.58241 | 0.58241 | 0.58241 | 0.58241 | 0.58241 | 0.58241 | 0.58241 | 0.58241 | 0.58241
F3_Commercial_College (ID)_New_Food Preparation_Natural Gas_Food Prep Other_E2 | F3 | Commercial | College (ID) | New | Food Preparation | Natural Gas | Food Prep Other | E2 | System - kBTUs of Consumption | 0.58241 | 0.58241 | 0.58241 | 0.58241 | 0.58241 | 0.58241 | 0.58241 | 0.58241 | 0.58241 | 0.58241 | 0.58241 | 0.58241 | 0.58241 | 0.58241 | 0.58241 | 0.58241 | 0.58241 | 0.58241 | 0.58241 | 0.58241 | 0.58241 | 0.58241 | 0.58241 | 0.58241 | 0.58241 | 0.58241 | 0.58241
F3_Commercial_College (ID)_New_Food Preparation_Natural Gas_Food Prep Other_E3 | F3 | Commercial | College (ID) | New | Food Preparation | Natural Gas | Food Prep Other | E3 | System - kBTUs of Consumption | 0 | 0 | 0 | 0 | 0 | 0 | 0 | 0 | 0 | 0 | 0 | 0 | 0 | 0 | 0 | 0 | 0 | 0 | 0 | 0 | 0 | 0 | 0 | 0 | 0 | 0 | 0
F3_Commercial_College (ID)_New_Food Preparation_Natural Gas_Food Prep Other_E4 | F3 | Commercial | College (ID) | New | Food Preparation | Natural Gas | Food Prep Other | E4 | System - kBTUs of Consumption | 0 | 0 | 0 | 0 | 0 | 0 | 0 | 0 | 0 | 0 | 0 | 0 | 0 | 0 | 0 | 0 | 0 | 0 | 0 | 0 | 0 | 0 | 0 | 0 | 0 | 0 | 0
F3_Commercial_College (ID)_New_Food Preparation_Natural Gas_Food Prep Other_E5 | F3 | Commercial | College (ID) | New | Food Preparation | Natural Gas | Food Prep Other | E5 | System - kBTUs of Consumption | 0 | 0 | 0 | 0 | 0 | 0 | 0 | 0 | 0 | 0 | 0 | 0 | 0 | 0 | 0 | 0 | 0 | 0 | 0 | 0 | 0 | 0 | 0 | 0 | 0 | 0 | 0
F3_Commercial_College (ID)_New_Food Preparation_Natural Gas_Food Prep Other_E6 | F3 | Commercial | College (ID) | New | Food Preparation | Natural Gas | Food Prep Other | E6 | System - kBTUs of Consumption | 0 | 0 | 0 | 0 | 0 | 0 | 0 | 0 | 0 | 0 | 0 | 0 | 0 | 0 | 0 | 0 | 0 | 0 | 0 | 0 | 0 | 0 | 0 | 0 | 0 | 0 | 0
F3_Commercial_College (ID)_New_Food Preparation_Natural Gas_Food Prep Other_E7 | F3 | Commercial | College (ID) | New | Food Preparation | Natural Gas | Food Prep Other | E7 | System - kBTUs of Consumption | 0 | 0 | 0 | 0 | 0 | 0 | 0 | 0 | 0 | 0 | 0 | 0 | 0 | 0 | 0 | 0 | 0 | 0 | 0 | 0 | 0 | 0 | 0 | 0 | 0 | 0 | 0
F3_Commercial_College (ID)_New_Food Preparation_Natural Gas_Food Prep Other_E8 | F3 | Commercial | College (ID) | New | Food Preparation | Natural Gas | Food Prep Other | E8 | System - kBTUs of Consumption | 0 | 0 | 0 | 0 | 0 | 0 | 0 | 0 | 0 | 0 | 0 | 0 | 0 | 0 | 0 | 0 | 0 | 0 | 0 | 0 | 0 | 0 | 0 | 0 | 0 | 0 | 0
F3_Commercial_College (ID)_New_Food Preparation_Natural Gas_Food Prep Other_E9 | F3 | Commercial | College (ID) | New | Food Preparation | Natural Gas | Food Prep Other | E9 | System - kBTUs of Consumption | 0 | 0 | 0 | 0 | 0 | 0 | 0 | 0 | 0 | 0 | 0 | 0 | 0 | 0 | 0 | 0 | 0 | 0 | 0 | 0 | 0 | 0 | 0 | 0 | 0 | 0 | 0
F3_Commercial_College (ID)_New_Food Preparation_Natural Gas_Food Prep Other_E10 | F3 | Commercial | College (ID) | New | Food Preparation | Natural Gas | Food Prep Other | E10 | System - kBTUs of Consumption | 0 | 0 | 0 | 0 | 0 | 0 | 0 | 0 | 0 | 0 | 0 | 0 | 0 | 0 | 0 | 0 | 0 | 0 | 0 | 0 | 0 | 0 | 0 | 0 | 0 | 0 | 0
F4_Commercial_College (ID)_New_Food Preparation_Natural Gas_Food Prep Other_E1 | F4 | Commercial | College (ID) | New | Food Preparation | Natural Gas | Food Prep Other | E1 | Utility - Cost of Equipment | 8.5237e-06 | 8.5237e-06 | 8.5237e-06 | 8.5237e-06 | 8.5237e-06 | 8.5237e-06 | 8.5237e-06 | 8.5237e-06 | 8.5237e-06 | 8.5237e-06 | 8.5237e-06 | 8.5237e-06 | 8.5237e-06 | 8.5237e-06 | 8.5237e-06 | 8.5237e-06 | 8.5237e-06 | 8.5237e-06 | 8.5237e-06 | 8.5237e-06 | 8.5237e-06 | 8.5237e-06 | 8.5237e-06 | 8.5237e-06 | 8.5237e-06 | 8.5237e-06 | 8.5237e-06
F4_Commercial_College (ID)_New_Food Preparation_Natural Gas_Food Prep Other_E2 | F4 | Commercial | College (ID) | New | Food Preparation | Natural Gas | Food Prep Other | E2 | Utility - Cost of Equipment | 8.5323e-06 | 8.5323e-06 | 8.5323e-06 | 8.5323e-06 | 8.5323e-06 | 8.5323e-06 | 8.5323e-06 | 8.5323e-06 | 8.5323e-06 | 8.5323e-06 | 8.5323e-06 | 8.5323e-06 | 8.5323e-06 | 8.5323e-06 | 8.5323e-06 | 8.5323e-06 | 8.5323e-06 | 8.5323e-06 | 8.5323e-06 | 8.5323e-06 | 8.5323e-06 | 8.5323e-06 | 8.5323e-06 | 8.5323e-06 | 8.5323e-06 | 8.5323e-06 | 8.5323e-06
F4_Commercial_College (ID)_New_Food Preparation_Natural Gas_Food Prep Other_E3 | F4 | Commercial | College (ID) | New | Food Preparation | Natural Gas | Food Prep Other | E3 | Utility - Cost of Equipment | 0 | 0 | 0 | 0 | 0 | 0 | 0 | 0 | 0 | 0 | 0 | 0 | 0 | 0 | 0 | 0 | 0 | 0 | 0 | 0 | 0 | 0 | 0 | 0 | 0 | 0 | 0
F4_Commercial_College (ID)_New_Food Preparation_Natural Gas_Food Prep Other_E4 | F4 | Commercial | College (ID) | New | Food Preparation | Natural Gas | Food Prep Other | E4 | Utility - Cost of Equipment | 0 | 0 | 0 | 0 | 0 | 0 | 0 | 0 | 0 | 0 | 0 | 0 | 0 | 0 | 0 | 0 | 0 | 0 | 0 | 0 | 0 | 0 | 0 | 0 | 0 | 0 | 0
F4_Commercial_College (ID)_New_Food Preparation_Natural Gas_Food Prep Other_E5 | F4 | Commercial | College (ID) | New | Food Preparation | Natural Gas | Food Prep Other | E5 | Utility - Cost of Equipment | 0 | 0 | 0 | 0 | 0 | 0 | 0 | 0 | 0 | 0 | 0 | 0 | 0 | 0 | 0 | 0 | 0 | 0 | 0 | 0 | 0 | 0 | 0 | 0 | 0 | 0 | 0
F4_Commercial_College (ID)_New_Food Preparation_Natural Gas_Food Prep Other_E6 | F4 | Commercial | College (ID) | New | Food Preparation | Natural Gas | Food Prep Other | E6 | Utility - Cost of Equipment | 0 | 0 | 0 | 0 | 0 | 0 | 0 | 0 | 0 | 0 | 0 | 0 | 0 | 0 | 0 | 0 | 0 | 0 | 0 | 0 | 0 | 0 | 0 | 0 | 0 | 0 | 0
F4_Commercial_College (ID)_New_Food Preparation_Natural Gas_Food Prep Other_E7 | F4 | Commercial | College (ID) | New | Food Preparation | Natural Gas | Food Prep Other | E7 | Utility - Cost of Equipment | 0 | 0 | 0 | 0 | 0 | 0 | 0 | 0 | 0 | 0 | 0 | 0 | 0 | 0 | 0 | 0 | 0 | 0 | 0 | 0 | 0 | 0 | 0 | 0 | 0 | 0 | 0
F4_Commercial_College (ID)_New_Food Preparation_Natural Gas_Food Prep Other_E8 | F4 | Commercial | College (ID) | New | Food Preparation | Natural Gas | Food Prep Other | E8 | Utility - Cost of Equipment | 0 | 0 | 0 | 0 | 0 | 0 | 0 | 0 | 0 | 0 | 0 | 0 | 0 | 0 | 0 | 0 | 0 | 0 | 0 | 0 | 0 | 0 | 0 | 0 | 0 | 0 | 0
F4_Commercial_College (ID)_New_Food Preparation_Natural Gas_Food Prep Other_E9 | F4 | Commercial | College (ID) | New | Food Preparation | Natural Gas | Food Prep Other | E9 | Utility - Cost of Equipment | 0 | 0 | 0 | 0 | 0 | 0 | 0 | 0 | 0 | 0 | 0 | 0 | 0 | 0 | 0 | 0 | 0 | 0 | 0 | 0 | 0 | 0 | 0 | 0 | 0 | 0 | 0
F4_Commercial_College (ID)_New_Food Preparation_Natural Gas_Food Prep Other_E10 | F4 | Commercial | College (ID) | New | Food Preparation | Natural Gas | Food Prep Other | E10 | Utility - Cost of Equipment | 0 | 0 | 0 | 0 | 0 | 0 | 0 | 0 | 0 | 0 | 0 | 0 | 0 | 0 | 0 | 0 | 0 | 0 | 0 | 0 | 0 | 0 | 0 | 0 | 0 | 0 | 0
F5_Commercial_College (ID)_New_Food Preparation_Natural Gas_Food Prep Other_E1 | F5 | Commercial | College (ID) | New | Food Preparation | Natural Gas | Food Prep Other | E1 | Utility - Cost of Operation | 0.0020199 | 0.0020665 | 0.0021251 | 0.0021943 | 0.0022748 | 0.0023763 | 0.002482 | 0.0025874 | 0.002689 | 0.0027921 | 0.0028725 | 0.0029473 | 0.003028 | 0.0031066 | 0.0031759 | 0.00324 | 0.0032966 | 0.0033522 | 0.0034121 | 0.0034701 | 0.0035297 | 0.003592 | 0.0036548 | 0.0037197 | 0.0037858 | 0.0038531 | 0.0039215
F5_Commercial_College (ID)_New_Food Preparation_Natural Gas_Food Prep Other_E2 | F5 | Commercial | College (ID) | New | Food Preparation | Natural Gas | Food Prep Other | E2 | Utility - Cost of Operation | 0.0020198 | 0.0020665 | 0.0021251 | 0.0021943 | 0.0022748 | 0.0023763 | 0.002482 | 0.0025874 | 0.002689 | 0.0027921 | 0.0028725 | 0.0029473 | 0.003028 | 0.0031065 | 0.0031758 | 0.00324 | 0.0032966 | 0.0033522 | 0.003412 | 0.00347 | 0.0035297 | 0.0035919 | 0.0036548 | 0.0037197 | 0.0037858 | 0.003853 | 0.0039215
F5_Commercial_College (ID)_New_Food Preparation_Natural Gas_Food Prep Other_E3 | F5 | Commercial | College (ID) | New | Food Preparation | Natural Gas | Food Prep Other | E3 | Utility - Cost of Operation | 0 | 0 | 0 | 0 | 0 | 0 | 0 | 0 | 0 | 0 | 0 | 0 | 0 | 0 | 0 | 0 | 0 | 0 | 0 | 0 | 0 | 0 | 0 | 0 | 0 | 0 | 0
F5_Commercial_College (ID)_New_Food Preparation_Natural Gas_Food Prep Other_E4 | F5 | Commercial | College (ID) | New | Food Preparation | Natural Gas | Food Prep Other | E4 | Utility - Cost of Operation | 0 | 0 | 0 | 0 | 0 | 0 | 0 | 0 | 0 | 0 | 0 | 0 | 0 | 0 | 0 | 0 | 0 | 0 | 0 | 0 | 0 | 0 | 0 | 0 | 0 | 0 | 0
F5_Commercial_College (ID)_New_Food Preparation_Natural Gas_Food Prep Other_E5 | F5 | Commercial | College (ID) | New | Food Preparation | Natural Gas | Food Prep Other | E5 | Utility - Cost of Operation | 0 | 0 | 0 | 0 | 0 | 0 | 0 | 0 | 0 | 0 | 0 | 0 | 0 | 0 | 0 | 0 | 0 | 0 | 0 | 0 | 0 | 0 | 0 | 0 | 0 | 0 | 0
F5_Commercial_College (ID)_New_Food Preparation_Natural Gas_Food Prep Other_E6 | F5 | Commercial | College (ID) | New | Food Preparation | Natural Gas | Food Prep Other | E6 | Utility - Cost of Operation | 0 | 0 | 0 | 0 | 0 | 0 | 0 | 0 | 0 | 0 | 0 | 0 | 0 | 0 | 0 | 0 | 0 | 0 | 0 | 0 | 0 | 0 | 0 | 0 | 0 | 0 | 0
F5_Commercial_College (ID)_New_Food Preparation_Natural Gas_Food Prep Other_E7 | F5 | Commercial | College (ID) | New | Food Preparation | Natural Gas | Food Prep Other | E7 | Utility - Cost of Operation | 0 | 0 | 0 | 0 | 0 | 0 | 0 | 0 | 0 | 0 | 0 | 0 | 0 | 0 | 0 | 0 | 0 | 0 | 0 | 0 | 0 | 0 | 0 | 0 | 0 | 0 | 0
F5_Commercial_College (ID)_New_Food Preparation_Natural Gas_Food Prep Other_E8 | F5 | Commercial | College (ID) | New | Food Preparation | Natural Gas | Food Prep Other | E8 | Utility - Cost of Operation | 0 | 0 | 0 | 0 | 0 | 0 | 0 | 0 | 0 | 0 | 0 | 0 | 0 | 0 | 0 | 0 | 0 | 0 | 0 | 0 | 0 | 0 | 0 | 0 | 0 | 0 | 0
F5_Commercial_College (ID)_New_Food Preparation_Natural Gas_Food Prep Other_E9 | F5 | Commercial | College (ID) | New | Food Preparation | Natural Gas | Food Prep Other | E9 | Utility - Cost of Operation | 0 | 0 | 0 | 0 | 0 | 0 | 0 | 0 | 0 | 0 | 0 | 0 | 0 | 0 | 0 | 0 | 0 | 0 | 0 | 0 | 0 | 0 | 0 | 0 | 0 | 0 | 0
F5_Commercial_College (ID)_New_Food Preparation_Natural Gas_Food Prep Other_E10 | F5 | Commercial | College (ID) | New | Food Preparation | Natural Gas | Food Prep Other | E10 | Utility - Cost of Operation | 0 | 0 | 0 | 0 | 0 | 0 | 0 | 0 | 0 | 0 | 0 | 0 | 0 | 0 | 0 | 0 | 0 | 0 | 0 | 0 | 0 | 0 | 0 | 0 | 0 | 0 | 0
F6_Commercial_College (ID)_New_Food Preparation_Natural Gas_Food Prep Other_E1 | F6 | Commercial | College (ID) | New | Food Preparation | Natural Gas | Food Prep Other | E1 | Utility - Value of Sales | 0.0024028 | 0.0024428 | 0.0024915 | 0.0025508 | 0.0026212 | 0.0027144 | 0.0028099 | 0.0029024 | 0.0029875 | 0.0030692 | 0.0031531 | 0.0032281 | 0.0033063 | 0.0033786 | 0.0034395 | 0.0034934 | 0.0035377 | 0.0035794 | 0.0036241 | 0.0036652 | 0.0037062 | 0.0037716 | 0.0038375 | 0.0039057 | 0.0039751 | 0.0040457 | 0.0041176
F6_Commercial_College (ID)_New_Food Preparation_Natural Gas_Food Prep Other_E2 | F6 | Commercial | College (ID) | New | Food Preparation | Natural Gas | Food Prep Other | E2 | Utility - Value of Sales | 0.0024028 | 0.0024428 | 0.0024915 | 0.0025507 | 0.0026212 | 0.0027144 | 0.0028099 | 0.0029024 | 0.0029875 | 0.0030692 | 0.0031531 | 0.0032281 | 0.0033063 | 0.0033786 | 0.0034395 | 0.0034934 | 0.0035377 | 0.0035794 | 0.0036241 | 0.0036651 | 0.0037062 | 0.0037715 | 0.0038375 | 0.0039057 | 0.0039751 | 0.0040457 | 0.0041176
F6_Commercial_College (ID)_New_Food Preparation_Natural Gas_Food Prep Other_E3 | F6 | Commercial | College (ID) | New | Food Preparation | Natural Gas | Food Prep Other | E3 | Utility - Value of Sales | 0 | 0 | 0 | 0 | 0 | 0 | 0 | 0 | 0 | 0 | 0 | 0 | 0 | 0 | 0 | 0 | 0 | 0 | 0 | 0 | 0 | 0 | 0 | 0 | 0 | 0 | 0
F6_Commercial_College (ID)_New_Food Preparation_Natural Gas_Food Prep Other_E4 | F6 | Commercial | College (ID) | New | Food Preparation | Natural Gas | Food Prep Other | E4 | Utility - Value of Sales | 0 | 0 | 0 | 0 | 0 | 0 | 0 | 0 | 0 | 0 | 0 | 0 | 0 | 0 | 0 | 0 | 0 | 0 | 0 | 0 | 0 | 0 | 0 | 0 | 0 | 0 | 0
F6_Commercial_College (ID)_New_Food Preparation_Natural Gas_Food Prep Other_E5 | F6 | Commercial | College (ID) | New | Food Preparation | Natural Gas | Food Prep Other | E5 | Utility - Value of Sales | 0 | 0 | 0 | 0 | 0 | 0 | 0 | 0 | 0 | 0 | 0 | 0 | 0 | 0 | 0 | 0 | 0 | 0 | 0 | 0 | 0 | 0 | 0 | 0 | 0 | 0 | 0
F6_Commercial_College (ID)_New_Food Preparation_Natural Gas_Food Prep Other_E6 | F6 | Commercial | College (ID) | New | Food Preparation | Natural Gas | Food Prep Other | E6 | Utility - Value of Sales | 0 | 0 | 0 | 0 | 0 | 0 | 0 | 0 | 0 | 0 | 0 | 0 | 0 | 0 | 0 | 0 | 0 | 0 | 0 | 0 | 0 | 0 | 0 | 0 | 0 | 0 | 0
F6_Commercial_College (ID)_New_Food Preparation_Natural Gas_Food Prep Other_E7 | F6 | Commercial | College (ID) | New | Food Preparation | Natural Gas | Food Prep Other | E7 | Utility - Value of Sales | 0 | 0 | 0 | 0 | 0 | 0 | 0 | 0 | 0 | 0 | 0 | 0 | 0 | 0 | 0 | 0 | 0 | 0 | 0 | 0 | 0 | 0 | 0 | 0 | 0 | 0 | 0
F6_Commercial_College (ID)_New_Food Preparation_Natural Gas_Food Prep Other_E8 | F6 | Commercial | College (ID) | New | Food Preparation | Natural Gas | Food Prep Other | E8 | Utility - Value of Sales | 0 | 0 | 0 | 0 | 0 | 0 | 0 | 0 | 0 | 0 | 0 | 0 | 0 | 0 | 0 | 0 | 0 | 0 | 0 | 0 | 0 | 0 | 0 | 0 | 0 | 0 | 0
F6_Commercial_College (ID)_New_Food Preparation_Natural Gas_Food Prep Other_E9 | F6 | Commercial | College (ID) | New | Food Preparation | Natural Gas | Food Prep Other | E9 | Utility - Value of Sales | 0 | 0 | 0 | 0 | 0 | 0 | 0 | 0 | 0 | 0 | 0 | 0 | 0 | 0 | 0 | 0 | 0 | 0 | 0 | 0 | 0 | 0 | 0 | 0 | 0 | 0 | 0
F6_Commercial_College (ID)_New_Food Preparation_Natural Gas_Food Prep Other_E10 | F6 | Commercial | College (ID) | New | Food Preparation | Natural Gas | Food Prep Other | E10 | Utility - Value of Sales | 0 | 0 | 0 | 0 | 0 | 0 | 0 | 0 | 0 | 0 | 0 | 0 | 0 | 0 | 0 | 0 | 0 | 0 | 0 | 0 | 0 | 0 | 0 | 0 | 0 | 0 | 0
F1_Commercial_College (ID)_New_Miscellaneous_Natural Gas_Pool Heater_E1 | F1 | Commercial | College (ID) | New | Miscellaneous | Natural Gas | Pool Heater | E1 | RVT - Cost of Equipment | 2.2941e-05 | 2.2941e-05 | 2.2941e-05 | 2.2941e-05 | 2.2941e-05 | 2.2941e-05 | 2.2941e-05 | 2.2941e-05 | 2.2941e-05 | 2.2941e-05 | 2.2941e-05 | 2.2941e-05 | 2.2941e-05 | 2.2941e-05 | 2.2941e-05 | 2.2941e-05 | 2.2941e-05 | 2.2941e-05 | 2.2941e-05 | 2.2941e-05 | 2.2941e-05 | 2.2941e-05 | 2.2941e-05 | 2.2941e-05 | 2.2941e-05 | 2.2941e-05 | 2.2941e-05
F1_Commercial_College (ID)_New_Miscellaneous_Natural Gas_Pool Heater_E2 | F1 | Commercial | College (ID) | New | Miscellaneous | Natural Gas | Pool Heater | E2 | RVT - Cost of Equipment | 3.7563e-05 | 3.7563e-05 | 3.7563e-05 | 3.7563e-05 | 3.7563e-05 | 3.7563e-05 | 3.7563e-05 | 3.7563e-05 | 3.7563e-05 | 3.7563e-05 | 3.7563e-05 | 3.7563e-05 | 3.7563e-05 | 3.7563e-05 | 3.7563e-05 | 3.7563e-05 | 3.7563e-05 | 3.7563e-05 | 3.7563e-05 | 3.7563e-05 | 3.7563e-05 | 3.7563e-05 | 3.7563e-05 | 3.7563e-05 | 3.7563e-05 | 3.7563e-05 | 3.7563e-05
F1_Commercial_College (ID)_New_Miscellaneous_Natural Gas_Pool Heater_E3 | F1 | Commercial | College (ID) | New | Miscellaneous | Natural Gas | Pool Heater | E3 | RVT - Cost of Equipment | 0 | 0 | 0 | 0 | 0 | 0 | 0 | 0 | 0 | 0 | 0 | 0 | 0 | 0 | 0 | 0 | 0 | 0 | 0 | 0 | 0 | 0 | 0 | 0 | 0 | 0 | 0
F1_Commercial_College (ID)_New_Miscellaneous_Natural Gas_Pool Heater_E4 | F1 | Commercial | College (ID) | New | Miscellaneous | Natural Gas | Pool Heater | E4 | RVT - Cost of Equipment | 0 | 0 | 0 | 0 | 0 | 0 | 0 | 0 | 0 | 0 | 0 | 0 | 0 | 0 | 0 | 0 | 0 | 0 | 0 | 0 | 0 | 0 | 0 | 0 | 0 | 0 | 0
F1_Commercial_College (ID)_New_Miscellaneous_Natural Gas_Pool Heater_E5 | F1 | Commercial | College (ID) | New | Miscellaneous | Natural Gas | Pool Heater | E5 | RVT - Cost of Equipment | 0 | 0 | 0 | 0 | 0 | 0 | 0 | 0 | 0 | 0 | 0 | 0 | 0 | 0 | 0 | 0 | 0 | 0 | 0 | 0 | 0 | 0 | 0 | 0 | 0 | 0 | 0
F1_Commercial_College (ID)_New_Miscellaneous_Natural Gas_Pool Heater_E6 | F1 | Commercial | College (ID) | New | Miscellaneous | Natural Gas | Pool Heater | E6 | RVT - Cost of Equipment | 0 | 0 | 0 | 0 | 0 | 0 | 0 | 0 | 0 | 0 | 0 | 0 | 0 | 0 | 0 | 0 | 0 | 0 | 0 | 0 | 0 | 0 | 0 | 0 | 0 | 0 | 0
F1_Commercial_College (ID)_New_Miscellaneous_Natural Gas_Pool Heater_E7 | F1 | Commercial | College (ID) | New | Miscellaneous | Natural Gas | Pool Heater | E7 | RVT - Cost of Equipment | 0 | 0 | 0 | 0 | 0 | 0 | 0 | 0 | 0 | 0 | 0 | 0 | 0 | 0 | 0 | 0 | 0 | 0 | 0 | 0 | 0 | 0 | 0 | 0 | 0 | 0 | 0
F1_Commercial_College (ID)_New_Miscellaneous_Natural Gas_Pool Heater_E8 | F1 | Commercial | College (ID) | New | Miscellaneous | Natural Gas | Pool Heater | E8 | RVT - Cost of Equipment | 0 | 0 | 0 | 0 | 0 | 0 | 0 | 0 | 0 | 0 | 0 | 0 | 0 | 0 | 0 | 0 | 0 | 0 | 0 | 0 | 0 | 0 | 0 | 0 | 0 | 0 | 0
F1_Commercial_College (ID)_New_Miscellaneous_Natural Gas_Pool Heater_E9 | F1 | Commercial | College (ID) | New | Miscellaneous | Natural Gas | Pool Heater | E9 | RVT - Cost of Equipment | 0 | 0 | 0 | 0 | 0 | 0 | 0 | 0 | 0 | 0 | 0 | 0 | 0 | 0 | 0 | 0 | 0 | 0 | 0 | 0 | 0 | 0 | 0 | 0 | 0 | 0 | 0
F1_Commercial_College (ID)_New_Miscellaneous_Natural Gas_Pool Heater_E10 | F1 | Commercial | College (ID) | New | Miscellaneous | Natural Gas | Pool Heater | E10 | RVT - Cost of Equipment | 0 | 0 | 0 | 0 | 0 | 0 | 0 | 0 | 0 | 0 | 0 | 0 | 0 | 0 | 0 | 0 | 0 | 0 | 0 | 0 | 0 | 0 | 0 | 0 | 0 | 0 | 0
F2_Commercial_College (ID)_New_Miscellaneous_Natural Gas_Pool Heater_E1 | F2 | Commercial | College (ID) | New | Miscellaneous | Natural Gas | Pool Heater | E1 | RVT - Cost of Operation | 0.0028375 | 0.002859 | 0.0028979 | 0.0029565 | 0.0030335 | 0.0031457 | 0.0032588 | 0.0033674 | 0.0034653 | 0.0035682 | 0.0036863 | 0.0037971 | 0.0039223 | 0.0040381 | 0.0041287 | 0.0042021 | 0.0042516 | 0.0042892 | 0.0043316 | 0.0043663 | 0.0044003 | 0.0044776 | 0.0045552 | 0.0046362 | 0.0047185 | 0.0048024 | 0.0048877
F2_Commercial_College (ID)_New_Miscellaneous_Natural Gas_Pool Heater_E2 | F2 | Commercial | College (ID) | New | Miscellaneous | Natural Gas | Pool Heater | E2 | RVT - Cost of Operation | 0.0024118 | 0.0024301 | 0.0024632 | 0.002513 | 0.0025785 | 0.0026738 | 0.00277 | 0.0028623 | 0.0029455 | 0.003033 | 0.0031333 | 0.0032275 | 0.0033339 | 0.0034324 | 0.0035094 | 0.0035718 | 0.0036138 | 0.0036458 | 0.0036819 | 0.0037113 | 0.0037403 | 0.0038059 | 0.0038719 | 0.0039407 | 0.0040107 | 0.004082 | 0.0041545
F2_Commercial_College (ID)_New_Miscellaneous_Natural Gas_Pool Heater_E3 | F2 | Commercial | College (ID) | New | Miscellaneous | Natural Gas | Pool Heater | E3 | RVT - Cost of Operation | 0 | 0 | 0 | 0 | 0 | 0 | 0 | 0 | 0 | 0 | 0 | 0 | 0 | 0 | 0 | 0 | 0 | 0 | 0 | 0 | 0 | 0 | 0 | 0 | 0 | 0 | 0
F2_Commercial_College (ID)_New_Miscellaneous_Natural Gas_Pool Heater_E4 | F2 | Commercial | College (ID) | New | Miscellaneous | Natural Gas | Pool Heater | E4 | RVT - Cost of Operation | 0 | 0 | 0 | 0 | 0 | 0 | 0 | 0 | 0 | 0 | 0 | 0 | 0 | 0 | 0 | 0 | 0 | 0 | 0 | 0 | 0 | 0 | 0 | 0 | 0 | 0 | 0
F2_Commercial_College (ID)_New_Miscellaneous_Natural Gas_Pool Heater_E5 | F2 | Commercial | College (ID) | New | Miscellaneous | Natural Gas | Pool Heater | E5 | RVT - Cost of Operation | 0 | 0 | 0 | 0 | 0 | 0 | 0 | 0 | 0 | 0 | 0 | 0 | 0 | 0 | 0 | 0 | 0 | 0 | 0 | 0 | 0 | 0 | 0 | 0 | 0 | 0 | 0
F2_Commercial_College (ID)_New_Miscellaneous_Natural Gas_Pool Heater_E6 | F2 | Commercial | College (ID) | New | Miscellaneous | Natural Gas | Pool Heater | E6 | RVT - Cost of Operation | 0 | 0 | 0 | 0 | 0 | 0 | 0 | 0 | 0 | 0 | 0 | 0 | 0 | 0 | 0 | 0 | 0 | 0 | 0 | 0 | 0 | 0 | 0 | 0 | 0 | 0 | 0
F2_Commercial_College (ID)_New_Miscellaneous_Natural Gas_Pool Heater_E7 | F2 | Commercial | College (ID) | New | Miscellaneous | Natural Gas | Pool Heater | E7 | RVT - Cost of Operation | 0 | 0 | 0 | 0 | 0 | 0 | 0 | 0 | 0 | 0 | 0 | 0 | 0 | 0 | 0 | 0 | 0 | 0 | 0 | 0 | 0 | 0 | 0 | 0 | 0 | 0 | 0
F2_Commercial_College (ID)_New_Miscellaneous_Natural Gas_Pool Heater_E8 | F2 | Commercial | College (ID) | New | Miscellaneous | Natural Gas | Pool Heater | E8 | RVT - Cost of Operation | 0 | 0 | 0 | 0 | 0 | 0 | 0 | 0 | 0 | 0 | 0 | 0 | 0 | 0 | 0 | 0 | 0 | 0 | 0 | 0 | 0 | 0 | 0 | 0 | 0 | 0 | 0
F2_Commercial_College (ID)_New_Miscellaneous_Natural Gas_Pool Heater_E9 | F2 | Commercial | College (ID) | New | Miscellaneous | Natural Gas | Pool Heater | E9 | RVT - Cost of Operation | 0 | 0 | 0 | 0 | 0 | 0 | 0 | 0 | 0 | 0 | 0 | 0 | 0 | 0 | 0 | 0 | 0 | 0 | 0 | 0 | 0 | 0 | 0 | 0 | 0 | 0 | 0
F2_Commercial_College (ID)_New_Miscellaneous_Natural Gas_Pool Heater_E10 | F2 | Commercial | College (ID) | New | Miscellaneous | Natural Gas | Pool Heater | E10 | RVT - Cost of Operation | 0 | 0 | 0 | 0 | 0 | 0 | 0 | 0 | 0 | 0 | 0 | 0 | 0 | 0 | 0 | 0 | 0 | 0 | 0 | 0 | 0 | 0 | 0 | 0 | 0 | 0 | 0
F3_Commercial_College (ID)_New_Miscellaneous_Natural Gas_Pool Heater_E1 | F3 | Commercial | College (ID) | New | Miscellaneous | Natural Gas | Pool Heater | E1 | System - kBTUs of Consumption | 0.71458 | 0.71458 | 0.71458 | 0.71458 | 0.71458 | 0.71458 | 0.71458 | 0.71458 | 0.71458 | 0.71458 | 0.71458 | 0.71458 | 0.71458 | 0.71458 | 0.71458 | 0.71458 | 0.71458 | 0.71458 | 0.71458 | 0.71458 | 0.71458 | 0.71458 | 0.71458 | 0.71458 | 0.71458 | 0.71458 | 0.71458
F3_Commercial_College (ID)_New_Miscellaneous_Natural Gas_Pool Heater_E2 | F3 | Commercial | College (ID) | New | Miscellaneous | Natural Gas | Pool Heater | E2 | System - kBTUs of Consumption | 0.6074 | 0.6074 | 0.6074 | 0.6074 | 0.6074 | 0.6074 | 0.6074 | 0.6074 | 0.6074 | 0.6074 | 0.6074 | 0.6074 | 0.6074 | 0.6074 | 0.6074 | 0.6074 | 0.6074 | 0.6074 | 0.6074 | 0.6074 | 0.6074 | 0.6074 | 0.6074 | 0.6074 | 0.6074 | 0.6074 | 0.6074
F3_Commercial_College (ID)_New_Miscellaneous_Natural Gas_Pool Heater_E3 | F3 | Commercial | College (ID) | New | Miscellaneous | Natural Gas | Pool Heater | E3 | System - kBTUs of Consumption | 0 | 0 | 0 | 0 | 0 | 0 | 0 | 0 | 0 | 0 | 0 | 0 | 0 | 0 | 0 | 0 | 0 | 0 | 0 | 0 | 0 | 0 | 0 | 0 | 0 | 0 | 0
F3_Commercial_College (ID)_New_Miscellaneous_Natural Gas_Pool Heater_E4 | F3 | Commercial | College (ID) | New | Miscellaneous | Natural Gas | Pool Heater | E4 | System - kBTUs of Consumption | 0 | 0 | 0 | 0 | 0 | 0 | 0 | 0 | 0 | 0 | 0 | 0 | 0 | 0 | 0 | 0 | 0 | 0 | 0 | 0 | 0 | 0 | 0 | 0 | 0 | 0 | 0
F3_Commercial_College (ID)_New_Miscellaneous_Natural Gas_Pool Heater_E5 | F3 | Commercial | College (ID) | New | Miscellaneous | Natural Gas | Pool Heater | E5 | System - kBTUs of Consumption | 0 | 0 | 0 | 0 | 0 | 0 | 0 | 0 | 0 | 0 | 0 | 0 | 0 | 0 | 0 | 0 | 0 | 0 | 0 | 0 | 0 | 0 | 0 | 0 | 0 | 0 | 0
F3_Commercial_College (ID)_New_Miscellaneous_Natural Gas_Pool Heater_E6 | F3 | Commercial | College (ID) | New | Miscellaneous | Natural Gas | Pool Heater | E6 | System - kBTUs of Consumption | 0 | 0 | 0 | 0 | 0 | 0 | 0 | 0 | 0 | 0 | 0 | 0 | 0 | 0 | 0 | 0 | 0 | 0 | 0 | 0 | 0 | 0 | 0 | 0 | 0 | 0 | 0
F3_Commercial_College (ID)_New_Miscellaneous_Natural Gas_Pool Heater_E7 | F3 | Commercial | College (ID) | New | Miscellaneous | Natural Gas | Pool Heater | E7 | System - kBTUs of Consumption | 0 | 0 | 0 | 0 | 0 | 0 | 0 | 0 | 0 | 0 | 0 | 0 | 0 | 0 | 0 | 0 | 0 | 0 | 0 | 0 | 0 | 0 | 0 | 0 | 0 | 0 | 0
F3_Commercial_College (ID)_New_Miscellaneous_Natural Gas_Pool Heater_E8 | F3 | Commercial | College (ID) | New | Miscellaneous | Natural Gas | Pool Heater | E8 | System - kBTUs of Consumption | 0 | 0 | 0 | 0 | 0 | 0 | 0 | 0 | 0 | 0 | 0 | 0 | 0 | 0 | 0 | 0 | 0 | 0 | 0 | 0 | 0 | 0 | 0 | 0 | 0 | 0 | 0
F3_Commercial_College (ID)_New_Miscellaneous_Natural Gas_Pool Heater_E9 | F3 | Commercial | College (ID) | New | Miscellaneous | Natural Gas | Pool Heater | E9 | System - kBTUs of Consumption | 0 | 0 | 0 | 0 | 0 | 0 | 0 | 0 | 0 | 0 | 0 | 0 | 0 | 0 | 0 | 0 | 0 | 0 | 0 | 0 | 0 | 0 | 0 | 0 | 0 | 0 | 0
F3_Commercial_College (ID)_New_Miscellaneous_Natural Gas_Pool Heater_E10 | F3 | Commercial | College (ID) | New | Miscellaneous | Natural Gas | Pool Heater | E10 | System - kBTUs of Consumption | 0 | 0 | 0 | 0 | 0 | 0 | 0 | 0 | 0 | 0 | 0 | 0 | 0 | 0 | 0 | 0 | 0 | 0 | 0 | 0 | 0 | 0 | 0 | 0 | 0 | 0 | 0
F4_Commercial_College (ID)_New_Miscellaneous_Natural Gas_Pool Heater_E1 | F4 | Commercial | College (ID) | New | Miscellaneous | Natural Gas | Pool Heater | E1 | Utility - Cost of Equipment | 2.2941e-05 | 2.2941e-05 | 2.2941e-05 | 2.2941e-05 | 2.2941e-05 | 2.2941e-05 | 2.2941e-05 | 2.2941e-05 | 2.2941e-05 | 2.2941e-05 | 2.2941e-05 | 2.2941e-05 | 2.2941e-05 | 2.2941e-05 | 2.2941e-05 | 2.2941e-05 | 2.2941e-05 | 2.2941e-05 | 2.2941e-05 | 2.2941e-05 | 2.2941e-05 | 2.2941e-05 | 2.2941e-05 | 2.2941e-05 | 2.2941e-05 | 2.2941e-05 | 2.2941e-05
F4_Commercial_College (ID)_New_Miscellaneous_Natural Gas_Pool Heater_E2 | F4 | Commercial | College (ID) | New | Miscellaneous | Natural Gas | Pool Heater | E2 | Utility - Cost of Equipment | 3.7563e-05 | 3.7563e-05 | 3.7563e-05 | 3.7563e-05 | 3.7563e-05 | 3.7563e-05 | 3.7563e-05 | 3.7563e-05 | 3.7563e-05 | 3.7563e-05 | 3.7563e-05 | 3.7563e-05 | 3.7563e-05 | 3.7563e-05 | 3.7563e-05 | 3.7563e-05 | 3.7563e-05 | 3.7563e-05 | 3.7563e-05 | 3.7563e-05 | 3.7563e-05 | 3.7563e-05 | 3.7563e-05 | 3.7563e-05 | 3.7563e-05 | 3.7563e-05 | 3.7563e-05
F4_Commercial_College (ID)_New_Miscellaneous_Natural Gas_Pool Heater_E3 | F4 | Commercial | College (ID) | New | Miscellaneous | Natural Gas | Pool Heater | E3 | Utility - Cost of Equipment | 0 | 0 | 0 | 0 | 0 | 0 | 0 | 0 | 0 | 0 | 0 | 0 | 0 | 0 | 0 | 0 | 0 | 0 | 0 | 0 | 0 | 0 | 0 | 0 | 0 | 0 | 0
F4_Commercial_College (ID)_New_Miscellaneous_Natural Gas_Pool Heater_E4 | F4 | Commercial | College (ID) | New | Miscellaneous | Natural Gas | Pool Heater | E4 | Utility - Cost of Equipment | 0 | 0 | 0 | 0 | 0 | 0 | 0 | 0 | 0 | 0 | 0 | 0 | 0 | 0 | 0 | 0 | 0 | 0 | 0 | 0 | 0 | 0 | 0 | 0 | 0 | 0 | 0
F4_Commercial_College (ID)_New_Miscellaneous_Natural Gas_Pool Heater_E5 | F4 | Commercial | College (ID) | New | Miscellaneous | Natural Gas | Pool Heater | E5 | Utility - Cost of Equipment | 0 | 0 | 0 | 0 | 0 | 0 | 0 | 0 | 0 | 0 | 0 | 0 | 0 | 0 | 0 | 0 | 0 | 0 | 0 | 0 | 0 | 0 | 0 | 0 | 0 | 0 | 0
F4_Commercial_College (ID)_New_Miscellaneous_Natural Gas_Pool Heater_E6 | F4 | Commercial | College (ID) | New | Miscellaneous | Natural Gas | Pool Heater | E6 | Utility - Cost of Equipment | 0 | 0 | 0 | 0 | 0 | 0 | 0 | 0 | 0 | 0 | 0 | 0 | 0 | 0 | 0 | 0 | 0 | 0 | 0 | 0 | 0 | 0 | 0 | 0 | 0 | 0 | 0
F4_Commercial_College (ID)_New_Miscellaneous_Natural Gas_Pool Heater_E7 | F4 | Commercial | College (ID) | New | Miscellaneous | Natural Gas | Pool Heater | E7 | Utility - Cost of Equipment | 0 | 0 | 0 | 0 | 0 | 0 | 0 | 0 | 0 | 0 | 0 | 0 | 0 | 0 | 0 | 0 | 0 | 0 | 0 | 0 | 0 | 0 | 0 | 0 | 0 | 0 | 0
F4_Commercial_College (ID)_New_Miscellaneous_Natural Gas_Pool Heater_E8 | F4 | Commercial | College (ID) | New | Miscellaneous | Natural Gas | Pool Heater | E8 | Utility - Cost of Equipment | 0 | 0 | 0 | 0 | 0 | 0 | 0 | 0 | 0 | 0 | 0 | 0 | 0 | 0 | 0 | 0 | 0 | 0 | 0 | 0 | 0 | 0 | 0 | 0 | 0 | 0 | 0
F4_Commercial_College (ID)_New_Miscellaneous_Natural Gas_Pool Heater_E9 | F4 | Commercial | College (ID) | New | Miscellaneous | Natural Gas | Pool Heater | E9 | Utility - Cost of Equipment | 0 | 0 | 0 | 0 | 0 | 0 | 0 | 0 | 0 | 0 | 0 | 0 | 0 | 0 | 0 | 0 | 0 | 0 | 0 | 0 | 0 | 0 | 0 | 0 | 0 | 0 | 0
F4_Commercial_College (ID)_New_Miscellaneous_Natural Gas_Pool Heater_E10 | F4 | Commercial | College (ID) | New | Miscellaneous | Natural Gas | Pool Heater | E10 | Utility - Cost of Equipment | 0 | 0 | 0 | 0 | 0 | 0 | 0 | 0 | 0 | 0 | 0 | 0 | 0 | 0 | 0 | 0 | 0 | 0 | 0 | 0 | 0 | 0 | 0 | 0 | 0 | 0 | 0
F5_Commercial_College (ID)_New_Miscellaneous_Natural Gas_Pool Heater_E1 | F5 | Commercial | College (ID) | New | Miscellaneous | Natural Gas | Pool Heater | E1 | Utility - Cost of Operation | 0.0023646 | 0.0023825 | 0.0024211 | 0.0024834 | 0.0025694 | 0.0026943 | 0.0028313 | 0.0029686 | 0.0031016 | 0.0032438 | 0.0033512 | 0.0034519 | 0.0035657 | 0.0036756 | 0.0037676 | 0.0038501 | 0.0039177 | 0.0039823 | 0.0040538 | 0.0041211 | 0.0041908 | 0.0042643 | 0.0043383 | 0.0044154 | 0.0044938 | 0.0045737 | 0.0046549
F5_Commercial_College (ID)_New_Miscellaneous_Natural Gas_Pool Heater_E2 | F5 | Commercial | College (ID) | New | Miscellaneous | Natural Gas | Pool Heater | E2 | Utility - Cost of Operation | 0.0020099 | 0.0020251 | 0.0020579 | 0.0021109 | 0.002184 | 0.0022902 | 0.0024066 | 0.0025234 | 0.0026364 | 0.0027573 | 0.0028485 | 0.0029341 | 0.0030309 | 0.0031242 | 0.0032025 | 0.0032726 | 0.00333 | 0.003385 | 0.0034458 | 0.003503 | 0.0035622 | 0.0036247 | 0.0036876 | 0.0037531 | 0.0038198 | 0.0038876 | 0.0039567
F5_Commercial_College (ID)_New_Miscellaneous_Natural Gas_Pool Heater_E3 | F5 | Commercial | College (ID) | New | Miscellaneous | Natural Gas | Pool Heater | E3 | Utility - Cost of Operation | 0 | 0 | 0 | 0 | 0 | 0 | 0 | 0 | 0 | 0 | 0 | 0 | 0 | 0 | 0 | 0 | 0 | 0 | 0 | 0 | 0 | 0 | 0 | 0 | 0 | 0 | 0
F5_Commercial_College (ID)_New_Miscellaneous_Natural Gas_Pool Heater_E4 | F5 | Commercial | College (ID) | New | Miscellaneous | Natural Gas | Pool Heater | E4 | Utility - Cost of Operation | 0 | 0 | 0 | 0 | 0 | 0 | 0 | 0 | 0 | 0 | 0 | 0 | 0 | 0 | 0 | 0 | 0 | 0 | 0 | 0 | 0 | 0 | 0 | 0 | 0 | 0 | 0
F5_Commercial_College (ID)_New_Miscellaneous_Natural Gas_Pool Heater_E5 | F5 | Commercial | College (ID) | New | Miscellaneous | Natural Gas | Pool Heater | E5 | Utility - Cost of Operation | 0 | 0 | 0 | 0 | 0 | 0 | 0 | 0 | 0 | 0 | 0 | 0 | 0 | 0 | 0 | 0 | 0 | 0 | 0 | 0 | 0 | 0 | 0 | 0 | 0 | 0 | 0
F5_Commercial_College (ID)_New_Miscellaneous_Natural Gas_Pool Heater_E6 | F5 | Commercial | College (ID) | New | Miscellaneous | Natural Gas | Pool Heater | E6 | Utility - Cost of Operation | 0 | 0 | 0 | 0 | 0 | 0 | 0 | 0 | 0 | 0 | 0 | 0 | 0 | 0 | 0 | 0 | 0 | 0 | 0 | 0 | 0 | 0 | 0 | 0 | 0 | 0 | 0
F5_Commercial_College (ID)_New_Miscellaneous_Natural Gas_Pool Heater_E7 | F5 | Commercial | College (ID) | New | Miscellaneous | Natural Gas | Pool Heater | E7 | Utility - Cost of Operation | 0 | 0 | 0 | 0 | 0 | 0 | 0 | 0 | 0 | 0 | 0 | 0 | 0 | 0 | 0 | 0 | 0 | 0 | 0 | 0 | 0 | 0 | 0 | 0 | 0 | 0 | 0
F5_Commercial_College (ID)_New_Miscellaneous_Natural Gas_Pool Heater_E8 | F5 | Commercial | College (ID) | New | Miscellaneous | Natural Gas | Pool Heater | E8 | Utility - Cost of Operation | 0 | 0 | 0 | 0 | 0 | 0 | 0 | 0 | 0 | 0 | 0 | 0 | 0 | 0 | 0 | 0 | 0 | 0 | 0 | 0 | 0 | 0 | 0 | 0 | 0 | 0 | 0
F5_Commercial_College (ID)_New_Miscellaneous_Natural Gas_Pool Heater_E9 | F5 | Commercial | College (ID) | New | Miscellaneous | Natural Gas | Pool Heater | E9 | Utility - Cost of Operation | 0 | 0 | 0 | 0 | 0 | 0 | 0 | 0 | 0 | 0 | 0 | 0 | 0 | 0 | 0 | 0 | 0 | 0 | 0 | 0 | 0 | 0 | 0 | 0 | 0 | 0 | 0
F5_Commercial_College (ID)_New_Miscellaneous_Natural Gas_Pool Heater_E10 | F5 | Commercial | College (ID) | New | Miscellaneous | Natural Gas | Pool Heater | E10 | Utility - Cost of Operation | 0 | 0 | 0 | 0 | 0 | 0 | 0 | 0 | 0 | 0 | 0 | 0 | 0 | 0 | 0 | 0 | 0 | 0 | 0 | 0 | 0 | 0 | 0 | 0 | 0 | 0 | 0
F6_Commercial_College (ID)_New_Miscellaneous_Natural Gas_Pool Heater_E1 | F6 | Commercial | College (ID) | New | Miscellaneous | Natural Gas | Pool Heater | E1 | Utility - Value of Sales | 0.0028375 | 0.002859 | 0.0028979 | 0.0029565 | 0.0030335 | 0.0031457 | 0.0032588 | 0.0033674 | 0.0034653 | 0.0035682 | 0.0036863 | 0.0037971 | 0.0039223 | 0.0040381 | 0.0041287 | 0.0042021 | 0.0042516 | 0.0042892 | 0.0043316 | 0.0043663 | 0.0044003 | 0.0044776 | 0.0045552 | 0.0046362 | 0.0047185 | 0.0048024 | 0.0048877
F6_Commercial_College (ID)_New_Miscellaneous_Natural Gas_Pool Heater_E2 | F6 | Commercial | College (ID) | New | Miscellaneous | Natural Gas | Pool Heater | E2 | Utility - Value of Sales | 0.0024118 | 0.0024301 | 0.0024632 | 0.002513 | 0.0025785 | 0.0026738 | 0.00277 | 0.0028623 | 0.0029455 | 0.003033 | 0.0031333 | 0.0032275 | 0.0033339 | 0.0034324 | 0.0035094 | 0.0035718 | 0.0036138 | 0.0036458 | 0.0036819 | 0.0037113 | 0.0037403 | 0.0038059 | 0.0038719 | 0.0039407 | 0.0040107 | 0.004082 | 0.0041545
F6_Commercial_College (ID)_New_Miscellaneous_Natural Gas_Pool Heater_E3 | F6 | Commercial | College (ID) | New | Miscellaneous | Natural Gas | Pool Heater | E3 | Utility - Value of Sales | 0 | 0 | 0 | 0 | 0 | 0 | 0 | 0 | 0 | 0 | 0 | 0 | 0 | 0 | 0 | 0 | 0 | 0 | 0 | 0 | 0 | 0 | 0 | 0 | 0 | 0 | 0
F6_Commercial_College (ID)_New_Miscellaneous_Natural Gas_Pool Heater_E4 | F6 | Commercial | College (ID) | New | Miscellaneous | Natural Gas | Pool Heater | E4 | Utility - Value of Sales | 0 | 0 | 0 | 0 | 0 | 0 | 0 | 0 | 0 | 0 | 0 | 0 | 0 | 0 | 0 | 0 | 0 | 0 | 0 | 0 | 0 | 0 | 0 | 0 | 0 | 0 | 0
F6_Commercial_College (ID)_New_Miscellaneous_Natural Gas_Pool Heater_E5 | F6 | Commercial | College (ID) | New | Miscellaneous | Natural Gas | Pool Heater | E5 | Utility - Value of Sales | 0 | 0 | 0 | 0 | 0 | 0 | 0 | 0 | 0 | 0 | 0 | 0 | 0 | 0 | 0 | 0 | 0 | 0 | 0 | 0 | 0 | 0 | 0 | 0 | 0 | 0 | 0
F6_Commercial_College (ID)_New_Miscellaneous_Natural Gas_Pool Heater_E6 | F6 | Commercial | College (ID) | New | Miscellaneous | Natural Gas | Pool Heater | E6 | Utility - Value of Sales | 0 | 0 | 0 | 0 | 0 | 0 | 0 | 0 | 0 | 0 | 0 | 0 | 0 | 0 | 0 | 0 | 0 | 0 | 0 | 0 | 0 | 0 | 0 | 0 | 0 | 0 | 0
F6_Commercial_College (ID)_New_Miscellaneous_Natural Gas_Pool Heater_E7 | F6 | Commercial | College (ID) | New | Miscellaneous | Natural Gas | Pool Heater | E7 | Utility - Value of Sales | 0 | 0 | 0 | 0 | 0 | 0 | 0 | 0 | 0 | 0 | 0 | 0 | 0 | 0 | 0 | 0 | 0 | 0 | 0 | 0 | 0 | 0 | 0 | 0 | 0 | 0 | 0
F6_Commercial_College (ID)_New_Miscellaneous_Natural Gas_Pool Heater_E8 | F6 | Commercial | College (ID) | New | Miscellaneous | Natural Gas | Pool Heater | E8 | Utility - Value of Sales | 0 | 0 | 0 | 0 | 0 | 0 | 0 | 0 | 0 | 0 | 0 | 0 | 0 | 0 | 0 | 0 | 0 | 0 | 0 | 0 | 0 | 0 | 0 | 0 | 0 | 0 | 0
F6_Commercial_College (ID)_New_Miscellaneous_Natural Gas_Pool Heater_E9 | F6 | Commercial | College (ID) | New | Miscellaneous | Natural Gas | Pool Heater | E9 | Utility - Value of Sales | 0 | 0 | 0 | 0 | 0 | 0 | 0 | 0 | 0 | 0 | 0 | 0 | 0 | 0 | 0 | 0 | 0 | 0 | 0 | 0 | 0 | 0 | 0 | 0 | 0 | 0 | 0
F6_Commercial_College (ID)_New_Miscellaneous_Natural Gas_Pool Heater_E10 | F6 | Commercial | College (ID) | New | Miscellaneous | Natural Gas | Pool Heater | E10 | Utility - Value of Sales | 0 | 0 | 0 | 0 | 0 | 0 | 0 | 0 | 0 | 0 | 0 | 0 | 0 | 0 | 0 | 0 | 0 | 0 | 0 | 0 | 0 | 0 | 0 | 0 | 0 | 0 | 0
F1_Commercial_College (ID)_New_Miscellaneous_Natural Gas_Miscellaneous_E1 | F1 | Commercial | College (ID) | New | Miscellaneous | Natural Gas | Miscellaneous | E1 | RVT - Cost of Equipment | 0.24753 | 0.24753 | 0.24753 | 0.24753 | 0.24753 | 0.24753 | 0.24753 | 0.24753 | 0.24753 | 0.24753 | 0.24753 | 0.24753 | 0.24753 | 0.24753 | 0.24753 | 0.24753 | 0.24753 | 0.24753 | 0.24753 | 0.24753 | 0.24753 | 0.24753 | 0.24753 | 0.24753 | 0.24753 | 0.24753 | 0.24753
F1_Commercial_College (ID)_New_Miscellaneous_Natural Gas_Miscellaneous_E2 | F1 | Commercial | College (ID) | New | Miscellaneous | Natural Gas | Miscellaneous | E2 | RVT - Cost of Equipment | 0 | 0 | 0 | 0 | 0 | 0 | 0 | 0 | 0 | 0 | 0 | 0 | 0 | 0 | 0 | 0 | 0 | 0 | 0 | 0 | 0 | 0 | 0 | 0 | 0 | 0 | 0
F1_Commercial_College (ID)_New_Miscellaneous_Natural Gas_Miscellaneous_E3 | F1 | Commercial | College (ID) | New | Miscellaneous | Natural Gas | Miscellaneous | E3 | RVT - Cost of Equipment | 0 | 0 | 0 | 0 | 0 | 0 | 0 | 0 | 0 | 0 | 0 | 0 | 0 | 0 | 0 | 0 | 0 | 0 | 0 | 0 | 0 | 0 | 0 | 0 | 0 | 0 | 0
F1_Commercial_College (ID)_New_Miscellaneous_Natural Gas_Miscellaneous_E4 | F1 | Commercial | College (ID) | New | Miscellaneous | Natural Gas | Miscellaneous | E4 | RVT - Cost of Equipment | 0 | 0 | 0 | 0 | 0 | 0 | 0 | 0 | 0 | 0 | 0 | 0 | 0 | 0 | 0 | 0 | 0 | 0 | 0 | 0 | 0 | 0 | 0 | 0 | 0 | 0 | 0
F1_Commercial_College (ID)_New_Miscellaneous_Natural Gas_Miscellaneous_E5 | F1 | Commercial | College (ID) | New | Miscellaneous | Natural Gas | Miscellaneous | E5 | RVT - Cost of Equipment | 0 | 0 | 0 | 0 | 0 | 0 | 0 | 0 | 0 | 0 | 0 | 0 | 0 | 0 | 0 | 0 | 0 | 0 | 0 | 0 | 0 | 0 | 0 | 0 | 0 | 0 | 0
F1_Commercial_College (ID)_New_Miscellaneous_Natural Gas_Miscellaneous_E6 | F1 | Commercial | College (ID) | New | Miscellaneous | Natural Gas | Miscellaneous | E6 | RVT - Cost of Equipment | 0 | 0 | 0 | 0 | 0 | 0 | 0 | 0 | 0 | 0 | 0 | 0 | 0 | 0 | 0 | 0 | 0 | 0 | 0 | 0 | 0 | 0 | 0 | 0 | 0 | 0 | 0
F1_Commercial_College (ID)_New_Miscellaneous_Natural Gas_Miscellaneous_E7 | F1 | Commercial | College (ID) | New | Miscellaneous | Natural Gas | Miscellaneous | E7 | RVT - Cost of Equipment | 0 | 0 | 0 | 0 | 0 | 0 | 0 | 0 | 0 | 0 | 0 | 0 | 0 | 0 | 0 | 0 | 0 | 0 | 0 | 0 | 0 | 0 | 0 | 0 | 0 | 0 | 0
F1_Commercial_College (ID)_New_Miscellaneous_Natural Gas_Miscellaneous_E8 | F1 | Commercial | College (ID) | New | Miscellaneous | Natural Gas | Miscellaneous | E8 | RVT - Cost of Equipment | 0 | 0 | 0 | 0 | 0 | 0 | 0 | 0 | 0 | 0 | 0 | 0 | 0 | 0 | 0 | 0 | 0 | 0 | 0 | 0 | 0 | 0 | 0 | 0 | 0 | 0 | 0
F1_Commercial_College (ID)_New_Miscellaneous_Natural Gas_Miscellaneous_E9 | F1 | Commercial | College (ID) | New | Miscellaneous | Natural Gas | Miscellaneous | E9 | RVT - Cost of Equipment | 0 | 0 | 0 | 0 | 0 | 0 | 0 | 0 | 0 | 0 | 0 | 0 | 0 | 0 | 0 | 0 | 0 | 0 | 0 | 0 | 0 | 0 | 0 | 0 | 0 | 0 | 0
F1_Commercial_College (ID)_New_Miscellaneous_Natural Gas_Miscellaneous_E10 | F1 | Commercial | College (ID) | New | Miscellaneous | Natural Gas | Miscellaneous | E10 | RVT - Cost of Equipment | 0 | 0 | 0 | 0 | 0 | 0 | 0 | 0 | 0 | 0 | 0 | 0 | 0 | 0 | 0 | 0 | 0 | 0 | 0 | 0 | 0 | 0 | 0 | 0 | 0 | 0 | 0
F2_Commercial_College (ID)_New_Miscellaneous_Natural Gas_Miscellaneous_E1 | F2 | Commercial | College (ID) | New | Miscellaneous | Natural Gas | Miscellaneous | E1 | RVT - Cost of Operation | 0.010821 | 0.010891 | 0.011006 | 0.011186 | 0.011451 | 0.011888 | 0.012337 | 0.012757 | 0.013124 | 0.013504 | 0.01394 | 0.01435 | 0.014838 | 0.015306 | 0.015678 | 0.01598 | 0.016182 | 0.016346 | 0.016509 | 0.016613 | 0.016713 | 0.017006 | 0.0173 | 0.017607 | 0.01792 | 0.018238 | 0.018563
F2_Commercial_College (ID)_New_Miscellaneous_Natural Gas_Miscellaneous_E2 | F2 | Commercial | College (ID) | New | Miscellaneous | Natural Gas | Miscellaneous | E2 | RVT - Cost of Operation | 0 | 0 | 0 | 0 | 0 | 0 | 0 | 0 | 0 | 0 | 0 | 0 | 0 | 0 | 0 | 0 | 0 | 0 | 0 | 0 | 0 | 0 | 0 | 0 | 0 | 0 | 0
F2_Commercial_College (ID)_New_Miscellaneous_Natural Gas_Miscellaneous_E3 | F2 | Commercial | College (ID) | New | Miscellaneous | Natural Gas | Miscellaneous | E3 | RVT - Cost of Operation | 0 | 0 | 0 | 0 | 0 | 0 | 0 | 0 | 0 | 0 | 0 | 0 | 0 | 0 | 0 | 0 | 0 | 0 | 0 | 0 | 0 | 0 | 0 | 0 | 0 | 0 | 0
F2_Commercial_College (ID)_New_Miscellaneous_Natural Gas_Miscellaneous_E4 | F2 | Commercial | College (ID) | New | Miscellaneous | Natural Gas | Miscellaneous | E4 | RVT - Cost of Operation | 0 | 0 | 0 | 0 | 0 | 0 | 0 | 0 | 0 | 0 | 0 | 0 | 0 | 0 | 0 | 0 | 0 | 0 | 0 | 0 | 0 | 0 | 0 | 0 | 0 | 0 | 0
F2_Commercial_College (ID)_New_Miscellaneous_Natural Gas_Miscellaneous_E5 | F2 | Commercial | College (ID) | New | Miscellaneous | Natural Gas | Miscellaneous | E5 | RVT - Cost of Operation | 0 | 0 | 0 | 0 | 0 | 0 | 0 | 0 | 0 | 0 | 0 | 0 | 0 | 0 | 0 | 0 | 0 | 0 | 0 | 0 | 0 | 0 | 0 | 0 | 0 | 0 | 0
F2_Commercial_College (ID)_New_Miscellaneous_Natural Gas_Miscellaneous_E6 | F2 | Commercial | College (ID) | New | Miscellaneous | Natural Gas | Miscellaneous | E6 | RVT - Cost of Operation | 0 | 0 | 0 | 0 | 0 | 0 | 0 | 0 | 0 | 0 | 0 | 0 | 0 | 0 | 0 | 0 | 0 | 0 | 0 | 0 | 0 | 0 | 0 | 0 | 0 | 0 | 0
F2_Commercial_College (ID)_New_Miscellaneous_Natural Gas_Miscellaneous_E7 | F2 | Commercial | College (ID) | New | Miscellaneous | Natural Gas | Miscellaneous | E7 | RVT - Cost of Operation | 0 | 0 | 0 | 0 | 0 | 0 | 0 | 0 | 0 | 0 | 0 | 0 | 0 | 0 | 0 | 0 | 0 | 0 | 0 | 0 | 0 | 0 | 0 | 0 | 0 | 0 | 0
F2_Commercial_College (ID)_New_Miscellaneous_Natural Gas_Miscellaneous_E8 | F2 | Commercial | College (ID) | New | Miscellaneous | Natural Gas | Miscellaneous | E8 | RVT - Cost of Operation | 0 | 0 | 0 | 0 | 0 | 0 | 0 | 0 | 0 | 0 | 0 | 0 | 0 | 0 | 0 | 0 | 0 | 0 | 0 | 0 | 0 | 0 | 0 | 0 | 0 | 0 | 0
F2_Commercial_College (ID)_New_Miscellaneous_Natural Gas_Miscellaneous_E9 | F2 | Commercial | College (ID) | New | Miscellaneous | Natural Gas | Miscellaneous | E9 | RVT - Cost of Operation | 0 | 0 | 0 | 0 | 0 | 0 | 0 | 0 | 0 | 0 | 0 | 0 | 0 | 0 | 0 | 0 | 0 | 0 | 0 | 0 | 0 | 0 | 0 | 0 | 0 | 0 | 0
F2_Commercial_College (ID)_New_Miscellaneous_Natural Gas_Miscellaneous_E10 | F2 | Commercial | College (ID) | New | Miscellaneous | Natural Gas | Miscellaneous | E10 | RVT - Cost of Operation | 0 | 0 | 0 | 0 | 0 | 0 | 0 | 0 | 0 | 0 | 0 | 0 | 0 | 0 | 0 | 0 | 0 | 0 | 0 | 0 | 0 | 0 | 0 | 0 | 0 | 0 | 0
F3_Commercial_College (ID)_New_Miscellaneous_Natural Gas_Miscellaneous_E1 | F3 | Commercial | College (ID) | New | Miscellaneous | Natural Gas | Miscellaneous | E1 | System - kBTUs of Consumption | 2.7641 | 2.7641 | 2.7641 | 2.7641 | 2.7641 | 2.7641 | 2.7641 | 2.7641 | 2.7641 | 2.7641 | 2.7641 | 2.7641 | 2.7641 | 2.7641 | 2.7641 | 2.7641 | 2.7641 | 2.7641 | 2.7641 | 2.7641 | 2.7641 | 2.7641 | 2.7641 | 2.7641 | 2.7641 | 2.7641 | 2.7641
F3_Commercial_College (ID)_New_Miscellaneous_Natural Gas_Miscellaneous_E2 | F3 | Commercial | College (ID) | New | Miscellaneous | Natural Gas | Miscellaneous | E2 | System - kBTUs of Consumption | 0 | 0 | 0 | 0 | 0 | 0 | 0 | 0 | 0 | 0 | 0 | 0 | 0 | 0 | 0 | 0 | 0 | 0 | 0 | 0 | 0 | 0 | 0 | 0 | 0 | 0 | 0
F3_Commercial_College (ID)_New_Miscellaneous_Natural Gas_Miscellaneous_E3 | F3 | Commercial | College (ID) | New | Miscellaneous | Natural Gas | Miscellaneous | E3 | System - kBTUs of Consumption | 0 | 0 | 0 | 0 | 0 | 0 | 0 | 0 | 0 | 0 | 0 | 0 | 0 | 0 | 0 | 0 | 0 | 0 | 0 | 0 | 0 | 0 | 0 | 0 | 0 | 0 | 0
F3_Commercial_College (ID)_New_Miscellaneous_Natural Gas_Miscellaneous_E4 | F3 | Commercial | College (ID) | New | Miscellaneous | Natural Gas | Miscellaneous | E4 | System - kBTUs of Consumption | 0 | 0 | 0 | 0 | 0 | 0 | 0 | 0 | 0 | 0 | 0 | 0 | 0 | 0 | 0 | 0 | 0 | 0 | 0 | 0 | 0 | 0 | 0 | 0 | 0 | 0 | 0
F3_Commercial_College (ID)_New_Miscellaneous_Natural Gas_Miscellaneous_E5 | F3 | Commercial | College (ID) | New | Miscellaneous | Natural Gas | Miscellaneous | E5 | System - kBTUs of Consumption | 0 | 0 | 0 | 0 | 0 | 0 | 0 | 0 | 0 | 0 | 0 | 0 | 0 | 0 | 0 | 0 | 0 | 0 | 0 | 0 | 0 | 0 | 0 | 0 | 0 | 0 | 0
F3_Commercial_College (ID)_New_Miscellaneous_Natural Gas_Miscellaneous_E6 | F3 | Commercial | College (ID) | New | Miscellaneous | Natural Gas | Miscellaneous | E6 | System - kBTUs of Consumption | 0 | 0 | 0 | 0 | 0 | 0 | 0 | 0 | 0 | 0 | 0 | 0 | 0 | 0 | 0 | 0 | 0 | 0 | 0 | 0 | 0 | 0 | 0 | 0 | 0 | 0 | 0
F3_Commercial_College (ID)_New_Miscellaneous_Natural Gas_Miscellaneous_E7 | F3 | Commercial | College (ID) | New | Miscellaneous | Natural Gas | Miscellaneous | E7 | System - kBTUs of Consumption | 0 | 0 | 0 | 0 | 0 | 0 | 0 | 0 | 0 | 0 | 0 | 0 | 0 | 0 | 0 | 0 | 0 | 0 | 0 | 0 | 0 | 0 | 0 | 0 | 0 | 0 | 0
F3_Commercial_College (ID)_New_Miscellaneous_Natural Gas_Miscellaneous_E8 | F3 | Commercial | College (ID) | New | Miscellaneous | Natural Gas | Miscellaneous | E8 | System - kBTUs of Consumption | 0 | 0 | 0 | 0 | 0 | 0 | 0 | 0 | 0 | 0 | 0 | 0 | 0 | 0 | 0 | 0 | 0 | 0 | 0 | 0 | 0 | 0 | 0 | 0 | 0 | 0 | 0
F3_Commercial_College (ID)_New_Miscellaneous_Natural Gas_Miscellaneous_E9 | F3 | Commercial | College (ID) | New | Miscellaneous | Natural Gas | Miscellaneous | E9 | System - kBTUs of Consumption | 0 | 0 | 0 | 0 | 0 | 0 | 0 | 0 | 0 | 0 | 0 | 0 | 0 | 0 | 0 | 0 | 0 | 0 | 0 | 0 | 0 | 0 | 0 | 0 | 0 | 0 | 0
F3_Commercial_College (ID)_New_Miscellaneous_Natural Gas_Miscellaneous_E10 | F3 | Commercial | College (ID) | New | Miscellaneous | Natural Gas | Miscellaneous | E10 | System - kBTUs of Consumption | 0 | 0 | 0 | 0 | 0 | 0 | 0 | 0 | 0 | 0 | 0 | 0 | 0 | 0 | 0 | 0 | 0 | 0 | 0 | 0 | 0 | 0 | 0 | 0 | 0 | 0 | 0
F4_Commercial_College (ID)_New_Miscellaneous_Natural Gas_Miscellaneous_E1 | F4 | Commercial | College (ID) | New | Miscellaneous | Natural Gas | Miscellaneous | E1 | Utility - Cost of Equipment | 0.24753 | 0.24753 | 0.24753 | 0.24753 | 0.24753 | 0.24753 | 0.24753 | 0.24753 | 0.24753 | 0.24753 | 0.24753 | 0.24753 | 0.24753 | 0.24753 | 0.24753 | 0.24753 | 0.24753 | 0.24753 | 0.24753 | 0.24753 | 0.24753 | 0.24753 | 0.24753 | 0.24753 | 0.24753 | 0.24753 | 0.24753
F4_Commercial_College (ID)_New_Miscellaneous_Natural Gas_Miscellaneous_E2 | F4 | Commercial | College (ID) | New | Miscellaneous | Natural Gas | Miscellaneous | E2 | Utility - Cost of Equipment | 0 | 0 | 0 | 0 | 0 | 0 | 0 | 0 | 0 | 0 | 0 | 0 | 0 | 0 | 0 | 0 | 0 | 0 | 0 | 0 | 0 | 0 | 0 | 0 | 0 | 0 | 0
F4_Commercial_College (ID)_New_Miscellaneous_Natural Gas_Miscellaneous_E3 | F4 | Commercial | College (ID) | New | Miscellaneous | Natural Gas | Miscellaneous | E3 | Utility - Cost of Equipment | 0 | 0 | 0 | 0 | 0 | 0 | 0 | 0 | 0 | 0 | 0 | 0 | 0 | 0 | 0 | 0 | 0 | 0 | 0 | 0 | 0 | 0 | 0 | 0 | 0 | 0 | 0
F4_Commercial_College (ID)_New_Miscellaneous_Natural Gas_Miscellaneous_E4 | F4 | Commercial | College (ID) | New | Miscellaneous | Natural Gas | Miscellaneous | E4 | Utility - Cost of Equipment | 0 | 0 | 0 | 0 | 0 | 0 | 0 | 0 | 0 | 0 | 0 | 0 | 0 | 0 | 0 | 0 | 0 | 0 | 0 | 0 | 0 | 0 | 0 | 0 | 0 | 0 | 0
F4_Commercial_College (ID)_New_Miscellaneous_Natural Gas_Miscellaneous_E5 | F4 | Commercial | College (ID) | New | Miscellaneous | Natural Gas | Miscellaneous | E5 | Utility - Cost of Equipment | 0 | 0 | 0 | 0 | 0 | 0 | 0 | 0 | 0 | 0 | 0 | 0 | 0 | 0 | 0 | 0 | 0 | 0 | 0 | 0 | 0 | 0 | 0 | 0 | 0 | 0 | 0
F4_Commercial_College (ID)_New_Miscellaneous_Natural Gas_Miscellaneous_E6 | F4 | Commercial | College (ID) | New | Miscellaneous | Natural Gas | Miscellaneous | E6 | Utility - Cost of Equipment | 0 | 0 | 0 | 0 | 0 | 0 | 0 | 0 | 0 | 0 | 0 | 0 | 0 | 0 | 0 | 0 | 0 | 0 | 0 | 0 | 0 | 0 | 0 | 0 | 0 | 0 | 0
F4_Commercial_College (ID)_New_Miscellaneous_Natural Gas_Miscellaneous_E7 | F4 | Commercial | College (ID) | New | Miscellaneous | Natural Gas | Miscellaneous | E7 | Utility - Cost of Equipment | 0 | 0 | 0 | 0 | 0 | 0 | 0 | 0 | 0 | 0 | 0 | 0 | 0 | 0 | 0 | 0 | 0 | 0 | 0 | 0 | 0 | 0 | 0 | 0 | 0 | 0 | 0
F4_Commercial_College (ID)_New_Miscellaneous_Natural Gas_Miscellaneous_E8 | F4 | Commercial | College (ID) | New | Miscellaneous | Natural Gas | Miscellaneous | E8 | Utility - Cost of Equipment | 0 | 0 | 0 | 0 | 0 | 0 | 0 | 0 | 0 | 0 | 0 | 0 | 0 | 0 | 0 | 0 | 0 | 0 | 0 | 0 | 0 | 0 | 0 | 0 | 0 | 0 | 0
F4_Commercial_College (ID)_New_Miscellaneous_Natural Gas_Miscellaneous_E9 | F4 | Commercial | College (ID) | New | Miscellaneous | Natural Gas | Miscellaneous | E9 | Utility - Cost of Equipment | 0 | 0 | 0 | 0 | 0 | 0 | 0 | 0 | 0 | 0 | 0 | 0 | 0 | 0 | 0 | 0 | 0 | 0 | 0 | 0 | 0 | 0 | 0 | 0 | 0 | 0 | 0
F4_Commercial_College (ID)_New_Miscellaneous_Natural Gas_Miscellaneous_E10 | F4 | Commercial | College (ID) | New | Miscellaneous | Natural Gas | Miscellaneous | E10 | Utility - Cost of Equipment | 0 | 0 | 0 | 0 | 0 | 0 | 0 | 0 | 0 | 0 | 0 | 0 | 0 | 0 | 0 | 0 | 0 | 0 | 0 | 0 | 0 | 0 | 0 | 0 | 0 | 0 | 0
F5_Commercial_College (ID)_New_Miscellaneous_Natural Gas_Miscellaneous_E1 | F5 | Commercial | College (ID) | New | Miscellaneous | Natural Gas | Miscellaneous | E1 | Utility - Cost of Operation | 0.0090179 | 0.0090756 | 0.0091918 | 0.0093849 | 0.009676 | 0.010141 | 0.010652 | 0.011181 | 0.011712 | 0.012276 | 0.012673 | 0.013046 | 0.013489 | 0.013929 | 0.014298 | 0.014623 | 0.01488 | 0.015127 | 0.015401 | 0.015655 | 0.015918 | 0.016196 | 0.016476 | 0.016769 | 0.017067 | 0.01737 | 0.017679
F5_Commercial_College (ID)_New_Miscellaneous_Natural Gas_Miscellaneous_E2 | F5 | Commercial | College (ID) | New | Miscellaneous | Natural Gas | Miscellaneous | E2 | Utility - Cost of Operation | 0 | 0 | 0 | 0 | 0 | 0 | 0 | 0 | 0 | 0 | 0 | 0 | 0 | 0 | 0 | 0 | 0 | 0 | 0 | 0 | 0 | 0 | 0 | 0 | 0 | 0 | 0
F5_Commercial_College (ID)_New_Miscellaneous_Natural Gas_Miscellaneous_E3 | F5 | Commercial | College (ID) | New | Miscellaneous | Natural Gas | Miscellaneous | E3 | Utility - Cost of Operation | 0 | 0 | 0 | 0 | 0 | 0 | 0 | 0 | 0 | 0 | 0 | 0 | 0 | 0 | 0 | 0 | 0 | 0 | 0 | 0 | 0 | 0 | 0 | 0 | 0 | 0 | 0
F5_Commercial_College (ID)_New_Miscellaneous_Natural Gas_Miscellaneous_E4 | F5 | Commercial | College (ID) | New | Miscellaneous | Natural Gas | Miscellaneous | E4 | Utility - Cost of Operation | 0 | 0 | 0 | 0 | 0 | 0 | 0 | 0 | 0 | 0 | 0 | 0 | 0 | 0 | 0 | 0 | 0 | 0 | 0 | 0 | 0 | 0 | 0 | 0 | 0 | 0 | 0
F5_Commercial_College (ID)_New_Miscellaneous_Natural Gas_Miscellaneous_E5 | F5 | Commercial | College (ID) | New | Miscellaneous | Natural Gas | Miscellaneous | E5 | Utility - Cost of Operation | 0 | 0 | 0 | 0 | 0 | 0 | 0 | 0 | 0 | 0 | 0 | 0 | 0 | 0 | 0 | 0 | 0 | 0 | 0 | 0 | 0 | 0 | 0 | 0 | 0 | 0 | 0
F5_Commercial_College (ID)_New_Miscellaneous_Natural Gas_Miscellaneous_E6 | F5 | Commercial | College (ID) | New | Miscellaneous | Natural Gas | Miscellaneous | E6 | Utility - Cost of Operation | 0 | 0 | 0 | 0 | 0 | 0 | 0 | 0 | 0 | 0 | 0 | 0 | 0 | 0 | 0 | 0 | 0 | 0 | 0 | 0 | 0 | 0 | 0 | 0 | 0 | 0 | 0
F5_Commercial_College (ID)_New_Miscellaneous_Natural Gas_Miscellaneous_E7 | F5 | Commercial | College (ID) | New | Miscellaneous | Natural Gas | Miscellaneous | E7 | Utility - Cost of Operation | 0 | 0 | 0 | 0 | 0 | 0 | 0 | 0 | 0 | 0 | 0 | 0 | 0 | 0 | 0 | 0 | 0 | 0 | 0 | 0 | 0 | 0 | 0 | 0 | 0 | 0 | 0
F5_Commercial_College (ID)_New_Miscellaneous_Natural Gas_Miscellaneous_E8 | F5 | Commercial | College (ID) | New | Miscellaneous | Natural Gas | Miscellaneous | E8 | Utility - Cost of Operation | 0 | 0 | 0 | 0 | 0 | 0 | 0 | 0 | 0 | 0 | 0 | 0 | 0 | 0 | 0 | 0 | 0 | 0 | 0 | 0 | 0 | 0 | 0 | 0 | 0 | 0 | 0
F5_Commercial_College (ID)_New_Miscellaneous_Natural Gas_Miscellaneous_E9 | F5 | Commercial | College (ID) | New | Miscellaneous | Natural Gas | Miscellaneous | E9 | Utility - Cost of Operation | 0 | 0 | 0 | 0 | 0 | 0 | 0 | 0 | 0 | 0 | 0 | 0 | 0 | 0 | 0 | 0 | 0 | 0 | 0 | 0 | 0 | 0 | 0 | 0 | 0 | 0 | 0
F5_Commercial_College (ID)_New_Miscellaneous_Natural Gas_Miscellaneous_E10 | F5 | Commercial | College (ID) | New | Miscellaneous | Natural Gas | Miscellaneous | E10 | Utility - Cost of Operation | 0 | 0 | 0 | 0 | 0 | 0 | 0 | 0 | 0 | 0 | 0 | 0 | 0 | 0 | 0 | 0 | 0 | 0 | 0 | 0 | 0 | 0 | 0 | 0 | 0 | 0 | 0
F6_Commercial_College (ID)_New_Miscellaneous_Natural Gas_Miscellaneous_E1 | F6 | Commercial | College (ID) | New | Miscellaneous | Natural Gas | Miscellaneous | E1 | Utility - Value of Sales | 0.010821 | 0.010891 | 0.011006 | 0.011186 | 0.011451 | 0.011888 | 0.012337 | 0.012757 | 0.013124 | 0.013504 | 0.01394 | 0.01435 | 0.014838 | 0.015306 | 0.015678 | 0.01598 | 0.016182 | 0.016346 | 0.016509 | 0.016613 | 0.016713 | 0.017006 | 0.0173 | 0.017607 | 0.01792 | 0.018238 | 0.018563
F6_Commercial_College (ID)_New_Miscellaneous_Natural Gas_Miscellaneous_E2 | F6 | Commercial | College (ID) | New | Miscellaneous | Natural Gas | Miscellaneous | E2 | Utility - Value of Sales | 0 | 0 | 0 | 0 | 0 | 0 | 0 | 0 | 0 | 0 | 0 | 0 | 0 | 0 | 0 | 0 | 0 | 0 | 0 | 0 | 0 | 0 | 0 | 0 | 0 | 0 | 0
F6_Commercial_College (ID)_New_Miscellaneous_Natural Gas_Miscellaneous_E3 | F6 | Commercial | College (ID) | New | Miscellaneous | Natural Gas | Miscellaneous | E3 | Utility - Value of Sales | 0 | 0 | 0 | 0 | 0 | 0 | 0 | 0 | 0 | 0 | 0 | 0 | 0 | 0 | 0 | 0 | 0 | 0 | 0 | 0 | 0 | 0 | 0 | 0 | 0 | 0 | 0
F6_Commercial_College (ID)_New_Miscellaneous_Natural Gas_Miscellaneous_E4 | F6 | Commercial | College (ID) | New | Miscellaneous | Natural Gas | Miscellaneous | E4 | Utility - Value of Sales | 0 | 0 | 0 | 0 | 0 | 0 | 0 | 0 | 0 | 0 | 0 | 0 | 0 | 0 | 0 | 0 | 0 | 0 | 0 | 0 | 0 | 0 | 0 | 0 | 0 | 0 | 0
F6_Commercial_College (ID)_New_Miscellaneous_Natural Gas_Miscellaneous_E5 | F6 | Commercial | College (ID) | New | Miscellaneous | Natural Gas | Miscellaneous | E5 | Utility - Value of Sales | 0 | 0 | 0 | 0 | 0 | 0 | 0 | 0 | 0 | 0 | 0 | 0 | 0 | 0 | 0 | 0 | 0 | 0 | 0 | 0 | 0 | 0 | 0 | 0 | 0 | 0 | 0
F6_Commercial_College (ID)_New_Miscellaneous_Natural Gas_Miscellaneous_E6 | F6 | Commercial | College (ID) | New | Miscellaneous | Natural Gas | Miscellaneous | E6 | Utility - Value of Sales | 0 | 0 | 0 | 0 | 0 | 0 | 0 | 0 | 0 | 0 | 0 | 0 | 0 | 0 | 0 | 0 | 0 | 0 | 0 | 0 | 0 | 0 | 0 | 0 | 0 | 0 | 0
F6_Commercial_College (ID)_New_Miscellaneous_Natural Gas_Miscellaneous_E7 | F6 | Commercial | College (ID) | New | Miscellaneous | Natural Gas | Miscellaneous | E7 | Utility - Value of Sales | 0 | 0 | 0 | 0 | 0 | 0 | 0 | 0 | 0 | 0 | 0 | 0 | 0 | 0 | 0 | 0 | 0 | 0 | 0 | 0 | 0 | 0 | 0 | 0 | 0 | 0 | 0
F6_Commercial_College (ID)_New_Miscellaneous_Natural Gas_Miscellaneous_E8 | F6 | Commercial | College (ID) | New | Miscellaneous | Natural Gas | Miscellaneous | E8 | Utility - Value of Sales | 0 | 0 | 0 | 0 | 0 | 0 | 0 | 0 | 0 | 0 | 0 | 0 | 0 | 0 | 0 | 0 | 0 | 0 | 0 | 0 | 0 | 0 | 0 | 0 | 0 | 0 | 0
F6_Commercial_College (ID)_New_Miscellaneous_Natural Gas_Miscellaneous_E9 | F6 | Commercial | College (ID) | New | Miscellaneous | Natural Gas | Miscellaneous | E9 | Utility - Value of Sales | 0 | 0 | 0 | 0 | 0 | 0 | 0 | 0 | 0 | 0 | 0 | 0 | 0 | 0 | 0 | 0 | 0 | 0 | 0 | 0 | 0 | 0 | 0 | 0 | 0 | 0 | 0
F6_Commercial_College (ID)_New_Miscellaneous_Natural Gas_Miscellaneous_E10 | F6 | Commercial | College (ID) | New | Miscellaneous | Natural Gas | Miscellaneous | E10 | Utility - Value of Sales | 0 | 0 | 0 | 0 | 0 | 0 | 0 | 0 | 0 | 0 | 0 | 0 | 0 | 0 | 0 | 0 | 0 | 0 | 0 | 0 | 0 | 0 | 0 | 0 | 0 | 0 | 0
F1_Commercial_Health (ID)_Existing_Space Heating_Natural Gas_Furnace_E1 | F1 | Commercial | Health (ID) | Existing | Space Heating | Natural Gas | Furnace | E1 | RVT - Cost of Equipment | 0.081941 | 0.081941 | 0.081941 | 0.081941 | 0.081941 | 0.081941 | 0.081941 | 0.081941 | 0.081941 | 0.081941 | 0.081941 | 0.081941 | 0.081941 | 0.081941 | 0.081941 | 0.081941 | 0.081941 | 0.081941 | 0.081941 | 0.081941 | 0.081941 | 0.081941 | 0.081941 | 0.081941 | 0.081941 | 0.081941 | 0.081941
F1_Commercial_Health (ID)_Existing_Space Heating_Natural Gas_Furnace_E2 | F1 | Commercial | Health (ID) | Existing | Space Heating | Natural Gas | Furnace | E2 | RVT - Cost of Equipment | 0.16562 | 0.16562 | 0.16562 | 0.16562 | 0.16562 | 0.16562 | 0.16562 | 0.16562 | 0.16562 | 0.16562 | 0.16562 | 0.16562 | 0.16562 | 0.16562 | 0.16562 | 0.16562 | 0.16562 | 0.16562 | 0.16562 | 0.16562 | 0.16562 | 0.16562 | 0.16562 | 0.16562 | 0.16562 | 0.16562 | 0.16562
F1_Commercial_Health (ID)_Existing_Space Heating_Natural Gas_Furnace_E3 | F1 | Commercial | Health (ID) | Existing | Space Heating | Natural Gas | Furnace | E3 | RVT - Cost of Equipment | 0.10068 | 0.10068 | 0.10068 | 0.10068 | 0.10068 | 0.10068 | 0.10068 | 0.10068 | 0.10068 | 0.10068 | 0.10068 | 0.10068 | 0.10068 | 0.10068 | 0.10068 | 0.10068 | 0.10068 | 0.10068 | 0.10068 | 0.10068 | 0.10068 | 0.10068 | 0.10068 | 0.10068 | 0.10068 | 0.10068 | 0.10068
F1_Commercial_Health (ID)_Existing_Space Heating_Natural Gas_Furnace_E4 | F1 | Commercial | Health (ID) | Existing | Space Heating | Natural Gas | Furnace | E4 | RVT - Cost of Equipment | 0 | 0 | 0 | 0 | 0 | 0 | 0 | 0 | 0 | 0 | 0 | 0 | 0 | 0 | 0 | 0 | 0 | 0 | 0 | 0 | 0 | 0 | 0 | 0 | 0 | 0 | 0
F1_Commercial_Health (ID)_Existing_Space Heating_Natural Gas_Furnace_E5 | F1 | Commercial | Health (ID) | Existing | Space Heating | Natural Gas | Furnace | E5 | RVT - Cost of Equipment | 0 | 0 | 0 | 0 | 0 | 0 | 0 | 0 | 0 | 0 | 0 | 0 | 0 | 0 | 0 | 0 | 0 | 0 | 0 | 0 | 0 | 0 | 0 | 0 | 0 | 0 | 0
F1_Commercial_Health (ID)_Existing_Space Heating_Natural Gas_Furnace_E6 | F1 | Commercial | Health (ID) | Existing | Space Heating | Natural Gas | Furnace | E6 | RVT - Cost of Equipment | 0 | 0 | 0 | 0 | 0 | 0 | 0 | 0 | 0 | 0 | 0 | 0 | 0 | 0 | 0 | 0 | 0 | 0 | 0 | 0 | 0 | 0 | 0 | 0 | 0 | 0 | 0
F1_Commercial_Health (ID)_Existing_Space Heating_Natural Gas_Furnace_E7 | F1 | Commercial | Health (ID) | Existing | Space Heating | Natural Gas | Furnace | E7 | RVT - Cost of Equipment | 0 | 0 | 0 | 0 | 0 | 0 | 0 | 0 | 0 | 0 | 0 | 0 | 0 | 0 | 0 | 0 | 0 | 0 | 0 | 0 | 0 | 0 | 0 | 0 | 0 | 0 | 0
F1_Commercial_Health (ID)_Existing_Space Heating_Natural Gas_Furnace_E8 | F1 | Commercial | Health (ID) | Existing | Space Heating | Natural Gas | Furnace | E8 | RVT - Cost of Equipment | 0 | 0 | 0 | 0 | 0 | 0 | 0 | 0 | 0 | 0 | 0 | 0 | 0 | 0 | 0 | 0 | 0 | 0 | 0 | 0 | 0 | 0 | 0 | 0 | 0 | 0 | 0
F1_Commercial_Health (ID)_Existing_Space Heating_Natural Gas_Furnace_E9 | F1 | Commercial | Health (ID) | Existing | Space Heating | Natural Gas | Furnace | E9 | RVT - Cost of Equipment | 0 | 0 | 0 | 0 | 0 | 0 | 0 | 0 | 0 | 0 | 0 | 0 | 0 | 0 | 0 | 0 | 0 | 0 | 0 | 0 | 0 | 0 | 0 | 0 | 0 | 0 | 0
F1_Commercial_Health (ID)_Existing_Space Heating_Natural Gas_Furnace_E10 | F1 | Commercial | Health (ID) | Existing | Space Heating | Natural Gas | Furnace | E10 | RVT - Cost of Equipment | 0 | 0 | 0 | 0 | 0 | 0 | 0 | 0 | 0 | 0 | 0 | 0 | 0 | 0 | 0 | 0 | 0 | 0 | 0 | 0 | 0 | 0 | 0 | 0 | 0 | 0 | 0
F2_Commercial_Health (ID)_Existing_Space Heating_Natural Gas_Furnace_E1 | F2 | Commercial | Health (ID) | Existing | Space Heating | Natural Gas | Furnace | E1 | RVT - Cost of Operation | 0.095589 | 0.096384 | 0.097705 | 0.099233 | 0.10098 | 0.10383 | 0.10666 | 0.10962 | 0.11222 | 0.11474 | 0.11759 | 0.12008 | 0.12286 | 0.12572 | 0.12827 | 0.13071 | 0.13286 | 0.13506 | 0.13734 | 0.13964 | 0.14195 | 0.14505 | 0.14872 | 0.15187 | 0.1551 | 0.15839 | 0.16175
F2_Commercial_Health (ID)_Existing_Space Heating_Natural Gas_Furnace_E2 | F2 | Commercial | Health (ID) | Existing | Space Heating | Natural Gas | Furnace | E2 | RVT - Cost of Operation | 0.084965 | 0.085671 | 0.086846 | 0.088204 | 0.089761 | 0.092295 | 0.094809 | 0.097438 | 0.099745 | 0.10198 | 0.10452 | 0.10674 | 0.10921 | 0.11175 | 0.11401 | 0.11618 | 0.1181 | 0.12005 | 0.12207 | 0.12412 | 0.12618 | 0.12893 | 0.13219 | 0.135 | 0.13786 | 0.14079 | 0.14377
F2_Commercial_Health (ID)_Existing_Space Heating_Natural Gas_Furnace_E3 | F2 | Commercial | Health (ID) | Existing | Space Heating | Natural Gas | Furnace | E3 | RVT - Cost of Operation | 0.079658 | 0.08032 | 0.081421 | 0.082694 | 0.084154 | 0.086529 | 0.088886 | 0.091351 | 0.093514 | 0.095613 | 0.097992 | 0.10007 | 0.10238 | 0.10477 | 0.10689 | 0.10892 | 0.11072 | 0.11255 | 0.11445 | 0.11637 | 0.11829 | 0.12087 | 0.12393 | 0.12656 | 0.12925 | 0.13199 | 0.13479
F2_Commercial_Health (ID)_Existing_Space Heating_Natural Gas_Furnace_E4 | F2 | Commercial | Health (ID) | Existing | Space Heating | Natural Gas | Furnace | E4 | RVT - Cost of Operation | 0 | 0 | 0 | 0 | 0 | 0 | 0 | 0 | 0 | 0 | 0 | 0 | 0 | 0 | 0 | 0 | 0 | 0 | 0 | 0 | 0 | 0 | 0 | 0 | 0 | 0 | 0
F2_Commercial_Health (ID)_Existing_Space Heating_Natural Gas_Furnace_E5 | F2 | Commercial | Health (ID) | Existing | Space Heating | Natural Gas | Furnace | E5 | RVT - Cost of Operation | 0 | 0 | 0 | 0 | 0 | 0 | 0 | 0 | 0 | 0 | 0 | 0 | 0 | 0 | 0 | 0 | 0 | 0 | 0 | 0 | 0 | 0 | 0 | 0 | 0 | 0 | 0
F2_Commercial_Health (ID)_Existing_Space Heating_Natural Gas_Furnace_E6 | F2 | Commercial | Health (ID) | Existing | Space Heating | Natural Gas | Furnace | E6 | RVT - Cost of Operation | 0 | 0 | 0 | 0 | 0 | 0 | 0 | 0 | 0 | 0 | 0 | 0 | 0 | 0 | 0 | 0 | 0 | 0 | 0 | 0 | 0 | 0 | 0 | 0 | 0 | 0 | 0
F2_Commercial_Health (ID)_Existing_Space Heating_Natural Gas_Furnace_E7 | F2 | Commercial | Health (ID) | Existing | Space Heating | Natural Gas | Furnace | E7 | RVT - Cost of Operation | 0 | 0 | 0 | 0 | 0 | 0 | 0 | 0 | 0 | 0 | 0 | 0 | 0 | 0 | 0 | 0 | 0 | 0 | 0 | 0 | 0 | 0 | 0 | 0 | 0 | 0 | 0
F2_Commercial_Health (ID)_Existing_Space Heating_Natural Gas_Furnace_E8 | F2 | Commercial | Health (ID) | Existing | Space Heating | Natural Gas | Furnace | E8 | RVT - Cost of Operation | 0 | 0 | 0 | 0 | 0 | 0 | 0 | 0 | 0 | 0 | 0 | 0 | 0 | 0 | 0 | 0 | 0 | 0 | 0 | 0 | 0 | 0 | 0 | 0 | 0 | 0 | 0
F2_Commercial_Health (ID)_Existing_Space Heating_Natural Gas_Furnace_E9 | F2 | Commercial | Health (ID) | Existing | Space Heating | Natural Gas | Furnace | E9 | RVT - Cost of Operation | 0 | 0 | 0 | 0 | 0 | 0 | 0 | 0 | 0 | 0 | 0 | 0 | 0 | 0 | 0 | 0 | 0 | 0 | 0 | 0 | 0 | 0 | 0 | 0 | 0 | 0 | 0
F2_Commercial_Health (ID)_Existing_Space Heating_Natural Gas_Furnace_E10 | F2 | Commercial | Health (ID) | Existing | Space Heating | Natural Gas | Furnace | E10 | RVT - Cost of Operation | 0 | 0 | 0 | 0 | 0 | 0 | 0 | 0 | 0 | 0 | 0 | 0 | 0 | 0 | 0 | 0 | 0 | 0 | 0 | 0 | 0 | 0 | 0 | 0 | 0 | 0 | 0
F3_Commercial_Health (ID)_Existing_Space Heating_Natural Gas_Furnace_E1 | F3 | Commercial | Health (ID) | Existing | Space Heating | Natural Gas | Furnace | E1 | System - kBTUs of Consumption | 21.0357 | 20.9829 | 20.9829 | 20.9829 | 20.9829 | 20.9829 | 20.9829 | 20.9829 | 20.9829 | 20.9829 | 20.9829 | 20.9829 | 20.9829 | 20.9829 | 20.9829 | 20.9829 | 20.9829 | 20.9829 | 20.9829 | 20.9829 | 20.9829 | 20.9829 | 20.9829 | 20.9829 | 20.9829 | 20.9829 | 20.9829
F3_Commercial_Health (ID)_Existing_Space Heating_Natural Gas_Furnace_E2 | F3 | Commercial | Health (ID) | Existing | Space Heating | Natural Gas | Furnace | E2 | System - kBTUs of Consumption | 18.6978 | 18.6509 | 18.6509 | 18.6509 | 18.6509 | 18.6509 | 18.6509 | 18.6509 | 18.6509 | 18.6509 | 18.6509 | 18.6509 | 18.6509 | 18.6509 | 18.6509 | 18.6509 | 18.6509 | 18.6509 | 18.6509 | 18.6509 | 18.6509 | 18.6509 | 18.6509 | 18.6509 | 18.6509 | 18.6509 | 18.6509
F3_Commercial_Health (ID)_Existing_Space Heating_Natural Gas_Furnace_E3 | F3 | Commercial | Health (ID) | Existing | Space Heating | Natural Gas | Furnace | E3 | System - kBTUs of Consumption | 17.5298 | 17.4858 | 17.4858 | 17.4858 | 17.4858 | 17.4858 | 17.4858 | 17.4858 | 17.4858 | 17.4858 | 17.4858 | 17.4858 | 17.4858 | 17.4858 | 17.4858 | 17.4858 | 17.4858 | 17.4858 | 17.4858 | 17.4858 | 17.4858 | 17.4858 | 17.4858 | 17.4858 | 17.4858 | 17.4858 | 17.4858
F3_Commercial_Health (ID)_Existing_Space Heating_Natural Gas_Furnace_E4 | F3 | Commercial | Health (ID) | Existing | Space Heating | Natural Gas | Furnace | E4 | System - kBTUs of Consumption | 0 | 0 | 0 | 0 | 0 | 0 | 0 | 0 | 0 | 0 | 0 | 0 | 0 | 0 | 0 | 0 | 0 | 0 | 0 | 0 | 0 | 0 | 0 | 0 | 0 | 0 | 0
F3_Commercial_Health (ID)_Existing_Space Heating_Natural Gas_Furnace_E5 | F3 | Commercial | Health (ID) | Existing | Space Heating | Natural Gas | Furnace | E5 | System - kBTUs of Consumption | 0 | 0 | 0 | 0 | 0 | 0 | 0 | 0 | 0 | 0 | 0 | 0 | 0 | 0 | 0 | 0 | 0 | 0 | 0 | 0 | 0 | 0 | 0 | 0 | 0 | 0 | 0
F3_Commercial_Health (ID)_Existing_Space Heating_Natural Gas_Furnace_E6 | F3 | Commercial | Health (ID) | Existing | Space Heating | Natural Gas | Furnace | E6 | System - kBTUs of Consumption | 0 | 0 | 0 | 0 | 0 | 0 | 0 | 0 | 0 | 0 | 0 | 0 | 0 | 0 | 0 | 0 | 0 | 0 | 0 | 0 | 0 | 0 | 0 | 0 | 0 | 0 | 0
F3_Commercial_Health (ID)_Existing_Space Heating_Natural Gas_Furnace_E7 | F3 | Commercial | Health (ID) | Existing | Space Heating | Natural Gas | Furnace | E7 | System - kBTUs of Consumption | 0 | 0 | 0 | 0 | 0 | 0 | 0 | 0 | 0 | 0 | 0 | 0 | 0 | 0 | 0 | 0 | 0 | 0 | 0 | 0 | 0 | 0 | 0 | 0 | 0 | 0 | 0
F3_Commercial_Health (ID)_Existing_Space Heating_Natural Gas_Furnace_E8 | F3 | Commercial | Health (ID) | Existing | Space Heating | Natural Gas | Furnace | E8 | System - kBTUs of Consumption | 0 | 0 | 0 | 0 | 0 | 0 | 0 | 0 | 0 | 0 | 0 | 0 | 0 | 0 | 0 | 0 | 0 | 0 | 0 | 0 | 0 | 0 | 0 | 0 | 0 | 0 | 0
F3_Commercial_Health (ID)_Existing_Space Heating_Natural Gas_Furnace_E9 | F3 | Commercial | Health (ID) | Existing | Space Heating | Natural Gas | Furnace | E9 | System - kBTUs of Consumption | 0 | 0 | 0 | 0 | 0 | 0 | 0 | 0 | 0 | 0 | 0 | 0 | 0 | 0 | 0 | 0 | 0 | 0 | 0 | 0 | 0 | 0 | 0 | 0 | 0 | 0 | 0
F3_Commercial_Health (ID)_Existing_Space Heating_Natural Gas_Furnace_E10 | F3 | Commercial | Health (ID) | Existing | Space Heating | Natural Gas | Furnace | E10 | System - kBTUs of Consumption | 0 | 0 | 0 | 0 | 0 | 0 | 0 | 0 | 0 | 0 | 0 | 0 | 0 | 0 | 0 | 0 | 0 | 0 | 0 | 0 | 0 | 0 | 0 | 0 | 0 | 0 | 0
F4_Commercial_Health (ID)_Existing_Space Heating_Natural Gas_Furnace_E1 | F4 | Commercial | Health (ID) | Existing | Space Heating | Natural Gas | Furnace | E1 | Utility - Cost of Equipment | 0.081941 | 0.081941 | 0.081941 | 0.081941 | 0.081941 | 0.081941 | 0.081941 | 0.081941 | 0.081941 | 0.081941 | 0.081941 | 0.081941 | 0.081941 | 0.081941 | 0.081941 | 0.081941 | 0.081941 | 0.081941 | 0.081941 | 0.081941 | 0.081941 | 0.081941 | 0.081941 | 0.081941 | 0.081941 | 0.081941 | 0.081941
F4_Commercial_Health (ID)_Existing_Space Heating_Natural Gas_Furnace_E2 | F4 | Commercial | Health (ID) | Existing | Space Heating | Natural Gas | Furnace | E2 | Utility - Cost of Equipment | 0.16562 | 0.16562 | 0.16562 | 0.16562 | 0.16562 | 0.16562 | 0.16562 | 0.16562 | 0.16562 | 0.16562 | 0.16562 | 0.16562 | 0.16562 | 0.16562 | 0.16562 | 0.16562 | 0.16562 | 0.16562 | 0.16562 | 0.16562 | 0.16562 | 0.16562 | 0.16562 | 0.16562 | 0.16562 | 0.16562 | 0.16562
F4_Commercial_Health (ID)_Existing_Space Heating_Natural Gas_Furnace_E3 | F4 | Commercial | Health (ID) | Existing | Space Heating | Natural Gas | Furnace | E3 | Utility - Cost of Equipment | 0.10068 | 0.10068 | 0.10068 | 0.10068 | 0.10068 | 0.10068 | 0.10068 | 0.10068 | 0.10068 | 0.10068 | 0.10068 | 0.10068 | 0.10068 | 0.10068 | 0.10068 | 0.10068 | 0.10068 | 0.10068 | 0.10068 | 0.10068 | 0.10068 | 0.10068 | 0.10068 | 0.10068 | 0.10068 | 0.10068 | 0.10068
F4_Commercial_Health (ID)_Existing_Space Heating_Natural Gas_Furnace_E4 | F4 | Commercial | Health (ID) | Existing | Space Heating | Natural Gas | Furnace | E4 | Utility - Cost of Equipment | 0 | 0 | 0 | 0 | 0 | 0 | 0 | 0 | 0 | 0 | 0 | 0 | 0 | 0 | 0 | 0 | 0 | 0 | 0 | 0 | 0 | 0 | 0 | 0 | 0 | 0 | 0
F4_Commercial_Health (ID)_Existing_Space Heating_Natural Gas_Furnace_E5 | F4 | Commercial | Health (ID) | Existing | Space Heating | Natural Gas | Furnace | E5 | Utility - Cost of Equipment | 0 | 0 | 0 | 0 | 0 | 0 | 0 | 0 | 0 | 0 | 0 | 0 | 0 | 0 | 0 | 0 | 0 | 0 | 0 | 0 | 0 | 0 | 0 | 0 | 0 | 0 | 0
F4_Commercial_Health (ID)_Existing_Space Heating_Natural Gas_Furnace_E6 | F4 | Commercial | Health (ID) | Existing | Space Heating | Natural Gas | Furnace | E6 | Utility - Cost of Equipment | 0 | 0 | 0 | 0 | 0 | 0 | 0 | 0 | 0 | 0 | 0 | 0 | 0 | 0 | 0 | 0 | 0 | 0 | 0 | 0 | 0 | 0 | 0 | 0 | 0 | 0 | 0
F4_Commercial_Health (ID)_Existing_Space Heating_Natural Gas_Furnace_E7 | F4 | Commercial | Health (ID) | Existing | Space Heating | Natural Gas | Furnace | E7 | Utility - Cost of Equipment | 0 | 0 | 0 | 0 | 0 | 0 | 0 | 0 | 0 | 0 | 0 | 0 | 0 | 0 | 0 | 0 | 0 | 0 | 0 | 0 | 0 | 0 | 0 | 0 | 0 | 0 | 0
F4_Commercial_Health (ID)_Existing_Space Heating_Natural Gas_Furnace_E8 | F4 | Commercial | Health (ID) | Existing | Space Heating | Natural Gas | Furnace | E8 | Utility - Cost of Equipment | 0 | 0 | 0 | 0 | 0 | 0 | 0 | 0 | 0 | 0 | 0 | 0 | 0 | 0 | 0 | 0 | 0 | 0 | 0 | 0 | 0 | 0 | 0 | 0 | 0 | 0 | 0
F4_Commercial_Health (ID)_Existing_Space Heating_Natural Gas_Furnace_E9 | F4 | Commercial | Health (ID) | Existing | Space Heating | Natural Gas | Furnace | E9 | Utility - Cost of Equipment | 0 | 0 | 0 | 0 | 0 | 0 | 0 | 0 | 0 | 0 | 0 | 0 | 0 | 0 | 0 | 0 | 0 | 0 | 0 | 0 | 0 | 0 | 0 | 0 | 0 | 0 | 0
F4_Commercial_Health (ID)_Existing_Space Heating_Natural Gas_Furnace_E10 | F4 | Commercial | Health (ID) | Existing | Space Heating | Natural Gas | Furnace | E10 | Utility - Cost of Equipment | 0 | 0 | 0 | 0 | 0 | 0 | 0 | 0 | 0 | 0 | 0 | 0 | 0 | 0 | 0 | 0 | 0 | 0 | 0 | 0 | 0 | 0 | 0 | 0 | 0 | 0 | 0
F5_Commercial_Health (ID)_Existing_Space Heating_Natural Gas_Furnace_E1 | F5 | Commercial | Health (ID) | Existing | Space Heating | Natural Gas | Furnace | E1 | Utility - Cost of Operation | 0.081893 | 0.083083 | 0.084771 | 0.086697 | 0.088881 | 0.09206 | 0.095305 | 0.098749 | 0.10199 | 0.10528 | 0.10815 | 0.11075 | 0.11364 | 0.11663 | 0.11937 | 0.12205 | 0.12451 | 0.12704 | 0.12969 | 0.13242 | 0.13519 | 0.13814 | 0.14164 | 0.14464 | 0.14771 | 0.15085 | 0.15405
F5_Commercial_Health (ID)_Existing_Space Heating_Natural Gas_Furnace_E2 | F5 | Commercial | Health (ID) | Existing | Space Heating | Natural Gas | Furnace | E2 | Utility - Cost of Operation | 0.072791 | 0.073849 | 0.075349 | 0.077061 | 0.079003 | 0.081828 | 0.084713 | 0.087774 | 0.090655 | 0.093576 | 0.096133 | 0.098443 | 0.10101 | 0.10367 | 0.1061 | 0.10849 | 0.11067 | 0.11292 | 0.11528 | 0.1177 | 0.12017 | 0.12279 | 0.12589 | 0.12857 | 0.1313 | 0.13408 | 0.13693
F5_Commercial_Health (ID)_Existing_Space Heating_Natural Gas_Furnace_E3 | F5 | Commercial | Health (ID) | Existing | Space Heating | Natural Gas | Furnace | E3 | Utility - Cost of Operation | 0.068244 | 0.069236 | 0.070642 | 0.072247 | 0.074068 | 0.076717 | 0.079421 | 0.08229 | 0.084992 | 0.08773 | 0.090127 | 0.092293 | 0.094698 | 0.097191 | 0.099474 | 0.10171 | 0.10375 | 0.10587 | 0.10808 | 0.11035 | 0.11266 | 0.11512 | 0.11803 | 0.12054 | 0.12309 | 0.12571 | 0.12837
F5_Commercial_Health (ID)_Existing_Space Heating_Natural Gas_Furnace_E4 | F5 | Commercial | Health (ID) | Existing | Space Heating | Natural Gas | Furnace | E4 | Utility - Cost of Operation | 0 | 0 | 0 | 0 | 0 | 0 | 0 | 0 | 0 | 0 | 0 | 0 | 0 | 0 | 0 | 0 | 0 | 0 | 0 | 0 | 0 | 0 | 0 | 0 | 0 | 0 | 0
F5_Commercial_Health (ID)_Existing_Space Heating_Natural Gas_Furnace_E5 | F5 | Commercial | Health (ID) | Existing | Space Heating | Natural Gas | Furnace | E5 | Utility - Cost of Operation | 0 | 0 | 0 | 0 | 0 | 0 | 0 | 0 | 0 | 0 | 0 | 0 | 0 | 0 | 0 | 0 | 0 | 0 | 0 | 0 | 0 | 0 | 0 | 0 | 0 | 0 | 0
F5_Commercial_Health (ID)_Existing_Space Heating_Natural Gas_Furnace_E6 | F5 | Commercial | Health (ID) | Existing | Space Heating | Natural Gas | Furnace | E6 | Utility - Cost of Operation | 0 | 0 | 0 | 0 | 0 | 0 | 0 | 0 | 0 | 0 | 0 | 0 | 0 | 0 | 0 | 0 | 0 | 0 | 0 | 0 | 0 | 0 | 0 | 0 | 0 | 0 | 0
F5_Commercial_Health (ID)_Existing_Space Heating_Natural Gas_Furnace_E7 | F5 | Commercial | Health (ID) | Existing | Space Heating | Natural Gas | Furnace | E7 | Utility - Cost of Operation | 0 | 0 | 0 | 0 | 0 | 0 | 0 | 0 | 0 | 0 | 0 | 0 | 0 | 0 | 0 | 0 | 0 | 0 | 0 | 0 | 0 | 0 | 0 | 0 | 0 | 0 | 0
F5_Commercial_Health (ID)_Existing_Space Heating_Natural Gas_Furnace_E8 | F5 | Commercial | Health (ID) | Existing | Space Heating | Natural Gas | Furnace | E8 | Utility - Cost of Operation | 0 | 0 | 0 | 0 | 0 | 0 | 0 | 0 | 0 | 0 | 0 | 0 | 0 | 0 | 0 | 0 | 0 | 0 | 0 | 0 | 0 | 0 | 0 | 0 | 0 | 0 | 0
F5_Commercial_Health (ID)_Existing_Space Heating_Natural Gas_Furnace_E9 | F5 | Commercial | Health (ID) | Existing | Space Heating | Natural Gas | Furnace | E9 | Utility - Cost of Operation | 0 | 0 | 0 | 0 | 0 | 0 | 0 | 0 | 0 | 0 | 0 | 0 | 0 | 0 | 0 | 0 | 0 | 0 | 0 | 0 | 0 | 0 | 0 | 0 | 0 | 0 | 0
F5_Commercial_Health (ID)_Existing_Space Heating_Natural Gas_Furnace_E10 | F5 | Commercial | Health (ID) | Existing | Space Heating | Natural Gas | Furnace | E10 | Utility - Cost of Operation | 0 | 0 | 0 | 0 | 0 | 0 | 0 | 0 | 0 | 0 | 0 | 0 | 0 | 0 | 0 | 0 | 0 | 0 | 0 | 0 | 0 | 0 | 0 | 0 | 0 | 0 | 0
F6_Commercial_Health (ID)_Existing_Space Heating_Natural Gas_Furnace_E1 | F6 | Commercial | Health (ID) | Existing | Space Heating | Natural Gas | Furnace | E1 | Utility - Value of Sales | 0.095589 | 0.096384 | 0.097705 | 0.099233 | 0.10098 | 0.10383 | 0.10666 | 0.10962 | 0.11222 | 0.11474 | 0.11759 | 0.12008 | 0.12286 | 0.12572 | 0.12827 | 0.13071 | 0.13286 | 0.13506 | 0.13734 | 0.13964 | 0.14195 | 0.14505 | 0.14872 | 0.15187 | 0.1551 | 0.15839 | 0.16175
F6_Commercial_Health (ID)_Existing_Space Heating_Natural Gas_Furnace_E2 | F6 | Commercial | Health (ID) | Existing | Space Heating | Natural Gas | Furnace | E2 | Utility - Value of Sales | 0.084965 | 0.085671 | 0.086846 | 0.088204 | 0.089761 | 0.092295 | 0.094809 | 0.097438 | 0.099745 | 0.10198 | 0.10452 | 0.10674 | 0.10921 | 0.11175 | 0.11401 | 0.11618 | 0.1181 | 0.12005 | 0.12207 | 0.12412 | 0.12618 | 0.12893 | 0.13219 | 0.135 | 0.13786 | 0.14079 | 0.14377
F6_Commercial_Health (ID)_Existing_Space Heating_Natural Gas_Furnace_E3 | F6 | Commercial | Health (ID) | Existing | Space Heating | Natural Gas | Furnace | E3 | Utility - Value of Sales | 0.079658 | 0.08032 | 0.081421 | 0.082694 | 0.084154 | 0.086529 | 0.088886 | 0.091351 | 0.093514 | 0.095613 | 0.097992 | 0.10007 | 0.10238 | 0.10477 | 0.10689 | 0.10892 | 0.11072 | 0.11255 | 0.11445 | 0.11637 | 0.11829 | 0.12087 | 0.12393 | 0.12656 | 0.12925 | 0.13199 | 0.13479
F6_Commercial_Health (ID)_Existing_Space Heating_Natural Gas_Furnace_E4 | F6 | Commercial | Health (ID) | Existing | Space Heating | Natural Gas | Furnace | E4 | Utility - Value of Sales | 0 | 0 | 0 | 0 | 0 | 0 | 0 | 0 | 0 | 0 | 0 | 0 | 0 | 0 | 0 | 0 | 0 | 0 | 0 | 0 | 0 | 0 | 0 | 0 | 0 | 0 | 0
F6_Commercial_Health (ID)_Existing_Space Heating_Natural Gas_Furnace_E5 | F6 | Commercial | Health (ID) | Existing | Space Heating | Natural Gas | Furnace | E5 | Utility - Value of Sales | 0 | 0 | 0 | 0 | 0 | 0 | 0 | 0 | 0 | 0 | 0 | 0 | 0 | 0 | 0 | 0 | 0 | 0 | 0 | 0 | 0 | 0 | 0 | 0 | 0 | 0 | 0
F6_Commercial_Health (ID)_Existing_Space Heating_Natural Gas_Furnace_E6 | F6 | Commercial | Health (ID) | Existing | Space Heating | Natural Gas | Furnace | E6 | Utility - Value of Sales | 0 | 0 | 0 | 0 | 0 | 0 | 0 | 0 | 0 | 0 | 0 | 0 | 0 | 0 | 0 | 0 | 0 | 0 | 0 | 0 | 0 | 0 | 0 | 0 | 0 | 0 | 0
F6_Commercial_Health (ID)_Existing_Space Heating_Natural Gas_Furnace_E7 | F6 | Commercial | Health (ID) | Existing | Space Heating | Natural Gas | Furnace | E7 | Utility - Value of Sales | 0 | 0 | 0 | 0 | 0 | 0 | 0 | 0 | 0 | 0 | 0 | 0 | 0 | 0 | 0 | 0 | 0 | 0 | 0 | 0 | 0 | 0 | 0 | 0 | 0 | 0 | 0
F6_Commercial_Health (ID)_Existing_Space Heating_Natural Gas_Furnace_E8 | F6 | Commercial | Health (ID) | Existing | Space Heating | Natural Gas | Furnace | E8 | Utility - Value of Sales | 0 | 0 | 0 | 0 | 0 | 0 | 0 | 0 | 0 | 0 | 0 | 0 | 0 | 0 | 0 | 0 | 0 | 0 | 0 | 0 | 0 | 0 | 0 | 0 | 0 | 0 | 0
F6_Commercial_Health (ID)_Existing_Space Heating_Natural Gas_Furnace_E9 | F6 | Commercial | Health (ID) | Existing | Space Heating | Natural Gas | Furnace | E9 | Utility - Value of Sales | 0 | 0 | 0 | 0 | 0 | 0 | 0 | 0 | 0 | 0 | 0 | 0 | 0 | 0 | 0 | 0 | 0 | 0 | 0 | 0 | 0 | 0 | 0 | 0 | 0 | 0 | 0
F6_Commercial_Health (ID)_Existing_Space Heating_Natural Gas_Furnace_E10 | F6 | Commercial | Health (ID) | Existing | Space Heating | Natural Gas | Furnace | E10 | Utility - Value of Sales | 0 | 0 | 0 | 0 | 0 | 0 | 0 | 0 | 0 | 0 | 0 | 0 | 0 | 0 | 0 | 0 | 0 | 0 | 0 | 0 | 0 | 0 | 0 | 0 | 0 | 0 | 0
F1_Commercial_Health (ID)_Existing_Space Heating_Natural Gas_Boiler_E1 | F1 | Commercial | Health (ID) | Existing | Space Heating | Natural Gas | Boiler | E1 | RVT - Cost of Equipment | 0.15373 | 0.15373 | 0.15373 | 0.15373 | 0.15373 | 0.15373 | 0.15373 | 0.15373 | 0.15373 | 0.15373 | 0.15373 | 0.15373 | 0.15373 | 0.15373 | 0.15373 | 0.15373 | 0.15373 | 0.15373 | 0.15373 | 0.15373 | 0.15373 | 0.15373 | 0.15373 | 0.15373 | 0.15373 | 0.15373 | 0.15373
F1_Commercial_Health (ID)_Existing_Space Heating_Natural Gas_Boiler_E2 | F1 | Commercial | Health (ID) | Existing | Space Heating | Natural Gas | Boiler | E2 | RVT - Cost of Equipment | 0.16018 | 0.16018 | 0.16018 | 0.16018 | 0.16018 | 0.16018 | 0.16018 | 0.16018 | 0.16018 | 0.16018 | 0.16018 | 0.16018 | 0.16018 | 0.16018 | 0.16018 | 0.16018 | 0.16018 | 0.16018 | 0.16018 | 0.16018 | 0.16018 | 0.16018 | 0.16018 | 0.16018 | 0.16018 | 0.16018 | 0.16018
F1_Commercial_Health (ID)_Existing_Space Heating_Natural Gas_Boiler_E3 | F1 | Commercial | Health (ID) | Existing | Space Heating | Natural Gas | Boiler | E3 | RVT - Cost of Equipment | 0.14954 | 0.14954 | 0.14954 | 0.14954 | 0.14954 | 0.14954 | 0.14954 | 0.14954 | 0.14954 | 0.14954 | 0.14954 | 0.14954 | 0.14954 | 0.14954 | 0.14954 | 0.14954 | 0.14954 | 0.14954 | 0.14954 | 0.14954 | 0.14954 | 0.14954 | 0.14954 | 0.14954 | 0.14954 | 0.14954 | 0.14954
F1_Commercial_Health (ID)_Existing_Space Heating_Natural Gas_Boiler_E4 | F1 | Commercial | Health (ID) | Existing | Space Heating | Natural Gas | Boiler | E4 | RVT - Cost of Equipment | 1.2332 | 1.2332 | 1.2332 | 1.2332 | 1.2332 | 1.2332 | 1.2332 | 1.2332 | 1.2332 | 1.2332 | 1.2332 | 1.2332 | 1.2332 | 1.2332 | 1.2332 | 1.2332 | 1.2332 | 1.2332 | 1.2332 | 1.2332 | 1.2332 | 1.2332 | 1.2332 | 1.2332 | 1.2332 | 1.2332 | 1.2332
F1_Commercial_Health (ID)_Existing_Space Heating_Natural Gas_Boiler_E5 | F1 | Commercial | Health (ID) | Existing | Space Heating | Natural Gas | Boiler | E5 | RVT - Cost of Equipment | 0 | 0 | 0 | 0 | 0 | 0 | 0 | 0 | 0 | 0 | 0 | 0 | 0 | 0 | 0 | 0 | 0 | 0 | 0 | 0 | 0 | 0 | 0 | 0 | 0 | 0 | 0
F1_Commercial_Health (ID)_Existing_Space Heating_Natural Gas_Boiler_E6 | F1 | Commercial | Health (ID) | Existing | Space Heating | Natural Gas | Boiler | E6 | RVT - Cost of Equipment | 0 | 0 | 0 | 0 | 0 | 0 | 0 | 0 | 0 | 0 | 0 | 0 | 0 | 0 | 0 | 0 | 0 | 0 | 0 | 0 | 0 | 0 | 0 | 0 | 0 | 0 | 0
F1_Commercial_Health (ID)_Existing_Space Heating_Natural Gas_Boiler_E7 | F1 | Commercial | Health (ID) | Existing | Space Heating | Natural Gas | Boiler | E7 | RVT - Cost of Equipment | 0 | 0 | 0 | 0 | 0 | 0 | 0 | 0 | 0 | 0 | 0 | 0 | 0 | 0 | 0 | 0 | 0 | 0 | 0 | 0 | 0 | 0 | 0 | 0 | 0 | 0 | 0
F1_Commercial_Health (ID)_Existing_Space Heating_Natural Gas_Boiler_E8 | F1 | Commercial | Health (ID) | Existing | Space Heating | Natural Gas | Boiler | E8 | RVT - Cost of Equipment | 0 | 0 | 0 | 0 | 0 | 0 | 0 | 0 | 0 | 0 | 0 | 0 | 0 | 0 | 0 | 0 | 0 | 0 | 0 | 0 | 0 | 0 | 0 | 0 | 0 | 0 | 0
F1_Commercial_Health (ID)_Existing_Space Heating_Natural Gas_Boiler_E9 | F1 | Commercial | Health (ID) | Existing | Space Heating | Natural Gas | Boiler | E9 | RVT - Cost of Equipment | 0 | 0 | 0 | 0 | 0 | 0 | 0 | 0 | 0 | 0 | 0 | 0 | 0 | 0 | 0 | 0 | 0 | 0 | 0 | 0 | 0 | 0 | 0 | 0 | 0 | 0 | 0
F1_Commercial_Health (ID)_Existing_Space Heating_Natural Gas_Boiler_E10 | F1 | Commercial | Health (ID) | Existing | Space Heating | Natural Gas | Boiler | E10 | RVT - Cost of Equipment | 0 | 0 | 0 | 0 | 0 | 0 | 0 | 0 | 0 | 0 | 0 | 0 | 0 | 0 | 0 | 0 | 0 | 0 | 0 | 0 | 0 | 0 | 0 | 0 | 0 | 0 | 0
F2_Commercial_Health (ID)_Existing_Space Heating_Natural Gas_Boiler_E1 | F2 | Commercial | Health (ID) | Existing | Space Heating | Natural Gas | Boiler | E1 | RVT - Cost of Operation | 0.23071 | 0.23349 | 0.23716 | 0.24117 | 0.24554 | 0.25171 | 0.25789 | 0.26435 | 0.2703 | 0.27621 | 0.28274 | 0.28878 | 0.29533 | 0.302 | 0.30821 | 0.3143 | 0.31998 | 0.32576 | 0.33173 | 0.33779 | 0.3439 | 0.3513 | 0.35962 | 0.36709 | 0.37464 | 0.38041 | 0.38561
F2_Commercial_Health (ID)_Existing_Space Heating_Natural Gas_Boiler_E2 | F2 | Commercial | Health (ID) | Existing | Space Heating | Natural Gas | Boiler | E2 | RVT - Cost of Operation | 0.21714 | 0.21975 | 0.22321 | 0.22698 | 0.23109 | 0.2369 | 0.24271 | 0.24879 | 0.2544 | 0.25995 | 0.2661 | 0.27179 | 0.27795 | 0.28423 | 0.29008 | 0.29581 | 0.30115 | 0.3066 | 0.31221 | 0.31792 | 0.32367 | 0.33063 | 0.33846 | 0.34549 | 0.3526 | 0.35803 | 0.36292
F2_Commercial_Health (ID)_Existing_Space Heating_Natural Gas_Boiler_E3 | F2 | Commercial | Health (ID) | Existing | Space Heating | Natural Gas | Boiler | E3 | RVT - Cost of Operation | 0.19027 | 0.19256 | 0.19559 | 0.1989 | 0.2025 | 0.20759 | 0.21269 | 0.21801 | 0.22292 | 0.2278 | 0.23318 | 0.23817 | 0.24356 | 0.24907 | 0.25419 | 0.25922 | 0.26389 | 0.26867 | 0.27359 | 0.27859 | 0.28363 | 0.28973 | 0.29659 | 0.30275 | 0.30898 | 0.31374 | 0.31802
F2_Commercial_Health (ID)_Existing_Space Heating_Natural Gas_Boiler_E4 | F2 | Commercial | Health (ID) | Existing | Space Heating | Natural Gas | Boiler | E4 | RVT - Cost of Operation | 0.12021 | 0.12121 | 0.12287 | 0.12479 | 0.12699 | 0.13058 | 0.13414 | 0.13786 | 0.14112 | 0.14429 | 0.14788 | 0.15101 | 0.15451 | 0.1581 | 0.1613 | 0.16438 | 0.16708 | 0.16985 | 0.17271 | 0.17561 | 0.17851 | 0.18241 | 0.18702 | 0.19099 | 0.19505 | 0.19919 | 0.20341
F2_Commercial_Health (ID)_Existing_Space Heating_Natural Gas_Boiler_E5 | F2 | Commercial | Health (ID) | Existing | Space Heating | Natural Gas | Boiler | E5 | RVT - Cost of Operation | 0 | 0 | 0 | 0 | 0 | 0 | 0 | 0 | 0 | 0 | 0 | 0 | 0 | 0 | 0 | 0 | 0 | 0 | 0 | 0 | 0 | 0 | 0 | 0 | 0 | 0 | 0
F2_Commercial_Health (ID)_Existing_Space Heating_Natural Gas_Boiler_E6 | F2 | Commercial | Health (ID) | Existing | Space Heating | Natural Gas | Boiler | E6 | RVT - Cost of Operation | 0 | 0 | 0 | 0 | 0 | 0 | 0 | 0 | 0 | 0 | 0 | 0 | 0 | 0 | 0 | 0 | 0 | 0 | 0 | 0 | 0 | 0 | 0 | 0 | 0 | 0 | 0
F2_Commercial_Health (ID)_Existing_Space Heating_Natural Gas_Boiler_E7 | F2 | Commercial | Health (ID) | Existing | Space Heating | Natural Gas | Boiler | E7 | RVT - Cost of Operation | 0 | 0 | 0 | 0 | 0 | 0 | 0 | 0 | 0 | 0 | 0 | 0 | 0 | 0 | 0 | 0 | 0 | 0 | 0 | 0 | 0 | 0 | 0 | 0 | 0 | 0 | 0
F2_Commercial_Health (ID)_Existing_Space Heating_Natural Gas_Boiler_E8 | F2 | Commercial | Health (ID) | Existing | Space Heating | Natural Gas | Boiler | E8 | RVT - Cost of Operation | 0 | 0 | 0 | 0 | 0 | 0 | 0 | 0 | 0 | 0 | 0 | 0 | 0 | 0 | 0 | 0 | 0 | 0 | 0 | 0 | 0 | 0 | 0 | 0 | 0 | 0 | 0
F2_Commercial_Health (ID)_Existing_Space Heating_Natural Gas_Boiler_E9 | F2 | Commercial | Health (ID) | Existing | Space Heating | Natural Gas | Boiler | E9 | RVT - Cost of Operation | 0 | 0 | 0 | 0 | 0 | 0 | 0 | 0 | 0 | 0 | 0 | 0 | 0 | 0 | 0 | 0 | 0 | 0 | 0 | 0 | 0 | 0 | 0 | 0 | 0 | 0 | 0
F2_Commercial_Health (ID)_Existing_Space Heating_Natural Gas_Boiler_E10 | F2 | Commercial | Health (ID) | Existing | Space Heating | Natural Gas | Boiler | E10 | RVT - Cost of Operation | 0 | 0 | 0 | 0 | 0 | 0 | 0 | 0 | 0 | 0 | 0 | 0 | 0 | 0 | 0 | 0 | 0 | 0 | 0 | 0 | 0 | 0 | 0 | 0 | 0 | 0 | 0
F3_Commercial_Health (ID)_Existing_Space Heating_Natural Gas_Boiler_E1 | F3 | Commercial | Health (ID) | Existing | Space Heating | Natural Gas | Boiler | E1 | System - kBTUs of Consumption | 45.3967 | 45.3385 | 45.3385 | 45.3385 | 45.3385 | 45.3385 | 45.3385 | 45.3385 | 45.3385 | 45.3385 | 45.3385 | 45.3385 | 45.3385 | 45.3385 | 45.3385 | 45.3385 | 45.3385 | 45.3385 | 45.3385 | 45.3385 | 45.3385 | 45.3385 | 45.3385 | 45.3385 | 45.3385 | 44.7788 | 44.0791
F3_Commercial_Health (ID)_Existing_Space Heating_Natural Gas_Boiler_E2 | F3 | Commercial | Health (ID) | Existing | Space Heating | Natural Gas | Boiler | E2 | System - kBTUs of Consumption | 42.7257 | 42.671 | 42.671 | 42.671 | 42.671 | 42.671 | 42.671 | 42.671 | 42.671 | 42.671 | 42.671 | 42.671 | 42.671 | 42.671 | 42.671 | 42.671 | 42.671 | 42.671 | 42.671 | 42.671 | 42.671 | 42.671 | 42.671 | 42.671 | 42.671 | 42.1442 | 41.4857
F3_Commercial_Health (ID)_Existing_Space Heating_Natural Gas_Boiler_E3 | F3 | Commercial | Health (ID) | Existing | Space Heating | Natural Gas | Boiler | E3 | System - kBTUs of Consumption | 37.44 | 37.3921 | 37.3921 | 37.3921 | 37.3921 | 37.3921 | 37.3921 | 37.3921 | 37.3921 | 37.3921 | 37.3921 | 37.3921 | 37.3921 | 37.3921 | 37.3921 | 37.3921 | 37.3921 | 37.3921 | 37.3921 | 37.3921 | 37.3921 | 37.3921 | 37.3921 | 37.3921 | 37.3921 | 36.9304 | 36.3534
F3_Commercial_Health (ID)_Existing_Space Heating_Natural Gas_Boiler_E4 | F3 | Commercial | Health (ID) | Existing | Space Heating | Natural Gas | Boiler | E4 | System - kBTUs of Consumption | 26.4539 | 26.3875 | 26.3875 | 26.3875 | 26.3875 | 26.3875 | 26.3875 | 26.3875 | 26.3875 | 26.3875 | 26.3875 | 26.3875 | 26.3875 | 26.3875 | 26.3875 | 26.3875 | 26.3875 | 26.3875 | 26.3875 | 26.3875 | 26.3875 | 26.3875 | 26.3875 | 26.3875 | 26.3875 | 26.3875 | 26.3875
F3_Commercial_Health (ID)_Existing_Space Heating_Natural Gas_Boiler_E5 | F3 | Commercial | Health (ID) | Existing | Space Heating | Natural Gas | Boiler | E5 | System - kBTUs of Consumption | 0 | 0 | 0 | 0 | 0 | 0 | 0 | 0 | 0 | 0 | 0 | 0 | 0 | 0 | 0 | 0 | 0 | 0 | 0 | 0 | 0 | 0 | 0 | 0 | 0 | 0 | 0
F3_Commercial_Health (ID)_Existing_Space Heating_Natural Gas_Boiler_E6 | F3 | Commercial | Health (ID) | Existing | Space Heating | Natural Gas | Boiler | E6 | System - kBTUs of Consumption | 0 | 0 | 0 | 0 | 0 | 0 | 0 | 0 | 0 | 0 | 0 | 0 | 0 | 0 | 0 | 0 | 0 | 0 | 0 | 0 | 0 | 0 | 0 | 0 | 0 | 0 | 0
F3_Commercial_Health (ID)_Existing_Space Heating_Natural Gas_Boiler_E7 | F3 | Commercial | Health (ID) | Existing | Space Heating | Natural Gas | Boiler | E7 | System - kBTUs of Consumption | 0 | 0 | 0 | 0 | 0 | 0 | 0 | 0 | 0 | 0 | 0 | 0 | 0 | 0 | 0 | 0 | 0 | 0 | 0 | 0 | 0 | 0 | 0 | 0 | 0 | 0 | 0
F3_Commercial_Health (ID)_Existing_Space Heating_Natural Gas_Boiler_E8 | F3 | Commercial | Health (ID) | Existing | Space Heating | Natural Gas | Boiler | E8 | System - kBTUs of Consumption | 0 | 0 | 0 | 0 | 0 | 0 | 0 | 0 | 0 | 0 | 0 | 0 | 0 | 0 | 0 | 0 | 0 | 0 | 0 | 0 | 0 | 0 | 0 | 0 | 0 | 0 | 0
F3_Commercial_Health (ID)_Existing_Space Heating_Natural Gas_Boiler_E9 | F3 | Commercial | Health (ID) | Existing | Space Heating | Natural Gas | Boiler | E9 | System - kBTUs of Consumption | 0 | 0 | 0 | 0 | 0 | 0 | 0 | 0 | 0 | 0 | 0 | 0 | 0 | 0 | 0 | 0 | 0 | 0 | 0 | 0 | 0 | 0 | 0 | 0 | 0 | 0 | 0
F3_Commercial_Health (ID)_Existing_Space Heating_Natural Gas_Boiler_E10 | F3 | Commercial | Health (ID) | Existing | Space Heating | Natural Gas | Boiler | E10 | System - kBTUs of Consumption | 0 | 0 | 0 | 0 | 0 | 0 | 0 | 0 | 0 | 0 | 0 | 0 | 0 | 0 | 0 | 0 | 0 | 0 | 0 | 0 | 0 | 0 | 0 | 0 | 0 | 0 | 0
F4_Commercial_Health (ID)_Existing_Space Heating_Natural Gas_Boiler_E1 | F4 | Commercial | Health (ID) | Existing | Space Heating | Natural Gas | Boiler | E1 | Utility - Cost of Equipment | 0.15373 | 0.15373 | 0.15373 | 0.15373 | 0.15373 | 0.15373 | 0.15373 | 0.15373 | 0.15373 | 0.15373 | 0.15373 | 0.15373 | 0.15373 | 0.15373 | 0.15373 | 0.15373 | 0.15373 | 0.15373 | 0.15373 | 0.15373 | 0.15373 | 0.15373 | 0.15373 | 0.15373 | 0.15373 | 0.15373 | 0.15373
F4_Commercial_Health (ID)_Existing_Space Heating_Natural Gas_Boiler_E2 | F4 | Commercial | Health (ID) | Existing | Space Heating | Natural Gas | Boiler | E2 | Utility - Cost of Equipment | 0.16018 | 0.16018 | 0.16018 | 0.16018 | 0.16018 | 0.16018 | 0.16018 | 0.16018 | 0.16018 | 0.16018 | 0.16018 | 0.16018 | 0.16018 | 0.16018 | 0.16018 | 0.16018 | 0.16018 | 0.16018 | 0.16018 | 0.16018 | 0.16018 | 0.16018 | 0.16018 | 0.16018 | 0.16018 | 0.16018 | 0.16018
F4_Commercial_Health (ID)_Existing_Space Heating_Natural Gas_Boiler_E3 | F4 | Commercial | Health (ID) | Existing | Space Heating | Natural Gas | Boiler | E3 | Utility - Cost of Equipment | 0.14954 | 0.14954 | 0.14954 | 0.14954 | 0.14954 | 0.14954 | 0.14954 | 0.14954 | 0.14954 | 0.14954 | 0.14954 | 0.14954 | 0.14954 | 0.14954 | 0.14954 | 0.14954 | 0.14954 | 0.14954 | 0.14954 | 0.14954 | 0.14954 | 0.14954 | 0.14954 | 0.14954 | 0.14954 | 0.14954 | 0.14954
F4_Commercial_Health (ID)_Existing_Space Heating_Natural Gas_Boiler_E4 | F4 | Commercial | Health (ID) | Existing | Space Heating | Natural Gas | Boiler | E4 | Utility - Cost of Equipment | 1.2332 | 1.2332 | 1.2332 | 1.2332 | 1.2332 | 1.2332 | 1.2332 | 1.2332 | 1.2332 | 1.2332 | 1.2332 | 1.2332 | 1.2332 | 1.2332 | 1.2332 | 1.2332 | 1.2332 | 1.2332 | 1.2332 | 1.2332 | 1.2332 | 1.2332 | 1.2332 | 1.2332 | 1.2332 | 1.2332 | 1.2332
F4_Commercial_Health (ID)_Existing_Space Heating_Natural Gas_Boiler_E5 | F4 | Commercial | Health (ID) | Existing | Space Heating | Natural Gas | Boiler | E5 | Utility - Cost of Equipment | 0 | 0 | 0 | 0 | 0 | 0 | 0 | 0 | 0 | 0 | 0 | 0 | 0 | 0 | 0 | 0 | 0 | 0 | 0 | 0 | 0 | 0 | 0 | 0 | 0 | 0 | 0
F4_Commercial_Health (ID)_Existing_Space Heating_Natural Gas_Boiler_E6 | F4 | Commercial | Health (ID) | Existing | Space Heating | Natural Gas | Boiler | E6 | Utility - Cost of Equipment | 0 | 0 | 0 | 0 | 0 | 0 | 0 | 0 | 0 | 0 | 0 | 0 | 0 | 0 | 0 | 0 | 0 | 0 | 0 | 0 | 0 | 0 | 0 | 0 | 0 | 0 | 0
F4_Commercial_Health (ID)_Existing_Space Heating_Natural Gas_Boiler_E7 | F4 | Commercial | Health (ID) | Existing | Space Heating | Natural Gas | Boiler | E7 | Utility - Cost of Equipment | 0 | 0 | 0 | 0 | 0 | 0 | 0 | 0 | 0 | 0 | 0 | 0 | 0 | 0 | 0 | 0 | 0 | 0 | 0 | 0 | 0 | 0 | 0 | 0 | 0 | 0 | 0
F4_Commercial_Health (ID)_Existing_Space Heating_Natural Gas_Boiler_E8 | F4 | Commercial | Health (ID) | Existing | Space Heating | Natural Gas | Boiler | E8 | Utility - Cost of Equipment | 0 | 0 | 0 | 0 | 0 | 0 | 0 | 0 | 0 | 0 | 0 | 0 | 0 | 0 | 0 | 0 | 0 | 0 | 0 | 0 | 0 | 0 | 0 | 0 | 0 | 0 | 0
F4_Commercial_Health (ID)_Existing_Space Heating_Natural Gas_Boiler_E9 | F4 | Commercial | Health (ID) | Existing | Space Heating | Natural Gas | Boiler | E9 | Utility - Cost of Equipment | 0 | 0 | 0 | 0 | 0 | 0 | 0 | 0 | 0 | 0 | 0 | 0 | 0 | 0 | 0 | 0 | 0 | 0 | 0 | 0 | 0 | 0 | 0 | 0 | 0 | 0 | 0
F4_Commercial_Health (ID)_Existing_Space Heating_Natural Gas_Boiler_E10 | F4 | Commercial | Health (ID) | Existing | Space Heating | Natural Gas | Boiler | E10 | Utility - Cost of Equipment | 0 | 0 | 0 | 0 | 0 | 0 | 0 | 0 | 0 | 0 | 0 | 0 | 0 | 0 | 0 | 0 | 0 | 0 | 0 | 0 | 0 | 0 | 0 | 0 | 0 | 0 | 0
F5_Commercial_Health (ID)_Existing_Space Heating_Natural Gas_Boiler_E1 | F5 | Commercial | Health (ID) | Existing | Space Heating | Natural Gas | Boiler | E1 | Utility - Cost of Operation | 0.20351 | 0.20706 | 0.21145 | 0.21622 | 0.2214 | 0.2282 | 0.23513 | 0.24242 | 0.24944 | 0.25658 | 0.2631 | 0.26921 | 0.27583 | 0.28262 | 0.28905 | 0.29542 | 0.30147 | 0.3077 | 0.31416 | 0.32078 | 0.32753 | 0.33457 | 0.34249 | 0.34961 | 0.3568 | 0.3623 | 0.36724
F5_Commercial_Health (ID)_Existing_Space Heating_Natural Gas_Boiler_E2 | F5 | Commercial | Health (ID) | Existing | Space Heating | Natural Gas | Boiler | E2 | Utility - Cost of Operation | 0.19153 | 0.19488 | 0.19901 | 0.2035 | 0.20837 | 0.21477 | 0.22129 | 0.22816 | 0.23477 | 0.24148 | 0.24762 | 0.25338 | 0.2596 | 0.26599 | 0.27204 | 0.27804 | 0.28373 | 0.28959 | 0.29567 | 0.3019 | 0.30826 | 0.31488 | 0.32234 | 0.32904 | 0.33581 | 0.34098 | 0.34564
F5_Commercial_Health (ID)_Existing_Space Heating_Natural Gas_Boiler_E3 | F5 | Commercial | Health (ID) | Existing | Space Heating | Natural Gas | Boiler | E3 | Utility - Cost of Operation | 0.16784 | 0.17077 | 0.17439 | 0.17832 | 0.18259 | 0.1882 | 0.19391 | 0.19993 | 0.20572 | 0.21161 | 0.21698 | 0.22203 | 0.22749 | 0.23309 | 0.23838 | 0.24364 | 0.24863 | 0.25377 | 0.25909 | 0.26455 | 0.27012 | 0.27593 | 0.28246 | 0.28833 | 0.29426 | 0.2988 | 0.30288
F5_Commercial_Health (ID)_Existing_Space Heating_Natural Gas_Boiler_E4 | F5 | Commercial | Health (ID) | Existing | Space Heating | Natural Gas | Boiler | E4 | Utility - Cost of Operation | 0.10299 | 0.10448 | 0.1066 | 0.10903 | 0.11177 | 0.11577 | 0.11985 | 0.12418 | 0.12826 | 0.13239 | 0.13601 | 0.13928 | 0.14291 | 0.14667 | 0.15012 | 0.15349 | 0.15657 | 0.15976 | 0.1631 | 0.16652 | 0.17001 | 0.17372 | 0.17812 | 0.1819 | 0.18576 | 0.1897 | 0.19373
F5_Commercial_Health (ID)_Existing_Space Heating_Natural Gas_Boiler_E5 | F5 | Commercial | Health (ID) | Existing | Space Heating | Natural Gas | Boiler | E5 | Utility - Cost of Operation | 0 | 0 | 0 | 0 | 0 | 0 | 0 | 0 | 0 | 0 | 0 | 0 | 0 | 0 | 0 | 0 | 0 | 0 | 0 | 0 | 0 | 0 | 0 | 0 | 0 | 0 | 0
F5_Commercial_Health (ID)_Existing_Space Heating_Natural Gas_Boiler_E6 | F5 | Commercial | Health (ID) | Existing | Space Heating | Natural Gas | Boiler | E6 | Utility - Cost of Operation | 0 | 0 | 0 | 0 | 0 | 0 | 0 | 0 | 0 | 0 | 0 | 0 | 0 | 0 | 0 | 0 | 0 | 0 | 0 | 0 | 0 | 0 | 0 | 0 | 0 | 0 | 0
F5_Commercial_Health (ID)_Existing_Space Heating_Natural Gas_Boiler_E7 | F5 | Commercial | Health (ID) | Existing | Space Heating | Natural Gas | Boiler | E7 | Utility - Cost of Operation | 0 | 0 | 0 | 0 | 0 | 0 | 0 | 0 | 0 | 0 | 0 | 0 | 0 | 0 | 0 | 0 | 0 | 0 | 0 | 0 | 0 | 0 | 0 | 0 | 0 | 0 | 0
F5_Commercial_Health (ID)_Existing_Space Heating_Natural Gas_Boiler_E8 | F5 | Commercial | Health (ID) | Existing | Space Heating | Natural Gas | Boiler | E8 | Utility - Cost of Operation | 0 | 0 | 0 | 0 | 0 | 0 | 0 | 0 | 0 | 0 | 0 | 0 | 0 | 0 | 0 | 0 | 0 | 0 | 0 | 0 | 0 | 0 | 0 | 0 | 0 | 0 | 0
F5_Commercial_Health (ID)_Existing_Space Heating_Natural Gas_Boiler_E9 | F5 | Commercial | Health (ID) | Existing | Space Heating | Natural Gas | Boiler | E9 | Utility - Cost of Operation | 0 | 0 | 0 | 0 | 0 | 0 | 0 | 0 | 0 | 0 | 0 | 0 | 0 | 0 | 0 | 0 | 0 | 0 | 0 | 0 | 0 | 0 | 0 | 0 | 0 | 0 | 0
F5_Commercial_Health (ID)_Existing_Space Heating_Natural Gas_Boiler_E10 | F5 | Commercial | Health (ID) | Existing | Space Heating | Natural Gas | Boiler | E10 | Utility - Cost of Operation | 0 | 0 | 0 | 0 | 0 | 0 | 0 | 0 | 0 | 0 | 0 | 0 | 0 | 0 | 0 | 0 | 0 | 0 | 0 | 0 | 0 | 0 | 0 | 0 | 0 | 0 | 0
F6_Commercial_Health (ID)_Existing_Space Heating_Natural Gas_Boiler_E1 | F6 | Commercial | Health (ID) | Existing | Space Heating | Natural Gas | Boiler | E1 | Utility - Value of Sales | 0.23071 | 0.23349 | 0.23716 | 0.24117 | 0.24554 | 0.25171 | 0.25789 | 0.26435 | 0.2703 | 0.27621 | 0.28274 | 0.28878 | 0.29533 | 0.302 | 0.30821 | 0.3143 | 0.31998 | 0.32576 | 0.33173 | 0.33779 | 0.3439 | 0.3513 | 0.35962 | 0.36709 | 0.37464 | 0.38041 | 0.38561
F6_Commercial_Health (ID)_Existing_Space Heating_Natural Gas_Boiler_E2 | F6 | Commercial | Health (ID) | Existing | Space Heating | Natural Gas | Boiler | E2 | Utility - Value of Sales | 0.21714 | 0.21975 | 0.22321 | 0.22698 | 0.23109 | 0.2369 | 0.24271 | 0.24879 | 0.2544 | 0.25995 | 0.2661 | 0.27179 | 0.27795 | 0.28423 | 0.29008 | 0.29581 | 0.30115 | 0.3066 | 0.31221 | 0.31792 | 0.32367 | 0.33063 | 0.33846 | 0.34549 | 0.3526 | 0.35803 | 0.36292
F6_Commercial_Health (ID)_Existing_Space Heating_Natural Gas_Boiler_E3 | F6 | Commercial | Health (ID) | Existing | Space Heating | Natural Gas | Boiler | E3 | Utility - Value of Sales | 0.19027 | 0.19256 | 0.19559 | 0.1989 | 0.2025 | 0.20759 | 0.21269 | 0.21801 | 0.22292 | 0.2278 | 0.23318 | 0.23817 | 0.24356 | 0.24907 | 0.25419 | 0.25922 | 0.26389 | 0.26867 | 0.27359 | 0.27859 | 0.28363 | 0.28973 | 0.29659 | 0.30275 | 0.30898 | 0.31374 | 0.31802
F6_Commercial_Health (ID)_Existing_Space Heating_Natural Gas_Boiler_E4 | F6 | Commercial | Health (ID) | Existing | Space Heating | Natural Gas | Boiler | E4 | Utility - Value of Sales | 0.12021 | 0.12121 | 0.12287 | 0.12479 | 0.12699 | 0.13058 | 0.13414 | 0.13786 | 0.14112 | 0.14429 | 0.14788 | 0.15101 | 0.15451 | 0.1581 | 0.1613 | 0.16438 | 0.16708 | 0.16985 | 0.17271 | 0.17561 | 0.17851 | 0.18241 | 0.18702 | 0.19099 | 0.19505 | 0.19919 | 0.20341
F6_Commercial_Health (ID)_Existing_Space Heating_Natural Gas_Boiler_E5 | F6 | Commercial | Health (ID) | Existing | Space Heating | Natural Gas | Boiler | E5 | Utility - Value of Sales | 0 | 0 | 0 | 0 | 0 | 0 | 0 | 0 | 0 | 0 | 0 | 0 | 0 | 0 | 0 | 0 | 0 | 0 | 0 | 0 | 0 | 0 | 0 | 0 | 0 | 0 | 0
F6_Commercial_Health (ID)_Existing_Space Heating_Natural Gas_Boiler_E6 | F6 | Commercial | Health (ID) | Existing | Space Heating | Natural Gas | Boiler | E6 | Utility - Value of Sales | 0 | 0 | 0 | 0 | 0 | 0 | 0 | 0 | 0 | 0 | 0 | 0 | 0 | 0 | 0 | 0 | 0 | 0 | 0 | 0 | 0 | 0 | 0 | 0 | 0 | 0 | 0
F6_Commercial_Health (ID)_Existing_Space Heating_Natural Gas_Boiler_E7 | F6 | Commercial | Health (ID) | Existing | Space Heating | Natural Gas | Boiler | E7 | Utility - Value of Sales | 0 | 0 | 0 | 0 | 0 | 0 | 0 | 0 | 0 | 0 | 0 | 0 | 0 | 0 | 0 | 0 | 0 | 0 | 0 | 0 | 0 | 0 | 0 | 0 | 0 | 0 | 0
F6_Commercial_Health (ID)_Existing_Space Heating_Natural Gas_Boiler_E8 | F6 | Commercial | Health (ID) | Existing | Space Heating | Natural Gas | Boiler | E8 | Utility - Value of Sales | 0 | 0 | 0 | 0 | 0 | 0 | 0 | 0 | 0 | 0 | 0 | 0 | 0 | 0 | 0 | 0 | 0 | 0 | 0 | 0 | 0 | 0 | 0 | 0 | 0 | 0 | 0
F6_Commercial_Health (ID)_Existing_Space Heating_Natural Gas_Boiler_E9 | F6 | Commercial | Health (ID) | Existing | Space Heating | Natural Gas | Boiler | E9 | Utility - Value of Sales | 0 | 0 | 0 | 0 | 0 | 0 | 0 | 0 | 0 | 0 | 0 | 0 | 0 | 0 | 0 | 0 | 0 | 0 | 0 | 0 | 0 | 0 | 0 | 0 | 0 | 0 | 0
F6_Commercial_Health (ID)_Existing_Space Heating_Natural Gas_Boiler_E10 | F6 | Commercial | Health (ID) | Existing | Space Heating | Natural Gas | Boiler | E10 | Utility - Value of Sales | 0 | 0 | 0 | 0 | 0 | 0 | 0 | 0 | 0 | 0 | 0 | 0 | 0 | 0 | 0 | 0 | 0 | 0 | 0 | 0 | 0 | 0 | 0 | 0 | 0 | 0 | 0
F1_Commercial_Health (ID)_Existing_Space Heating_Natural Gas_Unit Heater_E1 | F1 | Commercial | Health (ID) | Existing | Space Heating | Natural Gas | Unit Heater | E1 | RVT - Cost of Equipment | 0.00013308 | 0.00013308 | 0.00013308 | 0.00013308 | 0.00013308 | 0.00013308 | 0.00013308 | 0.00013308 | 0.00013308 | 0.00013308 | 0.00013308 | 0.00013308 | 0.00013308 | 0.00013308 | 0.00013308 | 0.00013308 | 0.00013308 | 0.00013308 | 0.00013308 | 0.00013308 | 0.00013308 | 0.00013308 | 0.00013308 | 0.00013308 | 0.00013308 | 0.00013308 | 0.00013308
F1_Commercial_Health (ID)_Existing_Space Heating_Natural Gas_Unit Heater_E2 | F1 | Commercial | Health (ID) | Existing | Space Heating | Natural Gas | Unit Heater | E2 | RVT - Cost of Equipment | 0.00029187 | 0.00029187 | 0.00029187 | 0.00029187 | 0.00029187 | 0.00029187 | 0.00029187 | 0.00029187 | 0.00029187 | 0.00029187 | 0.00029187 | 0.00029187 | 0.00029187 | 0.00029187 | 0.00029187 | 0.00029187 | 0.00029187 | 0.00029187 | 0.00029187 | 0.00029187 | 0.00029187 | 0.00029187 | 0.00029187 | 0.00029187 | 0.00029187 | 0.00029187 | 0.00029187
F1_Commercial_Health (ID)_Existing_Space Heating_Natural Gas_Unit Heater_E3 | F1 | Commercial | Health (ID) | Existing | Space Heating | Natural Gas | Unit Heater | E3 | RVT - Cost of Equipment | 0.00018509 | 0.00018509 | 0.00018509 | 0.00018509 | 0.00018509 | 0.00018509 | 0.00018509 | 0.00018509 | 0.00018509 | 0.00018509 | 0.00018509 | 0.00018509 | 0.00018509 | 0.00018509 | 0.00018509 | 0.00018509 | 0.00018509 | 0.00018509 | 0.00018509 | 0.00018509 | 0.00018509 | 0.00018509 | 0.00018509 | 0.00018509 | 0.00018509 | 0.00018509 | 0.00018509
F1_Commercial_Health (ID)_Existing_Space Heating_Natural Gas_Unit Heater_E4 | F1 | Commercial | Health (ID) | Existing | Space Heating | Natural Gas | Unit Heater | E4 | RVT - Cost of Equipment | 0 | 0 | 0 | 0 | 0 | 0 | 0 | 0 | 0 | 0 | 0 | 0 | 0 | 0 | 0 | 0 | 0 | 0 | 0 | 0 | 0 | 0 | 0 | 0 | 0 | 0 | 0
F1_Commercial_Health (ID)_Existing_Space Heating_Natural Gas_Unit Heater_E5 | F1 | Commercial | Health (ID) | Existing | Space Heating | Natural Gas | Unit Heater | E5 | RVT - Cost of Equipment | 0 | 0 | 0 | 0 | 0 | 0 | 0 | 0 | 0 | 0 | 0 | 0 | 0 | 0 | 0 | 0 | 0 | 0 | 0 | 0 | 0 | 0 | 0 | 0 | 0 | 0 | 0
F1_Commercial_Health (ID)_Existing_Space Heating_Natural Gas_Unit Heater_E6 | F1 | Commercial | Health (ID) | Existing | Space Heating | Natural Gas | Unit Heater | E6 | RVT - Cost of Equipment | 0 | 0 | 0 | 0 | 0 | 0 | 0 | 0 | 0 | 0 | 0 | 0 | 0 | 0 | 0 | 0 | 0 | 0 | 0 | 0 | 0 | 0 | 0 | 0 | 0 | 0 | 0
F1_Commercial_Health (ID)_Existing_Space Heating_Natural Gas_Unit Heater_E7 | F1 | Commercial | Health (ID) | Existing | Space Heating | Natural Gas | Unit Heater | E7 | RVT - Cost of Equipment | 0 | 0 | 0 | 0 | 0 | 0 | 0 | 0 | 0 | 0 | 0 | 0 | 0 | 0 | 0 | 0 | 0 | 0 | 0 | 0 | 0 | 0 | 0 | 0 | 0 | 0 | 0
F1_Commercial_Health (ID)_Existing_Space Heating_Natural Gas_Unit Heater_E8 | F1 | Commercial | Health (ID) | Existing | Space Heating | Natural Gas | Unit Heater | E8 | RVT - Cost of Equipment | 0 | 0 | 0 | 0 | 0 | 0 | 0 | 0 | 0 | 0 | 0 | 0 | 0 | 0 | 0 | 0 | 0 | 0 | 0 | 0 | 0 | 0 | 0 | 0 | 0 | 0 | 0
F1_Commercial_Health (ID)_Existing_Space Heating_Natural Gas_Unit Heater_E9 | F1 | Commercial | Health (ID) | Existing | Space Heating | Natural Gas | Unit Heater | E9 | RVT - Cost of Equipment | 0 | 0 | 0 | 0 | 0 | 0 | 0 | 0 | 0 | 0 | 0 | 0 | 0 | 0 | 0 | 0 | 0 | 0 | 0 | 0 | 0 | 0 | 0 | 0 | 0 | 0 | 0
F1_Commercial_Health (ID)_Existing_Space Heating_Natural Gas_Unit Heater_E10 | F1 | Commercial | Health (ID) | Existing | Space Heating | Natural Gas | Unit Heater | E10 | RVT - Cost of Equipment | 0 | 0 | 0 | 0 | 0 | 0 | 0 | 0 | 0 | 0 | 0 | 0 | 0 | 0 | 0 | 0 | 0 | 0 | 0 | 0 | 0 | 0 | 0 | 0 | 0 | 0 | 0
F2_Commercial_Health (ID)_Existing_Space Heating_Natural Gas_Unit Heater_E1 | F2 | Commercial | Health (ID) | Existing | Space Heating | Natural Gas | Unit Heater | E1 | RVT - Cost of Operation | 0.05686 | 0.057458 | 0.058315 | 0.05926 | 0.060301 | 0.061874 | 0.063431 | 0.065068 | 0.066553 | 0.068018 | 0.069666 | 0.071158 | 0.072794 | 0.074463 | 0.075983 | 0.077459 | 0.078798 | 0.080165 | 0.081578 | 0.08301 | 0.08445 | 0.086283 | 0.088405 | 0.090281 | 0.092198 | 0.094155 | 0.096153
F2_Commercial_Health (ID)_Existing_Space Heating_Natural Gas_Unit Heater_E2 | F2 | Commercial | Health (ID) | Existing | Space Heating | Natural Gas | Unit Heater | E2 | RVT - Cost of Operation | 0.050572 | 0.051105 | 0.051867 | 0.052707 | 0.053633 | 0.055032 | 0.056417 | 0.057873 | 0.059194 | 0.060497 | 0.061963 | 0.06329 | 0.064745 | 0.066229 | 0.067581 | 0.068894 | 0.070085 | 0.071301 | 0.072557 | 0.073831 | 0.075112 | 0.076742 | 0.078629 | 0.080298 | 0.082003 | 0.083743 | 0.085521
F2_Commercial_Health (ID)_Existing_Space Heating_Natural Gas_Unit Heater_E3 | F2 | Commercial | Health (ID) | Existing | Space Heating | Natural Gas | Unit Heater | E3 | RVT - Cost of Operation | 0.04832 | 0.048721 | 0.049389 | 0.050162 | 0.051047 | 0.052488 | 0.053918 | 0.055413 | 0.056725 | 0.057998 | 0.059442 | 0.060702 | 0.062106 | 0.063551 | 0.064838 | 0.066073 | 0.067161 | 0.068272 | 0.069424 | 0.070589 | 0.071756 | 0.07332 | 0.075176 | 0.076772 | 0.078401 | 0.080065 | 0.081765
F2_Commercial_Health (ID)_Existing_Space Heating_Natural Gas_Unit Heater_E4 | F2 | Commercial | Health (ID) | Existing | Space Heating | Natural Gas | Unit Heater | E4 | RVT - Cost of Operation | 0 | 0 | 0 | 0 | 0 | 0 | 0 | 0 | 0 | 0 | 0 | 0 | 0 | 0 | 0 | 0 | 0 | 0 | 0 | 0 | 0 | 0 | 0 | 0 | 0 | 0 | 0
F2_Commercial_Health (ID)_Existing_Space Heating_Natural Gas_Unit Heater_E5 | F2 | Commercial | Health (ID) | Existing | Space Heating | Natural Gas | Unit Heater | E5 | RVT - Cost of Operation | 0 | 0 | 0 | 0 | 0 | 0 | 0 | 0 | 0 | 0 | 0 | 0 | 0 | 0 | 0 | 0 | 0 | 0 | 0 | 0 | 0 | 0 | 0 | 0 | 0 | 0 | 0
F2_Commercial_Health (ID)_Existing_Space Heating_Natural Gas_Unit Heater_E6 | F2 | Commercial | Health (ID) | Existing | Space Heating | Natural Gas | Unit Heater | E6 | RVT - Cost of Operation | 0 | 0 | 0 | 0 | 0 | 0 | 0 | 0 | 0 | 0 | 0 | 0 | 0 | 0 | 0 | 0 | 0 | 0 | 0 | 0 | 0 | 0 | 0 | 0 | 0 | 0 | 0
F2_Commercial_Health (ID)_Existing_Space Heating_Natural Gas_Unit Heater_E7 | F2 | Commercial | Health (ID) | Existing | Space Heating | Natural Gas | Unit Heater | E7 | RVT - Cost of Operation | 0 | 0 | 0 | 0 | 0 | 0 | 0 | 0 | 0 | 0 | 0 | 0 | 0 | 0 | 0 | 0 | 0 | 0 | 0 | 0 | 0 | 0 | 0 | 0 | 0 | 0 | 0
F2_Commercial_Health (ID)_Existing_Space Heating_Natural Gas_Unit Heater_E8 | F2 | Commercial | Health (ID) | Existing | Space Heating | Natural Gas | Unit Heater | E8 | RVT - Cost of Operation | 0 | 0 | 0 | 0 | 0 | 0 | 0 | 0 | 0 | 0 | 0 | 0 | 0 | 0 | 0 | 0 | 0 | 0 | 0 | 0 | 0 | 0 | 0 | 0 | 0 | 0 | 0
F2_Commercial_Health (ID)_Existing_Space Heating_Natural Gas_Unit Heater_E9 | F2 | Commercial | Health (ID) | Existing | Space Heating | Natural Gas | Unit Heater | E9 | RVT - Cost of Operation | 0 | 0 | 0 | 0 | 0 | 0 | 0 | 0 | 0 | 0 | 0 | 0 | 0 | 0 | 0 | 0 | 0 | 0 | 0 | 0 | 0 | 0 | 0 | 0 | 0 | 0 | 0
F2_Commercial_Health (ID)_Existing_Space Heating_Natural Gas_Unit Heater_E10 | F2 | Commercial | Health (ID) | Existing | Space Heating | Natural Gas | Unit Heater | E10 | RVT - Cost of Operation | 0 | 0 | 0 | 0 | 0 | 0 | 0 | 0 | 0 | 0 | 0 | 0 | 0 | 0 | 0 | 0 | 0 | 0 | 0 | 0 | 0 | 0 | 0 | 0 | 0 | 0 | 0
F3_Commercial_Health (ID)_Existing_Space Heating_Natural Gas_Unit Heater_E1 | F3 | Commercial | Health (ID) | Existing | Space Heating | Natural Gas | Unit Heater | E1 | System - kBTUs of Consumption | 12.0129 | 11.9902 | 11.9902 | 11.9902 | 11.9902 | 11.9902 | 11.9902 | 11.9902 | 11.9902 | 11.9902 | 11.9902 | 11.9902 | 11.9902 | 11.9902 | 11.9902 | 11.9902 | 11.9902 | 11.9902 | 11.9902 | 11.9902 | 11.9902 | 11.9902 | 11.9902 | 11.9902 | 11.9902 | 11.9902 | 11.9902
F3_Commercial_Health (ID)_Existing_Space Heating_Natural Gas_Unit Heater_E2 | F3 | Commercial | Health (ID) | Existing | Space Heating | Natural Gas | Unit Heater | E2 | System - kBTUs of Consumption | 10.6845 | 10.6644 | 10.6644 | 10.6644 | 10.6644 | 10.6644 | 10.6644 | 10.6644 | 10.6644 | 10.6644 | 10.6644 | 10.6644 | 10.6644 | 10.6644 | 10.6644 | 10.6644 | 10.6644 | 10.6644 | 10.6644 | 10.6644 | 10.6644 | 10.6644 | 10.6644 | 10.6644 | 10.6644 | 10.6644 | 10.6644
F3_Commercial_Health (ID)_Existing_Space Heating_Natural Gas_Unit Heater_E3 | F3 | Commercial | Health (ID) | Existing | Space Heating | Natural Gas | Unit Heater | E3 | System - kBTUs of Consumption | 10.6334 | 10.6068 | 10.6068 | 10.6068 | 10.6068 | 10.6068 | 10.6068 | 10.6068 | 10.6068 | 10.6068 | 10.6068 | 10.6068 | 10.6068 | 10.6068 | 10.6068 | 10.6068 | 10.6068 | 10.6068 | 10.6068 | 10.6068 | 10.6068 | 10.6068 | 10.6068 | 10.6068 | 10.6068 | 10.6068 | 10.6068
F3_Commercial_Health (ID)_Existing_Space Heating_Natural Gas_Unit Heater_E4 | F3 | Commercial | Health (ID) | Existing | Space Heating | Natural Gas | Unit Heater | E4 | System - kBTUs of Consumption | 0 | 0 | 0 | 0 | 0 | 0 | 0 | 0 | 0 | 0 | 0 | 0 | 0 | 0 | 0 | 0 | 0 | 0 | 0 | 0 | 0 | 0 | 0 | 0 | 0 | 0 | 0
F3_Commercial_Health (ID)_Existing_Space Heating_Natural Gas_Unit Heater_E5 | F3 | Commercial | Health (ID) | Existing | Space Heating | Natural Gas | Unit Heater | E5 | System - kBTUs of Consumption | 0 | 0 | 0 | 0 | 0 | 0 | 0 | 0 | 0 | 0 | 0 | 0 | 0 | 0 | 0 | 0 | 0 | 0 | 0 | 0 | 0 | 0 | 0 | 0 | 0 | 0 | 0
F3_Commercial_Health (ID)_Existing_Space Heating_Natural Gas_Unit Heater_E6 | F3 | Commercial | Health (ID) | Existing | Space Heating | Natural Gas | Unit Heater | E6 | System - kBTUs of Consumption | 0 | 0 | 0 | 0 | 0 | 0 | 0 | 0 | 0 | 0 | 0 | 0 | 0 | 0 | 0 | 0 | 0 | 0 | 0 | 0 | 0 | 0 | 0 | 0 | 0 | 0 | 0
F3_Commercial_Health (ID)_Existing_Space Heating_Natural Gas_Unit Heater_E7 | F3 | Commercial | Health (ID) | Existing | Space Heating | Natural Gas | Unit Heater | E7 | System - kBTUs of Consumption | 0 | 0 | 0 | 0 | 0 | 0 | 0 | 0 | 0 | 0 | 0 | 0 | 0 | 0 | 0 | 0 | 0 | 0 | 0 | 0 | 0 | 0 | 0 | 0 | 0 | 0 | 0
F3_Commercial_Health (ID)_Existing_Space Heating_Natural Gas_Unit Heater_E8 | F3 | Commercial | Health (ID) | Existing | Space Heating | Natural Gas | Unit Heater | E8 | System - kBTUs of Consumption | 0 | 0 | 0 | 0 | 0 | 0 | 0 | 0 | 0 | 0 | 0 | 0 | 0 | 0 | 0 | 0 | 0 | 0 | 0 | 0 | 0 | 0 | 0 | 0 | 0 | 0 | 0
F3_Commercial_Health (ID)_Existing_Space Heating_Natural Gas_Unit Heater_E9 | F3 | Commercial | Health (ID) | Existing | Space Heating | Natural Gas | Unit Heater | E9 | System - kBTUs of Consumption | 0 | 0 | 0 | 0 | 0 | 0 | 0 | 0 | 0 | 0 | 0 | 0 | 0 | 0 | 0 | 0 | 0 | 0 | 0 | 0 | 0 | 0 | 0 | 0 | 0 | 0 | 0
F3_Commercial_Health (ID)_Existing_Space Heating_Natural Gas_Unit Heater_E10 | F3 | Commercial | Health (ID) | Existing | Space Heating | Natural Gas | Unit Heater | E10 | System - kBTUs of Consumption | 0 | 0 | 0 | 0 | 0 | 0 | 0 | 0 | 0 | 0 | 0 | 0 | 0 | 0 | 0 | 0 | 0 | 0 | 0 | 0 | 0 | 0 | 0 | 0 | 0 | 0 | 0
F4_Commercial_Health (ID)_Existing_Space Heating_Natural Gas_Unit Heater_E1 | F4 | Commercial | Health (ID) | Existing | Space Heating | Natural Gas | Unit Heater | E1 | Utility - Cost of Equipment | 0.00013308 | 0.00013308 | 0.00013308 | 0.00013308 | 0.00013308 | 0.00013308 | 0.00013308 | 0.00013308 | 0.00013308 | 0.00013308 | 0.00013308 | 0.00013308 | 0.00013308 | 0.00013308 | 0.00013308 | 0.00013308 | 0.00013308 | 0.00013308 | 0.00013308 | 0.00013308 | 0.00013308 | 0.00013308 | 0.00013308 | 0.00013308 | 0.00013308 | 0.00013308 | 0.00013308
F4_Commercial_Health (ID)_Existing_Space Heating_Natural Gas_Unit Heater_E2 | F4 | Commercial | Health (ID) | Existing | Space Heating | Natural Gas | Unit Heater | E2 | Utility - Cost of Equipment | 0.00029187 | 0.00029187 | 0.00029187 | 0.00029187 | 0.00029187 | 0.00029187 | 0.00029187 | 0.00029187 | 0.00029187 | 0.00029187 | 0.00029187 | 0.00029187 | 0.00029187 | 0.00029187 | 0.00029187 | 0.00029187 | 0.00029187 | 0.00029187 | 0.00029187 | 0.00029187 | 0.00029187 | 0.00029187 | 0.00029187 | 0.00029187 | 0.00029187 | 0.00029187 | 0.00029187
F4_Commercial_Health (ID)_Existing_Space Heating_Natural Gas_Unit Heater_E3 | F4 | Commercial | Health (ID) | Existing | Space Heating | Natural Gas | Unit Heater | E3 | Utility - Cost of Equipment | 0.00018509 | 0.00018509 | 0.00018509 | 0.00018509 | 0.00018509 | 0.00018509 | 0.00018509 | 0.00018509 | 0.00018509 | 0.00018509 | 0.00018509 | 0.00018509 | 0.00018509 | 0.00018509 | 0.00018509 | 0.00018509 | 0.00018509 | 0.00018509 | 0.00018509 | 0.00018509 | 0.00018509 | 0.00018509 | 0.00018509 | 0.00018509 | 0.00018509 | 0.00018509 | 0.00018509
F4_Commercial_Health (ID)_Existing_Space Heating_Natural Gas_Unit Heater_E4 | F4 | Commercial | Health (ID) | Existing | Space Heating | Natural Gas | Unit Heater | E4 | Utility - Cost of Equipment | 0 | 0 | 0 | 0 | 0 | 0 | 0 | 0 | 0 | 0 | 0 | 0 | 0 | 0 | 0 | 0 | 0 | 0 | 0 | 0 | 0 | 0 | 0 | 0 | 0 | 0 | 0
F4_Commercial_Health (ID)_Existing_Space Heating_Natural Gas_Unit Heater_E5 | F4 | Commercial | Health (ID) | Existing | Space Heating | Natural Gas | Unit Heater | E5 | Utility - Cost of Equipment | 0 | 0 | 0 | 0 | 0 | 0 | 0 | 0 | 0 | 0 | 0 | 0 | 0 | 0 | 0 | 0 | 0 | 0 | 0 | 0 | 0 | 0 | 0 | 0 | 0 | 0 | 0
F4_Commercial_Health (ID)_Existing_Space Heating_Natural Gas_Unit Heater_E6 | F4 | Commercial | Health (ID) | Existing | Space Heating | Natural Gas | Unit Heater | E6 | Utility - Cost of Equipment | 0 | 0 | 0 | 0 | 0 | 0 | 0 | 0 | 0 | 0 | 0 | 0 | 0 | 0 | 0 | 0 | 0 | 0 | 0 | 0 | 0 | 0 | 0 | 0 | 0 | 0 | 0
F4_Commercial_Health (ID)_Existing_Space Heating_Natural Gas_Unit Heater_E7 | F4 | Commercial | Health (ID) | Existing | Space Heating | Natural Gas | Unit Heater | E7 | Utility - Cost of Equipment | 0 | 0 | 0 | 0 | 0 | 0 | 0 | 0 | 0 | 0 | 0 | 0 | 0 | 0 | 0 | 0 | 0 | 0 | 0 | 0 | 0 | 0 | 0 | 0 | 0 | 0 | 0
F4_Commercial_Health (ID)_Existing_Space Heating_Natural Gas_Unit Heater_E8 | F4 | Commercial | Health (ID) | Existing | Space Heating | Natural Gas | Unit Heater | E8 | Utility - Cost of Equipment | 0 | 0 | 0 | 0 | 0 | 0 | 0 | 0 | 0 | 0 | 0 | 0 | 0 | 0 | 0 | 0 | 0 | 0 | 0 | 0 | 0 | 0 | 0 | 0 | 0 | 0 | 0
F4_Commercial_Health (ID)_Existing_Space Heating_Natural Gas_Unit Heater_E9 | F4 | Commercial | Health (ID) | Existing | Space Heating | Natural Gas | Unit Heater | E9 | Utility - Cost of Equipment | 0 | 0 | 0 | 0 | 0 | 0 | 0 | 0 | 0 | 0 | 0 | 0 | 0 | 0 | 0 | 0 | 0 | 0 | 0 | 0 | 0 | 0 | 0 | 0 | 0 | 0 | 0
F4_Commercial_Health (ID)_Existing_Space Heating_Natural Gas_Unit Heater_E10 | F4 | Commercial | Health (ID) | Existing | Space Heating | Natural Gas | Unit Heater | E10 | Utility - Cost of Equipment | 0 | 0 | 0 | 0 | 0 | 0 | 0 | 0 | 0 | 0 | 0 | 0 | 0 | 0 | 0 | 0 | 0 | 0 | 0 | 0 | 0 | 0 | 0 | 0 | 0 | 0 | 0
F5_Commercial_Health (ID)_Existing_Space Heating_Natural Gas_Unit Heater_E1 | F5 | Commercial | Health (ID) | Existing | Space Heating | Natural Gas | Unit Heater | E1 | Utility - Cost of Operation | 0.049326 | 0.050137 | 0.051194 | 0.052361 | 0.053645 | 0.055414 | 0.057216 | 0.059125 | 0.060951 | 0.062805 | 0.064465 | 0.065996 | 0.067673 | 0.069394 | 0.070996 | 0.072576 | 0.07405 | 0.075569 | 0.077151 | 0.078774 | 0.080429 | 0.082174 | 0.084195 | 0.085982 | 0.087807 | 0.089671 | 0.091574
F5_Commercial_Health (ID)_Existing_Space Heating_Natural Gas_Unit Heater_E2 | F5 | Commercial | Health (ID) | Existing | Space Heating | Natural Gas | Unit Heater | E2 | Utility - Cost of Operation | 0.043872 | 0.044593 | 0.045534 | 0.046571 | 0.047713 | 0.049287 | 0.05089 | 0.052587 | 0.054211 | 0.05586 | 0.057337 | 0.058699 | 0.06019 | 0.06172 | 0.063146 | 0.06455 | 0.065861 | 0.067213 | 0.06862 | 0.070064 | 0.071535 | 0.073088 | 0.074885 | 0.076475 | 0.078098 | 0.079755 | 0.081448
F5_Commercial_Health (ID)_Existing_Space Heating_Natural Gas_Unit Heater_E3 | F5 | Commercial | Health (ID) | Existing | Space Heating | Natural Gas | Unit Heater | E3 | Utility - Cost of Operation | 0.041396 | 0.041998 | 0.042851 | 0.043825 | 0.044929 | 0.046536 | 0.048176 | 0.049917 | 0.051555 | 0.053216 | 0.054671 | 0.055984 | 0.057443 | 0.058956 | 0.060341 | 0.061696 | 0.062937 | 0.064219 | 0.06556 | 0.066936 | 0.068339 | 0.069829 | 0.071596 | 0.073116 | 0.074668 | 0.076253 | 0.077871
F5_Commercial_Health (ID)_Existing_Space Heating_Natural Gas_Unit Heater_E4 | F5 | Commercial | Health (ID) | Existing | Space Heating | Natural Gas | Unit Heater | E4 | Utility - Cost of Operation | 0 | 0 | 0 | 0 | 0 | 0 | 0 | 0 | 0 | 0 | 0 | 0 | 0 | 0 | 0 | 0 | 0 | 0 | 0 | 0 | 0 | 0 | 0 | 0 | 0 | 0 | 0
F5_Commercial_Health (ID)_Existing_Space Heating_Natural Gas_Unit Heater_E5 | F5 | Commercial | Health (ID) | Existing | Space Heating | Natural Gas | Unit Heater | E5 | Utility - Cost of Operation | 0 | 0 | 0 | 0 | 0 | 0 | 0 | 0 | 0 | 0 | 0 | 0 | 0 | 0 | 0 | 0 | 0 | 0 | 0 | 0 | 0 | 0 | 0 | 0 | 0 | 0 | 0
F5_Commercial_Health (ID)_Existing_Space Heating_Natural Gas_Unit Heater_E6 | F5 | Commercial | Health (ID) | Existing | Space Heating | Natural Gas | Unit Heater | E6 | Utility - Cost of Operation | 0 | 0 | 0 | 0 | 0 | 0 | 0 | 0 | 0 | 0 | 0 | 0 | 0 | 0 | 0 | 0 | 0 | 0 | 0 | 0 | 0 | 0 | 0 | 0 | 0 | 0 | 0
F5_Commercial_Health (ID)_Existing_Space Heating_Natural Gas_Unit Heater_E7 | F5 | Commercial | Health (ID) | Existing | Space Heating | Natural Gas | Unit Heater | E7 | Utility - Cost of Operation | 0 | 0 | 0 | 0 | 0 | 0 | 0 | 0 | 0 | 0 | 0 | 0 | 0 | 0 | 0 | 0 | 0 | 0 | 0 | 0 | 0 | 0 | 0 | 0 | 0 | 0 | 0
F5_Commercial_Health (ID)_Existing_Space Heating_Natural Gas_Unit Heater_E8 | F5 | Commercial | Health (ID) | Existing | Space Heating | Natural Gas | Unit Heater | E8 | Utility - Cost of Operation | 0 | 0 | 0 | 0 | 0 | 0 | 0 | 0 | 0 | 0 | 0 | 0 | 0 | 0 | 0 | 0 | 0 | 0 | 0 | 0 | 0 | 0 | 0 | 0 | 0 | 0 | 0
F5_Commercial_Health (ID)_Existing_Space Heating_Natural Gas_Unit Heater_E9 | F5 | Commercial | Health (ID) | Existing | Space Heating | Natural Gas | Unit Heater | E9 | Utility - Cost of Operation | 0 | 0 | 0 | 0 | 0 | 0 | 0 | 0 | 0 | 0 | 0 | 0 | 0 | 0 | 0 | 0 | 0 | 0 | 0 | 0 | 0 | 0 | 0 | 0 | 0 | 0 | 0
F5_Commercial_Health (ID)_Existing_Space Heating_Natural Gas_Unit Heater_E10 | F5 | Commercial | Health (ID) | Existing | Space Heating | Natural Gas | Unit Heater | E10 | Utility - Cost of Operation | 0 | 0 | 0 | 0 | 0 | 0 | 0 | 0 | 0 | 0 | 0 | 0 | 0 | 0 | 0 | 0 | 0 | 0 | 0 | 0 | 0 | 0 | 0 | 0 | 0 | 0 | 0
F6_Commercial_Health (ID)_Existing_Space Heating_Natural Gas_Unit Heater_E1 | F6 | Commercial | Health (ID) | Existing | Space Heating | Natural Gas | Unit Heater | E1 | Utility - Value of Sales | 0.05686 | 0.057458 | 0.058315 | 0.05926 | 0.060301 | 0.061874 | 0.063431 | 0.065068 | 0.066553 | 0.068018 | 0.069666 | 0.071158 | 0.072794 | 0.074463 | 0.075983 | 0.077459 | 0.078798 | 0.080165 | 0.081578 | 0.08301 | 0.08445 | 0.086283 | 0.088405 | 0.090281 | 0.092198 | 0.094155 | 0.096153
F6_Commercial_Health (ID)_Existing_Space Heating_Natural Gas_Unit Heater_E2 | F6 | Commercial | Health (ID) | Existing | Space Heating | Natural Gas | Unit Heater | E2 | Utility - Value of Sales | 0.050572 | 0.051105 | 0.051867 | 0.052707 | 0.053633 | 0.055032 | 0.056417 | 0.057873 | 0.059194 | 0.060497 | 0.061963 | 0.06329 | 0.064745 | 0.066229 | 0.067581 | 0.068894 | 0.070085 | 0.071301 | 0.072557 | 0.073831 | 0.075112 | 0.076742 | 0.078629 | 0.080298 | 0.082003 | 0.083743 | 0.085521
F6_Commercial_Health (ID)_Existing_Space Heating_Natural Gas_Unit Heater_E3 | F6 | Commercial | Health (ID) | Existing | Space Heating | Natural Gas | Unit Heater | E3 | Utility - Value of Sales | 0.04832 | 0.048721 | 0.049389 | 0.050162 | 0.051047 | 0.052488 | 0.053918 | 0.055413 | 0.056725 | 0.057998 | 0.059442 | 0.060702 | 0.062106 | 0.063551 | 0.064838 | 0.066073 | 0.067161 | 0.068272 | 0.069424 | 0.070589 | 0.071756 | 0.07332 | 0.075176 | 0.076772 | 0.078401 | 0.080065 | 0.081765
F6_Commercial_Health (ID)_Existing_Space Heating_Natural Gas_Unit Heater_E4 | F6 | Commercial | Health (ID) | Existing | Space Heating | Natural Gas | Unit Heater | E4 | Utility - Value of Sales | 0 | 0 | 0 | 0 | 0 | 0 | 0 | 0 | 0 | 0 | 0 | 0 | 0 | 0 | 0 | 0 | 0 | 0 | 0 | 0 | 0 | 0 | 0 | 0 | 0 | 0 | 0
F6_Commercial_Health (ID)_Existing_Space Heating_Natural Gas_Unit Heater_E5 | F6 | Commercial | Health (ID) | Existing | Space Heating | Natural Gas | Unit Heater | E5 | Utility - Value of Sales | 0 | 0 | 0 | 0 | 0 | 0 | 0 | 0 | 0 | 0 | 0 | 0 | 0 | 0 | 0 | 0 | 0 | 0 | 0 | 0 | 0 | 0 | 0 | 0 | 0 | 0 | 0
F6_Commercial_Health (ID)_Existing_Space Heating_Natural Gas_Unit Heater_E6 | F6 | Commercial | Health (ID) | Existing | Space Heating | Natural Gas | Unit Heater | E6 | Utility - Value of Sales | 0 | 0 | 0 | 0 | 0 | 0 | 0 | 0 | 0 | 0 | 0 | 0 | 0 | 0 | 0 | 0 | 0 | 0 | 0 | 0 | 0 | 0 | 0 | 0 | 0 | 0 | 0
F6_Commercial_Health (ID)_Existing_Space Heating_Natural Gas_Unit Heater_E7 | F6 | Commercial | Health (ID) | Existing | Space Heating | Natural Gas | Unit Heater | E7 | Utility - Value of Sales | 0 | 0 | 0 | 0 | 0 | 0 | 0 | 0 | 0 | 0 | 0 | 0 | 0 | 0 | 0 | 0 | 0 | 0 | 0 | 0 | 0 | 0 | 0 | 0 | 0 | 0 | 0
F6_Commercial_Health (ID)_Existing_Space Heating_Natural Gas_Unit Heater_E8 | F6 | Commercial | Health (ID) | Existing | Space Heating | Natural Gas | Unit Heater | E8 | Utility - Value of Sales | 0 | 0 | 0 | 0 | 0 | 0 | 0 | 0 | 0 | 0 | 0 | 0 | 0 | 0 | 0 | 0 | 0 | 0 | 0 | 0 | 0 | 0 | 0 | 0 | 0 | 0 | 0
F6_Commercial_Health (ID)_Existing_Space Heating_Natural Gas_Unit Heater_E9 | F6 | Commercial | Health (ID) | Existing | Space Heating | Natural Gas | Unit Heater | E9 | Utility - Value of Sales | 0 | 0 | 0 | 0 | 0 | 0 | 0 | 0 | 0 | 0 | 0 | 0 | 0 | 0 | 0 | 0 | 0 | 0 | 0 | 0 | 0 | 0 | 0 | 0 | 0 | 0 | 0
F6_Commercial_Health (ID)_Existing_Space Heating_Natural Gas_Unit Heater_E10 | F6 | Commercial | Health (ID) | Existing | Space Heating | Natural Gas | Unit Heater | E10 | Utility - Value of Sales | 0 | 0 | 0 | 0 | 0 | 0 | 0 | 0 | 0 | 0 | 0 | 0 | 0 | 0 | 0 | 0 | 0 | 0 | 0 | 0 | 0 | 0 | 0 | 0 | 0 | 0 | 0
F1_Commercial_Health (ID)_Existing_Water Heating_Natural Gas_Water Heater_E1 | F1 | Commercial | Health (ID) | Existing | Water Heating | Natural Gas | Water Heater | E1 | RVT - Cost of Equipment | 0.015522 | 0.015522 | 0.015522 | 0.015522 | 0.015522 | 0.015522 | 0.015522 | 0.015522 | 0.015522 | 0.015522 | 0.015522 | 0.015522 | 0.015522 | 0.015522 | 0.015522 | 0.015522 | 0.015522 | 0.015522 | 0.015522 | 0.015522 | 0.015522 | 0.015522 | 0.015522 | 0.015522 | 0.015522 | 0.015522 | 0.015522
F1_Commercial_Health (ID)_Existing_Water Heating_Natural Gas_Water Heater_E2 | F1 | Commercial | Health (ID) | Existing | Water Heating | Natural Gas | Water Heater | E2 | RVT - Cost of Equipment | 0.018626 | 0.018626 | 0.018626 | 0.018626 | 0.018626 | 0.018626 | 0.018626 | 0.018626 | 0.018626 | 0.018626 | 0.018626 | 0.018626 | 0.018626 | 0.018626 | 0.018626 | 0.018626 | 0.018626 | 0.018626 | 0.018626 | 0.018626 | 0.018626 | 0.018626 | 0.018626 | 0.018626 | 0.018626 | 0.018626 | 0.018626
F1_Commercial_Health (ID)_Existing_Water Heating_Natural Gas_Water Heater_E3 | F1 | Commercial | Health (ID) | Existing | Water Heating | Natural Gas | Water Heater | E3 | RVT - Cost of Equipment | 0.022896 | 0.022896 | 0.022896 | 0.022896 | 0.022896 | 0.022896 | 0.022896 | 0.022896 | 0.022896 | 0.022896 | 0.022896 | 0.022896 | 0.022896 | 0.022896 | 0.022896 | 0.022896 | 0.022896 | 0.022896 | 0.022896 | 0.022896 | 0.022896 | 0.022896 | 0.022896 | 0.022896 | 0.022896 | 0.022896 | 0.022896
F1_Commercial_Health (ID)_Existing_Water Heating_Natural Gas_Water Heater_E4 | F1 | Commercial | Health (ID) | Existing | Water Heating | Natural Gas | Water Heater | E4 | RVT - Cost of Equipment | 0.023077 | 0.023077 | 0.023077 | 0.023077 | 0.023077 | 0.023077 | 0.023077 | 0.023077 | 0.023077 | 0.023077 | 0.023077 | 0.023077 | 0.023077 | 0.023077 | 0.023077 | 0.023077 | 0.023077 | 0.023077 | 0.023077 | 0.023077 | 0.023077 | 0.023077 | 0.023077 | 0.023077 | 0.023077 | 0.023077 | 0.023077
F1_Commercial_Health (ID)_Existing_Water Heating_Natural Gas_Water Heater_E5 | F1 | Commercial | Health (ID) | Existing | Water Heating | Natural Gas | Water Heater | E5 | RVT - Cost of Equipment | 0.049815 | 0.049815 | 0.049815 | 0.049815 | 0.049815 | 0.049815 | 0.049815 | 0.049815 | 0.049815 | 0.049815 | 0.049815 | 0.049815 | 0.049815 | 0.049815 | 0.049815 | 0.049815 | 0.049815 | 0.049815 | 0.049815 | 0.049815 | 0.049815 | 0.049815 | 0.049815 | 0.049815 | 0.049815 | 0.049815 | 0.049815
F1_Commercial_Health (ID)_Existing_Water Heating_Natural Gas_Water Heater_E6 | F1 | Commercial | Health (ID) | Existing | Water Heating | Natural Gas | Water Heater | E6 | RVT - Cost of Equipment | 0 | 0 | 0 | 0 | 0 | 0 | 0 | 0 | 0 | 0 | 0 | 0 | 0 | 0 | 0 | 0 | 0 | 0 | 0 | 0 | 0 | 0 | 0 | 0 | 0 | 0 | 0
F1_Commercial_Health (ID)_Existing_Water Heating_Natural Gas_Water Heater_E7 | F1 | Commercial | Health (ID) | Existing | Water Heating | Natural Gas | Water Heater | E7 | RVT - Cost of Equipment | 0 | 0 | 0 | 0 | 0 | 0 | 0 | 0 | 0 | 0 | 0 | 0 | 0 | 0 | 0 | 0 | 0 | 0 | 0 | 0 | 0 | 0 | 0 | 0 | 0 | 0 | 0
F1_Commercial_Health (ID)_Existing_Water Heating_Natural Gas_Water Heater_E8 | F1 | Commercial | Health (ID) | Existing | Water Heating | Natural Gas | Water Heater | E8 | RVT - Cost of Equipment | 0 | 0 | 0 | 0 | 0 | 0 | 0 | 0 | 0 | 0 | 0 | 0 | 0 | 0 | 0 | 0 | 0 | 0 | 0 | 0 | 0 | 0 | 0 | 0 | 0 | 0 | 0
F1_Commercial_Health (ID)_Existing_Water Heating_Natural Gas_Water Heater_E9 | F1 | Commercial | Health (ID) | Existing | Water Heating | Natural Gas | Water Heater | E9 | RVT - Cost of Equipment | 0 | 0 | 0 | 0 | 0 | 0 | 0 | 0 | 0 | 0 | 0 | 0 | 0 | 0 | 0 | 0 | 0 | 0 | 0 | 0 | 0 | 0 | 0 | 0 | 0 | 0 | 0
F1_Commercial_Health (ID)_Existing_Water Heating_Natural Gas_Water Heater_E10 | F1 | Commercial | Health (ID) | Existing | Water Heating | Natural Gas | Water Heater | E10 | RVT - Cost of Equipment | 0 | 0 | 0 | 0 | 0 | 0 | 0 | 0 | 0 | 0 | 0 | 0 | 0 | 0 | 0 | 0 | 0 | 0 | 0 | 0 | 0 | 0 | 0 | 0 | 0 | 0 | 0
F2_Commercial_Health (ID)_Existing_Water Heating_Natural Gas_Water Heater_E1 | F2 | Commercial | Health (ID) | Existing | Water Heating | Natural Gas | Water Heater | E1 | RVT - Cost of Operation | 0.18395 | 0.18765 | 0.19181 | 0.19648 | 0.20169 | 0.20799 | 0.21424 | 0.22015 | 0.22551 | 0.23073 | 0.23614 | 0.24109 | 0.24638 | 0.25151 | 0.25602 | 0.26017 | 0.26379 | 0.26728 | 0.27097 | 0.27447 | 0.278 | 0.28291 | 0.28787 | 0.29299 | 0.29819 | 0.30349 | 0.30888
F2_Commercial_Health (ID)_Existing_Water Heating_Natural Gas_Water Heater_E2 | F2 | Commercial | Health (ID) | Existing | Water Heating | Natural Gas | Water Heater | E2 | RVT - Cost of Operation | 0.16351 | 0.1668 | 0.1705 | 0.17465 | 0.17928 | 0.18488 | 0.19044 | 0.19569 | 0.20045 | 0.20509 | 0.2099 | 0.2143 | 0.21901 | 0.22357 | 0.22758 | 0.23126 | 0.23448 | 0.23759 | 0.24086 | 0.24398 | 0.24711 | 0.25147 | 0.25589 | 0.26043 | 0.26506 | 0.26977 | 0.27456
F2_Commercial_Health (ID)_Existing_Water Heating_Natural Gas_Water Heater_E3 | F2 | Commercial | Health (ID) | Existing | Water Heating | Natural Gas | Water Heater | E3 | RVT - Cost of Operation | 0.15656 | 0.1597 | 0.16324 | 0.16722 | 0.17165 | 0.17702 | 0.18234 | 0.18736 | 0.19192 | 0.19637 | 0.20097 | 0.20518 | 0.20969 | 0.21405 | 0.21789 | 0.22142 | 0.2245 | 0.22748 | 0.23062 | 0.23359 | 0.23659 | 0.24077 | 0.245 | 0.24935 | 0.25378 | 0.25829 | 0.26288
F2_Commercial_Health (ID)_Existing_Water Heating_Natural Gas_Water Heater_E4 | F2 | Commercial | Health (ID) | Existing | Water Heating | Natural Gas | Water Heater | E4 | RVT - Cost of Operation | 0.16413 | 0.16743 | 0.17103 | 0.17495 | 0.17921 | 0.18423 | 0.1892 | 0.19394 | 0.19832 | 0.20264 | 0.20715 | 0.21138 | 0.21587 | 0.22025 | 0.22419 | 0.22788 | 0.2312 | 0.23444 | 0.23783 | 0.2411 | 0.24439 | 0.24871 | 0.25309 | 0.25759 | 0.26216 | 0.26682 | 0.27156
F2_Commercial_Health (ID)_Existing_Water Heating_Natural Gas_Water Heater_E5 | F2 | Commercial | Health (ID) | Existing | Water Heating | Natural Gas | Water Heater | E5 | RVT - Cost of Operation | 0.096507 | 0.098403 | 0.1006 | 0.10315 | 0.10605 | 0.1096 | 0.11311 | 0.11641 | 0.11938 | 0.12224 | 0.1252 | 0.12786 | 0.13072 | 0.13348 | 0.13588 | 0.13806 | 0.13993 | 0.14172 | 0.14362 | 0.14541 | 0.14721 | 0.14981 | 0.15243 | 0.15514 | 0.1579 | 0.1607 | 0.16356
F2_Commercial_Health (ID)_Existing_Water Heating_Natural Gas_Water Heater_E6 | F2 | Commercial | Health (ID) | Existing | Water Heating | Natural Gas | Water Heater | E6 | RVT - Cost of Operation | 0 | 0 | 0 | 0 | 0 | 0 | 0 | 0 | 0 | 0 | 0 | 0 | 0 | 0 | 0 | 0 | 0 | 0 | 0 | 0 | 0 | 0 | 0 | 0 | 0 | 0 | 0
F2_Commercial_Health (ID)_Existing_Water Heating_Natural Gas_Water Heater_E7 | F2 | Commercial | Health (ID) | Existing | Water Heating | Natural Gas | Water Heater | E7 | RVT - Cost of Operation | 0 | 0 | 0 | 0 | 0 | 0 | 0 | 0 | 0 | 0 | 0 | 0 | 0 | 0 | 0 | 0 | 0 | 0 | 0 | 0 | 0 | 0 | 0 | 0 | 0 | 0 | 0
F2_Commercial_Health (ID)_Existing_Water Heating_Natural Gas_Water Heater_E8 | F2 | Commercial | Health (ID) | Existing | Water Heating | Natural Gas | Water Heater | E8 | RVT - Cost of Operation | 0 | 0 | 0 | 0 | 0 | 0 | 0 | 0 | 0 | 0 | 0 | 0 | 0 | 0 | 0 | 0 | 0 | 0 | 0 | 0 | 0 | 0 | 0 | 0 | 0 | 0 | 0
F2_Commercial_Health (ID)_Existing_Water Heating_Natural Gas_Water Heater_E9 | F2 | Commercial | Health (ID) | Existing | Water Heating | Natural Gas | Water Heater | E9 | RVT - Cost of Operation | 0 | 0 | 0 | 0 | 0 | 0 | 0 | 0 | 0 | 0 | 0 | 0 | 0 | 0 | 0 | 0 | 0 | 0 | 0 | 0 | 0 | 0 | 0 | 0 | 0 | 0 | 0
F2_Commercial_Health (ID)_Existing_Water Heating_Natural Gas_Water Heater_E10 | F2 | Commercial | Health (ID) | Existing | Water Heating | Natural Gas | Water Heater | E10 | RVT - Cost of Operation | 0 | 0 | 0 | 0 | 0 | 0 | 0 | 0 | 0 | 0 | 0 | 0 | 0 | 0 | 0 | 0 | 0 | 0 | 0 | 0 | 0 | 0 | 0 | 0 | 0 | 0 | 0
F3_Commercial_Health (ID)_Existing_Water Heating_Natural Gas_Water Heater_E1 | F3 | Commercial | Health (ID) | Existing | Water Heating | Natural Gas | Water Heater | E1 | System - kBTUs of Consumption | 42.5598 | 42.5598 | 42.5598 | 42.5598 | 42.5598 | 42.5598 | 42.5598 | 42.5598 | 42.5598 | 42.5598 | 42.5598 | 42.5598 | 42.5598 | 42.5598 | 42.5598 | 42.5598 | 42.5598 | 42.5598 | 42.5598 | 42.5598 | 42.5598 | 42.5598 | 42.5598 | 42.5598 | 42.5598 | 42.5598 | 42.5598
F3_Commercial_Health (ID)_Existing_Water Heating_Natural Gas_Water Heater_E2 | F3 | Commercial | Health (ID) | Existing | Water Heating | Natural Gas | Water Heater | E2 | System - kBTUs of Consumption | 37.831 | 37.831 | 37.831 | 37.831 | 37.831 | 37.831 | 37.831 | 37.831 | 37.831 | 37.831 | 37.831 | 37.831 | 37.831 | 37.831 | 37.831 | 37.831 | 37.831 | 37.831 | 37.831 | 37.831 | 37.831 | 37.831 | 37.831 | 37.831 | 37.831 | 37.831 | 37.831
F3_Commercial_Health (ID)_Existing_Water Heating_Natural Gas_Water Heater_E3 | F3 | Commercial | Health (ID) | Existing | Water Heating | Natural Gas | Water Heater | E3 | System - kBTUs of Consumption | 36.2211 | 36.2211 | 36.2211 | 36.2211 | 36.2211 | 36.2211 | 36.2211 | 36.2211 | 36.2211 | 36.2211 | 36.2211 | 36.2211 | 36.2211 | 36.2211 | 36.2211 | 36.2211 | 36.2211 | 36.2211 | 36.2211 | 36.2211 | 36.2211 | 36.2211 | 36.2211 | 36.2211 | 36.2211 | 36.2211 | 36.2211
F3_Commercial_Health (ID)_Existing_Water Heating_Natural Gas_Water Heater_E4 | F3 | Commercial | Health (ID) | Existing | Water Heating | Natural Gas | Water Heater | E4 | System - kBTUs of Consumption | 36.1827 | 36.1827 | 36.1827 | 36.1827 | 36.1827 | 36.1827 | 36.1827 | 36.1827 | 36.1827 | 36.1827 | 36.1827 | 36.1827 | 36.1827 | 36.1827 | 36.1827 | 36.1827 | 36.1827 | 36.1827 | 36.1827 | 36.1827 | 36.1827 | 36.1827 | 36.1827 | 36.1827 | 36.1827 | 36.1827 | 36.1827
F3_Commercial_Health (ID)_Existing_Water Heating_Natural Gas_Water Heater_E5 | F3 | Commercial | Health (ID) | Existing | Water Heating | Natural Gas | Water Heater | E5 | System - kBTUs of Consumption | 22.6986 | 22.6986 | 22.6986 | 22.6986 | 22.6986 | 22.6986 | 22.6986 | 22.6986 | 22.6986 | 22.6986 | 22.6986 | 22.6986 | 22.6986 | 22.6986 | 22.6986 | 22.6986 | 22.6986 | 22.6986 | 22.6986 | 22.6986 | 22.6986 | 22.6986 | 22.6986 | 22.6986 | 22.6986 | 22.6986 | 22.6986
F3_Commercial_Health (ID)_Existing_Water Heating_Natural Gas_Water Heater_E6 | F3 | Commercial | Health (ID) | Existing | Water Heating | Natural Gas | Water Heater | E6 | System - kBTUs of Consumption | 0 | 0 | 0 | 0 | 0 | 0 | 0 | 0 | 0 | 0 | 0 | 0 | 0 | 0 | 0 | 0 | 0 | 0 | 0 | 0 | 0 | 0 | 0 | 0 | 0 | 0 | 0
F3_Commercial_Health (ID)_Existing_Water Heating_Natural Gas_Water Heater_E7 | F3 | Commercial | Health (ID) | Existing | Water Heating | Natural Gas | Water Heater | E7 | System - kBTUs of Consumption | 0 | 0 | 0 | 0 | 0 | 0 | 0 | 0 | 0 | 0 | 0 | 0 | 0 | 0 | 0 | 0 | 0 | 0 | 0 | 0 | 0 | 0 | 0 | 0 | 0 | 0 | 0
F3_Commercial_Health (ID)_Existing_Water Heating_Natural Gas_Water Heater_E8 | F3 | Commercial | Health (ID) | Existing | Water Heating | Natural Gas | Water Heater | E8 | System - kBTUs of Consumption | 0 | 0 | 0 | 0 | 0 | 0 | 0 | 0 | 0 | 0 | 0 | 0 | 0 | 0 | 0 | 0 | 0 | 0 | 0 | 0 | 0 | 0 | 0 | 0 | 0 | 0 | 0
F3_Commercial_Health (ID)_Existing_Water Heating_Natural Gas_Water Heater_E9 | F3 | Commercial | Health (ID) | Existing | Water Heating | Natural Gas | Water Heater | E9 | System - kBTUs of Consumption | 0 | 0 | 0 | 0 | 0 | 0 | 0 | 0 | 0 | 0 | 0 | 0 | 0 | 0 | 0 | 0 | 0 | 0 | 0 | 0 | 0 | 0 | 0 | 0 | 0 | 0 | 0
F3_Commercial_Health (ID)_Existing_Water Heating_Natural Gas_Water Heater_E10 | F3 | Commercial | Health (ID) | Existing | Water Heating | Natural Gas | Water Heater | E10 | System - kBTUs of Consumption | 0 | 0 | 0 | 0 | 0 | 0 | 0 | 0 | 0 | 0 | 0 | 0 | 0 | 0 | 0 | 0 | 0 | 0 | 0 | 0 | 0 | 0 | 0 | 0 | 0 | 0 | 0
F4_Commercial_Health (ID)_Existing_Water Heating_Natural Gas_Water Heater_E1 | F4 | Commercial | Health (ID) | Existing | Water Heating | Natural Gas | Water Heater | E1 | Utility - Cost of Equipment | 0.015522 | 0.015522 | 0.015522 | 0.015522 | 0.015522 | 0.015522 | 0.015522 | 0.015522 | 0.015522 | 0.015522 | 0.015522 | 0.015522 | 0.015522 | 0.015522 | 0.015522 | 0.015522 | 0.015522 | 0.015522 | 0.015522 | 0.015522 | 0.015522 | 0.015522 | 0.015522 | 0.015522 | 0.015522 | 0.015522 | 0.015522
F4_Commercial_Health (ID)_Existing_Water Heating_Natural Gas_Water Heater_E2 | F4 | Commercial | Health (ID) | Existing | Water Heating | Natural Gas | Water Heater | E2 | Utility - Cost of Equipment | 0.018626 | 0.018626 | 0.018626 | 0.018626 | 0.018626 | 0.018626 | 0.018626 | 0.018626 | 0.018626 | 0.018626 | 0.018626 | 0.018626 | 0.018626 | 0.018626 | 0.018626 | 0.018626 | 0.018626 | 0.018626 | 0.018626 | 0.018626 | 0.018626 | 0.018626 | 0.018626 | 0.018626 | 0.018626 | 0.018626 | 0.018626
F4_Commercial_Health (ID)_Existing_Water Heating_Natural Gas_Water Heater_E3 | F4 | Commercial | Health (ID) | Existing | Water Heating | Natural Gas | Water Heater | E3 | Utility - Cost of Equipment | 0.022896 | 0.022896 | 0.022896 | 0.022896 | 0.022896 | 0.022896 | 0.022896 | 0.022896 | 0.022896 | 0.022896 | 0.022896 | 0.022896 | 0.022896 | 0.022896 | 0.022896 | 0.022896 | 0.022896 | 0.022896 | 0.022896 | 0.022896 | 0.022896 | 0.022896 | 0.022896 | 0.022896 | 0.022896 | 0.022896 | 0.022896
F4_Commercial_Health (ID)_Existing_Water Heating_Natural Gas_Water Heater_E4 | F4 | Commercial | Health (ID) | Existing | Water Heating | Natural Gas | Water Heater | E4 | Utility - Cost of Equipment | 0.023077 | 0.023077 | 0.023077 | 0.023077 | 0.023077 | 0.023077 | 0.023077 | 0.023077 | 0.023077 | 0.023077 | 0.023077 | 0.023077 | 0.023077 | 0.023077 | 0.023077 | 0.023077 | 0.023077 | 0.023077 | 0.023077 | 0.023077 | 0.023077 | 0.023077 | 0.023077 | 0.023077 | 0.023077 | 0.023077 | 0.023077
F4_Commercial_Health (ID)_Existing_Water Heating_Natural Gas_Water Heater_E5 | F4 | Commercial | Health (ID) | Existing | Water Heating | Natural Gas | Water Heater | E5 | Utility - Cost of Equipment | 0.049815 | 0.049815 | 0.049815 | 0.049815 | 0.049815 | 0.049815 | 0.049815 | 0.049815 | 0.049815 | 0.049815 | 0.049815 | 0.049815 | 0.049815 | 0.049815 | 0.049815 | 0.049815 | 0.049815 | 0.049815 | 0.049815 | 0.049815 | 0.049815 | 0.049815 | 0.049815 | 0.049815 | 0.049815 | 0.049815 | 0.049815
F4_Commercial_Health (ID)_Existing_Water Heating_Natural Gas_Water Heater_E6 | F4 | Commercial | Health (ID) | Existing | Water Heating | Natural Gas | Water Heater | E6 | Utility - Cost of Equipment | 0 | 0 | 0 | 0 | 0 | 0 | 0 | 0 | 0 | 0 | 0 | 0 | 0 | 0 | 0 | 0 | 0 | 0 | 0 | 0 | 0 | 0 | 0 | 0 | 0 | 0 | 0
F4_Commercial_Health (ID)_Existing_Water Heating_Natural Gas_Water Heater_E7 | F4 | Commercial | Health (ID) | Existing | Water Heating | Natural Gas | Water Heater | E7 | Utility - Cost of Equipment | 0 | 0 | 0 | 0 | 0 | 0 | 0 | 0 | 0 | 0 | 0 | 0 | 0 | 0 | 0 | 0 | 0 | 0 | 0 | 0 | 0 | 0 | 0 | 0 | 0 | 0 | 0
F4_Commercial_Health (ID)_Existing_Water Heating_Natural Gas_Water Heater_E8 | F4 | Commercial | Health (ID) | Existing | Water Heating | Natural Gas | Water Heater | E8 | Utility - Cost of Equipment | 0 | 0 | 0 | 0 | 0 | 0 | 0 | 0 | 0 | 0 | 0 | 0 | 0 | 0 | 0 | 0 | 0 | 0 | 0 | 0 | 0 | 0 | 0 | 0 | 0 | 0 | 0
F4_Commercial_Health (ID)_Existing_Water Heating_Natural Gas_Water Heater_E9 | F4 | Commercial | Health (ID) | Existing | Water Heating | Natural Gas | Water Heater | E9 | Utility - Cost of Equipment | 0 | 0 | 0 | 0 | 0 | 0 | 0 | 0 | 0 | 0 | 0 | 0 | 0 | 0 | 0 | 0 | 0 | 0 | 0 | 0 | 0 | 0 | 0 | 0 | 0 | 0 | 0
F4_Commercial_Health (ID)_Existing_Water Heating_Natural Gas_Water Heater_E10 | F4 | Commercial | Health (ID) | Existing | Water Heating | Natural Gas | Water Heater | E10 | Utility - Cost of Equipment | 0 | 0 | 0 | 0 | 0 | 0 | 0 | 0 | 0 | 0 | 0 | 0 | 0 | 0 | 0 | 0 | 0 | 0 | 0 | 0 | 0 | 0 | 0 | 0 | 0 | 0 | 0
F5_Commercial_Health (ID)_Existing_Water Heating_Natural Gas_Water Heater_E1 | F5 | Commercial | Health (ID) | Existing | Water Heating | Natural Gas | Water Heater | E1 | Utility - Cost of Operation | 0.1578 | 0.16194 | 0.16659 | 0.1718 | 0.17761 | 0.18447 | 0.19146 | 0.19835 | 0.20497 | 0.21169 | 0.21716 | 0.22233 | 0.22785 | 0.23328 | 0.23821 | 0.24288 | 0.24714 | 0.25137 | 0.25585 | 0.26025 | 0.26476 | 0.26943 | 0.27417 | 0.27904 | 0.28399 | 0.28904 | 0.29417
F5_Commercial_Health (ID)_Existing_Water Heating_Natural Gas_Water Heater_E2 | F5 | Commercial | Health (ID) | Existing | Water Heating | Natural Gas | Water Heater | E2 | Utility - Cost of Operation | 0.14026 | 0.14395 | 0.14808 | 0.15272 | 0.15787 | 0.16397 | 0.17019 | 0.17631 | 0.1822 | 0.18817 | 0.19303 | 0.19762 | 0.20253 | 0.20736 | 0.21175 | 0.21589 | 0.21968 | 0.22344 | 0.22742 | 0.23133 | 0.23534 | 0.2395 | 0.2437 | 0.24803 | 0.25244 | 0.25692 | 0.26149
F5_Commercial_Health (ID)_Existing_Water Heating_Natural Gas_Water Heater_E3 | F5 | Commercial | Health (ID) | Existing | Water Heating | Natural Gas | Water Heater | E3 | Utility - Cost of Operation | 0.1343 | 0.13782 | 0.14178 | 0.14622 | 0.15116 | 0.157 | 0.16295 | 0.16881 | 0.17444 | 0.18016 | 0.18482 | 0.18921 | 0.19391 | 0.19854 | 0.20274 | 0.20671 | 0.21033 | 0.21393 | 0.21774 | 0.22149 | 0.22533 | 0.22931 | 0.23333 | 0.23748 | 0.2417 | 0.24599 | 0.25036
F5_Commercial_Health (ID)_Existing_Water Heating_Natural Gas_Water Heater_E4 | F5 | Commercial | Health (ID) | Existing | Water Heating | Natural Gas | Water Heater | E4 | Utility - Cost of Operation | 0.1426 | 0.14628 | 0.15031 | 0.1547 | 0.15949 | 0.16504 | 0.17067 | 0.17623 | 0.18161 | 0.18708 | 0.19164 | 0.19599 | 0.20062 | 0.2052 | 0.20942 | 0.21346 | 0.21721 | 0.22095 | 0.22488 | 0.22877 | 0.23275 | 0.23687 | 0.24104 | 0.24532 | 0.24968 | 0.25411 | 0.25863
F5_Commercial_Health (ID)_Existing_Water Heating_Natural Gas_Water Heater_E5 | F5 | Commercial | Health (ID) | Existing | Water Heating | Natural Gas | Water Heater | E5 | Utility - Cost of Operation | 0.082248 | 0.084411 | 0.086879 | 0.089693 | 0.092872 | 0.096677 | 0.10056 | 0.10438 | 0.10804 | 0.11176 | 0.11474 | 0.11754 | 0.12054 | 0.12349 | 0.12614 | 0.12864 | 0.13089 | 0.13312 | 0.13549 | 0.13781 | 0.1402 | 0.14267 | 0.14517 | 0.14775 | 0.15038 | 0.15305 | 0.15577
F5_Commercial_Health (ID)_Existing_Water Heating_Natural Gas_Water Heater_E6 | F5 | Commercial | Health (ID) | Existing | Water Heating | Natural Gas | Water Heater | E6 | Utility - Cost of Operation | 0 | 0 | 0 | 0 | 0 | 0 | 0 | 0 | 0 | 0 | 0 | 0 | 0 | 0 | 0 | 0 | 0 | 0 | 0 | 0 | 0 | 0 | 0 | 0 | 0 | 0 | 0
F5_Commercial_Health (ID)_Existing_Water Heating_Natural Gas_Water Heater_E7 | F5 | Commercial | Health (ID) | Existing | Water Heating | Natural Gas | Water Heater | E7 | Utility - Cost of Operation | 0 | 0 | 0 | 0 | 0 | 0 | 0 | 0 | 0 | 0 | 0 | 0 | 0 | 0 | 0 | 0 | 0 | 0 | 0 | 0 | 0 | 0 | 0 | 0 | 0 | 0 | 0
F5_Commercial_Health (ID)_Existing_Water Heating_Natural Gas_Water Heater_E8 | F5 | Commercial | Health (ID) | Existing | Water Heating | Natural Gas | Water Heater | E8 | Utility - Cost of Operation | 0 | 0 | 0 | 0 | 0 | 0 | 0 | 0 | 0 | 0 | 0 | 0 | 0 | 0 | 0 | 0 | 0 | 0 | 0 | 0 | 0 | 0 | 0 | 0 | 0 | 0 | 0
F5_Commercial_Health (ID)_Existing_Water Heating_Natural Gas_Water Heater_E9 | F5 | Commercial | Health (ID) | Existing | Water Heating | Natural Gas | Water Heater | E9 | Utility - Cost of Operation | 0 | 0 | 0 | 0 | 0 | 0 | 0 | 0 | 0 | 0 | 0 | 0 | 0 | 0 | 0 | 0 | 0 | 0 | 0 | 0 | 0 | 0 | 0 | 0 | 0 | 0 | 0
F5_Commercial_Health (ID)_Existing_Water Heating_Natural Gas_Water Heater_E10 | F5 | Commercial | Health (ID) | Existing | Water Heating | Natural Gas | Water Heater | E10 | Utility - Cost of Operation | 0 | 0 | 0 | 0 | 0 | 0 | 0 | 0 | 0 | 0 | 0 | 0 | 0 | 0 | 0 | 0 | 0 | 0 | 0 | 0 | 0 | 0 | 0 | 0 | 0 | 0 | 0
F6_Commercial_Health (ID)_Existing_Water Heating_Natural Gas_Water Heater_E1 | F6 | Commercial | Health (ID) | Existing | Water Heating | Natural Gas | Water Heater | E1 | Utility - Value of Sales | 0.18395 | 0.18765 | 0.19181 | 0.19648 | 0.20169 | 0.20799 | 0.21424 | 0.22015 | 0.22551 | 0.23073 | 0.23614 | 0.24109 | 0.24638 | 0.25151 | 0.25602 | 0.26017 | 0.26379 | 0.26728 | 0.27097 | 0.27447 | 0.278 | 0.28291 | 0.28787 | 0.29299 | 0.29819 | 0.30349 | 0.30888
F6_Commercial_Health (ID)_Existing_Water Heating_Natural Gas_Water Heater_E2 | F6 | Commercial | Health (ID) | Existing | Water Heating | Natural Gas | Water Heater | E2 | Utility - Value of Sales | 0.16351 | 0.1668 | 0.1705 | 0.17465 | 0.17928 | 0.18488 | 0.19044 | 0.19569 | 0.20045 | 0.20509 | 0.2099 | 0.2143 | 0.21901 | 0.22357 | 0.22758 | 0.23126 | 0.23448 | 0.23759 | 0.24086 | 0.24398 | 0.24711 | 0.25147 | 0.25589 | 0.26043 | 0.26506 | 0.26977 | 0.27456
F6_Commercial_Health (ID)_Existing_Water Heating_Natural Gas_Water Heater_E3 | F6 | Commercial | Health (ID) | Existing | Water Heating | Natural Gas | Water Heater | E3 | Utility - Value of Sales | 0.15656 | 0.1597 | 0.16324 | 0.16722 | 0.17165 | 0.17702 | 0.18234 | 0.18736 | 0.19192 | 0.19637 | 0.20097 | 0.20518 | 0.20969 | 0.21405 | 0.21789 | 0.22142 | 0.2245 | 0.22748 | 0.23062 | 0.23359 | 0.23659 | 0.24077 | 0.245 | 0.24935 | 0.25378 | 0.25829 | 0.26288
F6_Commercial_Health (ID)_Existing_Water Heating_Natural Gas_Water Heater_E4 | F6 | Commercial | Health (ID) | Existing | Water Heating | Natural Gas | Water Heater | E4 | Utility - Value of Sales | 0.16413 | 0.16743 | 0.17103 | 0.17495 | 0.17921 | 0.18423 | 0.1892 | 0.19394 | 0.19832 | 0.20264 | 0.20715 | 0.21138 | 0.21587 | 0.22025 | 0.22419 | 0.22788 | 0.2312 | 0.23444 | 0.23783 | 0.2411 | 0.24439 | 0.24871 | 0.25309 | 0.25759 | 0.26216 | 0.26682 | 0.27156
F6_Commercial_Health (ID)_Existing_Water Heating_Natural Gas_Water Heater_E5 | F6 | Commercial | Health (ID) | Existing | Water Heating | Natural Gas | Water Heater | E5 | Utility - Value of Sales | 0.096507 | 0.098403 | 0.1006 | 0.10315 | 0.10605 | 0.1096 | 0.11311 | 0.11641 | 0.11938 | 0.12224 | 0.1252 | 0.12786 | 0.13072 | 0.13348 | 0.13588 | 0.13806 | 0.13993 | 0.14172 | 0.14362 | 0.14541 | 0.14721 | 0.14981 | 0.15243 | 0.15514 | 0.1579 | 0.1607 | 0.16356
F6_Commercial_Health (ID)_Existing_Water Heating_Natural Gas_Water Heater_E6 | F6 | Commercial | Health (ID) | Existing | Water Heating | Natural Gas | Water Heater | E6 | Utility - Value of Sales | 0 | 0 | 0 | 0 | 0 | 0 | 0 | 0 | 0 | 0 | 0 | 0 | 0 | 0 | 0 | 0 | 0 | 0 | 0 | 0 | 0 | 0 | 0 | 0 | 0 | 0 | 0
F6_Commercial_Health (ID)_Existing_Water Heating_Natural Gas_Water Heater_E7 | F6 | Commercial | Health (ID) | Existing | Water Heating | Natural Gas | Water Heater | E7 | Utility - Value of Sales | 0 | 0 | 0 | 0 | 0 | 0 | 0 | 0 | 0 | 0 | 0 | 0 | 0 | 0 | 0 | 0 | 0 | 0 | 0 | 0 | 0 | 0 | 0 | 0 | 0 | 0 | 0
F6_Commercial_Health (ID)_Existing_Water Heating_Natural Gas_Water Heater_E8 | F6 | Commercial | Health (ID) | Existing | Water Heating | Natural Gas | Water Heater | E8 | Utility - Value of Sales | 0 | 0 | 0 | 0 | 0 | 0 | 0 | 0 | 0 | 0 | 0 | 0 | 0 | 0 | 0 | 0 | 0 | 0 | 0 | 0 | 0 | 0 | 0 | 0 | 0 | 0 | 0
F6_Commercial_Health (ID)_Existing_Water Heating_Natural Gas_Water Heater_E9 | F6 | Commercial | Health (ID) | Existing | Water Heating | Natural Gas | Water Heater | E9 | Utility - Value of Sales | 0 | 0 | 0 | 0 | 0 | 0 | 0 | 0 | 0 | 0 | 0 | 0 | 0 | 0 | 0 | 0 | 0 | 0 | 0 | 0 | 0 | 0 | 0 | 0 | 0 | 0 | 0
F6_Commercial_Health (ID)_Existing_Water Heating_Natural Gas_Water Heater_E10 | F6 | Commercial | Health (ID) | Existing | Water Heating | Natural Gas | Water Heater | E10 | Utility - Value of Sales | 0 | 0 | 0 | 0 | 0 | 0 | 0 | 0 | 0 | 0 | 0 | 0 | 0 | 0 | 0 | 0 | 0 | 0 | 0 | 0 | 0 | 0 | 0 | 0 | 0 | 0 | 0
F1_Commercial_Health (ID)_Existing_Food Preparation_Natural Gas_Oven_E1 | F1 | Commercial | Health (ID) | Existing | Food Preparation | Natural Gas | Oven | E1 | RVT - Cost of Equipment | 0.00033589 | 0.00033589 | 0.00033589 | 0.00033589 | 0.00033589 | 0.00033589 | 0.00033589 | 0.00033589 | 0.00033589 | 0.00033589 | 0.00033589 | 0.00033589 | 0.00033589 | 0.00033589 | 0.00033589 | 0.00033589 | 0.00033589 | 0.00033589 | 0.00033589 | 0.00033589 | 0.00033589 | 0.00033589 | 0.00033589 | 0.00033589 | 0.00033589 | 0.00033589 | 0.00033589
F1_Commercial_Health (ID)_Existing_Food Preparation_Natural Gas_Oven_E2 | F1 | Commercial | Health (ID) | Existing | Food Preparation | Natural Gas | Oven | E2 | RVT - Cost of Equipment | 0.00045768 | 0.00045768 | 0.00045768 | 0.00045768 | 0.00045768 | 0.00045768 | 0.00045768 | 0.00045768 | 0.00045768 | 0.00045768 | 0.00045768 | 0.00045768 | 0.00045768 | 0.00045768 | 0.00045768 | 0.00045768 | 0.00045768 | 0.00045768 | 0.00045768 | 0.00045768 | 0.00045768 | 0.00045768 | 0.00045768 | 0.00045768 | 0.00045768 | 0.00045768 | 0.00045768
F1_Commercial_Health (ID)_Existing_Food Preparation_Natural Gas_Oven_E3 | F1 | Commercial | Health (ID) | Existing | Food Preparation | Natural Gas | Oven | E3 | RVT - Cost of Equipment | 0 | 0 | 0 | 0 | 0 | 0 | 0 | 0 | 0 | 0 | 0 | 0 | 0 | 0 | 0 | 0 | 0 | 0 | 0 | 0 | 0 | 0 | 0 | 0 | 0 | 0 | 0
F1_Commercial_Health (ID)_Existing_Food Preparation_Natural Gas_Oven_E4 | F1 | Commercial | Health (ID) | Existing | Food Preparation | Natural Gas | Oven | E4 | RVT - Cost of Equipment | 0 | 0 | 0 | 0 | 0 | 0 | 0 | 0 | 0 | 0 | 0 | 0 | 0 | 0 | 0 | 0 | 0 | 0 | 0 | 0 | 0 | 0 | 0 | 0 | 0 | 0 | 0
F1_Commercial_Health (ID)_Existing_Food Preparation_Natural Gas_Oven_E5 | F1 | Commercial | Health (ID) | Existing | Food Preparation | Natural Gas | Oven | E5 | RVT - Cost of Equipment | 0 | 0 | 0 | 0 | 0 | 0 | 0 | 0 | 0 | 0 | 0 | 0 | 0 | 0 | 0 | 0 | 0 | 0 | 0 | 0 | 0 | 0 | 0 | 0 | 0 | 0 | 0
F1_Commercial_Health (ID)_Existing_Food Preparation_Natural Gas_Oven_E6 | F1 | Commercial | Health (ID) | Existing | Food Preparation | Natural Gas | Oven | E6 | RVT - Cost of Equipment | 0 | 0 | 0 | 0 | 0 | 0 | 0 | 0 | 0 | 0 | 0 | 0 | 0 | 0 | 0 | 0 | 0 | 0 | 0 | 0 | 0 | 0 | 0 | 0 | 0 | 0 | 0
F1_Commercial_Health (ID)_Existing_Food Preparation_Natural Gas_Oven_E7 | F1 | Commercial | Health (ID) | Existing | Food Preparation | Natural Gas | Oven | E7 | RVT - Cost of Equipment | 0 | 0 | 0 | 0 | 0 | 0 | 0 | 0 | 0 | 0 | 0 | 0 | 0 | 0 | 0 | 0 | 0 | 0 | 0 | 0 | 0 | 0 | 0 | 0 | 0 | 0 | 0
F1_Commercial_Health (ID)_Existing_Food Preparation_Natural Gas_Oven_E8 | F1 | Commercial | Health (ID) | Existing | Food Preparation | Natural Gas | Oven | E8 | RVT - Cost of Equipment | 0 | 0 | 0 | 0 | 0 | 0 | 0 | 0 | 0 | 0 | 0 | 0 | 0 | 0 | 0 | 0 | 0 | 0 | 0 | 0 | 0 | 0 | 0 | 0 | 0 | 0 | 0
F1_Commercial_Health (ID)_Existing_Food Preparation_Natural Gas_Oven_E9 | F1 | Commercial | Health (ID) | Existing | Food Preparation | Natural Gas | Oven | E9 | RVT - Cost of Equipment | 0 | 0 | 0 | 0 | 0 | 0 | 0 | 0 | 0 | 0 | 0 | 0 | 0 | 0 | 0 | 0 | 0 | 0 | 0 | 0 | 0 | 0 | 0 | 0 | 0 | 0 | 0
F1_Commercial_Health (ID)_Existing_Food Preparation_Natural Gas_Oven_E10 | F1 | Commercial | Health (ID) | Existing | Food Preparation | Natural Gas | Oven | E10 | RVT - Cost of Equipment | 0 | 0 | 0 | 0 | 0 | 0 | 0 | 0 | 0 | 0 | 0 | 0 | 0 | 0 | 0 | 0 | 0 | 0 | 0 | 0 | 0 | 0 | 0 | 0 | 0 | 0 | 0
F2_Commercial_Health (ID)_Existing_Food Preparation_Natural Gas_Oven_E1 | F2 | Commercial | Health (ID) | Existing | Food Preparation | Natural Gas | Oven | E1 | RVT - Cost of Operation | 0.10001 | 0.10167 | 0.1037 | 0.10617 | 0.1091 | 0.11298 | 0.11696 | 0.1208 | 0.12435 | 0.12775 | 0.13124 | 0.13436 | 0.13762 | 0.14063 | 0.14316 | 0.14541 | 0.14725 | 0.14898 | 0.15085 | 0.15255 | 0.15426 | 0.15698 | 0.15973 | 0.16257 | 0.16545 | 0.16839 | 0.17139
F2_Commercial_Health (ID)_Existing_Food Preparation_Natural Gas_Oven_E2 | F2 | Commercial | Health (ID) | Existing | Food Preparation | Natural Gas | Oven | E2 | RVT - Cost of Operation | 0.071017 | 0.072199 | 0.07364 | 0.07539 | 0.077473 | 0.080227 | 0.083051 | 0.085783 | 0.088298 | 0.090713 | 0.093194 | 0.09541 | 0.097722 | 0.099858 | 0.10166 | 0.10325 | 0.10456 | 0.10579 | 0.10711 | 0.10833 | 0.10954 | 0.11147 | 0.11342 | 0.11544 | 0.11749 | 0.11958 | 0.1217
F2_Commercial_Health (ID)_Existing_Food Preparation_Natural Gas_Oven_E3 | F2 | Commercial | Health (ID) | Existing | Food Preparation | Natural Gas | Oven | E3 | RVT - Cost of Operation | 0 | 0 | 0 | 0 | 0 | 0 | 0 | 0 | 0 | 0 | 0 | 0 | 0 | 0 | 0 | 0 | 0 | 0 | 0 | 0 | 0 | 0 | 0 | 0 | 0 | 0 | 0
F2_Commercial_Health (ID)_Existing_Food Preparation_Natural Gas_Oven_E4 | F2 | Commercial | Health (ID) | Existing | Food Preparation | Natural Gas | Oven | E4 | RVT - Cost of Operation | 0 | 0 | 0 | 0 | 0 | 0 | 0 | 0 | 0 | 0 | 0 | 0 | 0 | 0 | 0 | 0 | 0 | 0 | 0 | 0 | 0 | 0 | 0 | 0 | 0 | 0 | 0
F2_Commercial_Health (ID)_Existing_Food Preparation_Natural Gas_Oven_E5 | F2 | Commercial | Health (ID) | Existing | Food Preparation | Natural Gas | Oven | E5 | RVT - Cost of Operation | 0 | 0 | 0 | 0 | 0 | 0 | 0 | 0 | 0 | 0 | 0 | 0 | 0 | 0 | 0 | 0 | 0 | 0 | 0 | 0 | 0 | 0 | 0 | 0 | 0 | 0 | 0
F2_Commercial_Health (ID)_Existing_Food Preparation_Natural Gas_Oven_E6 | F2 | Commercial | Health (ID) | Existing | Food Preparation | Natural Gas | Oven | E6 | RVT - Cost of Operation | 0 | 0 | 0 | 0 | 0 | 0 | 0 | 0 | 0 | 0 | 0 | 0 | 0 | 0 | 0 | 0 | 0 | 0 | 0 | 0 | 0 | 0 | 0 | 0 | 0 | 0 | 0
F2_Commercial_Health (ID)_Existing_Food Preparation_Natural Gas_Oven_E7 | F2 | Commercial | Health (ID) | Existing | Food Preparation | Natural Gas | Oven | E7 | RVT - Cost of Operation | 0 | 0 | 0 | 0 | 0 | 0 | 0 | 0 | 0 | 0 | 0 | 0 | 0 | 0 | 0 | 0 | 0 | 0 | 0 | 0 | 0 | 0 | 0 | 0 | 0 | 0 | 0
F2_Commercial_Health (ID)_Existing_Food Preparation_Natural Gas_Oven_E8 | F2 | Commercial | Health (ID) | Existing | Food Preparation | Natural Gas | Oven | E8 | RVT - Cost of Operation | 0 | 0 | 0 | 0 | 0 | 0 | 0 | 0 | 0 | 0 | 0 | 0 | 0 | 0 | 0 | 0 | 0 | 0 | 0 | 0 | 0 | 0 | 0 | 0 | 0 | 0 | 0
F2_Commercial_Health (ID)_Existing_Food Preparation_Natural Gas_Oven_E9 | F2 | Commercial | Health (ID) | Existing | Food Preparation | Natural Gas | Oven | E9 | RVT - Cost of Operation | 0 | 0 | 0 | 0 | 0 | 0 | 0 | 0 | 0 | 0 | 0 | 0 | 0 | 0 | 0 | 0 | 0 | 0 | 0 | 0 | 0 | 0 | 0 | 0 | 0 | 0 | 0
F2_Commercial_Health (ID)_Existing_Food Preparation_Natural Gas_Oven_E10 | F2 | Commercial | Health (ID) | Existing | Food Preparation | Natural Gas | Oven | E10 | RVT - Cost of Operation | 0 | 0 | 0 | 0 | 0 | 0 | 0 | 0 | 0 | 0 | 0 | 0 | 0 | 0 | 0 | 0 | 0 | 0 | 0 | 0 | 0 | 0 | 0 | 0 | 0 | 0 | 0
F3_Commercial_Health (ID)_Existing_Food Preparation_Natural Gas_Oven_E1 | F3 | Commercial | Health (ID) | Existing | Food Preparation | Natural Gas | Oven | E1 | System - kBTUs of Consumption | 24.2416 | 24.2416 | 24.2416 | 24.2416 | 24.2416 | 24.2416 | 24.2416 | 24.2416 | 24.2416 | 24.2416 | 24.2416 | 24.2416 | 24.2416 | 24.2416 | 24.2416 | 24.2416 | 24.2416 | 24.2416 | 24.2416 | 24.2416 | 24.2416 | 24.2416 | 24.2416 | 24.2416 | 24.2416 | 24.2416 | 24.2416
F3_Commercial_Health (ID)_Existing_Food Preparation_Natural Gas_Oven_E2 | F3 | Commercial | Health (ID) | Existing | Food Preparation | Natural Gas | Oven | E2 | System - kBTUs of Consumption | 17.2138 | 17.2138 | 17.2138 | 17.2138 | 17.2138 | 17.2138 | 17.2138 | 17.2138 | 17.2138 | 17.2138 | 17.2138 | 17.2138 | 17.2138 | 17.2138 | 17.2138 | 17.2138 | 17.2138 | 17.2138 | 17.2138 | 17.2138 | 17.2138 | 17.2138 | 17.2138 | 17.2138 | 17.2138 | 17.2138 | 17.2138
F3_Commercial_Health (ID)_Existing_Food Preparation_Natural Gas_Oven_E3 | F3 | Commercial | Health (ID) | Existing | Food Preparation | Natural Gas | Oven | E3 | System - kBTUs of Consumption | 0 | 0 | 0 | 0 | 0 | 0 | 0 | 0 | 0 | 0 | 0 | 0 | 0 | 0 | 0 | 0 | 0 | 0 | 0 | 0 | 0 | 0 | 0 | 0 | 0 | 0 | 0
F3_Commercial_Health (ID)_Existing_Food Preparation_Natural Gas_Oven_E4 | F3 | Commercial | Health (ID) | Existing | Food Preparation | Natural Gas | Oven | E4 | System - kBTUs of Consumption | 0 | 0 | 0 | 0 | 0 | 0 | 0 | 0 | 0 | 0 | 0 | 0 | 0 | 0 | 0 | 0 | 0 | 0 | 0 | 0 | 0 | 0 | 0 | 0 | 0 | 0 | 0
F3_Commercial_Health (ID)_Existing_Food Preparation_Natural Gas_Oven_E5 | F3 | Commercial | Health (ID) | Existing | Food Preparation | Natural Gas | Oven | E5 | System - kBTUs of Consumption | 0 | 0 | 0 | 0 | 0 | 0 | 0 | 0 | 0 | 0 | 0 | 0 | 0 | 0 | 0 | 0 | 0 | 0 | 0 | 0 | 0 | 0 | 0 | 0 | 0 | 0 | 0
F3_Commercial_Health (ID)_Existing_Food Preparation_Natural Gas_Oven_E6 | F3 | Commercial | Health (ID) | Existing | Food Preparation | Natural Gas | Oven | E6 | System - kBTUs of Consumption | 0 | 0 | 0 | 0 | 0 | 0 | 0 | 0 | 0 | 0 | 0 | 0 | 0 | 0 | 0 | 0 | 0 | 0 | 0 | 0 | 0 | 0 | 0 | 0 | 0 | 0 | 0
F3_Commercial_Health (ID)_Existing_Food Preparation_Natural Gas_Oven_E7 | F3 | Commercial | Health (ID) | Existing | Food Preparation | Natural Gas | Oven | E7 | System - kBTUs of Consumption | 0 | 0 | 0 | 0 | 0 | 0 | 0 | 0 | 0 | 0 | 0 | 0 | 0 | 0 | 0 | 0 | 0 | 0 | 0 | 0 | 0 | 0 | 0 | 0 | 0 | 0 | 0
F3_Commercial_Health (ID)_Existing_Food Preparation_Natural Gas_Oven_E8 | F3 | Commercial | Health (ID) | Existing | Food Preparation | Natural Gas | Oven | E8 | System - kBTUs of Consumption | 0 | 0 | 0 | 0 | 0 | 0 | 0 | 0 | 0 | 0 | 0 | 0 | 0 | 0 | 0 | 0 | 0 | 0 | 0 | 0 | 0 | 0 | 0 | 0 | 0 | 0 | 0
F3_Commercial_Health (ID)_Existing_Food Preparation_Natural Gas_Oven_E9 | F3 | Commercial | Health (ID) | Existing | Food Preparation | Natural Gas | Oven | E9 | System - kBTUs of Consumption | 0 | 0 | 0 | 0 | 0 | 0 | 0 | 0 | 0 | 0 | 0 | 0 | 0 | 0 | 0 | 0 | 0 | 0 | 0 | 0 | 0 | 0 | 0 | 0 | 0 | 0 | 0
F3_Commercial_Health (ID)_Existing_Food Preparation_Natural Gas_Oven_E10 | F3 | Commercial | Health (ID) | Existing | Food Preparation | Natural Gas | Oven | E10 | System - kBTUs of Consumption | 0 | 0 | 0 | 0 | 0 | 0 | 0 | 0 | 0 | 0 | 0 | 0 | 0 | 0 | 0 | 0 | 0 | 0 | 0 | 0 | 0 | 0 | 0 | 0 | 0 | 0 | 0
F4_Commercial_Health (ID)_Existing_Food Preparation_Natural Gas_Oven_E1 | F4 | Commercial | Health (ID) | Existing | Food Preparation | Natural Gas | Oven | E1 | Utility - Cost of Equipment | 0.00033589 | 0.00033589 | 0.00033589 | 0.00033589 | 0.00033589 | 0.00033589 | 0.00033589 | 0.00033589 | 0.00033589 | 0.00033589 | 0.00033589 | 0.00033589 | 0.00033589 | 0.00033589 | 0.00033589 | 0.00033589 | 0.00033589 | 0.00033589 | 0.00033589 | 0.00033589 | 0.00033589 | 0.00033589 | 0.00033589 | 0.00033589 | 0.00033589 | 0.00033589 | 0.00033589
F4_Commercial_Health (ID)_Existing_Food Preparation_Natural Gas_Oven_E2 | F4 | Commercial | Health (ID) | Existing | Food Preparation | Natural Gas | Oven | E2 | Utility - Cost of Equipment | 0.00045768 | 0.00045768 | 0.00045768 | 0.00045768 | 0.00045768 | 0.00045768 | 0.00045768 | 0.00045768 | 0.00045768 | 0.00045768 | 0.00045768 | 0.00045768 | 0.00045768 | 0.00045768 | 0.00045768 | 0.00045768 | 0.00045768 | 0.00045768 | 0.00045768 | 0.00045768 | 0.00045768 | 0.00045768 | 0.00045768 | 0.00045768 | 0.00045768 | 0.00045768 | 0.00045768
F4_Commercial_Health (ID)_Existing_Food Preparation_Natural Gas_Oven_E3 | F4 | Commercial | Health (ID) | Existing | Food Preparation | Natural Gas | Oven | E3 | Utility - Cost of Equipment | 0 | 0 | 0 | 0 | 0 | 0 | 0 | 0 | 0 | 0 | 0 | 0 | 0 | 0 | 0 | 0 | 0 | 0 | 0 | 0 | 0 | 0 | 0 | 0 | 0 | 0 | 0
F4_Commercial_Health (ID)_Existing_Food Preparation_Natural Gas_Oven_E4 | F4 | Commercial | Health (ID) | Existing | Food Preparation | Natural Gas | Oven | E4 | Utility - Cost of Equipment | 0 | 0 | 0 | 0 | 0 | 0 | 0 | 0 | 0 | 0 | 0 | 0 | 0 | 0 | 0 | 0 | 0 | 0 | 0 | 0 | 0 | 0 | 0 | 0 | 0 | 0 | 0
F4_Commercial_Health (ID)_Existing_Food Preparation_Natural Gas_Oven_E5 | F4 | Commercial | Health (ID) | Existing | Food Preparation | Natural Gas | Oven | E5 | Utility - Cost of Equipment | 0 | 0 | 0 | 0 | 0 | 0 | 0 | 0 | 0 | 0 | 0 | 0 | 0 | 0 | 0 | 0 | 0 | 0 | 0 | 0 | 0 | 0 | 0 | 0 | 0 | 0 | 0
F4_Commercial_Health (ID)_Existing_Food Preparation_Natural Gas_Oven_E6 | F4 | Commercial | Health (ID) | Existing | Food Preparation | Natural Gas | Oven | E6 | Utility - Cost of Equipment | 0 | 0 | 0 | 0 | 0 | 0 | 0 | 0 | 0 | 0 | 0 | 0 | 0 | 0 | 0 | 0 | 0 | 0 | 0 | 0 | 0 | 0 | 0 | 0 | 0 | 0 | 0
F4_Commercial_Health (ID)_Existing_Food Preparation_Natural Gas_Oven_E7 | F4 | Commercial | Health (ID) | Existing | Food Preparation | Natural Gas | Oven | E7 | Utility - Cost of Equipment | 0 | 0 | 0 | 0 | 0 | 0 | 0 | 0 | 0 | 0 | 0 | 0 | 0 | 0 | 0 | 0 | 0 | 0 | 0 | 0 | 0 | 0 | 0 | 0 | 0 | 0 | 0
F4_Commercial_Health (ID)_Existing_Food Preparation_Natural Gas_Oven_E8 | F4 | Commercial | Health (ID) | Existing | Food Preparation | Natural Gas | Oven | E8 | Utility - Cost of Equipment | 0 | 0 | 0 | 0 | 0 | 0 | 0 | 0 | 0 | 0 | 0 | 0 | 0 | 0 | 0 | 0 | 0 | 0 | 0 | 0 | 0 | 0 | 0 | 0 | 0 | 0 | 0
F4_Commercial_Health (ID)_Existing_Food Preparation_Natural Gas_Oven_E9 | F4 | Commercial | Health (ID) | Existing | Food Preparation | Natural Gas | Oven | E9 | Utility - Cost of Equipment | 0 | 0 | 0 | 0 | 0 | 0 | 0 | 0 | 0 | 0 | 0 | 0 | 0 | 0 | 0 | 0 | 0 | 0 | 0 | 0 | 0 | 0 | 0 | 0 | 0 | 0 | 0
F4_Commercial_Health (ID)_Existing_Food Preparation_Natural Gas_Oven_E10 | F4 | Commercial | Health (ID) | Existing | Food Preparation | Natural Gas | Oven | E10 | Utility - Cost of Equipment | 0 | 0 | 0 | 0 | 0 | 0 | 0 | 0 | 0 | 0 | 0 | 0 | 0 | 0 | 0 | 0 | 0 | 0 | 0 | 0 | 0 | 0 | 0 | 0 | 0 | 0 | 0
F5_Commercial_Health (ID)_Existing_Food Preparation_Natural Gas_Oven_E1 | F5 | Commercial | Health (ID) | Existing | Food Preparation | Natural Gas | Oven | E1 | Utility - Cost of Operation | 0.084072 | 0.086013 | 0.088454 | 0.091334 | 0.094683 | 0.098907 | 0.10331 | 0.10769 | 0.11192 | 0.11621 | 0.11956 | 0.12268 | 0.12603 | 0.1293 | 0.13219 | 0.13486 | 0.13721 | 0.13953 | 0.14202 | 0.14443 | 0.14692 | 0.14951 | 0.15212 | 0.15482 | 0.15758 | 0.16037 | 0.16322
F5_Commercial_Health (ID)_Existing_Food Preparation_Natural Gas_Oven_E2 | F5 | Commercial | Health (ID) | Existing | Food Preparation | Natural Gas | Oven | E2 | Utility - Cost of Operation | 0.059699 | 0.061077 | 0.062811 | 0.064856 | 0.067234 | 0.070234 | 0.073358 | 0.076473 | 0.079477 | 0.082523 | 0.0849 | 0.087111 | 0.089495 | 0.091818 | 0.093866 | 0.095763 | 0.097435 | 0.099079 | 0.10085 | 0.10256 | 0.10433 | 0.10616 | 0.10802 | 0.10994 | 0.11189 | 0.11388 | 0.1159
F5_Commercial_Health (ID)_Existing_Food Preparation_Natural Gas_Oven_E3 | F5 | Commercial | Health (ID) | Existing | Food Preparation | Natural Gas | Oven | E3 | Utility - Cost of Operation | 0 | 0 | 0 | 0 | 0 | 0 | 0 | 0 | 0 | 0 | 0 | 0 | 0 | 0 | 0 | 0 | 0 | 0 | 0 | 0 | 0 | 0 | 0 | 0 | 0 | 0 | 0
F5_Commercial_Health (ID)_Existing_Food Preparation_Natural Gas_Oven_E4 | F5 | Commercial | Health (ID) | Existing | Food Preparation | Natural Gas | Oven | E4 | Utility - Cost of Operation | 0 | 0 | 0 | 0 | 0 | 0 | 0 | 0 | 0 | 0 | 0 | 0 | 0 | 0 | 0 | 0 | 0 | 0 | 0 | 0 | 0 | 0 | 0 | 0 | 0 | 0 | 0
F5_Commercial_Health (ID)_Existing_Food Preparation_Natural Gas_Oven_E5 | F5 | Commercial | Health (ID) | Existing | Food Preparation | Natural Gas | Oven | E5 | Utility - Cost of Operation | 0 | 0 | 0 | 0 | 0 | 0 | 0 | 0 | 0 | 0 | 0 | 0 | 0 | 0 | 0 | 0 | 0 | 0 | 0 | 0 | 0 | 0 | 0 | 0 | 0 | 0 | 0
F5_Commercial_Health (ID)_Existing_Food Preparation_Natural Gas_Oven_E6 | F5 | Commercial | Health (ID) | Existing | Food Preparation | Natural Gas | Oven | E6 | Utility - Cost of Operation | 0 | 0 | 0 | 0 | 0 | 0 | 0 | 0 | 0 | 0 | 0 | 0 | 0 | 0 | 0 | 0 | 0 | 0 | 0 | 0 | 0 | 0 | 0 | 0 | 0 | 0 | 0
F5_Commercial_Health (ID)_Existing_Food Preparation_Natural Gas_Oven_E7 | F5 | Commercial | Health (ID) | Existing | Food Preparation | Natural Gas | Oven | E7 | Utility - Cost of Operation | 0 | 0 | 0 | 0 | 0 | 0 | 0 | 0 | 0 | 0 | 0 | 0 | 0 | 0 | 0 | 0 | 0 | 0 | 0 | 0 | 0 | 0 | 0 | 0 | 0 | 0 | 0
F5_Commercial_Health (ID)_Existing_Food Preparation_Natural Gas_Oven_E8 | F5 | Commercial | Health (ID) | Existing | Food Preparation | Natural Gas | Oven | E8 | Utility - Cost of Operation | 0 | 0 | 0 | 0 | 0 | 0 | 0 | 0 | 0 | 0 | 0 | 0 | 0 | 0 | 0 | 0 | 0 | 0 | 0 | 0 | 0 | 0 | 0 | 0 | 0 | 0 | 0
F5_Commercial_Health (ID)_Existing_Food Preparation_Natural Gas_Oven_E9 | F5 | Commercial | Health (ID) | Existing | Food Preparation | Natural Gas | Oven | E9 | Utility - Cost of Operation | 0 | 0 | 0 | 0 | 0 | 0 | 0 | 0 | 0 | 0 | 0 | 0 | 0 | 0 | 0 | 0 | 0 | 0 | 0 | 0 | 0 | 0 | 0 | 0 | 0 | 0 | 0
F5_Commercial_Health (ID)_Existing_Food Preparation_Natural Gas_Oven_E10 | F5 | Commercial | Health (ID) | Existing | Food Preparation | Natural Gas | Oven | E10 | Utility - Cost of Operation | 0 | 0 | 0 | 0 | 0 | 0 | 0 | 0 | 0 | 0 | 0 | 0 | 0 | 0 | 0 | 0 | 0 | 0 | 0 | 0 | 0 | 0 | 0 | 0 | 0 | 0 | 0
F6_Commercial_Health (ID)_Existing_Food Preparation_Natural Gas_Oven_E1 | F6 | Commercial | Health (ID) | Existing | Food Preparation | Natural Gas | Oven | E1 | Utility - Value of Sales | 0.10001 | 0.10167 | 0.1037 | 0.10617 | 0.1091 | 0.11298 | 0.11696 | 0.1208 | 0.12435 | 0.12775 | 0.13124 | 0.13436 | 0.13762 | 0.14063 | 0.14316 | 0.14541 | 0.14725 | 0.14898 | 0.15085 | 0.15255 | 0.15426 | 0.15698 | 0.15973 | 0.16257 | 0.16545 | 0.16839 | 0.17139
F6_Commercial_Health (ID)_Existing_Food Preparation_Natural Gas_Oven_E2 | F6 | Commercial | Health (ID) | Existing | Food Preparation | Natural Gas | Oven | E2 | Utility - Value of Sales | 0.071017 | 0.072199 | 0.07364 | 0.07539 | 0.077473 | 0.080227 | 0.083051 | 0.085783 | 0.088298 | 0.090713 | 0.093194 | 0.09541 | 0.097722 | 0.099858 | 0.10166 | 0.10325 | 0.10456 | 0.10579 | 0.10711 | 0.10833 | 0.10954 | 0.11147 | 0.11342 | 0.11544 | 0.11749 | 0.11958 | 0.1217
F6_Commercial_Health (ID)_Existing_Food Preparation_Natural Gas_Oven_E3 | F6 | Commercial | Health (ID) | Existing | Food Preparation | Natural Gas | Oven | E3 | Utility - Value of Sales | 0 | 0 | 0 | 0 | 0 | 0 | 0 | 0 | 0 | 0 | 0 | 0 | 0 | 0 | 0 | 0 | 0 | 0 | 0 | 0 | 0 | 0 | 0 | 0 | 0 | 0 | 0
F6_Commercial_Health (ID)_Existing_Food Preparation_Natural Gas_Oven_E4 | F6 | Commercial | Health (ID) | Existing | Food Preparation | Natural Gas | Oven | E4 | Utility - Value of Sales | 0 | 0 | 0 | 0 | 0 | 0 | 0 | 0 | 0 | 0 | 0 | 0 | 0 | 0 | 0 | 0 | 0 | 0 | 0 | 0 | 0 | 0 | 0 | 0 | 0 | 0 | 0
F6_Commercial_Health (ID)_Existing_Food Preparation_Natural Gas_Oven_E5 | F6 | Commercial | Health (ID) | Existing | Food Preparation | Natural Gas | Oven | E5 | Utility - Value of Sales | 0 | 0 | 0 | 0 | 0 | 0 | 0 | 0 | 0 | 0 | 0 | 0 | 0 | 0 | 0 | 0 | 0 | 0 | 0 | 0 | 0 | 0 | 0 | 0 | 0 | 0 | 0
F6_Commercial_Health (ID)_Existing_Food Preparation_Natural Gas_Oven_E6 | F6 | Commercial | Health (ID) | Existing | Food Preparation | Natural Gas | Oven | E6 | Utility - Value of Sales | 0 | 0 | 0 | 0 | 0 | 0 | 0 | 0 | 0 | 0 | 0 | 0 | 0 | 0 | 0 | 0 | 0 | 0 | 0 | 0 | 0 | 0 | 0 | 0 | 0 | 0 | 0
F6_Commercial_Health (ID)_Existing_Food Preparation_Natural Gas_Oven_E7 | F6 | Commercial | Health (ID) | Existing | Food Preparation | Natural Gas | Oven | E7 | Utility - Value of Sales | 0 | 0 | 0 | 0 | 0 | 0 | 0 | 0 | 0 | 0 | 0 | 0 | 0 | 0 | 0 | 0 | 0 | 0 | 0 | 0 | 0 | 0 | 0 | 0 | 0 | 0 | 0
F6_Commercial_Health (ID)_Existing_Food Preparation_Natural Gas_Oven_E8 | F6 | Commercial | Health (ID) | Existing | Food Preparation | Natural Gas | Oven | E8 | Utility - Value of Sales | 0 | 0 | 0 | 0 | 0 | 0 | 0 | 0 | 0 | 0 | 0 | 0 | 0 | 0 | 0 | 0 | 0 | 0 | 0 | 0 | 0 | 0 | 0 | 0 | 0 | 0 | 0
F6_Commercial_Health (ID)_Existing_Food Preparation_Natural Gas_Oven_E9 | F6 | Commercial | Health (ID) | Existing | Food Preparation | Natural Gas | Oven | E9 | Utility - Value of Sales | 0 | 0 | 0 | 0 | 0 | 0 | 0 | 0 | 0 | 0 | 0 | 0 | 0 | 0 | 0 | 0 | 0 | 0 | 0 | 0 | 0 | 0 | 0 | 0 | 0 | 0 | 0
F6_Commercial_Health (ID)_Existing_Food Preparation_Natural Gas_Oven_E10 | F6 | Commercial | Health (ID) | Existing | Food Preparation | Natural Gas | Oven | E10 | Utility - Value of Sales | 0 | 0 | 0 | 0 | 0 | 0 | 0 | 0 | 0 | 0 | 0 | 0 | 0 | 0 | 0 | 0 | 0 | 0 | 0 | 0 | 0 | 0 | 0 | 0 | 0 | 0 | 0
F1_Commercial_Health (ID)_Existing_Food Preparation_Natural Gas_Conveyor Oven_E1 | F1 | Commercial | Health (ID) | Existing | Food Preparation | Natural Gas | Conveyor Oven | E1 | RVT - Cost of Equipment | 0.00019458 | 0.00019458 | 0.00019458 | 0.00019458 | 0.00019458 | 0.00019458 | 0.00019458 | 0.00019458 | 0.00019458 | 0.00019458 | 0.00019458 | 0.00019458 | 0.00019458 | 0.00019458 | 0.00019458 | 0.00019458 | 0.00019458 | 0.00019458 | 0.00019458 | 0.00019458 | 0.00019458 | 0.00019458 | 0.00019458 | 0.00019458 | 0.00019458 | 0.00019458 | 0.00019458
F1_Commercial_Health (ID)_Existing_Food Preparation_Natural Gas_Conveyor Oven_E2 | F1 | Commercial | Health (ID) | Existing | Food Preparation | Natural Gas | Conveyor Oven | E2 | RVT - Cost of Equipment | 0.00041223 | 0.00041223 | 0.00041223 | 0.00041223 | 0.00041223 | 0.00041223 | 0.00041223 | 0.00041223 | 0.00041223 | 0.00041223 | 0.00041223 | 0.00041223 | 0.00041223 | 0.00041223 | 0.00041223 | 0.00041223 | 0.00041223 | 0.00041223 | 0.00041223 | 0.00041223 | 0.00041223 | 0.00041223 | 0.00041223 | 0.00041223 | 0.00041223 | 0.00041223 | 0.00041223
F1_Commercial_Health (ID)_Existing_Food Preparation_Natural Gas_Conveyor Oven_E3 | F1 | Commercial | Health (ID) | Existing | Food Preparation | Natural Gas | Conveyor Oven | E3 | RVT - Cost of Equipment | 0 | 0 | 0 | 0 | 0 | 0 | 0 | 0 | 0 | 0 | 0 | 0 | 0 | 0 | 0 | 0 | 0 | 0 | 0 | 0 | 0 | 0 | 0 | 0 | 0 | 0 | 0
F1_Commercial_Health (ID)_Existing_Food Preparation_Natural Gas_Conveyor Oven_E4 | F1 | Commercial | Health (ID) | Existing | Food Preparation | Natural Gas | Conveyor Oven | E4 | RVT - Cost of Equipment | 0 | 0 | 0 | 0 | 0 | 0 | 0 | 0 | 0 | 0 | 0 | 0 | 0 | 0 | 0 | 0 | 0 | 0 | 0 | 0 | 0 | 0 | 0 | 0 | 0 | 0 | 0
F1_Commercial_Health (ID)_Existing_Food Preparation_Natural Gas_Conveyor Oven_E5 | F1 | Commercial | Health (ID) | Existing | Food Preparation | Natural Gas | Conveyor Oven | E5 | RVT - Cost of Equipment | 0 | 0 | 0 | 0 | 0 | 0 | 0 | 0 | 0 | 0 | 0 | 0 | 0 | 0 | 0 | 0 | 0 | 0 | 0 | 0 | 0 | 0 | 0 | 0 | 0 | 0 | 0
F1_Commercial_Health (ID)_Existing_Food Preparation_Natural Gas_Conveyor Oven_E6 | F1 | Commercial | Health (ID) | Existing | Food Preparation | Natural Gas | Conveyor Oven | E6 | RVT - Cost of Equipment | 0 | 0 | 0 | 0 | 0 | 0 | 0 | 0 | 0 | 0 | 0 | 0 | 0 | 0 | 0 | 0 | 0 | 0 | 0 | 0 | 0 | 0 | 0 | 0 | 0 | 0 | 0
F1_Commercial_Health (ID)_Existing_Food Preparation_Natural Gas_Conveyor Oven_E7 | F1 | Commercial | Health (ID) | Existing | Food Preparation | Natural Gas | Conveyor Oven | E7 | RVT - Cost of Equipment | 0 | 0 | 0 | 0 | 0 | 0 | 0 | 0 | 0 | 0 | 0 | 0 | 0 | 0 | 0 | 0 | 0 | 0 | 0 | 0 | 0 | 0 | 0 | 0 | 0 | 0 | 0
F1_Commercial_Health (ID)_Existing_Food Preparation_Natural Gas_Conveyor Oven_E8 | F1 | Commercial | Health (ID) | Existing | Food Preparation | Natural Gas | Conveyor Oven | E8 | RVT - Cost of Equipment | 0 | 0 | 0 | 0 | 0 | 0 | 0 | 0 | 0 | 0 | 0 | 0 | 0 | 0 | 0 | 0 | 0 | 0 | 0 | 0 | 0 | 0 | 0 | 0 | 0 | 0 | 0
F1_Commercial_Health (ID)_Existing_Food Preparation_Natural Gas_Conveyor Oven_E9 | F1 | Commercial | Health (ID) | Existing | Food Preparation | Natural Gas | Conveyor Oven | E9 | RVT - Cost of Equipment | 0 | 0 | 0 | 0 | 0 | 0 | 0 | 0 | 0 | 0 | 0 | 0 | 0 | 0 | 0 | 0 | 0 | 0 | 0 | 0 | 0 | 0 | 0 | 0 | 0 | 0 | 0
F1_Commercial_Health (ID)_Existing_Food Preparation_Natural Gas_Conveyor Oven_E10 | F1 | Commercial | Health (ID) | Existing | Food Preparation | Natural Gas | Conveyor Oven | E10 | RVT - Cost of Equipment | 0 | 0 | 0 | 0 | 0 | 0 | 0 | 0 | 0 | 0 | 0 | 0 | 0 | 0 | 0 | 0 | 0 | 0 | 0 | 0 | 0 | 0 | 0 | 0 | 0 | 0 | 0
F2_Commercial_Health (ID)_Existing_Food Preparation_Natural Gas_Conveyor Oven_E1 | F2 | Commercial | Health (ID) | Existing | Food Preparation | Natural Gas | Conveyor Oven | E1 | RVT - Cost of Operation | 0.17399 | 0.17771 | 0.18175 | 0.18613 | 0.19089 | 0.19648 | 0.20196 | 0.20718 | 0.21195 | 0.21665 | 0.22157 | 0.22615 | 0.23103 | 0.23578 | 0.24 | 0.24392 | 0.2474 | 0.25077 | 0.25432 | 0.25771 | 0.26113 | 0.26574 | 0.27041 | 0.27522 | 0.28011 | 0.28508 | 0.29015
F2_Commercial_Health (ID)_Existing_Food Preparation_Natural Gas_Conveyor Oven_E2 | F2 | Commercial | Health (ID) | Existing | Food Preparation | Natural Gas | Conveyor Oven | E2 | RVT - Cost of Operation | 0.13827 | 0.14123 | 0.14444 | 0.14793 | 0.1517 | 0.15615 | 0.16051 | 0.16465 | 0.16845 | 0.17218 | 0.17609 | 0.17973 | 0.18361 | 0.18738 | 0.19074 | 0.19385 | 0.19661 | 0.1993 | 0.20212 | 0.20481 | 0.20753 | 0.2112 | 0.21491 | 0.21873 | 0.22261 | 0.22657 | 0.23059
F2_Commercial_Health (ID)_Existing_Food Preparation_Natural Gas_Conveyor Oven_E3 | F2 | Commercial | Health (ID) | Existing | Food Preparation | Natural Gas | Conveyor Oven | E3 | RVT - Cost of Operation | 0 | 0 | 0 | 0 | 0 | 0 | 0 | 0 | 0 | 0 | 0 | 0 | 0 | 0 | 0 | 0 | 0 | 0 | 0 | 0 | 0 | 0 | 0 | 0 | 0 | 0 | 0
F2_Commercial_Health (ID)_Existing_Food Preparation_Natural Gas_Conveyor Oven_E4 | F2 | Commercial | Health (ID) | Existing | Food Preparation | Natural Gas | Conveyor Oven | E4 | RVT - Cost of Operation | 0 | 0 | 0 | 0 | 0 | 0 | 0 | 0 | 0 | 0 | 0 | 0 | 0 | 0 | 0 | 0 | 0 | 0 | 0 | 0 | 0 | 0 | 0 | 0 | 0 | 0 | 0
F2_Commercial_Health (ID)_Existing_Food Preparation_Natural Gas_Conveyor Oven_E5 | F2 | Commercial | Health (ID) | Existing | Food Preparation | Natural Gas | Conveyor Oven | E5 | RVT - Cost of Operation | 0 | 0 | 0 | 0 | 0 | 0 | 0 | 0 | 0 | 0 | 0 | 0 | 0 | 0 | 0 | 0 | 0 | 0 | 0 | 0 | 0 | 0 | 0 | 0 | 0 | 0 | 0
F2_Commercial_Health (ID)_Existing_Food Preparation_Natural Gas_Conveyor Oven_E6 | F2 | Commercial | Health (ID) | Existing | Food Preparation | Natural Gas | Conveyor Oven | E6 | RVT - Cost of Operation | 0 | 0 | 0 | 0 | 0 | 0 | 0 | 0 | 0 | 0 | 0 | 0 | 0 | 0 | 0 | 0 | 0 | 0 | 0 | 0 | 0 | 0 | 0 | 0 | 0 | 0 | 0
F2_Commercial_Health (ID)_Existing_Food Preparation_Natural Gas_Conveyor Oven_E7 | F2 | Commercial | Health (ID) | Existing | Food Preparation | Natural Gas | Conveyor Oven | E7 | RVT - Cost of Operation | 0 | 0 | 0 | 0 | 0 | 0 | 0 | 0 | 0 | 0 | 0 | 0 | 0 | 0 | 0 | 0 | 0 | 0 | 0 | 0 | 0 | 0 | 0 | 0 | 0 | 0 | 0
F2_Commercial_Health (ID)_Existing_Food Preparation_Natural Gas_Conveyor Oven_E8 | F2 | Commercial | Health (ID) | Existing | Food Preparation | Natural Gas | Conveyor Oven | E8 | RVT - Cost of Operation | 0 | 0 | 0 | 0 | 0 | 0 | 0 | 0 | 0 | 0 | 0 | 0 | 0 | 0 | 0 | 0 | 0 | 0 | 0 | 0 | 0 | 0 | 0 | 0 | 0 | 0 | 0
F2_Commercial_Health (ID)_Existing_Food Preparation_Natural Gas_Conveyor Oven_E9 | F2 | Commercial | Health (ID) | Existing | Food Preparation | Natural Gas | Conveyor Oven | E9 | RVT - Cost of Operation | 0 | 0 | 0 | 0 | 0 | 0 | 0 | 0 | 0 | 0 | 0 | 0 | 0 | 0 | 0 | 0 | 0 | 0 | 0 | 0 | 0 | 0 | 0 | 0 | 0 | 0 | 0
F2_Commercial_Health (ID)_Existing_Food Preparation_Natural Gas_Conveyor Oven_E10 | F2 | Commercial | Health (ID) | Existing | Food Preparation | Natural Gas | Conveyor Oven | E10 | RVT - Cost of Operation | 0 | 0 | 0 | 0 | 0 | 0 | 0 | 0 | 0 | 0 | 0 | 0 | 0 | 0 | 0 | 0 | 0 | 0 | 0 | 0 | 0 | 0 | 0 | 0 | 0 | 0 | 0
F3_Commercial_Health (ID)_Existing_Food Preparation_Natural Gas_Conveyor Oven_E1 | F3 | Commercial | Health (ID) | Existing | Food Preparation | Natural Gas | Conveyor Oven | E1 | System - kBTUs of Consumption | 39.1222 | 39.1222 | 39.1222 | 39.1222 | 39.1222 | 39.1222 | 39.1222 | 39.1222 | 39.1222 | 39.1222 | 39.1222 | 39.1222 | 39.1222 | 39.1222 | 39.1222 | 39.1222 | 39.1222 | 39.1222 | 39.1222 | 39.1222 | 39.1222 | 39.1222 | 39.1222 | 39.1222 | 39.1222 | 39.1222 | 39.1222
F3_Commercial_Health (ID)_Existing_Food Preparation_Natural Gas_Conveyor Oven_E2 | F3 | Commercial | Health (ID) | Existing | Food Preparation | Natural Gas | Conveyor Oven | E2 | System - kBTUs of Consumption | 31.0918 | 31.0918 | 31.0918 | 31.0918 | 31.0918 | 31.0918 | 31.0918 | 31.0918 | 31.0918 | 31.0918 | 31.0918 | 31.0918 | 31.0918 | 31.0918 | 31.0918 | 31.0918 | 31.0918 | 31.0918 | 31.0918 | 31.0918 | 31.0918 | 31.0918 | 31.0918 | 31.0918 | 31.0918 | 31.0918 | 31.0918
F3_Commercial_Health (ID)_Existing_Food Preparation_Natural Gas_Conveyor Oven_E3 | F3 | Commercial | Health (ID) | Existing | Food Preparation | Natural Gas | Conveyor Oven | E3 | System - kBTUs of Consumption | 0 | 0 | 0 | 0 | 0 | 0 | 0 | 0 | 0 | 0 | 0 | 0 | 0 | 0 | 0 | 0 | 0 | 0 | 0 | 0 | 0 | 0 | 0 | 0 | 0 | 0 | 0
F3_Commercial_Health (ID)_Existing_Food Preparation_Natural Gas_Conveyor Oven_E4 | F3 | Commercial | Health (ID) | Existing | Food Preparation | Natural Gas | Conveyor Oven | E4 | System - kBTUs of Consumption | 0 | 0 | 0 | 0 | 0 | 0 | 0 | 0 | 0 | 0 | 0 | 0 | 0 | 0 | 0 | 0 | 0 | 0 | 0 | 0 | 0 | 0 | 0 | 0 | 0 | 0 | 0
F3_Commercial_Health (ID)_Existing_Food Preparation_Natural Gas_Conveyor Oven_E5 | F3 | Commercial | Health (ID) | Existing | Food Preparation | Natural Gas | Conveyor Oven | E5 | System - kBTUs of Consumption | 0 | 0 | 0 | 0 | 0 | 0 | 0 | 0 | 0 | 0 | 0 | 0 | 0 | 0 | 0 | 0 | 0 | 0 | 0 | 0 | 0 | 0 | 0 | 0 | 0 | 0 | 0
F3_Commercial_Health (ID)_Existing_Food Preparation_Natural Gas_Conveyor Oven_E6 | F3 | Commercial | Health (ID) | Existing | Food Preparation | Natural Gas | Conveyor Oven | E6 | System - kBTUs of Consumption | 0 | 0 | 0 | 0 | 0 | 0 | 0 | 0 | 0 | 0 | 0 | 0 | 0 | 0 | 0 | 0 | 0 | 0 | 0 | 0 | 0 | 0 | 0 | 0 | 0 | 0 | 0
F3_Commercial_Health (ID)_Existing_Food Preparation_Natural Gas_Conveyor Oven_E7 | F3 | Commercial | Health (ID) | Existing | Food Preparation | Natural Gas | Conveyor Oven | E7 | System - kBTUs of Consumption | 0 | 0 | 0 | 0 | 0 | 0 | 0 | 0 | 0 | 0 | 0 | 0 | 0 | 0 | 0 | 0 | 0 | 0 | 0 | 0 | 0 | 0 | 0 | 0 | 0 | 0 | 0
F3_Commercial_Health (ID)_Existing_Food Preparation_Natural Gas_Conveyor Oven_E8 | F3 | Commercial | Health (ID) | Existing | Food Preparation | Natural Gas | Conveyor Oven | E8 | System - kBTUs of Consumption | 0 | 0 | 0 | 0 | 0 | 0 | 0 | 0 | 0 | 0 | 0 | 0 | 0 | 0 | 0 | 0 | 0 | 0 | 0 | 0 | 0 | 0 | 0 | 0 | 0 | 0 | 0
F3_Commercial_Health (ID)_Existing_Food Preparation_Natural Gas_Conveyor Oven_E9 | F3 | Commercial | Health (ID) | Existing | Food Preparation | Natural Gas | Conveyor Oven | E9 | System - kBTUs of Consumption | 0 | 0 | 0 | 0 | 0 | 0 | 0 | 0 | 0 | 0 | 0 | 0 | 0 | 0 | 0 | 0 | 0 | 0 | 0 | 0 | 0 | 0 | 0 | 0 | 0 | 0 | 0
F3_Commercial_Health (ID)_Existing_Food Preparation_Natural Gas_Conveyor Oven_E10 | F3 | Commercial | Health (ID) | Existing | Food Preparation | Natural Gas | Conveyor Oven | E10 | System - kBTUs of Consumption | 0 | 0 | 0 | 0 | 0 | 0 | 0 | 0 | 0 | 0 | 0 | 0 | 0 | 0 | 0 | 0 | 0 | 0 | 0 | 0 | 0 | 0 | 0 | 0 | 0 | 0 | 0
F4_Commercial_Health (ID)_Existing_Food Preparation_Natural Gas_Conveyor Oven_E1 | F4 | Commercial | Health (ID) | Existing | Food Preparation | Natural Gas | Conveyor Oven | E1 | Utility - Cost of Equipment | 0.00019458 | 0.00019458 | 0.00019458 | 0.00019458 | 0.00019458 | 0.00019458 | 0.00019458 | 0.00019458 | 0.00019458 | 0.00019458 | 0.00019458 | 0.00019458 | 0.00019458 | 0.00019458 | 0.00019458 | 0.00019458 | 0.00019458 | 0.00019458 | 0.00019458 | 0.00019458 | 0.00019458 | 0.00019458 | 0.00019458 | 0.00019458 | 0.00019458 | 0.00019458 | 0.00019458
F4_Commercial_Health (ID)_Existing_Food Preparation_Natural Gas_Conveyor Oven_E2 | F4 | Commercial | Health (ID) | Existing | Food Preparation | Natural Gas | Conveyor Oven | E2 | Utility - Cost of Equipment | 0.00041223 | 0.00041223 | 0.00041223 | 0.00041223 | 0.00041223 | 0.00041223 | 0.00041223 | 0.00041223 | 0.00041223 | 0.00041223 | 0.00041223 | 0.00041223 | 0.00041223 | 0.00041223 | 0.00041223 | 0.00041223 | 0.00041223 | 0.00041223 | 0.00041223 | 0.00041223 | 0.00041223 | 0.00041223 | 0.00041223 | 0.00041223 | 0.00041223 | 0.00041223 | 0.00041223
F4_Commercial_Health (ID)_Existing_Food Preparation_Natural Gas_Conveyor Oven_E3 | F4 | Commercial | Health (ID) | Existing | Food Preparation | Natural Gas | Conveyor Oven | E3 | Utility - Cost of Equipment | 0 | 0 | 0 | 0 | 0 | 0 | 0 | 0 | 0 | 0 | 0 | 0 | 0 | 0 | 0 | 0 | 0 | 0 | 0 | 0 | 0 | 0 | 0 | 0 | 0 | 0 | 0
F4_Commercial_Health (ID)_Existing_Food Preparation_Natural Gas_Conveyor Oven_E4 | F4 | Commercial | Health (ID) | Existing | Food Preparation | Natural Gas | Conveyor Oven | E4 | Utility - Cost of Equipment | 0 | 0 | 0 | 0 | 0 | 0 | 0 | 0 | 0 | 0 | 0 | 0 | 0 | 0 | 0 | 0 | 0 | 0 | 0 | 0 | 0 | 0 | 0 | 0 | 0 | 0 | 0
F4_Commercial_Health (ID)_Existing_Food Preparation_Natural Gas_Conveyor Oven_E5 | F4 | Commercial | Health (ID) | Existing | Food Preparation | Natural Gas | Conveyor Oven | E5 | Utility - Cost of Equipment | 0 | 0 | 0 | 0 | 0 | 0 | 0 | 0 | 0 | 0 | 0 | 0 | 0 | 0 | 0 | 0 | 0 | 0 | 0 | 0 | 0 | 0 | 0 | 0 | 0 | 0 | 0
F4_Commercial_Health (ID)_Existing_Food Preparation_Natural Gas_Conveyor Oven_E6 | F4 | Commercial | Health (ID) | Existing | Food Preparation | Natural Gas | Conveyor Oven | E6 | Utility - Cost of Equipment | 0 | 0 | 0 | 0 | 0 | 0 | 0 | 0 | 0 | 0 | 0 | 0 | 0 | 0 | 0 | 0 | 0 | 0 | 0 | 0 | 0 | 0 | 0 | 0 | 0 | 0 | 0
F4_Commercial_Health (ID)_Existing_Food Preparation_Natural Gas_Conveyor Oven_E7 | F4 | Commercial | Health (ID) | Existing | Food Preparation | Natural Gas | Conveyor Oven | E7 | Utility - Cost of Equipment | 0 | 0 | 0 | 0 | 0 | 0 | 0 | 0 | 0 | 0 | 0 | 0 | 0 | 0 | 0 | 0 | 0 | 0 | 0 | 0 | 0 | 0 | 0 | 0 | 0 | 0 | 0
F4_Commercial_Health (ID)_Existing_Food Preparation_Natural Gas_Conveyor Oven_E8 | F4 | Commercial | Health (ID) | Existing | Food Preparation | Natural Gas | Conveyor Oven | E8 | Utility - Cost of Equipment | 0 | 0 | 0 | 0 | 0 | 0 | 0 | 0 | 0 | 0 | 0 | 0 | 0 | 0 | 0 | 0 | 0 | 0 | 0 | 0 | 0 | 0 | 0 | 0 | 0 | 0 | 0
F4_Commercial_Health (ID)_Existing_Food Preparation_Natural Gas_Conveyor Oven_E9 | F4 | Commercial | Health (ID) | Existing | Food Preparation | Natural Gas | Conveyor Oven | E9 | Utility - Cost of Equipment | 0 | 0 | 0 | 0 | 0 | 0 | 0 | 0 | 0 | 0 | 0 | 0 | 0 | 0 | 0 | 0 | 0 | 0 | 0 | 0 | 0 | 0 | 0 | 0 | 0 | 0 | 0
F4_Commercial_Health (ID)_Existing_Food Preparation_Natural Gas_Conveyor Oven_E10 | F4 | Commercial | Health (ID) | Existing | Food Preparation | Natural Gas | Conveyor Oven | E10 | Utility - Cost of Equipment | 0 | 0 | 0 | 0 | 0 | 0 | 0 | 0 | 0 | 0 | 0 | 0 | 0 | 0 | 0 | 0 | 0 | 0 | 0 | 0 | 0 | 0 | 0 | 0 | 0 | 0 | 0
F5_Commercial_Health (ID)_Existing_Food Preparation_Natural Gas_Conveyor Oven_E1 | F5 | Commercial | Health (ID) | Existing | Food Preparation | Natural Gas | Conveyor Oven | E1 | Utility - Cost of Operation | 0.15009 | 0.15411 | 0.15854 | 0.16339 | 0.1687 | 0.17489 | 0.18116 | 0.18736 | 0.19333 | 0.19939 | 0.20439 | 0.20914 | 0.2142 | 0.21919 | 0.22376 | 0.22811 | 0.23211 | 0.2361 | 0.2403 | 0.24445 | 0.24869 | 0.25309 | 0.25754 | 0.26211 | 0.26677 | 0.27151 | 0.27633
F5_Commercial_Health (ID)_Existing_Food Preparation_Natural Gas_Conveyor Oven_E2 | F5 | Commercial | Health (ID) | Existing | Food Preparation | Natural Gas | Conveyor Oven | E2 | Utility - Cost of Operation | 0.11928 | 0.12248 | 0.126 | 0.12985 | 0.13407 | 0.13899 | 0.14398 | 0.1489 | 0.15365 | 0.15846 | 0.16244 | 0.16621 | 0.17023 | 0.1742 | 0.17783 | 0.18129 | 0.18447 | 0.18763 | 0.19098 | 0.19427 | 0.19765 | 0.20114 | 0.20467 | 0.20831 | 0.21201 | 0.21578 | 0.21961
F5_Commercial_Health (ID)_Existing_Food Preparation_Natural Gas_Conveyor Oven_E3 | F5 | Commercial | Health (ID) | Existing | Food Preparation | Natural Gas | Conveyor Oven | E3 | Utility - Cost of Operation | 0 | 0 | 0 | 0 | 0 | 0 | 0 | 0 | 0 | 0 | 0 | 0 | 0 | 0 | 0 | 0 | 0 | 0 | 0 | 0 | 0 | 0 | 0 | 0 | 0 | 0 | 0
F5_Commercial_Health (ID)_Existing_Food Preparation_Natural Gas_Conveyor Oven_E4 | F5 | Commercial | Health (ID) | Existing | Food Preparation | Natural Gas | Conveyor Oven | E4 | Utility - Cost of Operation | 0 | 0 | 0 | 0 | 0 | 0 | 0 | 0 | 0 | 0 | 0 | 0 | 0 | 0 | 0 | 0 | 0 | 0 | 0 | 0 | 0 | 0 | 0 | 0 | 0 | 0 | 0
F5_Commercial_Health (ID)_Existing_Food Preparation_Natural Gas_Conveyor Oven_E5 | F5 | Commercial | Health (ID) | Existing | Food Preparation | Natural Gas | Conveyor Oven | E5 | Utility - Cost of Operation | 0 | 0 | 0 | 0 | 0 | 0 | 0 | 0 | 0 | 0 | 0 | 0 | 0 | 0 | 0 | 0 | 0 | 0 | 0 | 0 | 0 | 0 | 0 | 0 | 0 | 0 | 0
F5_Commercial_Health (ID)_Existing_Food Preparation_Natural Gas_Conveyor Oven_E6 | F5 | Commercial | Health (ID) | Existing | Food Preparation | Natural Gas | Conveyor Oven | E6 | Utility - Cost of Operation | 0 | 0 | 0 | 0 | 0 | 0 | 0 | 0 | 0 | 0 | 0 | 0 | 0 | 0 | 0 | 0 | 0 | 0 | 0 | 0 | 0 | 0 | 0 | 0 | 0 | 0 | 0
F5_Commercial_Health (ID)_Existing_Food Preparation_Natural Gas_Conveyor Oven_E7 | F5 | Commercial | Health (ID) | Existing | Food Preparation | Natural Gas | Conveyor Oven | E7 | Utility - Cost of Operation | 0 | 0 | 0 | 0 | 0 | 0 | 0 | 0 | 0 | 0 | 0 | 0 | 0 | 0 | 0 | 0 | 0 | 0 | 0 | 0 | 0 | 0 | 0 | 0 | 0 | 0 | 0
F5_Commercial_Health (ID)_Existing_Food Preparation_Natural Gas_Conveyor Oven_E8 | F5 | Commercial | Health (ID) | Existing | Food Preparation | Natural Gas | Conveyor Oven | E8 | Utility - Cost of Operation | 0 | 0 | 0 | 0 | 0 | 0 | 0 | 0 | 0 | 0 | 0 | 0 | 0 | 0 | 0 | 0 | 0 | 0 | 0 | 0 | 0 | 0 | 0 | 0 | 0 | 0 | 0
F5_Commercial_Health (ID)_Existing_Food Preparation_Natural Gas_Conveyor Oven_E9 | F5 | Commercial | Health (ID) | Existing | Food Preparation | Natural Gas | Conveyor Oven | E9 | Utility - Cost of Operation | 0 | 0 | 0 | 0 | 0 | 0 | 0 | 0 | 0 | 0 | 0 | 0 | 0 | 0 | 0 | 0 | 0 | 0 | 0 | 0 | 0 | 0 | 0 | 0 | 0 | 0 | 0
F5_Commercial_Health (ID)_Existing_Food Preparation_Natural Gas_Conveyor Oven_E10 | F5 | Commercial | Health (ID) | Existing | Food Preparation | Natural Gas | Conveyor Oven | E10 | Utility - Cost of Operation | 0 | 0 | 0 | 0 | 0 | 0 | 0 | 0 | 0 | 0 | 0 | 0 | 0 | 0 | 0 | 0 | 0 | 0 | 0 | 0 | 0 | 0 | 0 | 0 | 0 | 0 | 0
F6_Commercial_Health (ID)_Existing_Food Preparation_Natural Gas_Conveyor Oven_E1 | F6 | Commercial | Health (ID) | Existing | Food Preparation | Natural Gas | Conveyor Oven | E1 | Utility - Value of Sales | 0.17399 | 0.17771 | 0.18175 | 0.18613 | 0.19089 | 0.19648 | 0.20196 | 0.20718 | 0.21195 | 0.21665 | 0.22157 | 0.22615 | 0.23103 | 0.23578 | 0.24 | 0.24392 | 0.2474 | 0.25077 | 0.25432 | 0.25771 | 0.26113 | 0.26574 | 0.27041 | 0.27522 | 0.28011 | 0.28508 | 0.29015
F6_Commercial_Health (ID)_Existing_Food Preparation_Natural Gas_Conveyor Oven_E2 | F6 | Commercial | Health (ID) | Existing | Food Preparation | Natural Gas | Conveyor Oven | E2 | Utility - Value of Sales | 0.13827 | 0.14123 | 0.14444 | 0.14793 | 0.1517 | 0.15615 | 0.16051 | 0.16465 | 0.16845 | 0.17218 | 0.17609 | 0.17973 | 0.18361 | 0.18738 | 0.19074 | 0.19385 | 0.19661 | 0.1993 | 0.20212 | 0.20481 | 0.20753 | 0.2112 | 0.21491 | 0.21873 | 0.22261 | 0.22657 | 0.23059
F6_Commercial_Health (ID)_Existing_Food Preparation_Natural Gas_Conveyor Oven_E3 | F6 | Commercial | Health (ID) | Existing | Food Preparation | Natural Gas | Conveyor Oven | E3 | Utility - Value of Sales | 0 | 0 | 0 | 0 | 0 | 0 | 0 | 0 | 0 | 0 | 0 | 0 | 0 | 0 | 0 | 0 | 0 | 0 | 0 | 0 | 0 | 0 | 0 | 0 | 0 | 0 | 0
F6_Commercial_Health (ID)_Existing_Food Preparation_Natural Gas_Conveyor Oven_E4 | F6 | Commercial | Health (ID) | Existing | Food Preparation | Natural Gas | Conveyor Oven | E4 | Utility - Value of Sales | 0 | 0 | 0 | 0 | 0 | 0 | 0 | 0 | 0 | 0 | 0 | 0 | 0 | 0 | 0 | 0 | 0 | 0 | 0 | 0 | 0 | 0 | 0 | 0 | 0 | 0 | 0
F6_Commercial_Health (ID)_Existing_Food Preparation_Natural Gas_Conveyor Oven_E5 | F6 | Commercial | Health (ID) | Existing | Food Preparation | Natural Gas | Conveyor Oven | E5 | Utility - Value of Sales | 0 | 0 | 0 | 0 | 0 | 0 | 0 | 0 | 0 | 0 | 0 | 0 | 0 | 0 | 0 | 0 | 0 | 0 | 0 | 0 | 0 | 0 | 0 | 0 | 0 | 0 | 0
F6_Commercial_Health (ID)_Existing_Food Preparation_Natural Gas_Conveyor Oven_E6 | F6 | Commercial | Health (ID) | Existing | Food Preparation | Natural Gas | Conveyor Oven | E6 | Utility - Value of Sales | 0 | 0 | 0 | 0 | 0 | 0 | 0 | 0 | 0 | 0 | 0 | 0 | 0 | 0 | 0 | 0 | 0 | 0 | 0 | 0 | 0 | 0 | 0 | 0 | 0 | 0 | 0
F6_Commercial_Health (ID)_Existing_Food Preparation_Natural Gas_Conveyor Oven_E7 | F6 | Commercial | Health (ID) | Existing | Food Preparation | Natural Gas | Conveyor Oven | E7 | Utility - Value of Sales | 0 | 0 | 0 | 0 | 0 | 0 | 0 | 0 | 0 | 0 | 0 | 0 | 0 | 0 | 0 | 0 | 0 | 0 | 0 | 0 | 0 | 0 | 0 | 0 | 0 | 0 | 0
F6_Commercial_Health (ID)_Existing_Food Preparation_Natural Gas_Conveyor Oven_E8 | F6 | Commercial | Health (ID) | Existing | Food Preparation | Natural Gas | Conveyor Oven | E8 | Utility - Value of Sales | 0 | 0 | 0 | 0 | 0 | 0 | 0 | 0 | 0 | 0 | 0 | 0 | 0 | 0 | 0 | 0 | 0 | 0 | 0 | 0 | 0 | 0 | 0 | 0 | 0 | 0 | 0
F6_Commercial_Health (ID)_Existing_Food Preparation_Natural Gas_Conveyor Oven_E9 | F6 | Commercial | Health (ID) | Existing | Food Preparation | Natural Gas | Conveyor Oven | E9 | Utility - Value of Sales | 0 | 0 | 0 | 0 | 0 | 0 | 0 | 0 | 0 | 0 | 0 | 0 | 0 | 0 | 0 | 0 | 0 | 0 | 0 | 0 | 0 | 0 | 0 | 0 | 0 | 0 | 0
F6_Commercial_Health (ID)_Existing_Food Preparation_Natural Gas_Conveyor Oven_E10 | F6 | Commercial | Health (ID) | Existing | Food Preparation | Natural Gas | Conveyor Oven | E10 | Utility - Value of Sales | 0 | 0 | 0 | 0 | 0 | 0 | 0 | 0 | 0 | 0 | 0 | 0 | 0 | 0 | 0 | 0 | 0 | 0 | 0 | 0 | 0 | 0 | 0 | 0 | 0 | 0 | 0
F1_Commercial_Health (ID)_Existing_Food Preparation_Natural Gas_Double Rack Oven_E1 | F1 | Commercial | Health (ID) | Existing | Food Preparation | Natural Gas | Double Rack Oven | E1 | RVT - Cost of Equipment | 0.00041237 | 0.00041237 | 0.00041237 | 0.00041237 | 0.00041237 | 0.00041237 | 0.00041237 | 0.00041237 | 0.00041237 | 0.00041237 | 0.00041237 | 0.00041237 | 0.00041237 | 0.00041237 | 0.00041237 | 0.00041237 | 0.00041237 | 0.00041237 | 0.00041237 | 0.00041237 | 0.00041237 | 0.00041237 | 0.00041237 | 0.00041237 | 0.00041237 | 0.00041237 | 0.00041237
F1_Commercial_Health (ID)_Existing_Food Preparation_Natural Gas_Double Rack Oven_E2 | F1 | Commercial | Health (ID) | Existing | Food Preparation | Natural Gas | Double Rack Oven | E2 | RVT - Cost of Equipment | 0.0018708 | 0.0018708 | 0.0018708 | 0.0018708 | 0.0018708 | 0.0018708 | 0.0018708 | 0.0018708 | 0.0018708 | 0.0018708 | 0.0018708 | 0.0018708 | 0.0018708 | 0.0018708 | 0.0018708 | 0.0018708 | 0.0018708 | 0.0018708 | 0.0018708 | 0.0018708 | 0.0018708 | 0.0018708 | 0.0018708 | 0.0018708 | 0.0018708 | 0.0018708 | 0.0018708
F1_Commercial_Health (ID)_Existing_Food Preparation_Natural Gas_Double Rack Oven_E3 | F1 | Commercial | Health (ID) | Existing | Food Preparation | Natural Gas | Double Rack Oven | E3 | RVT - Cost of Equipment | 0 | 0 | 0 | 0 | 0 | 0 | 0 | 0 | 0 | 0 | 0 | 0 | 0 | 0 | 0 | 0 | 0 | 0 | 0 | 0 | 0 | 0 | 0 | 0 | 0 | 0 | 0
F1_Commercial_Health (ID)_Existing_Food Preparation_Natural Gas_Double Rack Oven_E4 | F1 | Commercial | Health (ID) | Existing | Food Preparation | Natural Gas | Double Rack Oven | E4 | RVT - Cost of Equipment | 0 | 0 | 0 | 0 | 0 | 0 | 0 | 0 | 0 | 0 | 0 | 0 | 0 | 0 | 0 | 0 | 0 | 0 | 0 | 0 | 0 | 0 | 0 | 0 | 0 | 0 | 0
F1_Commercial_Health (ID)_Existing_Food Preparation_Natural Gas_Double Rack Oven_E5 | F1 | Commercial | Health (ID) | Existing | Food Preparation | Natural Gas | Double Rack Oven | E5 | RVT - Cost of Equipment | 0 | 0 | 0 | 0 | 0 | 0 | 0 | 0 | 0 | 0 | 0 | 0 | 0 | 0 | 0 | 0 | 0 | 0 | 0 | 0 | 0 | 0 | 0 | 0 | 0 | 0 | 0
F1_Commercial_Health (ID)_Existing_Food Preparation_Natural Gas_Double Rack Oven_E6 | F1 | Commercial | Health (ID) | Existing | Food Preparation | Natural Gas | Double Rack Oven | E6 | RVT - Cost of Equipment | 0 | 0 | 0 | 0 | 0 | 0 | 0 | 0 | 0 | 0 | 0 | 0 | 0 | 0 | 0 | 0 | 0 | 0 | 0 | 0 | 0 | 0 | 0 | 0 | 0 | 0 | 0
F1_Commercial_Health (ID)_Existing_Food Preparation_Natural Gas_Double Rack Oven_E7 | F1 | Commercial | Health (ID) | Existing | Food Preparation | Natural Gas | Double Rack Oven | E7 | RVT - Cost of Equipment | 0 | 0 | 0 | 0 | 0 | 0 | 0 | 0 | 0 | 0 | 0 | 0 | 0 | 0 | 0 | 0 | 0 | 0 | 0 | 0 | 0 | 0 | 0 | 0 | 0 | 0 | 0
F1_Commercial_Health (ID)_Existing_Food Preparation_Natural Gas_Double Rack Oven_E8 | F1 | Commercial | Health (ID) | Existing | Food Preparation | Natural Gas | Double Rack Oven | E8 | RVT - Cost of Equipment | 0 | 0 | 0 | 0 | 0 | 0 | 0 | 0 | 0 | 0 | 0 | 0 | 0 | 0 | 0 | 0 | 0 | 0 | 0 | 0 | 0 | 0 | 0 | 0 | 0 | 0 | 0
F1_Commercial_Health (ID)_Existing_Food Preparation_Natural Gas_Double Rack Oven_E9 | F1 | Commercial | Health (ID) | Existing | Food Preparation | Natural Gas | Double Rack Oven | E9 | RVT - Cost of Equipment | 0 | 0 | 0 | 0 | 0 | 0 | 0 | 0 | 0 | 0 | 0 | 0 | 0 | 0 | 0 | 0 | 0 | 0 | 0 | 0 | 0 | 0 | 0 | 0 | 0 | 0 | 0
F1_Commercial_Health (ID)_Existing_Food Preparation_Natural Gas_Double Rack Oven_E10 | F1 | Commercial | Health (ID) | Existing | Food Preparation | Natural Gas | Double Rack Oven | E10 | RVT - Cost of Equipment | 0 | 0 | 0 | 0 | 0 | 0 | 0 | 0 | 0 | 0 | 0 | 0 | 0 | 0 | 0 | 0 | 0 | 0 | 0 | 0 | 0 | 0 | 0 | 0 | 0 | 0 | 0
F2_Commercial_Health (ID)_Existing_Food Preparation_Natural Gas_Double Rack Oven_E1 | F2 | Commercial | Health (ID) | Existing | Food Preparation | Natural Gas | Double Rack Oven | E1 | RVT - Cost of Operation | 0.28234 | 0.28767 | 0.29393 | 0.30123 | 0.30959 | 0.32003 | 0.33049 | 0.34043 | 0.34942 | 0.35814 | 0.36717 | 0.37538 | 0.38405 | 0.39225 | 0.3993 | 0.40566 | 0.41105 | 0.41619 | 0.42165 | 0.42676 | 0.43188 | 0.4395 | 0.44721 | 0.45515 | 0.46324 | 0.47147 | 0.47984
F2_Commercial_Health (ID)_Existing_Food Preparation_Natural Gas_Double Rack Oven_E2 | F2 | Commercial | Health (ID) | Existing | Food Preparation | Natural Gas | Double Rack Oven | E2 | RVT - Cost of Operation | 0.17492 | 0.17822 | 0.1821 | 0.18662 | 0.1918 | 0.19827 | 0.20475 | 0.21091 | 0.21648 | 0.22188 | 0.22748 | 0.23256 | 0.23793 | 0.24301 | 0.24738 | 0.25132 | 0.25466 | 0.25784 | 0.26123 | 0.26439 | 0.26757 | 0.27229 | 0.27706 | 0.28198 | 0.28699 | 0.29209 | 0.29728
F2_Commercial_Health (ID)_Existing_Food Preparation_Natural Gas_Double Rack Oven_E3 | F2 | Commercial | Health (ID) | Existing | Food Preparation | Natural Gas | Double Rack Oven | E3 | RVT - Cost of Operation | 0 | 0 | 0 | 0 | 0 | 0 | 0 | 0 | 0 | 0 | 0 | 0 | 0 | 0 | 0 | 0 | 0 | 0 | 0 | 0 | 0 | 0 | 0 | 0 | 0 | 0 | 0
F2_Commercial_Health (ID)_Existing_Food Preparation_Natural Gas_Double Rack Oven_E4 | F2 | Commercial | Health (ID) | Existing | Food Preparation | Natural Gas | Double Rack Oven | E4 | RVT - Cost of Operation | 0 | 0 | 0 | 0 | 0 | 0 | 0 | 0 | 0 | 0 | 0 | 0 | 0 | 0 | 0 | 0 | 0 | 0 | 0 | 0 | 0 | 0 | 0 | 0 | 0 | 0 | 0
F2_Commercial_Health (ID)_Existing_Food Preparation_Natural Gas_Double Rack Oven_E5 | F2 | Commercial | Health (ID) | Existing | Food Preparation | Natural Gas | Double Rack Oven | E5 | RVT - Cost of Operation | 0 | 0 | 0 | 0 | 0 | 0 | 0 | 0 | 0 | 0 | 0 | 0 | 0 | 0 | 0 | 0 | 0 | 0 | 0 | 0 | 0 | 0 | 0 | 0 | 0 | 0 | 0
F2_Commercial_Health (ID)_Existing_Food Preparation_Natural Gas_Double Rack Oven_E6 | F2 | Commercial | Health (ID) | Existing | Food Preparation | Natural Gas | Double Rack Oven | E6 | RVT - Cost of Operation | 0 | 0 | 0 | 0 | 0 | 0 | 0 | 0 | 0 | 0 | 0 | 0 | 0 | 0 | 0 | 0 | 0 | 0 | 0 | 0 | 0 | 0 | 0 | 0 | 0 | 0 | 0
F2_Commercial_Health (ID)_Existing_Food Preparation_Natural Gas_Double Rack Oven_E7 | F2 | Commercial | Health (ID) | Existing | Food Preparation | Natural Gas | Double Rack Oven | E7 | RVT - Cost of Operation | 0 | 0 | 0 | 0 | 0 | 0 | 0 | 0 | 0 | 0 | 0 | 0 | 0 | 0 | 0 | 0 | 0 | 0 | 0 | 0 | 0 | 0 | 0 | 0 | 0 | 0 | 0
F2_Commercial_Health (ID)_Existing_Food Preparation_Natural Gas_Double Rack Oven_E8 | F2 | Commercial | Health (ID) | Existing | Food Preparation | Natural Gas | Double Rack Oven | E8 | RVT - Cost of Operation | 0 | 0 | 0 | 0 | 0 | 0 | 0 | 0 | 0 | 0 | 0 | 0 | 0 | 0 | 0 | 0 | 0 | 0 | 0 | 0 | 0 | 0 | 0 | 0 | 0 | 0 | 0
F2_Commercial_Health (ID)_Existing_Food Preparation_Natural Gas_Double Rack Oven_E9 | F2 | Commercial | Health (ID) | Existing | Food Preparation | Natural Gas | Double Rack Oven | E9 | RVT - Cost of Operation | 0 | 0 | 0 | 0 | 0 | 0 | 0 | 0 | 0 | 0 | 0 | 0 | 0 | 0 | 0 | 0 | 0 | 0 | 0 | 0 | 0 | 0 | 0 | 0 | 0 | 0 | 0
F2_Commercial_Health (ID)_Existing_Food Preparation_Natural Gas_Double Rack Oven_E10 | F2 | Commercial | Health (ID) | Existing | Food Preparation | Natural Gas | Double Rack Oven | E10 | RVT - Cost of Operation | 0 | 0 | 0 | 0 | 0 | 0 | 0 | 0 | 0 | 0 | 0 | 0 | 0 | 0 | 0 | 0 | 0 | 0 | 0 | 0 | 0 | 0 | 0 | 0 | 0 | 0 | 0
F3_Commercial_Health (ID)_Existing_Food Preparation_Natural Gas_Double Rack Oven_E1 | F3 | Commercial | Health (ID) | Existing | Food Preparation | Natural Gas | Double Rack Oven | E1 | System - kBTUs of Consumption | 67.3554 | 67.3554 | 67.3554 | 67.3554 | 67.3554 | 67.3554 | 67.3554 | 67.3554 | 67.3554 | 67.3554 | 67.3554 | 67.3554 | 67.3554 | 67.3554 | 67.3554 | 67.3554 | 67.3554 | 67.3554 | 67.3554 | 67.3554 | 67.3554 | 67.3554 | 67.3554 | 67.3554 | 67.3554 | 67.3554 | 67.3554
F3_Commercial_Health (ID)_Existing_Food Preparation_Natural Gas_Double Rack Oven_E2 | F3 | Commercial | Health (ID) | Existing | Food Preparation | Natural Gas | Double Rack Oven | E2 | System - kBTUs of Consumption | 41.7293 | 41.7293 | 41.7293 | 41.7293 | 41.7293 | 41.7293 | 41.7293 | 41.7293 | 41.7293 | 41.7293 | 41.7293 | 41.7293 | 41.7293 | 41.7293 | 41.7293 | 41.7293 | 41.7293 | 41.7293 | 41.7293 | 41.7293 | 41.7293 | 41.7293 | 41.7293 | 41.7293 | 41.7293 | 41.7293 | 41.7293
F3_Commercial_Health (ID)_Existing_Food Preparation_Natural Gas_Double Rack Oven_E3 | F3 | Commercial | Health (ID) | Existing | Food Preparation | Natural Gas | Double Rack Oven | E3 | System - kBTUs of Consumption | 0 | 0 | 0 | 0 | 0 | 0 | 0 | 0 | 0 | 0 | 0 | 0 | 0 | 0 | 0 | 0 | 0 | 0 | 0 | 0 | 0 | 0 | 0 | 0 | 0 | 0 | 0
F3_Commercial_Health (ID)_Existing_Food Preparation_Natural Gas_Double Rack Oven_E4 | F3 | Commercial | Health (ID) | Existing | Food Preparation | Natural Gas | Double Rack Oven | E4 | System - kBTUs of Consumption | 0 | 0 | 0 | 0 | 0 | 0 | 0 | 0 | 0 | 0 | 0 | 0 | 0 | 0 | 0 | 0 | 0 | 0 | 0 | 0 | 0 | 0 | 0 | 0 | 0 | 0 | 0
F3_Commercial_Health (ID)_Existing_Food Preparation_Natural Gas_Double Rack Oven_E5 | F3 | Commercial | Health (ID) | Existing | Food Preparation | Natural Gas | Double Rack Oven | E5 | System - kBTUs of Consumption | 0 | 0 | 0 | 0 | 0 | 0 | 0 | 0 | 0 | 0 | 0 | 0 | 0 | 0 | 0 | 0 | 0 | 0 | 0 | 0 | 0 | 0 | 0 | 0 | 0 | 0 | 0
F3_Commercial_Health (ID)_Existing_Food Preparation_Natural Gas_Double Rack Oven_E6 | F3 | Commercial | Health (ID) | Existing | Food Preparation | Natural Gas | Double Rack Oven | E6 | System - kBTUs of Consumption | 0 | 0 | 0 | 0 | 0 | 0 | 0 | 0 | 0 | 0 | 0 | 0 | 0 | 0 | 0 | 0 | 0 | 0 | 0 | 0 | 0 | 0 | 0 | 0 | 0 | 0 | 0
F3_Commercial_Health (ID)_Existing_Food Preparation_Natural Gas_Double Rack Oven_E7 | F3 | Commercial | Health (ID) | Existing | Food Preparation | Natural Gas | Double Rack Oven | E7 | System - kBTUs of Consumption | 0 | 0 | 0 | 0 | 0 | 0 | 0 | 0 | 0 | 0 | 0 | 0 | 0 | 0 | 0 | 0 | 0 | 0 | 0 | 0 | 0 | 0 | 0 | 0 | 0 | 0 | 0
F3_Commercial_Health (ID)_Existing_Food Preparation_Natural Gas_Double Rack Oven_E8 | F3 | Commercial | Health (ID) | Existing | Food Preparation | Natural Gas | Double Rack Oven | E8 | System - kBTUs of Consumption | 0 | 0 | 0 | 0 | 0 | 0 | 0 | 0 | 0 | 0 | 0 | 0 | 0 | 0 | 0 | 0 | 0 | 0 | 0 | 0 | 0 | 0 | 0 | 0 | 0 | 0 | 0
F3_Commercial_Health (ID)_Existing_Food Preparation_Natural Gas_Double Rack Oven_E9 | F3 | Commercial | Health (ID) | Existing | Food Preparation | Natural Gas | Double Rack Oven | E9 | System - kBTUs of Consumption | 0 | 0 | 0 | 0 | 0 | 0 | 0 | 0 | 0 | 0 | 0 | 0 | 0 | 0 | 0 | 0 | 0 | 0 | 0 | 0 | 0 | 0 | 0 | 0 | 0 | 0 | 0
F3_Commercial_Health (ID)_Existing_Food Preparation_Natural Gas_Double Rack Oven_E10 | F3 | Commercial | Health (ID) | Existing | Food Preparation | Natural Gas | Double Rack Oven | E10 | System - kBTUs of Consumption | 0 | 0 | 0 | 0 | 0 | 0 | 0 | 0 | 0 | 0 | 0 | 0 | 0 | 0 | 0 | 0 | 0 | 0 | 0 | 0 | 0 | 0 | 0 | 0 | 0 | 0 | 0
F4_Commercial_Health (ID)_Existing_Food Preparation_Natural Gas_Double Rack Oven_E1 | F4 | Commercial | Health (ID) | Existing | Food Preparation | Natural Gas | Double Rack Oven | E1 | Utility - Cost of Equipment | 0.00041237 | 0.00041237 | 0.00041237 | 0.00041237 | 0.00041237 | 0.00041237 | 0.00041237 | 0.00041237 | 0.00041237 | 0.00041237 | 0.00041237 | 0.00041237 | 0.00041237 | 0.00041237 | 0.00041237 | 0.00041237 | 0.00041237 | 0.00041237 | 0.00041237 | 0.00041237 | 0.00041237 | 0.00041237 | 0.00041237 | 0.00041237 | 0.00041237 | 0.00041237 | 0.00041237
F4_Commercial_Health (ID)_Existing_Food Preparation_Natural Gas_Double Rack Oven_E2 | F4 | Commercial | Health (ID) | Existing | Food Preparation | Natural Gas | Double Rack Oven | E2 | Utility - Cost of Equipment | 0.0018708 | 0.0018708 | 0.0018708 | 0.0018708 | 0.0018708 | 0.0018708 | 0.0018708 | 0.0018708 | 0.0018708 | 0.0018708 | 0.0018708 | 0.0018708 | 0.0018708 | 0.0018708 | 0.0018708 | 0.0018708 | 0.0018708 | 0.0018708 | 0.0018708 | 0.0018708 | 0.0018708 | 0.0018708 | 0.0018708 | 0.0018708 | 0.0018708 | 0.0018708 | 0.0018708
F4_Commercial_Health (ID)_Existing_Food Preparation_Natural Gas_Double Rack Oven_E3 | F4 | Commercial | Health (ID) | Existing | Food Preparation | Natural Gas | Double Rack Oven | E3 | Utility - Cost of Equipment | 0 | 0 | 0 | 0 | 0 | 0 | 0 | 0 | 0 | 0 | 0 | 0 | 0 | 0 | 0 | 0 | 0 | 0 | 0 | 0 | 0 | 0 | 0 | 0 | 0 | 0 | 0
F4_Commercial_Health (ID)_Existing_Food Preparation_Natural Gas_Double Rack Oven_E4 | F4 | Commercial | Health (ID) | Existing | Food Preparation | Natural Gas | Double Rack Oven | E4 | Utility - Cost of Equipment | 0 | 0 | 0 | 0 | 0 | 0 | 0 | 0 | 0 | 0 | 0 | 0 | 0 | 0 | 0 | 0 | 0 | 0 | 0 | 0 | 0 | 0 | 0 | 0 | 0 | 0 | 0
F4_Commercial_Health (ID)_Existing_Food Preparation_Natural Gas_Double Rack Oven_E5 | F4 | Commercial | Health (ID) | Existing | Food Preparation | Natural Gas | Double Rack Oven | E5 | Utility - Cost of Equipment | 0 | 0 | 0 | 0 | 0 | 0 | 0 | 0 | 0 | 0 | 0 | 0 | 0 | 0 | 0 | 0 | 0 | 0 | 0 | 0 | 0 | 0 | 0 | 0 | 0 | 0 | 0
F4_Commercial_Health (ID)_Existing_Food Preparation_Natural Gas_Double Rack Oven_E6 | F4 | Commercial | Health (ID) | Existing | Food Preparation | Natural Gas | Double Rack Oven | E6 | Utility - Cost of Equipment | 0 | 0 | 0 | 0 | 0 | 0 | 0 | 0 | 0 | 0 | 0 | 0 | 0 | 0 | 0 | 0 | 0 | 0 | 0 | 0 | 0 | 0 | 0 | 0 | 0 | 0 | 0
F4_Commercial_Health (ID)_Existing_Food Preparation_Natural Gas_Double Rack Oven_E7 | F4 | Commercial | Health (ID) | Existing | Food Preparation | Natural Gas | Double Rack Oven | E7 | Utility - Cost of Equipment | 0 | 0 | 0 | 0 | 0 | 0 | 0 | 0 | 0 | 0 | 0 | 0 | 0 | 0 | 0 | 0 | 0 | 0 | 0 | 0 | 0 | 0 | 0 | 0 | 0 | 0 | 0
F4_Commercial_Health (ID)_Existing_Food Preparation_Natural Gas_Double Rack Oven_E8 | F4 | Commercial | Health (ID) | Existing | Food Preparation | Natural Gas | Double Rack Oven | E8 | Utility - Cost of Equipment | 0 | 0 | 0 | 0 | 0 | 0 | 0 | 0 | 0 | 0 | 0 | 0 | 0 | 0 | 0 | 0 | 0 | 0 | 0 | 0 | 0 | 0 | 0 | 0 | 0 | 0 | 0
F4_Commercial_Health (ID)_Existing_Food Preparation_Natural Gas_Double Rack Oven_E9 | F4 | Commercial | Health (ID) | Existing | Food Preparation | Natural Gas | Double Rack Oven | E9 | Utility - Cost of Equipment | 0 | 0 | 0 | 0 | 0 | 0 | 0 | 0 | 0 | 0 | 0 | 0 | 0 | 0 | 0 | 0 | 0 | 0 | 0 | 0 | 0 | 0 | 0 | 0 | 0 | 0 | 0
F4_Commercial_Health (ID)_Existing_Food Preparation_Natural Gas_Double Rack Oven_E10 | F4 | Commercial | Health (ID) | Existing | Food Preparation | Natural Gas | Double Rack Oven | E10 | Utility - Cost of Equipment | 0 | 0 | 0 | 0 | 0 | 0 | 0 | 0 | 0 | 0 | 0 | 0 | 0 | 0 | 0 | 0 | 0 | 0 | 0 | 0 | 0 | 0 | 0 | 0 | 0 | 0 | 0
F5_Commercial_Health (ID)_Existing_Food Preparation_Natural Gas_Double Rack Oven_E1 | F5 | Commercial | Health (ID) | Existing | Food Preparation | Natural Gas | Double Rack Oven | E1 | Utility - Cost of Operation | 0.23972 | 0.24576 | 0.25292 | 0.26112 | 0.2704 | 0.28168 | 0.2933 | 0.3048 | 0.31588 | 0.32711 | 0.33604 | 0.34441 | 0.3534 | 0.36221 | 0.37008 | 0.37745 | 0.38405 | 0.39057 | 0.39754 | 0.40434 | 0.41132 | 0.41858 | 0.42591 | 0.43348 | 0.44118 | 0.44902 | 0.45699
F5_Commercial_Health (ID)_Existing_Food Preparation_Natural Gas_Double Rack Oven_E2 | F5 | Commercial | Health (ID) | Existing | Food Preparation | Natural Gas | Double Rack Oven | E2 | Utility - Cost of Operation | 0.14851 | 0.15226 | 0.15669 | 0.16177 | 0.16752 | 0.17451 | 0.18171 | 0.18884 | 0.1957 | 0.20265 | 0.20819 | 0.21338 | 0.21895 | 0.2244 | 0.22928 | 0.23384 | 0.23794 | 0.24198 | 0.24629 | 0.2505 | 0.25483 | 0.25932 | 0.26387 | 0.26856 | 0.27333 | 0.27818 | 0.28313
F5_Commercial_Health (ID)_Existing_Food Preparation_Natural Gas_Double Rack Oven_E3 | F5 | Commercial | Health (ID) | Existing | Food Preparation | Natural Gas | Double Rack Oven | E3 | Utility - Cost of Operation | 0 | 0 | 0 | 0 | 0 | 0 | 0 | 0 | 0 | 0 | 0 | 0 | 0 | 0 | 0 | 0 | 0 | 0 | 0 | 0 | 0 | 0 | 0 | 0 | 0 | 0 | 0
F5_Commercial_Health (ID)_Existing_Food Preparation_Natural Gas_Double Rack Oven_E4 | F5 | Commercial | Health (ID) | Existing | Food Preparation | Natural Gas | Double Rack Oven | E4 | Utility - Cost of Operation | 0 | 0 | 0 | 0 | 0 | 0 | 0 | 0 | 0 | 0 | 0 | 0 | 0 | 0 | 0 | 0 | 0 | 0 | 0 | 0 | 0 | 0 | 0 | 0 | 0 | 0 | 0
F5_Commercial_Health (ID)_Existing_Food Preparation_Natural Gas_Double Rack Oven_E5 | F5 | Commercial | Health (ID) | Existing | Food Preparation | Natural Gas | Double Rack Oven | E5 | Utility - Cost of Operation | 0 | 0 | 0 | 0 | 0 | 0 | 0 | 0 | 0 | 0 | 0 | 0 | 0 | 0 | 0 | 0 | 0 | 0 | 0 | 0 | 0 | 0 | 0 | 0 | 0 | 0 | 0
F5_Commercial_Health (ID)_Existing_Food Preparation_Natural Gas_Double Rack Oven_E6 | F5 | Commercial | Health (ID) | Existing | Food Preparation | Natural Gas | Double Rack Oven | E6 | Utility - Cost of Operation | 0 | 0 | 0 | 0 | 0 | 0 | 0 | 0 | 0 | 0 | 0 | 0 | 0 | 0 | 0 | 0 | 0 | 0 | 0 | 0 | 0 | 0 | 0 | 0 | 0 | 0 | 0
F5_Commercial_Health (ID)_Existing_Food Preparation_Natural Gas_Double Rack Oven_E7 | F5 | Commercial | Health (ID) | Existing | Food Preparation | Natural Gas | Double Rack Oven | E7 | Utility - Cost of Operation | 0 | 0 | 0 | 0 | 0 | 0 | 0 | 0 | 0 | 0 | 0 | 0 | 0 | 0 | 0 | 0 | 0 | 0 | 0 | 0 | 0 | 0 | 0 | 0 | 0 | 0 | 0
F5_Commercial_Health (ID)_Existing_Food Preparation_Natural Gas_Double Rack Oven_E8 | F5 | Commercial | Health (ID) | Existing | Food Preparation | Natural Gas | Double Rack Oven | E8 | Utility - Cost of Operation | 0 | 0 | 0 | 0 | 0 | 0 | 0 | 0 | 0 | 0 | 0 | 0 | 0 | 0 | 0 | 0 | 0 | 0 | 0 | 0 | 0 | 0 | 0 | 0 | 0 | 0 | 0
F5_Commercial_Health (ID)_Existing_Food Preparation_Natural Gas_Double Rack Oven_E9 | F5 | Commercial | Health (ID) | Existing | Food Preparation | Natural Gas | Double Rack Oven | E9 | Utility - Cost of Operation | 0 | 0 | 0 | 0 | 0 | 0 | 0 | 0 | 0 | 0 | 0 | 0 | 0 | 0 | 0 | 0 | 0 | 0 | 0 | 0 | 0 | 0 | 0 | 0 | 0 | 0 | 0
F5_Commercial_Health (ID)_Existing_Food Preparation_Natural Gas_Double Rack Oven_E10 | F5 | Commercial | Health (ID) | Existing | Food Preparation | Natural Gas | Double Rack Oven | E10 | Utility - Cost of Operation | 0 | 0 | 0 | 0 | 0 | 0 | 0 | 0 | 0 | 0 | 0 | 0 | 0 | 0 | 0 | 0 | 0 | 0 | 0 | 0 | 0 | 0 | 0 | 0 | 0 | 0 | 0
F6_Commercial_Health (ID)_Existing_Food Preparation_Natural Gas_Double Rack Oven_E1 | F6 | Commercial | Health (ID) | Existing | Food Preparation | Natural Gas | Double Rack Oven | E1 | Utility - Value of Sales | 0.28234 | 0.28767 | 0.29393 | 0.30123 | 0.30959 | 0.32003 | 0.33049 | 0.34043 | 0.34942 | 0.35814 | 0.36717 | 0.37538 | 0.38405 | 0.39225 | 0.3993 | 0.40566 | 0.41105 | 0.41619 | 0.42165 | 0.42676 | 0.43188 | 0.4395 | 0.44721 | 0.45515 | 0.46324 | 0.47147 | 0.47984
F6_Commercial_Health (ID)_Existing_Food Preparation_Natural Gas_Double Rack Oven_E2 | F6 | Commercial | Health (ID) | Existing | Food Preparation | Natural Gas | Double Rack Oven | E2 | Utility - Value of Sales | 0.17492 | 0.17822 | 0.1821 | 0.18662 | 0.1918 | 0.19827 | 0.20475 | 0.21091 | 0.21648 | 0.22188 | 0.22748 | 0.23256 | 0.23793 | 0.24301 | 0.24738 | 0.25132 | 0.25466 | 0.25784 | 0.26123 | 0.26439 | 0.26757 | 0.27229 | 0.27706 | 0.28198 | 0.28699 | 0.29209 | 0.29728
F6_Commercial_Health (ID)_Existing_Food Preparation_Natural Gas_Double Rack Oven_E3 | F6 | Commercial | Health (ID) | Existing | Food Preparation | Natural Gas | Double Rack Oven | E3 | Utility - Value of Sales | 0 | 0 | 0 | 0 | 0 | 0 | 0 | 0 | 0 | 0 | 0 | 0 | 0 | 0 | 0 | 0 | 0 | 0 | 0 | 0 | 0 | 0 | 0 | 0 | 0 | 0 | 0
F6_Commercial_Health (ID)_Existing_Food Preparation_Natural Gas_Double Rack Oven_E4 | F6 | Commercial | Health (ID) | Existing | Food Preparation | Natural Gas | Double Rack Oven | E4 | Utility - Value of Sales | 0 | 0 | 0 | 0 | 0 | 0 | 0 | 0 | 0 | 0 | 0 | 0 | 0 | 0 | 0 | 0 | 0 | 0 | 0 | 0 | 0 | 0 | 0 | 0 | 0 | 0 | 0
F6_Commercial_Health (ID)_Existing_Food Preparation_Natural Gas_Double Rack Oven_E5 | F6 | Commercial | Health (ID) | Existing | Food Preparation | Natural Gas | Double Rack Oven | E5 | Utility - Value of Sales | 0 | 0 | 0 | 0 | 0 | 0 | 0 | 0 | 0 | 0 | 0 | 0 | 0 | 0 | 0 | 0 | 0 | 0 | 0 | 0 | 0 | 0 | 0 | 0 | 0 | 0 | 0
F6_Commercial_Health (ID)_Existing_Food Preparation_Natural Gas_Double Rack Oven_E6 | F6 | Commercial | Health (ID) | Existing | Food Preparation | Natural Gas | Double Rack Oven | E6 | Utility - Value of Sales | 0 | 0 | 0 | 0 | 0 | 0 | 0 | 0 | 0 | 0 | 0 | 0 | 0 | 0 | 0 | 0 | 0 | 0 | 0 | 0 | 0 | 0 | 0 | 0 | 0 | 0 | 0
F6_Commercial_Health (ID)_Existing_Food Preparation_Natural Gas_Double Rack Oven_E7 | F6 | Commercial | Health (ID) | Existing | Food Preparation | Natural Gas | Double Rack Oven | E7 | Utility - Value of Sales | 0 | 0 | 0 | 0 | 0 | 0 | 0 | 0 | 0 | 0 | 0 | 0 | 0 | 0 | 0 | 0 | 0 | 0 | 0 | 0 | 0 | 0 | 0 | 0 | 0 | 0 | 0
F6_Commercial_Health (ID)_Existing_Food Preparation_Natural Gas_Double Rack Oven_E8 | F6 | Commercial | Health (ID) | Existing | Food Preparation | Natural Gas | Double Rack Oven | E8 | Utility - Value of Sales | 0 | 0 | 0 | 0 | 0 | 0 | 0 | 0 | 0 | 0 | 0 | 0 | 0 | 0 | 0 | 0 | 0 | 0 | 0 | 0 | 0 | 0 | 0 | 0 | 0 | 0 | 0
F6_Commercial_Health (ID)_Existing_Food Preparation_Natural Gas_Double Rack Oven_E9 | F6 | Commercial | Health (ID) | Existing | Food Preparation | Natural Gas | Double Rack Oven | E9 | Utility - Value of Sales | 0 | 0 | 0 | 0 | 0 | 0 | 0 | 0 | 0 | 0 | 0 | 0 | 0 | 0 | 0 | 0 | 0 | 0 | 0 | 0 | 0 | 0 | 0 | 0 | 0 | 0 | 0
F6_Commercial_Health (ID)_Existing_Food Preparation_Natural Gas_Double Rack Oven_E10 | F6 | Commercial | Health (ID) | Existing | Food Preparation | Natural Gas | Double Rack Oven | E10 | Utility - Value of Sales | 0 | 0 | 0 | 0 | 0 | 0 | 0 | 0 | 0 | 0 | 0 | 0 | 0 | 0 | 0 | 0 | 0 | 0 | 0 | 0 | 0 | 0 | 0 | 0 | 0 | 0 | 0
F1_Commercial_Health (ID)_Existing_Food Preparation_Natural Gas_Fryer_E1 | F1 | Commercial | Health (ID) | Existing | Food Preparation | Natural Gas | Fryer | E1 | RVT - Cost of Equipment | 0.014545 | 0.014545 | 0.014545 | 0.014545 | 0.014545 | 0.014545 | 0.014545 | 0.014545 | 0.014545 | 0.014545 | 0.014545 | 0.014545 | 0.014545 | 0.014545 | 0.014545 | 0.014545 | 0.014545 | 0.014545 | 0.014545 | 0.014545 | 0.014545 | 0.014545 | 0.014545 | 0.014545 | 0.014545 | 0.014545 | 0.014545
F1_Commercial_Health (ID)_Existing_Food Preparation_Natural Gas_Fryer_E2 | F1 | Commercial | Health (ID) | Existing | Food Preparation | Natural Gas | Fryer | E2 | RVT - Cost of Equipment | 0.021526 | 0.021526 | 0.021526 | 0.021526 | 0.021526 | 0.021526 | 0.021526 | 0.021526 | 0.021526 | 0.021526 | 0.021526 | 0.021526 | 0.021526 | 0.021526 | 0.021526 | 0.021526 | 0.021526 | 0.021526 | 0.021526 | 0.021526 | 0.021526 | 0.021526 | 0.021526 | 0.021526 | 0.021526 | 0.021526 | 0.021526
F1_Commercial_Health (ID)_Existing_Food Preparation_Natural Gas_Fryer_E3 | F1 | Commercial | Health (ID) | Existing | Food Preparation | Natural Gas | Fryer | E3 | RVT - Cost of Equipment | 0 | 0 | 0 | 0 | 0 | 0 | 0 | 0 | 0 | 0 | 0 | 0 | 0 | 0 | 0 | 0 | 0 | 0 | 0 | 0 | 0 | 0 | 0 | 0 | 0 | 0 | 0
F1_Commercial_Health (ID)_Existing_Food Preparation_Natural Gas_Fryer_E4 | F1 | Commercial | Health (ID) | Existing | Food Preparation | Natural Gas | Fryer | E4 | RVT - Cost of Equipment | 0 | 0 | 0 | 0 | 0 | 0 | 0 | 0 | 0 | 0 | 0 | 0 | 0 | 0 | 0 | 0 | 0 | 0 | 0 | 0 | 0 | 0 | 0 | 0 | 0 | 0 | 0
F1_Commercial_Health (ID)_Existing_Food Preparation_Natural Gas_Fryer_E5 | F1 | Commercial | Health (ID) | Existing | Food Preparation | Natural Gas | Fryer | E5 | RVT - Cost of Equipment | 0 | 0 | 0 | 0 | 0 | 0 | 0 | 0 | 0 | 0 | 0 | 0 | 0 | 0 | 0 | 0 | 0 | 0 | 0 | 0 | 0 | 0 | 0 | 0 | 0 | 0 | 0
F1_Commercial_Health (ID)_Existing_Food Preparation_Natural Gas_Fryer_E6 | F1 | Commercial | Health (ID) | Existing | Food Preparation | Natural Gas | Fryer | E6 | RVT - Cost of Equipment | 0 | 0 | 0 | 0 | 0 | 0 | 0 | 0 | 0 | 0 | 0 | 0 | 0 | 0 | 0 | 0 | 0 | 0 | 0 | 0 | 0 | 0 | 0 | 0 | 0 | 0 | 0
F1_Commercial_Health (ID)_Existing_Food Preparation_Natural Gas_Fryer_E7 | F1 | Commercial | Health (ID) | Existing | Food Preparation | Natural Gas | Fryer | E7 | RVT - Cost of Equipment | 0 | 0 | 0 | 0 | 0 | 0 | 0 | 0 | 0 | 0 | 0 | 0 | 0 | 0 | 0 | 0 | 0 | 0 | 0 | 0 | 0 | 0 | 0 | 0 | 0 | 0 | 0
F1_Commercial_Health (ID)_Existing_Food Preparation_Natural Gas_Fryer_E8 | F1 | Commercial | Health (ID) | Existing | Food Preparation | Natural Gas | Fryer | E8 | RVT - Cost of Equipment | 0 | 0 | 0 | 0 | 0 | 0 | 0 | 0 | 0 | 0 | 0 | 0 | 0 | 0 | 0 | 0 | 0 | 0 | 0 | 0 | 0 | 0 | 0 | 0 | 0 | 0 | 0
F1_Commercial_Health (ID)_Existing_Food Preparation_Natural Gas_Fryer_E9 | F1 | Commercial | Health (ID) | Existing | Food Preparation | Natural Gas | Fryer | E9 | RVT - Cost of Equipment | 0 | 0 | 0 | 0 | 0 | 0 | 0 | 0 | 0 | 0 | 0 | 0 | 0 | 0 | 0 | 0 | 0 | 0 | 0 | 0 | 0 | 0 | 0 | 0 | 0 | 0 | 0
F1_Commercial_Health (ID)_Existing_Food Preparation_Natural Gas_Fryer_E10 | F1 | Commercial | Health (ID) | Existing | Food Preparation | Natural Gas | Fryer | E10 | RVT - Cost of Equipment | 0 | 0 | 0 | 0 | 0 | 0 | 0 | 0 | 0 | 0 | 0 | 0 | 0 | 0 | 0 | 0 | 0 | 0 | 0 | 0 | 0 | 0 | 0 | 0 | 0 | 0 | 0
F2_Commercial_Health (ID)_Existing_Food Preparation_Natural Gas_Fryer_E1 | F2 | Commercial | Health (ID) | Existing | Food Preparation | Natural Gas | Fryer | E1 | RVT - Cost of Operation | 0.14637 | 0.14932 | 0.15263 | 0.15635 | 0.16049 | 0.1655 | 0.17048 | 0.17518 | 0.17944 | 0.1836 | 0.1879 | 0.19184 | 0.19605 | 0.20013 | 0.20372 | 0.20702 | 0.2099 | 0.21268 | 0.21562 | 0.2184 | 0.22121 | 0.22511 | 0.22907 | 0.23314 | 0.23728 | 0.24149 | 0.24578
F2_Commercial_Health (ID)_Existing_Food Preparation_Natural Gas_Fryer_E2 | F2 | Commercial | Health (ID) | Existing | Food Preparation | Natural Gas | Fryer | E2 | RVT - Cost of Operation | 0.10096 | 0.10298 | 0.10527 | 0.10783 | 0.11069 | 0.11415 | 0.11758 | 0.12082 | 0.12376 | 0.12663 | 0.12959 | 0.13231 | 0.13522 | 0.13803 | 0.14051 | 0.14278 | 0.14477 | 0.14669 | 0.14871 | 0.15063 | 0.15257 | 0.15526 | 0.15799 | 0.1608 | 0.16365 | 0.16656 | 0.16952
F2_Commercial_Health (ID)_Existing_Food Preparation_Natural Gas_Fryer_E3 | F2 | Commercial | Health (ID) | Existing | Food Preparation | Natural Gas | Fryer | E3 | RVT - Cost of Operation | 0 | 0 | 0 | 0 | 0 | 0 | 0 | 0 | 0 | 0 | 0 | 0 | 0 | 0 | 0 | 0 | 0 | 0 | 0 | 0 | 0 | 0 | 0 | 0 | 0 | 0 | 0
F2_Commercial_Health (ID)_Existing_Food Preparation_Natural Gas_Fryer_E4 | F2 | Commercial | Health (ID) | Existing | Food Preparation | Natural Gas | Fryer | E4 | RVT - Cost of Operation | 0 | 0 | 0 | 0 | 0 | 0 | 0 | 0 | 0 | 0 | 0 | 0 | 0 | 0 | 0 | 0 | 0 | 0 | 0 | 0 | 0 | 0 | 0 | 0 | 0 | 0 | 0
F2_Commercial_Health (ID)_Existing_Food Preparation_Natural Gas_Fryer_E5 | F2 | Commercial | Health (ID) | Existing | Food Preparation | Natural Gas | Fryer | E5 | RVT - Cost of Operation | 0 | 0 | 0 | 0 | 0 | 0 | 0 | 0 | 0 | 0 | 0 | 0 | 0 | 0 | 0 | 0 | 0 | 0 | 0 | 0 | 0 | 0 | 0 | 0 | 0 | 0 | 0
F2_Commercial_Health (ID)_Existing_Food Preparation_Natural Gas_Fryer_E6 | F2 | Commercial | Health (ID) | Existing | Food Preparation | Natural Gas | Fryer | E6 | RVT - Cost of Operation | 0 | 0 | 0 | 0 | 0 | 0 | 0 | 0 | 0 | 0 | 0 | 0 | 0 | 0 | 0 | 0 | 0 | 0 | 0 | 0 | 0 | 0 | 0 | 0 | 0 | 0 | 0
F2_Commercial_Health (ID)_Existing_Food Preparation_Natural Gas_Fryer_E7 | F2 | Commercial | Health (ID) | Existing | Food Preparation | Natural Gas | Fryer | E7 | RVT - Cost of Operation | 0 | 0 | 0 | 0 | 0 | 0 | 0 | 0 | 0 | 0 | 0 | 0 | 0 | 0 | 0 | 0 | 0 | 0 | 0 | 0 | 0 | 0 | 0 | 0 | 0 | 0 | 0
F2_Commercial_Health (ID)_Existing_Food Preparation_Natural Gas_Fryer_E8 | F2 | Commercial | Health (ID) | Existing | Food Preparation | Natural Gas | Fryer | E8 | RVT - Cost of Operation | 0 | 0 | 0 | 0 | 0 | 0 | 0 | 0 | 0 | 0 | 0 | 0 | 0 | 0 | 0 | 0 | 0 | 0 | 0 | 0 | 0 | 0 | 0 | 0 | 0 | 0 | 0
F2_Commercial_Health (ID)_Existing_Food Preparation_Natural Gas_Fryer_E9 | F2 | Commercial | Health (ID) | Existing | Food Preparation | Natural Gas | Fryer | E9 | RVT - Cost of Operation | 0 | 0 | 0 | 0 | 0 | 0 | 0 | 0 | 0 | 0 | 0 | 0 | 0 | 0 | 0 | 0 | 0 | 0 | 0 | 0 | 0 | 0 | 0 | 0 | 0 | 0 | 0
F2_Commercial_Health (ID)_Existing_Food Preparation_Natural Gas_Fryer_E10 | F2 | Commercial | Health (ID) | Existing | Food Preparation | Natural Gas | Fryer | E10 | RVT - Cost of Operation | 0 | 0 | 0 | 0 | 0 | 0 | 0 | 0 | 0 | 0 | 0 | 0 | 0 | 0 | 0 | 0 | 0 | 0 | 0 | 0 | 0 | 0 | 0 | 0 | 0 | 0 | 0
F3_Commercial_Health (ID)_Existing_Food Preparation_Natural Gas_Fryer_E1 | F3 | Commercial | Health (ID) | Existing | Food Preparation | Natural Gas | Fryer | E1 | System - kBTUs of Consumption | 33.8657 | 33.8657 | 33.8657 | 33.8657 | 33.8657 | 33.8657 | 33.8657 | 33.8657 | 33.8657 | 33.8657 | 33.8657 | 33.8657 | 33.8657 | 33.8657 | 33.8657 | 33.8657 | 33.8657 | 33.8657 | 33.8657 | 33.8657 | 33.8657 | 33.8657 | 33.8657 | 33.8657 | 33.8657 | 33.8657 | 33.8657
F3_Commercial_Health (ID)_Existing_Food Preparation_Natural Gas_Fryer_E2 | F3 | Commercial | Health (ID) | Existing | Food Preparation | Natural Gas | Fryer | E2 | System - kBTUs of Consumption | 23.3573 | 23.3573 | 23.3573 | 23.3573 | 23.3573 | 23.3573 | 23.3573 | 23.3573 | 23.3573 | 23.3573 | 23.3573 | 23.3573 | 23.3573 | 23.3573 | 23.3573 | 23.3573 | 23.3573 | 23.3573 | 23.3573 | 23.3573 | 23.3573 | 23.3573 | 23.3573 | 23.3573 | 23.3573 | 23.3573 | 23.3573
F3_Commercial_Health (ID)_Existing_Food Preparation_Natural Gas_Fryer_E3 | F3 | Commercial | Health (ID) | Existing | Food Preparation | Natural Gas | Fryer | E3 | System - kBTUs of Consumption | 0 | 0 | 0 | 0 | 0 | 0 | 0 | 0 | 0 | 0 | 0 | 0 | 0 | 0 | 0 | 0 | 0 | 0 | 0 | 0 | 0 | 0 | 0 | 0 | 0 | 0 | 0
F3_Commercial_Health (ID)_Existing_Food Preparation_Natural Gas_Fryer_E4 | F3 | Commercial | Health (ID) | Existing | Food Preparation | Natural Gas | Fryer | E4 | System - kBTUs of Consumption | 0 | 0 | 0 | 0 | 0 | 0 | 0 | 0 | 0 | 0 | 0 | 0 | 0 | 0 | 0 | 0 | 0 | 0 | 0 | 0 | 0 | 0 | 0 | 0 | 0 | 0 | 0
F3_Commercial_Health (ID)_Existing_Food Preparation_Natural Gas_Fryer_E5 | F3 | Commercial | Health (ID) | Existing | Food Preparation | Natural Gas | Fryer | E5 | System - kBTUs of Consumption | 0 | 0 | 0 | 0 | 0 | 0 | 0 | 0 | 0 | 0 | 0 | 0 | 0 | 0 | 0 | 0 | 0 | 0 | 0 | 0 | 0 | 0 | 0 | 0 | 0 | 0 | 0
F3_Commercial_Health (ID)_Existing_Food Preparation_Natural Gas_Fryer_E6 | F3 | Commercial | Health (ID) | Existing | Food Preparation | Natural Gas | Fryer | E6 | System - kBTUs of Consumption | 0 | 0 | 0 | 0 | 0 | 0 | 0 | 0 | 0 | 0 | 0 | 0 | 0 | 0 | 0 | 0 | 0 | 0 | 0 | 0 | 0 | 0 | 0 | 0 | 0 | 0 | 0
F3_Commercial_Health (ID)_Existing_Food Preparation_Natural Gas_Fryer_E7 | F3 | Commercial | Health (ID) | Existing | Food Preparation | Natural Gas | Fryer | E7 | System - kBTUs of Consumption | 0 | 0 | 0 | 0 | 0 | 0 | 0 | 0 | 0 | 0 | 0 | 0 | 0 | 0 | 0 | 0 | 0 | 0 | 0 | 0 | 0 | 0 | 0 | 0 | 0 | 0 | 0
F3_Commercial_Health (ID)_Existing_Food Preparation_Natural Gas_Fryer_E8 | F3 | Commercial | Health (ID) | Existing | Food Preparation | Natural Gas | Fryer | E8 | System - kBTUs of Consumption | 0 | 0 | 0 | 0 | 0 | 0 | 0 | 0 | 0 | 0 | 0 | 0 | 0 | 0 | 0 | 0 | 0 | 0 | 0 | 0 | 0 | 0 | 0 | 0 | 0 | 0 | 0
F3_Commercial_Health (ID)_Existing_Food Preparation_Natural Gas_Fryer_E9 | F3 | Commercial | Health (ID) | Existing | Food Preparation | Natural Gas | Fryer | E9 | System - kBTUs of Consumption | 0 | 0 | 0 | 0 | 0 | 0 | 0 | 0 | 0 | 0 | 0 | 0 | 0 | 0 | 0 | 0 | 0 | 0 | 0 | 0 | 0 | 0 | 0 | 0 | 0 | 0 | 0
F3_Commercial_Health (ID)_Existing_Food Preparation_Natural Gas_Fryer_E10 | F3 | Commercial | Health (ID) | Existing | Food Preparation | Natural Gas | Fryer | E10 | System - kBTUs of Consumption | 0 | 0 | 0 | 0 | 0 | 0 | 0 | 0 | 0 | 0 | 0 | 0 | 0 | 0 | 0 | 0 | 0 | 0 | 0 | 0 | 0 | 0 | 0 | 0 | 0 | 0 | 0
F4_Commercial_Health (ID)_Existing_Food Preparation_Natural Gas_Fryer_E1 | F4 | Commercial | Health (ID) | Existing | Food Preparation | Natural Gas | Fryer | E1 | Utility - Cost of Equipment | 0.014545 | 0.014545 | 0.014545 | 0.014545 | 0.014545 | 0.014545 | 0.014545 | 0.014545 | 0.014545 | 0.014545 | 0.014545 | 0.014545 | 0.014545 | 0.014545 | 0.014545 | 0.014545 | 0.014545 | 0.014545 | 0.014545 | 0.014545 | 0.014545 | 0.014545 | 0.014545 | 0.014545 | 0.014545 | 0.014545 | 0.014545
F4_Commercial_Health (ID)_Existing_Food Preparation_Natural Gas_Fryer_E2 | F4 | Commercial | Health (ID) | Existing | Food Preparation | Natural Gas | Fryer | E2 | Utility - Cost of Equipment | 0.021526 | 0.021526 | 0.021526 | 0.021526 | 0.021526 | 0.021526 | 0.021526 | 0.021526 | 0.021526 | 0.021526 | 0.021526 | 0.021526 | 0.021526 | 0.021526 | 0.021526 | 0.021526 | 0.021526 | 0.021526 | 0.021526 | 0.021526 | 0.021526 | 0.021526 | 0.021526 | 0.021526 | 0.021526 | 0.021526 | 0.021526
F4_Commercial_Health (ID)_Existing_Food Preparation_Natural Gas_Fryer_E3 | F4 | Commercial | Health (ID) | Existing | Food Preparation | Natural Gas | Fryer | E3 | Utility - Cost of Equipment | 0 | 0 | 0 | 0 | 0 | 0 | 0 | 0 | 0 | 0 | 0 | 0 | 0 | 0 | 0 | 0 | 0 | 0 | 0 | 0 | 0 | 0 | 0 | 0 | 0 | 0 | 0
F4_Commercial_Health (ID)_Existing_Food Preparation_Natural Gas_Fryer_E4 | F4 | Commercial | Health (ID) | Existing | Food Preparation | Natural Gas | Fryer | E4 | Utility - Cost of Equipment | 0 | 0 | 0 | 0 | 0 | 0 | 0 | 0 | 0 | 0 | 0 | 0 | 0 | 0 | 0 | 0 | 0 | 0 | 0 | 0 | 0 | 0 | 0 | 0 | 0 | 0 | 0
F4_Commercial_Health (ID)_Existing_Food Preparation_Natural Gas_Fryer_E5 | F4 | Commercial | Health (ID) | Existing | Food Preparation | Natural Gas | Fryer | E5 | Utility - Cost of Equipment | 0 | 0 | 0 | 0 | 0 | 0 | 0 | 0 | 0 | 0 | 0 | 0 | 0 | 0 | 0 | 0 | 0 | 0 | 0 | 0 | 0 | 0 | 0 | 0 | 0 | 0 | 0
F4_Commercial_Health (ID)_Existing_Food Preparation_Natural Gas_Fryer_E6 | F4 | Commercial | Health (ID) | Existing | Food Preparation | Natural Gas | Fryer | E6 | Utility - Cost of Equipment | 0 | 0 | 0 | 0 | 0 | 0 | 0 | 0 | 0 | 0 | 0 | 0 | 0 | 0 | 0 | 0 | 0 | 0 | 0 | 0 | 0 | 0 | 0 | 0 | 0 | 0 | 0
F4_Commercial_Health (ID)_Existing_Food Preparation_Natural Gas_Fryer_E7 | F4 | Commercial | Health (ID) | Existing | Food Preparation | Natural Gas | Fryer | E7 | Utility - Cost of Equipment | 0 | 0 | 0 | 0 | 0 | 0 | 0 | 0 | 0 | 0 | 0 | 0 | 0 | 0 | 0 | 0 | 0 | 0 | 0 | 0 | 0 | 0 | 0 | 0 | 0 | 0 | 0
F4_Commercial_Health (ID)_Existing_Food Preparation_Natural Gas_Fryer_E8 | F4 | Commercial | Health (ID) | Existing | Food Preparation | Natural Gas | Fryer | E8 | Utility - Cost of Equipment | 0 | 0 | 0 | 0 | 0 | 0 | 0 | 0 | 0 | 0 | 0 | 0 | 0 | 0 | 0 | 0 | 0 | 0 | 0 | 0 | 0 | 0 | 0 | 0 | 0 | 0 | 0
F4_Commercial_Health (ID)_Existing_Food Preparation_Natural Gas_Fryer_E9 | F4 | Commercial | Health (ID) | Existing | Food Preparation | Natural Gas | Fryer | E9 | Utility - Cost of Equipment | 0 | 0 | 0 | 0 | 0 | 0 | 0 | 0 | 0 | 0 | 0 | 0 | 0 | 0 | 0 | 0 | 0 | 0 | 0 | 0 | 0 | 0 | 0 | 0 | 0 | 0 | 0
F4_Commercial_Health (ID)_Existing_Food Preparation_Natural Gas_Fryer_E10 | F4 | Commercial | Health (ID) | Existing | Food Preparation | Natural Gas | Fryer | E10 | Utility - Cost of Equipment | 0 | 0 | 0 | 0 | 0 | 0 | 0 | 0 | 0 | 0 | 0 | 0 | 0 | 0 | 0 | 0 | 0 | 0 | 0 | 0 | 0 | 0 | 0 | 0 | 0 | 0 | 0
F5_Commercial_Health (ID)_Existing_Food Preparation_Natural Gas_Fryer_E1 | F5 | Commercial | Health (ID) | Existing | Food Preparation | Natural Gas | Fryer | E1 | Utility - Cost of Operation | 0.12556 | 0.12886 | 0.13256 | 0.13671 | 0.14133 | 0.14679 | 0.15235 | 0.15783 | 0.1631 | 0.16845 | 0.1728 | 0.17691 | 0.1813 | 0.18563 | 0.18955 | 0.19327 | 0.19666 | 0.20002 | 0.20358 | 0.20708 | 0.21067 | 0.21439 | 0.21816 | 0.22204 | 0.22598 | 0.22999 | 0.23408
F5_Commercial_Health (ID)_Existing_Food Preparation_Natural Gas_Fryer_E2 | F5 | Commercial | Health (ID) | Existing | Food Preparation | Natural Gas | Fryer | E2 | Utility - Cost of Operation | 0.086601 | 0.088876 | 0.091429 | 0.094288 | 0.097473 | 0.10124 | 0.10508 | 0.10886 | 0.11249 | 0.11618 | 0.11918 | 0.12201 | 0.12505 | 0.12803 | 0.13073 | 0.1333 | 0.13563 | 0.13795 | 0.14041 | 0.14283 | 0.1453 | 0.14787 | 0.15047 | 0.15314 | 0.15586 | 0.15863 | 0.16145
F5_Commercial_Health (ID)_Existing_Food Preparation_Natural Gas_Fryer_E3 | F5 | Commercial | Health (ID) | Existing | Food Preparation | Natural Gas | Fryer | E3 | Utility - Cost of Operation | 0 | 0 | 0 | 0 | 0 | 0 | 0 | 0 | 0 | 0 | 0 | 0 | 0 | 0 | 0 | 0 | 0 | 0 | 0 | 0 | 0 | 0 | 0 | 0 | 0 | 0 | 0
F5_Commercial_Health (ID)_Existing_Food Preparation_Natural Gas_Fryer_E4 | F5 | Commercial | Health (ID) | Existing | Food Preparation | Natural Gas | Fryer | E4 | Utility - Cost of Operation | 0 | 0 | 0 | 0 | 0 | 0 | 0 | 0 | 0 | 0 | 0 | 0 | 0 | 0 | 0 | 0 | 0 | 0 | 0 | 0 | 0 | 0 | 0 | 0 | 0 | 0 | 0
F5_Commercial_Health (ID)_Existing_Food Preparation_Natural Gas_Fryer_E5 | F5 | Commercial | Health (ID) | Existing | Food Preparation | Natural Gas | Fryer | E5 | Utility - Cost of Operation | 0 | 0 | 0 | 0 | 0 | 0 | 0 | 0 | 0 | 0 | 0 | 0 | 0 | 0 | 0 | 0 | 0 | 0 | 0 | 0 | 0 | 0 | 0 | 0 | 0 | 0 | 0
F5_Commercial_Health (ID)_Existing_Food Preparation_Natural Gas_Fryer_E6 | F5 | Commercial | Health (ID) | Existing | Food Preparation | Natural Gas | Fryer | E6 | Utility - Cost of Operation | 0 | 0 | 0 | 0 | 0 | 0 | 0 | 0 | 0 | 0 | 0 | 0 | 0 | 0 | 0 | 0 | 0 | 0 | 0 | 0 | 0 | 0 | 0 | 0 | 0 | 0 | 0
F5_Commercial_Health (ID)_Existing_Food Preparation_Natural Gas_Fryer_E7 | F5 | Commercial | Health (ID) | Existing | Food Preparation | Natural Gas | Fryer | E7 | Utility - Cost of Operation | 0 | 0 | 0 | 0 | 0 | 0 | 0 | 0 | 0 | 0 | 0 | 0 | 0 | 0 | 0 | 0 | 0 | 0 | 0 | 0 | 0 | 0 | 0 | 0 | 0 | 0 | 0
F5_Commercial_Health (ID)_Existing_Food Preparation_Natural Gas_Fryer_E8 | F5 | Commercial | Health (ID) | Existing | Food Preparation | Natural Gas | Fryer | E8 | Utility - Cost of Operation | 0 | 0 | 0 | 0 | 0 | 0 | 0 | 0 | 0 | 0 | 0 | 0 | 0 | 0 | 0 | 0 | 0 | 0 | 0 | 0 | 0 | 0 | 0 | 0 | 0 | 0 | 0
F5_Commercial_Health (ID)_Existing_Food Preparation_Natural Gas_Fryer_E9 | F5 | Commercial | Health (ID) | Existing | Food Preparation | Natural Gas | Fryer | E9 | Utility - Cost of Operation | 0 | 0 | 0 | 0 | 0 | 0 | 0 | 0 | 0 | 0 | 0 | 0 | 0 | 0 | 0 | 0 | 0 | 0 | 0 | 0 | 0 | 0 | 0 | 0 | 0 | 0 | 0
F5_Commercial_Health (ID)_Existing_Food Preparation_Natural Gas_Fryer_E10 | F5 | Commercial | Health (ID) | Existing | Food Preparation | Natural Gas | Fryer | E10 | Utility - Cost of Operation | 0 | 0 | 0 | 0 | 0 | 0 | 0 | 0 | 0 | 0 | 0 | 0 | 0 | 0 | 0 | 0 | 0 | 0 | 0 | 0 | 0 | 0 | 0 | 0 | 0 | 0 | 0
F6_Commercial_Health (ID)_Existing_Food Preparation_Natural Gas_Fryer_E1 | F6 | Commercial | Health (ID) | Existing | Food Preparation | Natural Gas | Fryer | E1 | Utility - Value of Sales | 0.14637 | 0.14932 | 0.15263 | 0.15635 | 0.16049 | 0.1655 | 0.17048 | 0.17518 | 0.17944 | 0.1836 | 0.1879 | 0.19184 | 0.19605 | 0.20013 | 0.20372 | 0.20702 | 0.2099 | 0.21268 | 0.21562 | 0.2184 | 0.22121 | 0.22511 | 0.22907 | 0.23314 | 0.23728 | 0.24149 | 0.24578
F6_Commercial_Health (ID)_Existing_Food Preparation_Natural Gas_Fryer_E2 | F6 | Commercial | Health (ID) | Existing | Food Preparation | Natural Gas | Fryer | E2 | Utility - Value of Sales | 0.10096 | 0.10298 | 0.10527 | 0.10783 | 0.11069 | 0.11415 | 0.11758 | 0.12082 | 0.12376 | 0.12663 | 0.12959 | 0.13231 | 0.13522 | 0.13803 | 0.14051 | 0.14278 | 0.14477 | 0.14669 | 0.14871 | 0.15063 | 0.15257 | 0.15526 | 0.15799 | 0.1608 | 0.16365 | 0.16656 | 0.16952
F6_Commercial_Health (ID)_Existing_Food Preparation_Natural Gas_Fryer_E3 | F6 | Commercial | Health (ID) | Existing | Food Preparation | Natural Gas | Fryer | E3 | Utility - Value of Sales | 0 | 0 | 0 | 0 | 0 | 0 | 0 | 0 | 0 | 0 | 0 | 0 | 0 | 0 | 0 | 0 | 0 | 0 | 0 | 0 | 0 | 0 | 0 | 0 | 0 | 0 | 0
F6_Commercial_Health (ID)_Existing_Food Preparation_Natural Gas_Fryer_E4 | F6 | Commercial | Health (ID) | Existing | Food Preparation | Natural Gas | Fryer | E4 | Utility - Value of Sales | 0 | 0 | 0 | 0 | 0 | 0 | 0 | 0 | 0 | 0 | 0 | 0 | 0 | 0 | 0 | 0 | 0 | 0 | 0 | 0 | 0 | 0 | 0 | 0 | 0 | 0 | 0
F6_Commercial_Health (ID)_Existing_Food Preparation_Natural Gas_Fryer_E5 | F6 | Commercial | Health (ID) | Existing | Food Preparation | Natural Gas | Fryer | E5 | Utility - Value of Sales | 0 | 0 | 0 | 0 | 0 | 0 | 0 | 0 | 0 | 0 | 0 | 0 | 0 | 0 | 0 | 0 | 0 | 0 | 0 | 0 | 0 | 0 | 0 | 0 | 0 | 0 | 0
F6_Commercial_Health (ID)_Existing_Food Preparation_Natural Gas_Fryer_E6 | F6 | Commercial | Health (ID) | Existing | Food Preparation | Natural Gas | Fryer | E6 | Utility - Value of Sales | 0 | 0 | 0 | 0 | 0 | 0 | 0 | 0 | 0 | 0 | 0 | 0 | 0 | 0 | 0 | 0 | 0 | 0 | 0 | 0 | 0 | 0 | 0 | 0 | 0 | 0 | 0
F6_Commercial_Health (ID)_Existing_Food Preparation_Natural Gas_Fryer_E7 | F6 | Commercial | Health (ID) | Existing | Food Preparation | Natural Gas | Fryer | E7 | Utility - Value of Sales | 0 | 0 | 0 | 0 | 0 | 0 | 0 | 0 | 0 | 0 | 0 | 0 | 0 | 0 | 0 | 0 | 0 | 0 | 0 | 0 | 0 | 0 | 0 | 0 | 0 | 0 | 0
F6_Commercial_Health (ID)_Existing_Food Preparation_Natural Gas_Fryer_E8 | F6 | Commercial | Health (ID) | Existing | Food Preparation | Natural Gas | Fryer | E8 | Utility - Value of Sales | 0 | 0 | 0 | 0 | 0 | 0 | 0 | 0 | 0 | 0 | 0 | 0 | 0 | 0 | 0 | 0 | 0 | 0 | 0 | 0 | 0 | 0 | 0 | 0 | 0 | 0 | 0
F6_Commercial_Health (ID)_Existing_Food Preparation_Natural Gas_Fryer_E9 | F6 | Commercial | Health (ID) | Existing | Food Preparation | Natural Gas | Fryer | E9 | Utility - Value of Sales | 0 | 0 | 0 | 0 | 0 | 0 | 0 | 0 | 0 | 0 | 0 | 0 | 0 | 0 | 0 | 0 | 0 | 0 | 0 | 0 | 0 | 0 | 0 | 0 | 0 | 0 | 0
F6_Commercial_Health (ID)_Existing_Food Preparation_Natural Gas_Fryer_E10 | F6 | Commercial | Health (ID) | Existing | Food Preparation | Natural Gas | Fryer | E10 | Utility - Value of Sales | 0 | 0 | 0 | 0 | 0 | 0 | 0 | 0 | 0 | 0 | 0 | 0 | 0 | 0 | 0 | 0 | 0 | 0 | 0 | 0 | 0 | 0 | 0 | 0 | 0 | 0 | 0
F1_Commercial_Health (ID)_Existing_Food Preparation_Natural Gas_Broiler_E1 | F1 | Commercial | Health (ID) | Existing | Food Preparation | Natural Gas | Broiler | E1 | RVT - Cost of Equipment | 0.0037688 | 0.0037688 | 0.0037688 | 0.0037688 | 0.0037688 | 0.0037688 | 0.0037688 | 0.0037688 | 0.0037688 | 0.0037688 | 0.0037688 | 0.0037688 | 0.0037688 | 0.0037688 | 0.0037688 | 0.0037688 | 0.0037688 | 0.0037688 | 0.0037688 | 0.0037688 | 0.0037688 | 0.0037688 | 0.0037688 | 0.0037688 | 0.0037688 | 0.0037688 | 0.0037688
F1_Commercial_Health (ID)_Existing_Food Preparation_Natural Gas_Broiler_E2 | F1 | Commercial | Health (ID) | Existing | Food Preparation | Natural Gas | Broiler | E2 | RVT - Cost of Equipment | 0.0052763 | 0.0052763 | 0.0052763 | 0.0052763 | 0.0052763 | 0.0052763 | 0.0052763 | 0.0052763 | 0.0052763 | 0.0052763 | 0.0052763 | 0.0052763 | 0.0052763 | 0.0052763 | 0.0052763 | 0.0052763 | 0.0052763 | 0.0052763 | 0.0052763 | 0.0052763 | 0.0052763 | 0.0052763 | 0.0052763 | 0.0052763 | 0.0052763 | 0.0052763 | 0.0052763
F1_Commercial_Health (ID)_Existing_Food Preparation_Natural Gas_Broiler_E3 | F1 | Commercial | Health (ID) | Existing | Food Preparation | Natural Gas | Broiler | E3 | RVT - Cost of Equipment | 0 | 0 | 0 | 0 | 0 | 0 | 0 | 0 | 0 | 0 | 0 | 0 | 0 | 0 | 0 | 0 | 0 | 0 | 0 | 0 | 0 | 0 | 0 | 0 | 0 | 0 | 0
F1_Commercial_Health (ID)_Existing_Food Preparation_Natural Gas_Broiler_E4 | F1 | Commercial | Health (ID) | Existing | Food Preparation | Natural Gas | Broiler | E4 | RVT - Cost of Equipment | 0 | 0 | 0 | 0 | 0 | 0 | 0 | 0 | 0 | 0 | 0 | 0 | 0 | 0 | 0 | 0 | 0 | 0 | 0 | 0 | 0 | 0 | 0 | 0 | 0 | 0 | 0
F1_Commercial_Health (ID)_Existing_Food Preparation_Natural Gas_Broiler_E5 | F1 | Commercial | Health (ID) | Existing | Food Preparation | Natural Gas | Broiler | E5 | RVT - Cost of Equipment | 0 | 0 | 0 | 0 | 0 | 0 | 0 | 0 | 0 | 0 | 0 | 0 | 0 | 0 | 0 | 0 | 0 | 0 | 0 | 0 | 0 | 0 | 0 | 0 | 0 | 0 | 0
F1_Commercial_Health (ID)_Existing_Food Preparation_Natural Gas_Broiler_E6 | F1 | Commercial | Health (ID) | Existing | Food Preparation | Natural Gas | Broiler | E6 | RVT - Cost of Equipment | 0 | 0 | 0 | 0 | 0 | 0 | 0 | 0 | 0 | 0 | 0 | 0 | 0 | 0 | 0 | 0 | 0 | 0 | 0 | 0 | 0 | 0 | 0 | 0 | 0 | 0 | 0
F1_Commercial_Health (ID)_Existing_Food Preparation_Natural Gas_Broiler_E7 | F1 | Commercial | Health (ID) | Existing | Food Preparation | Natural Gas | Broiler | E7 | RVT - Cost of Equipment | 0 | 0 | 0 | 0 | 0 | 0 | 0 | 0 | 0 | 0 | 0 | 0 | 0 | 0 | 0 | 0 | 0 | 0 | 0 | 0 | 0 | 0 | 0 | 0 | 0 | 0 | 0
F1_Commercial_Health (ID)_Existing_Food Preparation_Natural Gas_Broiler_E8 | F1 | Commercial | Health (ID) | Existing | Food Preparation | Natural Gas | Broiler | E8 | RVT - Cost of Equipment | 0 | 0 | 0 | 0 | 0 | 0 | 0 | 0 | 0 | 0 | 0 | 0 | 0 | 0 | 0 | 0 | 0 | 0 | 0 | 0 | 0 | 0 | 0 | 0 | 0 | 0 | 0
F1_Commercial_Health (ID)_Existing_Food Preparation_Natural Gas_Broiler_E9 | F1 | Commercial | Health (ID) | Existing | Food Preparation | Natural Gas | Broiler | E9 | RVT - Cost of Equipment | 0 | 0 | 0 | 0 | 0 | 0 | 0 | 0 | 0 | 0 | 0 | 0 | 0 | 0 | 0 | 0 | 0 | 0 | 0 | 0 | 0 | 0 | 0 | 0 | 0 | 0 | 0
F1_Commercial_Health (ID)_Existing_Food Preparation_Natural Gas_Broiler_E10 | F1 | Commercial | Health (ID) | Existing | Food Preparation | Natural Gas | Broiler | E10 | RVT - Cost of Equipment | 0 | 0 | 0 | 0 | 0 | 0 | 0 | 0 | 0 | 0 | 0 | 0 | 0 | 0 | 0 | 0 | 0 | 0 | 0 | 0 | 0 | 0 | 0 | 0 | 0 | 0 | 0
F2_Commercial_Health (ID)_Existing_Food Preparation_Natural Gas_Broiler_E1 | F2 | Commercial | Health (ID) | Existing | Food Preparation | Natural Gas | Broiler | E1 | RVT - Cost of Operation | 0.14501 | 0.14775 | 0.15096 | 0.15471 | 0.15901 | 0.16436 | 0.16974 | 0.17484 | 0.17946 | 0.18394 | 0.18858 | 0.19279 | 0.19725 | 0.20146 | 0.20508 | 0.20835 | 0.21111 | 0.21375 | 0.21656 | 0.21918 | 0.22181 | 0.22573 | 0.22968 | 0.23376 | 0.23792 | 0.24214 | 0.24645
F2_Commercial_Health (ID)_Existing_Food Preparation_Natural Gas_Broiler_E2 | F2 | Commercial | Health (ID) | Existing | Food Preparation | Natural Gas | Broiler | E2 | RVT - Cost of Operation | 0.12368 | 0.12602 | 0.12876 | 0.13196 | 0.13562 | 0.14019 | 0.14477 | 0.14913 | 0.15307 | 0.15689 | 0.16084 | 0.16444 | 0.16824 | 0.17183 | 0.17492 | 0.1777 | 0.18006 | 0.18231 | 0.18471 | 0.18695 | 0.18919 | 0.19253 | 0.1959 | 0.19938 | 0.20293 | 0.20653 | 0.2102
F2_Commercial_Health (ID)_Existing_Food Preparation_Natural Gas_Broiler_E3 | F2 | Commercial | Health (ID) | Existing | Food Preparation | Natural Gas | Broiler | E3 | RVT - Cost of Operation | 0 | 0 | 0 | 0 | 0 | 0 | 0 | 0 | 0 | 0 | 0 | 0 | 0 | 0 | 0 | 0 | 0 | 0 | 0 | 0 | 0 | 0 | 0 | 0 | 0 | 0 | 0
F2_Commercial_Health (ID)_Existing_Food Preparation_Natural Gas_Broiler_E4 | F2 | Commercial | Health (ID) | Existing | Food Preparation | Natural Gas | Broiler | E4 | RVT - Cost of Operation | 0 | 0 | 0 | 0 | 0 | 0 | 0 | 0 | 0 | 0 | 0 | 0 | 0 | 0 | 0 | 0 | 0 | 0 | 0 | 0 | 0 | 0 | 0 | 0 | 0 | 0 | 0
F2_Commercial_Health (ID)_Existing_Food Preparation_Natural Gas_Broiler_E5 | F2 | Commercial | Health (ID) | Existing | Food Preparation | Natural Gas | Broiler | E5 | RVT - Cost of Operation | 0 | 0 | 0 | 0 | 0 | 0 | 0 | 0 | 0 | 0 | 0 | 0 | 0 | 0 | 0 | 0 | 0 | 0 | 0 | 0 | 0 | 0 | 0 | 0 | 0 | 0 | 0
F2_Commercial_Health (ID)_Existing_Food Preparation_Natural Gas_Broiler_E6 | F2 | Commercial | Health (ID) | Existing | Food Preparation | Natural Gas | Broiler | E6 | RVT - Cost of Operation | 0 | 0 | 0 | 0 | 0 | 0 | 0 | 0 | 0 | 0 | 0 | 0 | 0 | 0 | 0 | 0 | 0 | 0 | 0 | 0 | 0 | 0 | 0 | 0 | 0 | 0 | 0
F2_Commercial_Health (ID)_Existing_Food Preparation_Natural Gas_Broiler_E7 | F2 | Commercial | Health (ID) | Existing | Food Preparation | Natural Gas | Broiler | E7 | RVT - Cost of Operation | 0 | 0 | 0 | 0 | 0 | 0 | 0 | 0 | 0 | 0 | 0 | 0 | 0 | 0 | 0 | 0 | 0 | 0 | 0 | 0 | 0 | 0 | 0 | 0 | 0 | 0 | 0
F2_Commercial_Health (ID)_Existing_Food Preparation_Natural Gas_Broiler_E8 | F2 | Commercial | Health (ID) | Existing | Food Preparation | Natural Gas | Broiler | E8 | RVT - Cost of Operation | 0 | 0 | 0 | 0 | 0 | 0 | 0 | 0 | 0 | 0 | 0 | 0 | 0 | 0 | 0 | 0 | 0 | 0 | 0 | 0 | 0 | 0 | 0 | 0 | 0 | 0 | 0
F2_Commercial_Health (ID)_Existing_Food Preparation_Natural Gas_Broiler_E9 | F2 | Commercial | Health (ID) | Existing | Food Preparation | Natural Gas | Broiler | E9 | RVT - Cost of Operation | 0 | 0 | 0 | 0 | 0 | 0 | 0 | 0 | 0 | 0 | 0 | 0 | 0 | 0 | 0 | 0 | 0 | 0 | 0 | 0 | 0 | 0 | 0 | 0 | 0 | 0 | 0
F2_Commercial_Health (ID)_Existing_Food Preparation_Natural Gas_Broiler_E10 | F2 | Commercial | Health (ID) | Existing | Food Preparation | Natural Gas | Broiler | E10 | RVT - Cost of Operation | 0 | 0 | 0 | 0 | 0 | 0 | 0 | 0 | 0 | 0 | 0 | 0 | 0 | 0 | 0 | 0 | 0 | 0 | 0 | 0 | 0 | 0 | 0 | 0 | 0 | 0 | 0
F3_Commercial_Health (ID)_Existing_Food Preparation_Natural Gas_Broiler_E1 | F3 | Commercial | Health (ID) | Existing | Food Preparation | Natural Gas | Broiler | E1 | System - kBTUs of Consumption | 34.5935 | 34.5935 | 34.5935 | 34.5935 | 34.5935 | 34.5935 | 34.5935 | 34.5935 | 34.5935 | 34.5935 | 34.5935 | 34.5935 | 34.5935 | 34.5935 | 34.5935 | 34.5935 | 34.5935 | 34.5935 | 34.5935 | 34.5935 | 34.5935 | 34.5935 | 34.5935 | 34.5935 | 34.5935 | 34.5935 | 34.5935
F3_Commercial_Health (ID)_Existing_Food Preparation_Natural Gas_Broiler_E2 | F3 | Commercial | Health (ID) | Existing | Food Preparation | Natural Gas | Broiler | E2 | System - kBTUs of Consumption | 29.5056 | 29.5056 | 29.5056 | 29.5056 | 29.5056 | 29.5056 | 29.5056 | 29.5056 | 29.5056 | 29.5056 | 29.5056 | 29.5056 | 29.5056 | 29.5056 | 29.5056 | 29.5056 | 29.5056 | 29.5056 | 29.5056 | 29.5056 | 29.5056 | 29.5056 | 29.5056 | 29.5056 | 29.5056 | 29.5056 | 29.5056
F3_Commercial_Health (ID)_Existing_Food Preparation_Natural Gas_Broiler_E3 | F3 | Commercial | Health (ID) | Existing | Food Preparation | Natural Gas | Broiler | E3 | System - kBTUs of Consumption | 0 | 0 | 0 | 0 | 0 | 0 | 0 | 0 | 0 | 0 | 0 | 0 | 0 | 0 | 0 | 0 | 0 | 0 | 0 | 0 | 0 | 0 | 0 | 0 | 0 | 0 | 0
F3_Commercial_Health (ID)_Existing_Food Preparation_Natural Gas_Broiler_E4 | F3 | Commercial | Health (ID) | Existing | Food Preparation | Natural Gas | Broiler | E4 | System - kBTUs of Consumption | 0 | 0 | 0 | 0 | 0 | 0 | 0 | 0 | 0 | 0 | 0 | 0 | 0 | 0 | 0 | 0 | 0 | 0 | 0 | 0 | 0 | 0 | 0 | 0 | 0 | 0 | 0
F3_Commercial_Health (ID)_Existing_Food Preparation_Natural Gas_Broiler_E5 | F3 | Commercial | Health (ID) | Existing | Food Preparation | Natural Gas | Broiler | E5 | System - kBTUs of Consumption | 0 | 0 | 0 | 0 | 0 | 0 | 0 | 0 | 0 | 0 | 0 | 0 | 0 | 0 | 0 | 0 | 0 | 0 | 0 | 0 | 0 | 0 | 0 | 0 | 0 | 0 | 0
F3_Commercial_Health (ID)_Existing_Food Preparation_Natural Gas_Broiler_E6 | F3 | Commercial | Health (ID) | Existing | Food Preparation | Natural Gas | Broiler | E6 | System - kBTUs of Consumption | 0 | 0 | 0 | 0 | 0 | 0 | 0 | 0 | 0 | 0 | 0 | 0 | 0 | 0 | 0 | 0 | 0 | 0 | 0 | 0 | 0 | 0 | 0 | 0 | 0 | 0 | 0
F3_Commercial_Health (ID)_Existing_Food Preparation_Natural Gas_Broiler_E7 | F3 | Commercial | Health (ID) | Existing | Food Preparation | Natural Gas | Broiler | E7 | System - kBTUs of Consumption | 0 | 0 | 0 | 0 | 0 | 0 | 0 | 0 | 0 | 0 | 0 | 0 | 0 | 0 | 0 | 0 | 0 | 0 | 0 | 0 | 0 | 0 | 0 | 0 | 0 | 0 | 0
F3_Commercial_Health (ID)_Existing_Food Preparation_Natural Gas_Broiler_E8 | F3 | Commercial | Health (ID) | Existing | Food Preparation | Natural Gas | Broiler | E8 | System - kBTUs of Consumption | 0 | 0 | 0 | 0 | 0 | 0 | 0 | 0 | 0 | 0 | 0 | 0 | 0 | 0 | 0 | 0 | 0 | 0 | 0 | 0 | 0 | 0 | 0 | 0 | 0 | 0 | 0
F3_Commercial_Health (ID)_Existing_Food Preparation_Natural Gas_Broiler_E9 | F3 | Commercial | Health (ID) | Existing | Food Preparation | Natural Gas | Broiler | E9 | System - kBTUs of Consumption | 0 | 0 | 0 | 0 | 0 | 0 | 0 | 0 | 0 | 0 | 0 | 0 | 0 | 0 | 0 | 0 | 0 | 0 | 0 | 0 | 0 | 0 | 0 | 0 | 0 | 0 | 0
F3_Commercial_Health (ID)_Existing_Food Preparation_Natural Gas_Broiler_E10 | F3 | Commercial | Health (ID) | Existing | Food Preparation | Natural Gas | Broiler | E10 | System - kBTUs of Consumption | 0 | 0 | 0 | 0 | 0 | 0 | 0 | 0 | 0 | 0 | 0 | 0 | 0 | 0 | 0 | 0 | 0 | 0 | 0 | 0 | 0 | 0 | 0 | 0 | 0 | 0 | 0
F4_Commercial_Health (ID)_Existing_Food Preparation_Natural Gas_Broiler_E1 | F4 | Commercial | Health (ID) | Existing | Food Preparation | Natural Gas | Broiler | E1 | Utility - Cost of Equipment | 0.0037688 | 0.0037688 | 0.0037688 | 0.0037688 | 0.0037688 | 0.0037688 | 0.0037688 | 0.0037688 | 0.0037688 | 0.0037688 | 0.0037688 | 0.0037688 | 0.0037688 | 0.0037688 | 0.0037688 | 0.0037688 | 0.0037688 | 0.0037688 | 0.0037688 | 0.0037688 | 0.0037688 | 0.0037688 | 0.0037688 | 0.0037688 | 0.0037688 | 0.0037688 | 0.0037688
F4_Commercial_Health (ID)_Existing_Food Preparation_Natural Gas_Broiler_E2 | F4 | Commercial | Health (ID) | Existing | Food Preparation | Natural Gas | Broiler | E2 | Utility - Cost of Equipment | 0.0052763 | 0.0052763 | 0.0052763 | 0.0052763 | 0.0052763 | 0.0052763 | 0.0052763 | 0.0052763 | 0.0052763 | 0.0052763 | 0.0052763 | 0.0052763 | 0.0052763 | 0.0052763 | 0.0052763 | 0.0052763 | 0.0052763 | 0.0052763 | 0.0052763 | 0.0052763 | 0.0052763 | 0.0052763 | 0.0052763 | 0.0052763 | 0.0052763 | 0.0052763 | 0.0052763
F4_Commercial_Health (ID)_Existing_Food Preparation_Natural Gas_Broiler_E3 | F4 | Commercial | Health (ID) | Existing | Food Preparation | Natural Gas | Broiler | E3 | Utility - Cost of Equipment | 0 | 0 | 0 | 0 | 0 | 0 | 0 | 0 | 0 | 0 | 0 | 0 | 0 | 0 | 0 | 0 | 0 | 0 | 0 | 0 | 0 | 0 | 0 | 0 | 0 | 0 | 0
F4_Commercial_Health (ID)_Existing_Food Preparation_Natural Gas_Broiler_E4 | F4 | Commercial | Health (ID) | Existing | Food Preparation | Natural Gas | Broiler | E4 | Utility - Cost of Equipment | 0 | 0 | 0 | 0 | 0 | 0 | 0 | 0 | 0 | 0 | 0 | 0 | 0 | 0 | 0 | 0 | 0 | 0 | 0 | 0 | 0 | 0 | 0 | 0 | 0 | 0 | 0
F4_Commercial_Health (ID)_Existing_Food Preparation_Natural Gas_Broiler_E5 | F4 | Commercial | Health (ID) | Existing | Food Preparation | Natural Gas | Broiler | E5 | Utility - Cost of Equipment | 0 | 0 | 0 | 0 | 0 | 0 | 0 | 0 | 0 | 0 | 0 | 0 | 0 | 0 | 0 | 0 | 0 | 0 | 0 | 0 | 0 | 0 | 0 | 0 | 0 | 0 | 0
F4_Commercial_Health (ID)_Existing_Food Preparation_Natural Gas_Broiler_E6 | F4 | Commercial | Health (ID) | Existing | Food Preparation | Natural Gas | Broiler | E6 | Utility - Cost of Equipment | 0 | 0 | 0 | 0 | 0 | 0 | 0 | 0 | 0 | 0 | 0 | 0 | 0 | 0 | 0 | 0 | 0 | 0 | 0 | 0 | 0 | 0 | 0 | 0 | 0 | 0 | 0
F4_Commercial_Health (ID)_Existing_Food Preparation_Natural Gas_Broiler_E7 | F4 | Commercial | Health (ID) | Existing | Food Preparation | Natural Gas | Broiler | E7 | Utility - Cost of Equipment | 0 | 0 | 0 | 0 | 0 | 0 | 0 | 0 | 0 | 0 | 0 | 0 | 0 | 0 | 0 | 0 | 0 | 0 | 0 | 0 | 0 | 0 | 0 | 0 | 0 | 0 | 0
F4_Commercial_Health (ID)_Existing_Food Preparation_Natural Gas_Broiler_E8 | F4 | Commercial | Health (ID) | Existing | Food Preparation | Natural Gas | Broiler | E8 | Utility - Cost of Equipment | 0 | 0 | 0 | 0 | 0 | 0 | 0 | 0 | 0 | 0 | 0 | 0 | 0 | 0 | 0 | 0 | 0 | 0 | 0 | 0 | 0 | 0 | 0 | 0 | 0 | 0 | 0
F4_Commercial_Health (ID)_Existing_Food Preparation_Natural Gas_Broiler_E9 | F4 | Commercial | Health (ID) | Existing | Food Preparation | Natural Gas | Broiler | E9 | Utility - Cost of Equipment | 0 | 0 | 0 | 0 | 0 | 0 | 0 | 0 | 0 | 0 | 0 | 0 | 0 | 0 | 0 | 0 | 0 | 0 | 0 | 0 | 0 | 0 | 0 | 0 | 0 | 0 | 0
F4_Commercial_Health (ID)_Existing_Food Preparation_Natural Gas_Broiler_E10 | F4 | Commercial | Health (ID) | Existing | Food Preparation | Natural Gas | Broiler | E10 | Utility - Cost of Equipment | 0 | 0 | 0 | 0 | 0 | 0 | 0 | 0 | 0 | 0 | 0 | 0 | 0 | 0 | 0 | 0 | 0 | 0 | 0 | 0 | 0 | 0 | 0 | 0 | 0 | 0 | 0
F5_Commercial_Health (ID)_Existing_Food Preparation_Natural Gas_Broiler_E1 | F5 | Commercial | Health (ID) | Existing | Food Preparation | Natural Gas | Broiler | E1 | Utility - Cost of Operation | 0.12312 | 0.12622 | 0.1299 | 0.13411 | 0.13887 | 0.14467 | 0.15064 | 0.15655 | 0.16223 | 0.168 | 0.17259 | 0.17689 | 0.18151 | 0.18603 | 0.19007 | 0.19385 | 0.19725 | 0.2006 | 0.20418 | 0.20767 | 0.21125 | 0.21498 | 0.21875 | 0.22263 | 0.22659 | 0.23061 | 0.23471
F5_Commercial_Health (ID)_Existing_Food Preparation_Natural Gas_Broiler_E2 | F5 | Commercial | Health (ID) | Existing | Food Preparation | Natural Gas | Broiler | E2 | Utility - Cost of Operation | 0.10501 | 0.10766 | 0.11079 | 0.11439 | 0.11845 | 0.12339 | 0.12848 | 0.13352 | 0.13837 | 0.14329 | 0.14721 | 0.15087 | 0.15481 | 0.15867 | 0.16212 | 0.16534 | 0.16824 | 0.17109 | 0.17415 | 0.17712 | 0.18018 | 0.18336 | 0.18657 | 0.18989 | 0.19326 | 0.1967 | 0.20019
F5_Commercial_Health (ID)_Existing_Food Preparation_Natural Gas_Broiler_E3 | F5 | Commercial | Health (ID) | Existing | Food Preparation | Natural Gas | Broiler | E3 | Utility - Cost of Operation | 0 | 0 | 0 | 0 | 0 | 0 | 0 | 0 | 0 | 0 | 0 | 0 | 0 | 0 | 0 | 0 | 0 | 0 | 0 | 0 | 0 | 0 | 0 | 0 | 0 | 0 | 0
F5_Commercial_Health (ID)_Existing_Food Preparation_Natural Gas_Broiler_E4 | F5 | Commercial | Health (ID) | Existing | Food Preparation | Natural Gas | Broiler | E4 | Utility - Cost of Operation | 0 | 0 | 0 | 0 | 0 | 0 | 0 | 0 | 0 | 0 | 0 | 0 | 0 | 0 | 0 | 0 | 0 | 0 | 0 | 0 | 0 | 0 | 0 | 0 | 0 | 0 | 0
F5_Commercial_Health (ID)_Existing_Food Preparation_Natural Gas_Broiler_E5 | F5 | Commercial | Health (ID) | Existing | Food Preparation | Natural Gas | Broiler | E5 | Utility - Cost of Operation | 0 | 0 | 0 | 0 | 0 | 0 | 0 | 0 | 0 | 0 | 0 | 0 | 0 | 0 | 0 | 0 | 0 | 0 | 0 | 0 | 0 | 0 | 0 | 0 | 0 | 0 | 0
F5_Commercial_Health (ID)_Existing_Food Preparation_Natural Gas_Broiler_E6 | F5 | Commercial | Health (ID) | Existing | Food Preparation | Natural Gas | Broiler | E6 | Utility - Cost of Operation | 0 | 0 | 0 | 0 | 0 | 0 | 0 | 0 | 0 | 0 | 0 | 0 | 0 | 0 | 0 | 0 | 0 | 0 | 0 | 0 | 0 | 0 | 0 | 0 | 0 | 0 | 0
F5_Commercial_Health (ID)_Existing_Food Preparation_Natural Gas_Broiler_E7 | F5 | Commercial | Health (ID) | Existing | Food Preparation | Natural Gas | Broiler | E7 | Utility - Cost of Operation | 0 | 0 | 0 | 0 | 0 | 0 | 0 | 0 | 0 | 0 | 0 | 0 | 0 | 0 | 0 | 0 | 0 | 0 | 0 | 0 | 0 | 0 | 0 | 0 | 0 | 0 | 0
F5_Commercial_Health (ID)_Existing_Food Preparation_Natural Gas_Broiler_E8 | F5 | Commercial | Health (ID) | Existing | Food Preparation | Natural Gas | Broiler | E8 | Utility - Cost of Operation | 0 | 0 | 0 | 0 | 0 | 0 | 0 | 0 | 0 | 0 | 0 | 0 | 0 | 0 | 0 | 0 | 0 | 0 | 0 | 0 | 0 | 0 | 0 | 0 | 0 | 0 | 0
F5_Commercial_Health (ID)_Existing_Food Preparation_Natural Gas_Broiler_E9 | F5 | Commercial | Health (ID) | Existing | Food Preparation | Natural Gas | Broiler | E9 | Utility - Cost of Operation | 0 | 0 | 0 | 0 | 0 | 0 | 0 | 0 | 0 | 0 | 0 | 0 | 0 | 0 | 0 | 0 | 0 | 0 | 0 | 0 | 0 | 0 | 0 | 0 | 0 | 0 | 0
F5_Commercial_Health (ID)_Existing_Food Preparation_Natural Gas_Broiler_E10 | F5 | Commercial | Health (ID) | Existing | Food Preparation | Natural Gas | Broiler | E10 | Utility - Cost of Operation | 0 | 0 | 0 | 0 | 0 | 0 | 0 | 0 | 0 | 0 | 0 | 0 | 0 | 0 | 0 | 0 | 0 | 0 | 0 | 0 | 0 | 0 | 0 | 0 | 0 | 0 | 0
F6_Commercial_Health (ID)_Existing_Food Preparation_Natural Gas_Broiler_E1 | F6 | Commercial | Health (ID) | Existing | Food Preparation | Natural Gas | Broiler | E1 | Utility - Value of Sales | 0.14501 | 0.14775 | 0.15096 | 0.15471 | 0.15901 | 0.16436 | 0.16974 | 0.17484 | 0.17946 | 0.18394 | 0.18858 | 0.19279 | 0.19725 | 0.20146 | 0.20508 | 0.20835 | 0.21111 | 0.21375 | 0.21656 | 0.21918 | 0.22181 | 0.22573 | 0.22968 | 0.23376 | 0.23792 | 0.24214 | 0.24645
F6_Commercial_Health (ID)_Existing_Food Preparation_Natural Gas_Broiler_E2 | F6 | Commercial | Health (ID) | Existing | Food Preparation | Natural Gas | Broiler | E2 | Utility - Value of Sales | 0.12368 | 0.12602 | 0.12876 | 0.13196 | 0.13562 | 0.14019 | 0.14477 | 0.14913 | 0.15307 | 0.15689 | 0.16084 | 0.16444 | 0.16824 | 0.17183 | 0.17492 | 0.1777 | 0.18006 | 0.18231 | 0.18471 | 0.18695 | 0.18919 | 0.19253 | 0.1959 | 0.19938 | 0.20293 | 0.20653 | 0.2102
F6_Commercial_Health (ID)_Existing_Food Preparation_Natural Gas_Broiler_E3 | F6 | Commercial | Health (ID) | Existing | Food Preparation | Natural Gas | Broiler | E3 | Utility - Value of Sales | 0 | 0 | 0 | 0 | 0 | 0 | 0 | 0 | 0 | 0 | 0 | 0 | 0 | 0 | 0 | 0 | 0 | 0 | 0 | 0 | 0 | 0 | 0 | 0 | 0 | 0 | 0
F6_Commercial_Health (ID)_Existing_Food Preparation_Natural Gas_Broiler_E4 | F6 | Commercial | Health (ID) | Existing | Food Preparation | Natural Gas | Broiler | E4 | Utility - Value of Sales | 0 | 0 | 0 | 0 | 0 | 0 | 0 | 0 | 0 | 0 | 0 | 0 | 0 | 0 | 0 | 0 | 0 | 0 | 0 | 0 | 0 | 0 | 0 | 0 | 0 | 0 | 0
F6_Commercial_Health (ID)_Existing_Food Preparation_Natural Gas_Broiler_E5 | F6 | Commercial | Health (ID) | Existing | Food Preparation | Natural Gas | Broiler | E5 | Utility - Value of Sales | 0 | 0 | 0 | 0 | 0 | 0 | 0 | 0 | 0 | 0 | 0 | 0 | 0 | 0 | 0 | 0 | 0 | 0 | 0 | 0 | 0 | 0 | 0 | 0 | 0 | 0 | 0
F6_Commercial_Health (ID)_Existing_Food Preparation_Natural Gas_Broiler_E6 | F6 | Commercial | Health (ID) | Existing | Food Preparation | Natural Gas | Broiler | E6 | Utility - Value of Sales | 0 | 0 | 0 | 0 | 0 | 0 | 0 | 0 | 0 | 0 | 0 | 0 | 0 | 0 | 0 | 0 | 0 | 0 | 0 | 0 | 0 | 0 | 0 | 0 | 0 | 0 | 0
F6_Commercial_Health (ID)_Existing_Food Preparation_Natural Gas_Broiler_E7 | F6 | Commercial | Health (ID) | Existing | Food Preparation | Natural Gas | Broiler | E7 | Utility - Value of Sales | 0 | 0 | 0 | 0 | 0 | 0 | 0 | 0 | 0 | 0 | 0 | 0 | 0 | 0 | 0 | 0 | 0 | 0 | 0 | 0 | 0 | 0 | 0 | 0 | 0 | 0 | 0
F6_Commercial_Health (ID)_Existing_Food Preparation_Natural Gas_Broiler_E8 | F6 | Commercial | Health (ID) | Existing | Food Preparation | Natural Gas | Broiler | E8 | Utility - Value of Sales | 0 | 0 | 0 | 0 | 0 | 0 | 0 | 0 | 0 | 0 | 0 | 0 | 0 | 0 | 0 | 0 | 0 | 0 | 0 | 0 | 0 | 0 | 0 | 0 | 0 | 0 | 0
F6_Commercial_Health (ID)_Existing_Food Preparation_Natural Gas_Broiler_E9 | F6 | Commercial | Health (ID) | Existing | Food Preparation | Natural Gas | Broiler | E9 | Utility - Value of Sales | 0 | 0 | 0 | 0 | 0 | 0 | 0 | 0 | 0 | 0 | 0 | 0 | 0 | 0 | 0 | 0 | 0 | 0 | 0 | 0 | 0 | 0 | 0 | 0 | 0 | 0 | 0
F6_Commercial_Health (ID)_Existing_Food Preparation_Natural Gas_Broiler_E10 | F6 | Commercial | Health (ID) | Existing | Food Preparation | Natural Gas | Broiler | E10 | Utility - Value of Sales | 0 | 0 | 0 | 0 | 0 | 0 | 0 | 0 | 0 | 0 | 0 | 0 | 0 | 0 | 0 | 0 | 0 | 0 | 0 | 0 | 0 | 0 | 0 | 0 | 0 | 0 | 0
F1_Commercial_Health (ID)_Existing_Food Preparation_Natural Gas_Griddle_E1 | F1 | Commercial | Health (ID) | Existing | Food Preparation | Natural Gas | Griddle | E1 | RVT - Cost of Equipment | 0.0069813 | 0.0069813 | 0.0069813 | 0.0069813 | 0.0069813 | 0.0069813 | 0.0069813 | 0.0069813 | 0.0069813 | 0.0069813 | 0.0069813 | 0.0069813 | 0.0069813 | 0.0069813 | 0.0069813 | 0.0069813 | 0.0069813 | 0.0069813 | 0.0069813 | 0.0069813 | 0.0069813 | 0.0069813 | 0.0069813 | 0.0069813 | 0.0069813 | 0.0069813 | 0.0069813
F1_Commercial_Health (ID)_Existing_Food Preparation_Natural Gas_Griddle_E2 | F1 | Commercial | Health (ID) | Existing | Food Preparation | Natural Gas | Griddle | E2 | RVT - Cost of Equipment | 0.0074693 | 0.0074693 | 0.0074693 | 0.0074693 | 0.0074693 | 0.0074693 | 0.0074693 | 0.0074693 | 0.0074693 | 0.0074693 | 0.0074693 | 0.0074693 | 0.0074693 | 0.0074693 | 0.0074693 | 0.0074693 | 0.0074693 | 0.0074693 | 0.0074693 | 0.0074693 | 0.0074693 | 0.0074693 | 0.0074693 | 0.0074693 | 0.0074693 | 0.0074693 | 0.0074693
F1_Commercial_Health (ID)_Existing_Food Preparation_Natural Gas_Griddle_E3 | F1 | Commercial | Health (ID) | Existing | Food Preparation | Natural Gas | Griddle | E3 | RVT - Cost of Equipment | 0 | 0 | 0 | 0 | 0 | 0 | 0 | 0 | 0 | 0 | 0 | 0 | 0 | 0 | 0 | 0 | 0 | 0 | 0 | 0 | 0 | 0 | 0 | 0 | 0 | 0 | 0
F1_Commercial_Health (ID)_Existing_Food Preparation_Natural Gas_Griddle_E4 | F1 | Commercial | Health (ID) | Existing | Food Preparation | Natural Gas | Griddle | E4 | RVT - Cost of Equipment | 0 | 0 | 0 | 0 | 0 | 0 | 0 | 0 | 0 | 0 | 0 | 0 | 0 | 0 | 0 | 0 | 0 | 0 | 0 | 0 | 0 | 0 | 0 | 0 | 0 | 0 | 0
F1_Commercial_Health (ID)_Existing_Food Preparation_Natural Gas_Griddle_E5 | F1 | Commercial | Health (ID) | Existing | Food Preparation | Natural Gas | Griddle | E5 | RVT - Cost of Equipment | 0 | 0 | 0 | 0 | 0 | 0 | 0 | 0 | 0 | 0 | 0 | 0 | 0 | 0 | 0 | 0 | 0 | 0 | 0 | 0 | 0 | 0 | 0 | 0 | 0 | 0 | 0
F1_Commercial_Health (ID)_Existing_Food Preparation_Natural Gas_Griddle_E6 | F1 | Commercial | Health (ID) | Existing | Food Preparation | Natural Gas | Griddle | E6 | RVT - Cost of Equipment | 0 | 0 | 0 | 0 | 0 | 0 | 0 | 0 | 0 | 0 | 0 | 0 | 0 | 0 | 0 | 0 | 0 | 0 | 0 | 0 | 0 | 0 | 0 | 0 | 0 | 0 | 0
F1_Commercial_Health (ID)_Existing_Food Preparation_Natural Gas_Griddle_E7 | F1 | Commercial | Health (ID) | Existing | Food Preparation | Natural Gas | Griddle | E7 | RVT - Cost of Equipment | 0 | 0 | 0 | 0 | 0 | 0 | 0 | 0 | 0 | 0 | 0 | 0 | 0 | 0 | 0 | 0 | 0 | 0 | 0 | 0 | 0 | 0 | 0 | 0 | 0 | 0 | 0
F1_Commercial_Health (ID)_Existing_Food Preparation_Natural Gas_Griddle_E8 | F1 | Commercial | Health (ID) | Existing | Food Preparation | Natural Gas | Griddle | E8 | RVT - Cost of Equipment | 0 | 0 | 0 | 0 | 0 | 0 | 0 | 0 | 0 | 0 | 0 | 0 | 0 | 0 | 0 | 0 | 0 | 0 | 0 | 0 | 0 | 0 | 0 | 0 | 0 | 0 | 0
F1_Commercial_Health (ID)_Existing_Food Preparation_Natural Gas_Griddle_E9 | F1 | Commercial | Health (ID) | Existing | Food Preparation | Natural Gas | Griddle | E9 | RVT - Cost of Equipment | 0 | 0 | 0 | 0 | 0 | 0 | 0 | 0 | 0 | 0 | 0 | 0 | 0 | 0 | 0 | 0 | 0 | 0 | 0 | 0 | 0 | 0 | 0 | 0 | 0 | 0 | 0
F1_Commercial_Health (ID)_Existing_Food Preparation_Natural Gas_Griddle_E10 | F1 | Commercial | Health (ID) | Existing | Food Preparation | Natural Gas | Griddle | E10 | RVT - Cost of Equipment | 0 | 0 | 0 | 0 | 0 | 0 | 0 | 0 | 0 | 0 | 0 | 0 | 0 | 0 | 0 | 0 | 0 | 0 | 0 | 0 | 0 | 0 | 0 | 0 | 0 | 0 | 0
F2_Commercial_Health (ID)_Existing_Food Preparation_Natural Gas_Griddle_E1 | F2 | Commercial | Health (ID) | Existing | Food Preparation | Natural Gas | Griddle | E1 | RVT - Cost of Operation | 0.10078 | 0.10268 | 0.10491 | 0.10752 | 0.1105 | 0.11423 | 0.11796 | 0.12151 | 0.12472 | 0.12783 | 0.13106 | 0.13399 | 0.13708 | 0.14001 | 0.14252 | 0.14479 | 0.14672 | 0.14855 | 0.1505 | 0.15232 | 0.15415 | 0.15687 | 0.15962 | 0.16246 | 0.16534 | 0.16828 | 0.17127
F2_Commercial_Health (ID)_Existing_Food Preparation_Natural Gas_Griddle_E2 | F2 | Commercial | Health (ID) | Existing | Food Preparation | Natural Gas | Griddle | E2 | RVT - Cost of Operation | 0.088452 | 0.090123 | 0.092084 | 0.094371 | 0.09699 | 0.10026 | 0.10354 | 0.10665 | 0.10947 | 0.1122 | 0.11503 | 0.1176 | 0.12032 | 0.12288 | 0.12509 | 0.12709 | 0.12877 | 0.13038 | 0.1321 | 0.1337 | 0.1353 | 0.13769 | 0.1401 | 0.14259 | 0.14512 | 0.1477 | 0.15033
F2_Commercial_Health (ID)_Existing_Food Preparation_Natural Gas_Griddle_E3 | F2 | Commercial | Health (ID) | Existing | Food Preparation | Natural Gas | Griddle | E3 | RVT - Cost of Operation | 0 | 0 | 0 | 0 | 0 | 0 | 0 | 0 | 0 | 0 | 0 | 0 | 0 | 0 | 0 | 0 | 0 | 0 | 0 | 0 | 0 | 0 | 0 | 0 | 0 | 0 | 0
F2_Commercial_Health (ID)_Existing_Food Preparation_Natural Gas_Griddle_E4 | F2 | Commercial | Health (ID) | Existing | Food Preparation | Natural Gas | Griddle | E4 | RVT - Cost of Operation | 0 | 0 | 0 | 0 | 0 | 0 | 0 | 0 | 0 | 0 | 0 | 0 | 0 | 0 | 0 | 0 | 0 | 0 | 0 | 0 | 0 | 0 | 0 | 0 | 0 | 0 | 0
F2_Commercial_Health (ID)_Existing_Food Preparation_Natural Gas_Griddle_E5 | F2 | Commercial | Health (ID) | Existing | Food Preparation | Natural Gas | Griddle | E5 | RVT - Cost of Operation | 0 | 0 | 0 | 0 | 0 | 0 | 0 | 0 | 0 | 0 | 0 | 0 | 0 | 0 | 0 | 0 | 0 | 0 | 0 | 0 | 0 | 0 | 0 | 0 | 0 | 0 | 0
F2_Commercial_Health (ID)_Existing_Food Preparation_Natural Gas_Griddle_E6 | F2 | Commercial | Health (ID) | Existing | Food Preparation | Natural Gas | Griddle | E6 | RVT - Cost of Operation | 0 | 0 | 0 | 0 | 0 | 0 | 0 | 0 | 0 | 0 | 0 | 0 | 0 | 0 | 0 | 0 | 0 | 0 | 0 | 0 | 0 | 0 | 0 | 0 | 0 | 0 | 0
F2_Commercial_Health (ID)_Existing_Food Preparation_Natural Gas_Griddle_E7 | F2 | Commercial | Health (ID) | Existing | Food Preparation | Natural Gas | Griddle | E7 | RVT - Cost of Operation | 0 | 0 | 0 | 0 | 0 | 0 | 0 | 0 | 0 | 0 | 0 | 0 | 0 | 0 | 0 | 0 | 0 | 0 | 0 | 0 | 0 | 0 | 0 | 0 | 0 | 0 | 0
F2_Commercial_Health (ID)_Existing_Food Preparation_Natural Gas_Griddle_E8 | F2 | Commercial | Health (ID) | Existing | Food Preparation | Natural Gas | Griddle | E8 | RVT - Cost of Operation | 0 | 0 | 0 | 0 | 0 | 0 | 0 | 0 | 0 | 0 | 0 | 0 | 0 | 0 | 0 | 0 | 0 | 0 | 0 | 0 | 0 | 0 | 0 | 0 | 0 | 0 | 0
F2_Commercial_Health (ID)_Existing_Food Preparation_Natural Gas_Griddle_E9 | F2 | Commercial | Health (ID) | Existing | Food Preparation | Natural Gas | Griddle | E9 | RVT - Cost of Operation | 0 | 0 | 0 | 0 | 0 | 0 | 0 | 0 | 0 | 0 | 0 | 0 | 0 | 0 | 0 | 0 | 0 | 0 | 0 | 0 | 0 | 0 | 0 | 0 | 0 | 0 | 0
F2_Commercial_Health (ID)_Existing_Food Preparation_Natural Gas_Griddle_E10 | F2 | Commercial | Health (ID) | Existing | Food Preparation | Natural Gas | Griddle | E10 | RVT - Cost of Operation | 0 | 0 | 0 | 0 | 0 | 0 | 0 | 0 | 0 | 0 | 0 | 0 | 0 | 0 | 0 | 0 | 0 | 0 | 0 | 0 | 0 | 0 | 0 | 0 | 0 | 0 | 0
F3_Commercial_Health (ID)_Existing_Food Preparation_Natural Gas_Griddle_E1 | F3 | Commercial | Health (ID) | Existing | Food Preparation | Natural Gas | Griddle | E1 | System - kBTUs of Consumption | 24.0413 | 24.0413 | 24.0413 | 24.0413 | 24.0413 | 24.0413 | 24.0413 | 24.0413 | 24.0413 | 24.0413 | 24.0413 | 24.0413 | 24.0413 | 24.0413 | 24.0413 | 24.0413 | 24.0413 | 24.0413 | 24.0413 | 24.0413 | 24.0413 | 24.0413 | 24.0413 | 24.0413 | 24.0413 | 24.0413 | 24.0413
F3_Commercial_Health (ID)_Existing_Food Preparation_Natural Gas_Griddle_E2 | F3 | Commercial | Health (ID) | Existing | Food Preparation | Natural Gas | Griddle | E2 | System - kBTUs of Consumption | 21.1012 | 21.1012 | 21.1012 | 21.1012 | 21.1012 | 21.1012 | 21.1012 | 21.1012 | 21.1012 | 21.1012 | 21.1012 | 21.1012 | 21.1012 | 21.1012 | 21.1012 | 21.1012 | 21.1012 | 21.1012 | 21.1012 | 21.1012 | 21.1012 | 21.1012 | 21.1012 | 21.1012 | 21.1012 | 21.1012 | 21.1012
F3_Commercial_Health (ID)_Existing_Food Preparation_Natural Gas_Griddle_E3 | F3 | Commercial | Health (ID) | Existing | Food Preparation | Natural Gas | Griddle | E3 | System - kBTUs of Consumption | 0 | 0 | 0 | 0 | 0 | 0 | 0 | 0 | 0 | 0 | 0 | 0 | 0 | 0 | 0 | 0 | 0 | 0 | 0 | 0 | 0 | 0 | 0 | 0 | 0 | 0 | 0
F3_Commercial_Health (ID)_Existing_Food Preparation_Natural Gas_Griddle_E4 | F3 | Commercial | Health (ID) | Existing | Food Preparation | Natural Gas | Griddle | E4 | System - kBTUs of Consumption | 0 | 0 | 0 | 0 | 0 | 0 | 0 | 0 | 0 | 0 | 0 | 0 | 0 | 0 | 0 | 0 | 0 | 0 | 0 | 0 | 0 | 0 | 0 | 0 | 0 | 0 | 0
F3_Commercial_Health (ID)_Existing_Food Preparation_Natural Gas_Griddle_E5 | F3 | Commercial | Health (ID) | Existing | Food Preparation | Natural Gas | Griddle | E5 | System - kBTUs of Consumption | 0 | 0 | 0 | 0 | 0 | 0 | 0 | 0 | 0 | 0 | 0 | 0 | 0 | 0 | 0 | 0 | 0 | 0 | 0 | 0 | 0 | 0 | 0 | 0 | 0 | 0 | 0
F3_Commercial_Health (ID)_Existing_Food Preparation_Natural Gas_Griddle_E6 | F3 | Commercial | Health (ID) | Existing | Food Preparation | Natural Gas | Griddle | E6 | System - kBTUs of Consumption | 0 | 0 | 0 | 0 | 0 | 0 | 0 | 0 | 0 | 0 | 0 | 0 | 0 | 0 | 0 | 0 | 0 | 0 | 0 | 0 | 0 | 0 | 0 | 0 | 0 | 0 | 0
F3_Commercial_Health (ID)_Existing_Food Preparation_Natural Gas_Griddle_E7 | F3 | Commercial | Health (ID) | Existing | Food Preparation | Natural Gas | Griddle | E7 | System - kBTUs of Consumption | 0 | 0 | 0 | 0 | 0 | 0 | 0 | 0 | 0 | 0 | 0 | 0 | 0 | 0 | 0 | 0 | 0 | 0 | 0 | 0 | 0 | 0 | 0 | 0 | 0 | 0 | 0
F3_Commercial_Health (ID)_Existing_Food Preparation_Natural Gas_Griddle_E8 | F3 | Commercial | Health (ID) | Existing | Food Preparation | Natural Gas | Griddle | E8 | System - kBTUs of Consumption | 0 | 0 | 0 | 0 | 0 | 0 | 0 | 0 | 0 | 0 | 0 | 0 | 0 | 0 | 0 | 0 | 0 | 0 | 0 | 0 | 0 | 0 | 0 | 0 | 0 | 0 | 0
F3_Commercial_Health (ID)_Existing_Food Preparation_Natural Gas_Griddle_E9 | F3 | Commercial | Health (ID) | Existing | Food Preparation | Natural Gas | Griddle | E9 | System - kBTUs of Consumption | 0 | 0 | 0 | 0 | 0 | 0 | 0 | 0 | 0 | 0 | 0 | 0 | 0 | 0 | 0 | 0 | 0 | 0 | 0 | 0 | 0 | 0 | 0 | 0 | 0 | 0 | 0
F3_Commercial_Health (ID)_Existing_Food Preparation_Natural Gas_Griddle_E10 | F3 | Commercial | Health (ID) | Existing | Food Preparation | Natural Gas | Griddle | E10 | System - kBTUs of Consumption | 0 | 0 | 0 | 0 | 0 | 0 | 0 | 0 | 0 | 0 | 0 | 0 | 0 | 0 | 0 | 0 | 0 | 0 | 0 | 0 | 0 | 0 | 0 | 0 | 0 | 0 | 0
F4_Commercial_Health (ID)_Existing_Food Preparation_Natural Gas_Griddle_E1 | F4 | Commercial | Health (ID) | Existing | Food Preparation | Natural Gas | Griddle | E1 | Utility - Cost of Equipment | 0.0069813 | 0.0069813 | 0.0069813 | 0.0069813 | 0.0069813 | 0.0069813 | 0.0069813 | 0.0069813 | 0.0069813 | 0.0069813 | 0.0069813 | 0.0069813 | 0.0069813 | 0.0069813 | 0.0069813 | 0.0069813 | 0.0069813 | 0.0069813 | 0.0069813 | 0.0069813 | 0.0069813 | 0.0069813 | 0.0069813 | 0.0069813 | 0.0069813 | 0.0069813 | 0.0069813
F4_Commercial_Health (ID)_Existing_Food Preparation_Natural Gas_Griddle_E2 | F4 | Commercial | Health (ID) | Existing | Food Preparation | Natural Gas | Griddle | E2 | Utility - Cost of Equipment | 0.0074693 | 0.0074693 | 0.0074693 | 0.0074693 | 0.0074693 | 0.0074693 | 0.0074693 | 0.0074693 | 0.0074693 | 0.0074693 | 0.0074693 | 0.0074693 | 0.0074693 | 0.0074693 | 0.0074693 | 0.0074693 | 0.0074693 | 0.0074693 | 0.0074693 | 0.0074693 | 0.0074693 | 0.0074693 | 0.0074693 | 0.0074693 | 0.0074693 | 0.0074693 | 0.0074693
F4_Commercial_Health (ID)_Existing_Food Preparation_Natural Gas_Griddle_E3 | F4 | Commercial | Health (ID) | Existing | Food Preparation | Natural Gas | Griddle | E3 | Utility - Cost of Equipment | 0 | 0 | 0 | 0 | 0 | 0 | 0 | 0 | 0 | 0 | 0 | 0 | 0 | 0 | 0 | 0 | 0 | 0 | 0 | 0 | 0 | 0 | 0 | 0 | 0 | 0 | 0
F4_Commercial_Health (ID)_Existing_Food Preparation_Natural Gas_Griddle_E4 | F4 | Commercial | Health (ID) | Existing | Food Preparation | Natural Gas | Griddle | E4 | Utility - Cost of Equipment | 0 | 0 | 0 | 0 | 0 | 0 | 0 | 0 | 0 | 0 | 0 | 0 | 0 | 0 | 0 | 0 | 0 | 0 | 0 | 0 | 0 | 0 | 0 | 0 | 0 | 0 | 0
F4_Commercial_Health (ID)_Existing_Food Preparation_Natural Gas_Griddle_E5 | F4 | Commercial | Health (ID) | Existing | Food Preparation | Natural Gas | Griddle | E5 | Utility - Cost of Equipment | 0 | 0 | 0 | 0 | 0 | 0 | 0 | 0 | 0 | 0 | 0 | 0 | 0 | 0 | 0 | 0 | 0 | 0 | 0 | 0 | 0 | 0 | 0 | 0 | 0 | 0 | 0
F4_Commercial_Health (ID)_Existing_Food Preparation_Natural Gas_Griddle_E6 | F4 | Commercial | Health (ID) | Existing | Food Preparation | Natural Gas | Griddle | E6 | Utility - Cost of Equipment | 0 | 0 | 0 | 0 | 0 | 0 | 0 | 0 | 0 | 0 | 0 | 0 | 0 | 0 | 0 | 0 | 0 | 0 | 0 | 0 | 0 | 0 | 0 | 0 | 0 | 0 | 0
F4_Commercial_Health (ID)_Existing_Food Preparation_Natural Gas_Griddle_E7 | F4 | Commercial | Health (ID) | Existing | Food Preparation | Natural Gas | Griddle | E7 | Utility - Cost of Equipment | 0 | 0 | 0 | 0 | 0 | 0 | 0 | 0 | 0 | 0 | 0 | 0 | 0 | 0 | 0 | 0 | 0 | 0 | 0 | 0 | 0 | 0 | 0 | 0 | 0 | 0 | 0
F4_Commercial_Health (ID)_Existing_Food Preparation_Natural Gas_Griddle_E8 | F4 | Commercial | Health (ID) | Existing | Food Preparation | Natural Gas | Griddle | E8 | Utility - Cost of Equipment | 0 | 0 | 0 | 0 | 0 | 0 | 0 | 0 | 0 | 0 | 0 | 0 | 0 | 0 | 0 | 0 | 0 | 0 | 0 | 0 | 0 | 0 | 0 | 0 | 0 | 0 | 0
F4_Commercial_Health (ID)_Existing_Food Preparation_Natural Gas_Griddle_E9 | F4 | Commercial | Health (ID) | Existing | Food Preparation | Natural Gas | Griddle | E9 | Utility - Cost of Equipment | 0 | 0 | 0 | 0 | 0 | 0 | 0 | 0 | 0 | 0 | 0 | 0 | 0 | 0 | 0 | 0 | 0 | 0 | 0 | 0 | 0 | 0 | 0 | 0 | 0 | 0 | 0
F4_Commercial_Health (ID)_Existing_Food Preparation_Natural Gas_Griddle_E10 | F4 | Commercial | Health (ID) | Existing | Food Preparation | Natural Gas | Griddle | E10 | Utility - Cost of Equipment | 0 | 0 | 0 | 0 | 0 | 0 | 0 | 0 | 0 | 0 | 0 | 0 | 0 | 0 | 0 | 0 | 0 | 0 | 0 | 0 | 0 | 0 | 0 | 0 | 0 | 0 | 0
F5_Commercial_Health (ID)_Existing_Food Preparation_Natural Gas_Griddle_E1 | F5 | Commercial | Health (ID) | Existing | Food Preparation | Natural Gas | Griddle | E1 | Utility - Cost of Operation | 0.085563 | 0.087719 | 0.090274 | 0.093202 | 0.096513 | 0.10054 | 0.10469 | 0.10879 | 0.11275 | 0.11675 | 0.11994 | 0.12293 | 0.12614 | 0.12928 | 0.13209 | 0.13472 | 0.13708 | 0.13941 | 0.14189 | 0.14432 | 0.14681 | 0.1494 | 0.15202 | 0.15472 | 0.15747 | 0.16027 | 0.16312
F5_Commercial_Health (ID)_Existing_Food Preparation_Natural Gas_Griddle_E2 | F5 | Commercial | Health (ID) | Existing | Food Preparation | Natural Gas | Griddle | E2 | Utility - Cost of Operation | 0.075099 | 0.076992 | 0.079234 | 0.081804 | 0.08471 | 0.088246 | 0.091885 | 0.095489 | 0.098958 | 0.10248 | 0.10528 | 0.1079 | 0.11072 | 0.11347 | 0.11594 | 0.11825 | 0.12032 | 0.12236 | 0.12454 | 0.12667 | 0.12886 | 0.13113 | 0.13343 | 0.1358 | 0.13821 | 0.14067 | 0.14317
F5_Commercial_Health (ID)_Existing_Food Preparation_Natural Gas_Griddle_E3 | F5 | Commercial | Health (ID) | Existing | Food Preparation | Natural Gas | Griddle | E3 | Utility - Cost of Operation | 0 | 0 | 0 | 0 | 0 | 0 | 0 | 0 | 0 | 0 | 0 | 0 | 0 | 0 | 0 | 0 | 0 | 0 | 0 | 0 | 0 | 0 | 0 | 0 | 0 | 0 | 0
F5_Commercial_Health (ID)_Existing_Food Preparation_Natural Gas_Griddle_E4 | F5 | Commercial | Health (ID) | Existing | Food Preparation | Natural Gas | Griddle | E4 | Utility - Cost of Operation | 0 | 0 | 0 | 0 | 0 | 0 | 0 | 0 | 0 | 0 | 0 | 0 | 0 | 0 | 0 | 0 | 0 | 0 | 0 | 0 | 0 | 0 | 0 | 0 | 0 | 0 | 0
F5_Commercial_Health (ID)_Existing_Food Preparation_Natural Gas_Griddle_E5 | F5 | Commercial | Health (ID) | Existing | Food Preparation | Natural Gas | Griddle | E5 | Utility - Cost of Operation | 0 | 0 | 0 | 0 | 0 | 0 | 0 | 0 | 0 | 0 | 0 | 0 | 0 | 0 | 0 | 0 | 0 | 0 | 0 | 0 | 0 | 0 | 0 | 0 | 0 | 0 | 0
F5_Commercial_Health (ID)_Existing_Food Preparation_Natural Gas_Griddle_E6 | F5 | Commercial | Health (ID) | Existing | Food Preparation | Natural Gas | Griddle | E6 | Utility - Cost of Operation | 0 | 0 | 0 | 0 | 0 | 0 | 0 | 0 | 0 | 0 | 0 | 0 | 0 | 0 | 0 | 0 | 0 | 0 | 0 | 0 | 0 | 0 | 0 | 0 | 0 | 0 | 0
F5_Commercial_Health (ID)_Existing_Food Preparation_Natural Gas_Griddle_E7 | F5 | Commercial | Health (ID) | Existing | Food Preparation | Natural Gas | Griddle | E7 | Utility - Cost of Operation | 0 | 0 | 0 | 0 | 0 | 0 | 0 | 0 | 0 | 0 | 0 | 0 | 0 | 0 | 0 | 0 | 0 | 0 | 0 | 0 | 0 | 0 | 0 | 0 | 0 | 0 | 0
F5_Commercial_Health (ID)_Existing_Food Preparation_Natural Gas_Griddle_E8 | F5 | Commercial | Health (ID) | Existing | Food Preparation | Natural Gas | Griddle | E8 | Utility - Cost of Operation | 0 | 0 | 0 | 0 | 0 | 0 | 0 | 0 | 0 | 0 | 0 | 0 | 0 | 0 | 0 | 0 | 0 | 0 | 0 | 0 | 0 | 0 | 0 | 0 | 0 | 0 | 0
F5_Commercial_Health (ID)_Existing_Food Preparation_Natural Gas_Griddle_E9 | F5 | Commercial | Health (ID) | Existing | Food Preparation | Natural Gas | Griddle | E9 | Utility - Cost of Operation | 0 | 0 | 0 | 0 | 0 | 0 | 0 | 0 | 0 | 0 | 0 | 0 | 0 | 0 | 0 | 0 | 0 | 0 | 0 | 0 | 0 | 0 | 0 | 0 | 0 | 0 | 0
F5_Commercial_Health (ID)_Existing_Food Preparation_Natural Gas_Griddle_E10 | F5 | Commercial | Health (ID) | Existing | Food Preparation | Natural Gas | Griddle | E10 | Utility - Cost of Operation | 0 | 0 | 0 | 0 | 0 | 0 | 0 | 0 | 0 | 0 | 0 | 0 | 0 | 0 | 0 | 0 | 0 | 0 | 0 | 0 | 0 | 0 | 0 | 0 | 0 | 0 | 0
F6_Commercial_Health (ID)_Existing_Food Preparation_Natural Gas_Griddle_E1 | F6 | Commercial | Health (ID) | Existing | Food Preparation | Natural Gas | Griddle | E1 | Utility - Value of Sales | 0.10078 | 0.10268 | 0.10491 | 0.10752 | 0.1105 | 0.11423 | 0.11796 | 0.12151 | 0.12472 | 0.12783 | 0.13106 | 0.13399 | 0.13708 | 0.14001 | 0.14252 | 0.14479 | 0.14672 | 0.14855 | 0.1505 | 0.15232 | 0.15415 | 0.15687 | 0.15962 | 0.16246 | 0.16534 | 0.16828 | 0.17127
F6_Commercial_Health (ID)_Existing_Food Preparation_Natural Gas_Griddle_E2 | F6 | Commercial | Health (ID) | Existing | Food Preparation | Natural Gas | Griddle | E2 | Utility - Value of Sales | 0.088452 | 0.090123 | 0.092084 | 0.094371 | 0.09699 | 0.10026 | 0.10354 | 0.10665 | 0.10947 | 0.1122 | 0.11503 | 0.1176 | 0.12032 | 0.12288 | 0.12509 | 0.12709 | 0.12877 | 0.13038 | 0.1321 | 0.1337 | 0.1353 | 0.13769 | 0.1401 | 0.14259 | 0.14512 | 0.1477 | 0.15033
F6_Commercial_Health (ID)_Existing_Food Preparation_Natural Gas_Griddle_E3 | F6 | Commercial | Health (ID) | Existing | Food Preparation | Natural Gas | Griddle | E3 | Utility - Value of Sales | 0 | 0 | 0 | 0 | 0 | 0 | 0 | 0 | 0 | 0 | 0 | 0 | 0 | 0 | 0 | 0 | 0 | 0 | 0 | 0 | 0 | 0 | 0 | 0 | 0 | 0 | 0
F6_Commercial_Health (ID)_Existing_Food Preparation_Natural Gas_Griddle_E4 | F6 | Commercial | Health (ID) | Existing | Food Preparation | Natural Gas | Griddle | E4 | Utility - Value of Sales | 0 | 0 | 0 | 0 | 0 | 0 | 0 | 0 | 0 | 0 | 0 | 0 | 0 | 0 | 0 | 0 | 0 | 0 | 0 | 0 | 0 | 0 | 0 | 0 | 0 | 0 | 0
F6_Commercial_Health (ID)_Existing_Food Preparation_Natural Gas_Griddle_E5 | F6 | Commercial | Health (ID) | Existing | Food Preparation | Natural Gas | Griddle | E5 | Utility - Value of Sales | 0 | 0 | 0 | 0 | 0 | 0 | 0 | 0 | 0 | 0 | 0 | 0 | 0 | 0 | 0 | 0 | 0 | 0 | 0 | 0 | 0 | 0 | 0 | 0 | 0 | 0 | 0
F6_Commercial_Health (ID)_Existing_Food Preparation_Natural Gas_Griddle_E6 | F6 | Commercial | Health (ID) | Existing | Food Preparation | Natural Gas | Griddle | E6 | Utility - Value of Sales | 0 | 0 | 0 | 0 | 0 | 0 | 0 | 0 | 0 | 0 | 0 | 0 | 0 | 0 | 0 | 0 | 0 | 0 | 0 | 0 | 0 | 0 | 0 | 0 | 0 | 0 | 0
F6_Commercial_Health (ID)_Existing_Food Preparation_Natural Gas_Griddle_E7 | F6 | Commercial | Health (ID) | Existing | Food Preparation | Natural Gas | Griddle | E7 | Utility - Value of Sales | 0 | 0 | 0 | 0 | 0 | 0 | 0 | 0 | 0 | 0 | 0 | 0 | 0 | 0 | 0 | 0 | 0 | 0 | 0 | 0 | 0 | 0 | 0 | 0 | 0 | 0 | 0
F6_Commercial_Health (ID)_Existing_Food Preparation_Natural Gas_Griddle_E8 | F6 | Commercial | Health (ID) | Existing | Food Preparation | Natural Gas | Griddle | E8 | Utility - Value of Sales | 0 | 0 | 0 | 0 | 0 | 0 | 0 | 0 | 0 | 0 | 0 | 0 | 0 | 0 | 0 | 0 | 0 | 0 | 0 | 0 | 0 | 0 | 0 | 0 | 0 | 0 | 0
F6_Commercial_Health (ID)_Existing_Food Preparation_Natural Gas_Griddle_E9 | F6 | Commercial | Health (ID) | Existing | Food Preparation | Natural Gas | Griddle | E9 | Utility - Value of Sales | 0 | 0 | 0 | 0 | 0 | 0 | 0 | 0 | 0 | 0 | 0 | 0 | 0 | 0 | 0 | 0 | 0 | 0 | 0 | 0 | 0 | 0 | 0 | 0 | 0 | 0 | 0
F6_Commercial_Health (ID)_Existing_Food Preparation_Natural Gas_Griddle_E10 | F6 | Commercial | Health (ID) | Existing | Food Preparation | Natural Gas | Griddle | E10 | Utility - Value of Sales | 0 | 0 | 0 | 0 | 0 | 0 | 0 | 0 | 0 | 0 | 0 | 0 | 0 | 0 | 0 | 0 | 0 | 0 | 0 | 0 | 0 | 0 | 0 | 0 | 0 | 0 | 0
F1_Commercial_Health (ID)_Existing_Food Preparation_Natural Gas_Range_E1 | F1 | Commercial | Health (ID) | Existing | Food Preparation | Natural Gas | Range | E1 | RVT - Cost of Equipment | 0.034393 | 0.034393 | 0.034393 | 0.034393 | 0.034393 | 0.034393 | 0.034393 | 0.034393 | 0.034393 | 0.034393 | 0.034393 | 0.034393 | 0.034393 | 0.034393 | 0.034393 | 0.034393 | 0.034393 | 0.034393 | 0.034393 | 0.034393 | 0.034393 | 0.034393 | 0.034393 | 0.034393 | 0.034393 | 0.034393 | 0.034393
F1_Commercial_Health (ID)_Existing_Food Preparation_Natural Gas_Range_E2 | F1 | Commercial | Health (ID) | Existing | Food Preparation | Natural Gas | Range | E2 | RVT - Cost of Equipment | 0.03745 | 0.03745 | 0.03745 | 0.03745 | 0.03745 | 0.03745 | 0.03745 | 0.03745 | 0.03745 | 0.03745 | 0.03745 | 0.03745 | 0.03745 | 0.03745 | 0.03745 | 0.03745 | 0.03745 | 0.03745 | 0.03745 | 0.03745 | 0.03745 | 0.03745 | 0.03745 | 0.03745 | 0.03745 | 0.03745 | 0.03745
F1_Commercial_Health (ID)_Existing_Food Preparation_Natural Gas_Range_E3 | F1 | Commercial | Health (ID) | Existing | Food Preparation | Natural Gas | Range | E3 | RVT - Cost of Equipment | 0 | 0 | 0 | 0 | 0 | 0 | 0 | 0 | 0 | 0 | 0 | 0 | 0 | 0 | 0 | 0 | 0 | 0 | 0 | 0 | 0 | 0 | 0 | 0 | 0 | 0 | 0
F1_Commercial_Health (ID)_Existing_Food Preparation_Natural Gas_Range_E4 | F1 | Commercial | Health (ID) | Existing | Food Preparation | Natural Gas | Range | E4 | RVT - Cost of Equipment | 0 | 0 | 0 | 0 | 0 | 0 | 0 | 0 | 0 | 0 | 0 | 0 | 0 | 0 | 0 | 0 | 0 | 0 | 0 | 0 | 0 | 0 | 0 | 0 | 0 | 0 | 0
F1_Commercial_Health (ID)_Existing_Food Preparation_Natural Gas_Range_E5 | F1 | Commercial | Health (ID) | Existing | Food Preparation | Natural Gas | Range | E5 | RVT - Cost of Equipment | 0 | 0 | 0 | 0 | 0 | 0 | 0 | 0 | 0 | 0 | 0 | 0 | 0 | 0 | 0 | 0 | 0 | 0 | 0 | 0 | 0 | 0 | 0 | 0 | 0 | 0 | 0
F1_Commercial_Health (ID)_Existing_Food Preparation_Natural Gas_Range_E6 | F1 | Commercial | Health (ID) | Existing | Food Preparation | Natural Gas | Range | E6 | RVT - Cost of Equipment | 0 | 0 | 0 | 0 | 0 | 0 | 0 | 0 | 0 | 0 | 0 | 0 | 0 | 0 | 0 | 0 | 0 | 0 | 0 | 0 | 0 | 0 | 0 | 0 | 0 | 0 | 0
F1_Commercial_Health (ID)_Existing_Food Preparation_Natural Gas_Range_E7 | F1 | Commercial | Health (ID) | Existing | Food Preparation | Natural Gas | Range | E7 | RVT - Cost of Equipment | 0 | 0 | 0 | 0 | 0 | 0 | 0 | 0 | 0 | 0 | 0 | 0 | 0 | 0 | 0 | 0 | 0 | 0 | 0 | 0 | 0 | 0 | 0 | 0 | 0 | 0 | 0
F1_Commercial_Health (ID)_Existing_Food Preparation_Natural Gas_Range_E8 | F1 | Commercial | Health (ID) | Existing | Food Preparation | Natural Gas | Range | E8 | RVT - Cost of Equipment | 0 | 0 | 0 | 0 | 0 | 0 | 0 | 0 | 0 | 0 | 0 | 0 | 0 | 0 | 0 | 0 | 0 | 0 | 0 | 0 | 0 | 0 | 0 | 0 | 0 | 0 | 0
F1_Commercial_Health (ID)_Existing_Food Preparation_Natural Gas_Range_E9 | F1 | Commercial | Health (ID) | Existing | Food Preparation | Natural Gas | Range | E9 | RVT - Cost of Equipment | 0 | 0 | 0 | 0 | 0 | 0 | 0 | 0 | 0 | 0 | 0 | 0 | 0 | 0 | 0 | 0 | 0 | 0 | 0 | 0 | 0 | 0 | 0 | 0 | 0 | 0 | 0
F1_Commercial_Health (ID)_Existing_Food Preparation_Natural Gas_Range_E10 | F1 | Commercial | Health (ID) | Existing | Food Preparation | Natural Gas | Range | E10 | RVT - Cost of Equipment | 0 | 0 | 0 | 0 | 0 | 0 | 0 | 0 | 0 | 0 | 0 | 0 | 0 | 0 | 0 | 0 | 0 | 0 | 0 | 0 | 0 | 0 | 0 | 0 | 0 | 0 | 0
F2_Commercial_Health (ID)_Existing_Food Preparation_Natural Gas_Range_E1 | F2 | Commercial | Health (ID) | Existing | Food Preparation | Natural Gas | Range | E1 | RVT - Cost of Operation | 0.13406 | 0.13629 | 0.13901 | 0.14231 | 0.14625 | 0.15144 | 0.15677 | 0.16193 | 0.16668 | 0.17124 | 0.17592 | 0.1801 | 0.18447 | 0.1885 | 0.1919 | 0.19491 | 0.19738 | 0.1997 | 0.2022 | 0.20449 | 0.20678 | 0.21043 | 0.21411 | 0.21791 | 0.22178 | 0.22572 | 0.22973
F2_Commercial_Health (ID)_Existing_Food Preparation_Natural Gas_Range_E2 | F2 | Commercial | Health (ID) | Existing | Food Preparation | Natural Gas | Range | E2 | RVT - Cost of Operation | 0.067029 | 0.068145 | 0.069504 | 0.071157 | 0.073123 | 0.075722 | 0.078387 | 0.080966 | 0.08334 | 0.085619 | 0.087961 | 0.090052 | 0.092234 | 0.094251 | 0.095949 | 0.097454 | 0.098689 | 0.099852 | 0.1011 | 0.10224 | 0.10339 | 0.10521 | 0.10705 | 0.10896 | 0.11089 | 0.11286 | 0.11487
F2_Commercial_Health (ID)_Existing_Food Preparation_Natural Gas_Range_E3 | F2 | Commercial | Health (ID) | Existing | Food Preparation | Natural Gas | Range | E3 | RVT - Cost of Operation | 0 | 0 | 0 | 0 | 0 | 0 | 0 | 0 | 0 | 0 | 0 | 0 | 0 | 0 | 0 | 0 | 0 | 0 | 0 | 0 | 0 | 0 | 0 | 0 | 0 | 0 | 0
F2_Commercial_Health (ID)_Existing_Food Preparation_Natural Gas_Range_E4 | F2 | Commercial | Health (ID) | Existing | Food Preparation | Natural Gas | Range | E4 | RVT - Cost of Operation | 0 | 0 | 0 | 0 | 0 | 0 | 0 | 0 | 0 | 0 | 0 | 0 | 0 | 0 | 0 | 0 | 0 | 0 | 0 | 0 | 0 | 0 | 0 | 0 | 0 | 0 | 0
F2_Commercial_Health (ID)_Existing_Food Preparation_Natural Gas_Range_E5 | F2 | Commercial | Health (ID) | Existing | Food Preparation | Natural Gas | Range | E5 | RVT - Cost of Operation | 0 | 0 | 0 | 0 | 0 | 0 | 0 | 0 | 0 | 0 | 0 | 0 | 0 | 0 | 0 | 0 | 0 | 0 | 0 | 0 | 0 | 0 | 0 | 0 | 0 | 0 | 0
F2_Commercial_Health (ID)_Existing_Food Preparation_Natural Gas_Range_E6 | F2 | Commercial | Health (ID) | Existing | Food Preparation | Natural Gas | Range | E6 | RVT - Cost of Operation | 0 | 0 | 0 | 0 | 0 | 0 | 0 | 0 | 0 | 0 | 0 | 0 | 0 | 0 | 0 | 0 | 0 | 0 | 0 | 0 | 0 | 0 | 0 | 0 | 0 | 0 | 0
F2_Commercial_Health (ID)_Existing_Food Preparation_Natural Gas_Range_E7 | F2 | Commercial | Health (ID) | Existing | Food Preparation | Natural Gas | Range | E7 | RVT - Cost of Operation | 0 | 0 | 0 | 0 | 0 | 0 | 0 | 0 | 0 | 0 | 0 | 0 | 0 | 0 | 0 | 0 | 0 | 0 | 0 | 0 | 0 | 0 | 0 | 0 | 0 | 0 | 0
F2_Commercial_Health (ID)_Existing_Food Preparation_Natural Gas_Range_E8 | F2 | Commercial | Health (ID) | Existing | Food Preparation | Natural Gas | Range | E8 | RVT - Cost of Operation | 0 | 0 | 0 | 0 | 0 | 0 | 0 | 0 | 0 | 0 | 0 | 0 | 0 | 0 | 0 | 0 | 0 | 0 | 0 | 0 | 0 | 0 | 0 | 0 | 0 | 0 | 0
F2_Commercial_Health (ID)_Existing_Food Preparation_Natural Gas_Range_E9 | F2 | Commercial | Health (ID) | Existing | Food Preparation | Natural Gas | Range | E9 | RVT - Cost of Operation | 0 | 0 | 0 | 0 | 0 | 0 | 0 | 0 | 0 | 0 | 0 | 0 | 0 | 0 | 0 | 0 | 0 | 0 | 0 | 0 | 0 | 0 | 0 | 0 | 0 | 0 | 0
F2_Commercial_Health (ID)_Existing_Food Preparation_Natural Gas_Range_E10 | F2 | Commercial | Health (ID) | Existing | Food Preparation | Natural Gas | Range | E10 | RVT - Cost of Operation | 0 | 0 | 0 | 0 | 0 | 0 | 0 | 0 | 0 | 0 | 0 | 0 | 0 | 0 | 0 | 0 | 0 | 0 | 0 | 0 | 0 | 0 | 0 | 0 | 0 | 0 | 0
F3_Commercial_Health (ID)_Existing_Food Preparation_Natural Gas_Range_E1 | F3 | Commercial | Health (ID) | Existing | Food Preparation | Natural Gas | Range | E1 | System - kBTUs of Consumption | 32.4944 | 32.4944 | 32.4944 | 32.4944 | 32.4944 | 32.4944 | 32.4944 | 32.4944 | 32.4944 | 32.4944 | 32.4944 | 32.4944 | 32.4944 | 32.4944 | 32.4944 | 32.4944 | 32.4944 | 32.4944 | 32.4944 | 32.4944 | 32.4944 | 32.4944 | 32.4944 | 32.4944 | 32.4944 | 32.4944 | 32.4944
F3_Commercial_Health (ID)_Existing_Food Preparation_Natural Gas_Range_E2 | F3 | Commercial | Health (ID) | Existing | Food Preparation | Natural Gas | Range | E2 | System - kBTUs of Consumption | 16.2472 | 16.2472 | 16.2472 | 16.2472 | 16.2472 | 16.2472 | 16.2472 | 16.2472 | 16.2472 | 16.2472 | 16.2472 | 16.2472 | 16.2472 | 16.2472 | 16.2472 | 16.2472 | 16.2472 | 16.2472 | 16.2472 | 16.2472 | 16.2472 | 16.2472 | 16.2472 | 16.2472 | 16.2472 | 16.2472 | 16.2472
F3_Commercial_Health (ID)_Existing_Food Preparation_Natural Gas_Range_E3 | F3 | Commercial | Health (ID) | Existing | Food Preparation | Natural Gas | Range | E3 | System - kBTUs of Consumption | 0 | 0 | 0 | 0 | 0 | 0 | 0 | 0 | 0 | 0 | 0 | 0 | 0 | 0 | 0 | 0 | 0 | 0 | 0 | 0 | 0 | 0 | 0 | 0 | 0 | 0 | 0
F3_Commercial_Health (ID)_Existing_Food Preparation_Natural Gas_Range_E4 | F3 | Commercial | Health (ID) | Existing | Food Preparation | Natural Gas | Range | E4 | System - kBTUs of Consumption | 0 | 0 | 0 | 0 | 0 | 0 | 0 | 0 | 0 | 0 | 0 | 0 | 0 | 0 | 0 | 0 | 0 | 0 | 0 | 0 | 0 | 0 | 0 | 0 | 0 | 0 | 0
F3_Commercial_Health (ID)_Existing_Food Preparation_Natural Gas_Range_E5 | F3 | Commercial | Health (ID) | Existing | Food Preparation | Natural Gas | Range | E5 | System - kBTUs of Consumption | 0 | 0 | 0 | 0 | 0 | 0 | 0 | 0 | 0 | 0 | 0 | 0 | 0 | 0 | 0 | 0 | 0 | 0 | 0 | 0 | 0 | 0 | 0 | 0 | 0 | 0 | 0
F3_Commercial_Health (ID)_Existing_Food Preparation_Natural Gas_Range_E6 | F3 | Commercial | Health (ID) | Existing | Food Preparation | Natural Gas | Range | E6 | System - kBTUs of Consumption | 0 | 0 | 0 | 0 | 0 | 0 | 0 | 0 | 0 | 0 | 0 | 0 | 0 | 0 | 0 | 0 | 0 | 0 | 0 | 0 | 0 | 0 | 0 | 0 | 0 | 0 | 0
F3_Commercial_Health (ID)_Existing_Food Preparation_Natural Gas_Range_E7 | F3 | Commercial | Health (ID) | Existing | Food Preparation | Natural Gas | Range | E7 | System - kBTUs of Consumption | 0 | 0 | 0 | 0 | 0 | 0 | 0 | 0 | 0 | 0 | 0 | 0 | 0 | 0 | 0 | 0 | 0 | 0 | 0 | 0 | 0 | 0 | 0 | 0 | 0 | 0 | 0
F3_Commercial_Health (ID)_Existing_Food Preparation_Natural Gas_Range_E8 | F3 | Commercial | Health (ID) | Existing | Food Preparation | Natural Gas | Range | E8 | System - kBTUs of Consumption | 0 | 0 | 0 | 0 | 0 | 0 | 0 | 0 | 0 | 0 | 0 | 0 | 0 | 0 | 0 | 0 | 0 | 0 | 0 | 0 | 0 | 0 | 0 | 0 | 0 | 0 | 0
F3_Commercial_Health (ID)_Existing_Food Preparation_Natural Gas_Range_E9 | F3 | Commercial | Health (ID) | Existing | Food Preparation | Natural Gas | Range | E9 | System - kBTUs of Consumption | 0 | 0 | 0 | 0 | 0 | 0 | 0 | 0 | 0 | 0 | 0 | 0 | 0 | 0 | 0 | 0 | 0 | 0 | 0 | 0 | 0 | 0 | 0 | 0 | 0 | 0 | 0
F3_Commercial_Health (ID)_Existing_Food Preparation_Natural Gas_Range_E10 | F3 | Commercial | Health (ID) | Existing | Food Preparation | Natural Gas | Range | E10 | System - kBTUs of Consumption | 0 | 0 | 0 | 0 | 0 | 0 | 0 | 0 | 0 | 0 | 0 | 0 | 0 | 0 | 0 | 0 | 0 | 0 | 0 | 0 | 0 | 0 | 0 | 0 | 0 | 0 | 0
F4_Commercial_Health (ID)_Existing_Food Preparation_Natural Gas_Range_E1 | F4 | Commercial | Health (ID) | Existing | Food Preparation | Natural Gas | Range | E1 | Utility - Cost of Equipment | 0.034393 | 0.034393 | 0.034393 | 0.034393 | 0.034393 | 0.034393 | 0.034393 | 0.034393 | 0.034393 | 0.034393 | 0.034393 | 0.034393 | 0.034393 | 0.034393 | 0.034393 | 0.034393 | 0.034393 | 0.034393 | 0.034393 | 0.034393 | 0.034393 | 0.034393 | 0.034393 | 0.034393 | 0.034393 | 0.034393 | 0.034393
F4_Commercial_Health (ID)_Existing_Food Preparation_Natural Gas_Range_E2 | F4 | Commercial | Health (ID) | Existing | Food Preparation | Natural Gas | Range | E2 | Utility - Cost of Equipment | 0.03745 | 0.03745 | 0.03745 | 0.03745 | 0.03745 | 0.03745 | 0.03745 | 0.03745 | 0.03745 | 0.03745 | 0.03745 | 0.03745 | 0.03745 | 0.03745 | 0.03745 | 0.03745 | 0.03745 | 0.03745 | 0.03745 | 0.03745 | 0.03745 | 0.03745 | 0.03745 | 0.03745 | 0.03745 | 0.03745 | 0.03745
F4_Commercial_Health (ID)_Existing_Food Preparation_Natural Gas_Range_E3 | F4 | Commercial | Health (ID) | Existing | Food Preparation | Natural Gas | Range | E3 | Utility - Cost of Equipment | 0 | 0 | 0 | 0 | 0 | 0 | 0 | 0 | 0 | 0 | 0 | 0 | 0 | 0 | 0 | 0 | 0 | 0 | 0 | 0 | 0 | 0 | 0 | 0 | 0 | 0 | 0
F4_Commercial_Health (ID)_Existing_Food Preparation_Natural Gas_Range_E4 | F4 | Commercial | Health (ID) | Existing | Food Preparation | Natural Gas | Range | E4 | Utility - Cost of Equipment | 0 | 0 | 0 | 0 | 0 | 0 | 0 | 0 | 0 | 0 | 0 | 0 | 0 | 0 | 0 | 0 | 0 | 0 | 0 | 0 | 0 | 0 | 0 | 0 | 0 | 0 | 0
F4_Commercial_Health (ID)_Existing_Food Preparation_Natural Gas_Range_E5 | F4 | Commercial | Health (ID) | Existing | Food Preparation | Natural Gas | Range | E5 | Utility - Cost of Equipment | 0 | 0 | 0 | 0 | 0 | 0 | 0 | 0 | 0 | 0 | 0 | 0 | 0 | 0 | 0 | 0 | 0 | 0 | 0 | 0 | 0 | 0 | 0 | 0 | 0 | 0 | 0
F4_Commercial_Health (ID)_Existing_Food Preparation_Natural Gas_Range_E6 | F4 | Commercial | Health (ID) | Existing | Food Preparation | Natural Gas | Range | E6 | Utility - Cost of Equipment | 0 | 0 | 0 | 0 | 0 | 0 | 0 | 0 | 0 | 0 | 0 | 0 | 0 | 0 | 0 | 0 | 0 | 0 | 0 | 0 | 0 | 0 | 0 | 0 | 0 | 0 | 0
F4_Commercial_Health (ID)_Existing_Food Preparation_Natural Gas_Range_E7 | F4 | Commercial | Health (ID) | Existing | Food Preparation | Natural Gas | Range | E7 | Utility - Cost of Equipment | 0 | 0 | 0 | 0 | 0 | 0 | 0 | 0 | 0 | 0 | 0 | 0 | 0 | 0 | 0 | 0 | 0 | 0 | 0 | 0 | 0 | 0 | 0 | 0 | 0 | 0 | 0
F4_Commercial_Health (ID)_Existing_Food Preparation_Natural Gas_Range_E8 | F4 | Commercial | Health (ID) | Existing | Food Preparation | Natural Gas | Range | E8 | Utility - Cost of Equipment | 0 | 0 | 0 | 0 | 0 | 0 | 0 | 0 | 0 | 0 | 0 | 0 | 0 | 0 | 0 | 0 | 0 | 0 | 0 | 0 | 0 | 0 | 0 | 0 | 0 | 0 | 0
F4_Commercial_Health (ID)_Existing_Food Preparation_Natural Gas_Range_E9 | F4 | Commercial | Health (ID) | Existing | Food Preparation | Natural Gas | Range | E9 | Utility - Cost of Equipment | 0 | 0 | 0 | 0 | 0 | 0 | 0 | 0 | 0 | 0 | 0 | 0 | 0 | 0 | 0 | 0 | 0 | 0 | 0 | 0 | 0 | 0 | 0 | 0 | 0 | 0 | 0
F4_Commercial_Health (ID)_Existing_Food Preparation_Natural Gas_Range_E10 | F4 | Commercial | Health (ID) | Existing | Food Preparation | Natural Gas | Range | E10 | Utility - Cost of Equipment | 0 | 0 | 0 | 0 | 0 | 0 | 0 | 0 | 0 | 0 | 0 | 0 | 0 | 0 | 0 | 0 | 0 | 0 | 0 | 0 | 0 | 0 | 0 | 0 | 0 | 0 | 0
F5_Commercial_Health (ID)_Existing_Food Preparation_Natural Gas_Range_E1 | F5 | Commercial | Health (ID) | Existing | Food Preparation | Natural Gas | Range | E1 | Utility - Cost of Operation | 0.11269 | 0.1153 | 0.11857 | 0.12243 | 0.12692 | 0.13258 | 0.13848 | 0.14436 | 0.15003 | 0.15578 | 0.16027 | 0.16444 | 0.16894 | 0.17332 | 0.17719 | 0.18077 | 0.18393 | 0.18703 | 0.19037 | 0.1936 | 0.19693 | 0.20041 | 0.20391 | 0.20753 | 0.21122 | 0.21497 | 0.21879
F5_Commercial_Health (ID)_Existing_Food Preparation_Natural Gas_Range_E2 | F5 | Commercial | Health (ID) | Existing | Food Preparation | Natural Gas | Range | E2 | Utility - Cost of Operation | 0.056347 | 0.057648 | 0.059284 | 0.061214 | 0.063459 | 0.06629 | 0.069238 | 0.072178 | 0.075014 | 0.077889 | 0.080133 | 0.08222 | 0.08447 | 0.086662 | 0.088595 | 0.090385 | 0.091964 | 0.093515 | 0.095184 | 0.096802 | 0.098467 | 0.1002 | 0.10196 | 0.10377 | 0.10561 | 0.10749 | 0.1094
F5_Commercial_Health (ID)_Existing_Food Preparation_Natural Gas_Range_E3 | F5 | Commercial | Health (ID) | Existing | Food Preparation | Natural Gas | Range | E3 | Utility - Cost of Operation | 0 | 0 | 0 | 0 | 0 | 0 | 0 | 0 | 0 | 0 | 0 | 0 | 0 | 0 | 0 | 0 | 0 | 0 | 0 | 0 | 0 | 0 | 0 | 0 | 0 | 0 | 0
F5_Commercial_Health (ID)_Existing_Food Preparation_Natural Gas_Range_E4 | F5 | Commercial | Health (ID) | Existing | Food Preparation | Natural Gas | Range | E4 | Utility - Cost of Operation | 0 | 0 | 0 | 0 | 0 | 0 | 0 | 0 | 0 | 0 | 0 | 0 | 0 | 0 | 0 | 0 | 0 | 0 | 0 | 0 | 0 | 0 | 0 | 0 | 0 | 0 | 0
F5_Commercial_Health (ID)_Existing_Food Preparation_Natural Gas_Range_E5 | F5 | Commercial | Health (ID) | Existing | Food Preparation | Natural Gas | Range | E5 | Utility - Cost of Operation | 0 | 0 | 0 | 0 | 0 | 0 | 0 | 0 | 0 | 0 | 0 | 0 | 0 | 0 | 0 | 0 | 0 | 0 | 0 | 0 | 0 | 0 | 0 | 0 | 0 | 0 | 0
F5_Commercial_Health (ID)_Existing_Food Preparation_Natural Gas_Range_E6 | F5 | Commercial | Health (ID) | Existing | Food Preparation | Natural Gas | Range | E6 | Utility - Cost of Operation | 0 | 0 | 0 | 0 | 0 | 0 | 0 | 0 | 0 | 0 | 0 | 0 | 0 | 0 | 0 | 0 | 0 | 0 | 0 | 0 | 0 | 0 | 0 | 0 | 0 | 0 | 0
F5_Commercial_Health (ID)_Existing_Food Preparation_Natural Gas_Range_E7 | F5 | Commercial | Health (ID) | Existing | Food Preparation | Natural Gas | Range | E7 | Utility - Cost of Operation | 0 | 0 | 0 | 0 | 0 | 0 | 0 | 0 | 0 | 0 | 0 | 0 | 0 | 0 | 0 | 0 | 0 | 0 | 0 | 0 | 0 | 0 | 0 | 0 | 0 | 0 | 0
F5_Commercial_Health (ID)_Existing_Food Preparation_Natural Gas_Range_E8 | F5 | Commercial | Health (ID) | Existing | Food Preparation | Natural Gas | Range | E8 | Utility - Cost of Operation | 0 | 0 | 0 | 0 | 0 | 0 | 0 | 0 | 0 | 0 | 0 | 0 | 0 | 0 | 0 | 0 | 0 | 0 | 0 | 0 | 0 | 0 | 0 | 0 | 0 | 0 | 0
F5_Commercial_Health (ID)_Existing_Food Preparation_Natural Gas_Range_E9 | F5 | Commercial | Health (ID) | Existing | Food Preparation | Natural Gas | Range | E9 | Utility - Cost of Operation | 0 | 0 | 0 | 0 | 0 | 0 | 0 | 0 | 0 | 0 | 0 | 0 | 0 | 0 | 0 | 0 | 0 | 0 | 0 | 0 | 0 | 0 | 0 | 0 | 0 | 0 | 0
F5_Commercial_Health (ID)_Existing_Food Preparation_Natural Gas_Range_E10 | F5 | Commercial | Health (ID) | Existing | Food Preparation | Natural Gas | Range | E10 | Utility - Cost of Operation | 0 | 0 | 0 | 0 | 0 | 0 | 0 | 0 | 0 | 0 | 0 | 0 | 0 | 0 | 0 | 0 | 0 | 0 | 0 | 0 | 0 | 0 | 0 | 0 | 0 | 0 | 0
F6_Commercial_Health (ID)_Existing_Food Preparation_Natural Gas_Range_E1 | F6 | Commercial | Health (ID) | Existing | Food Preparation | Natural Gas | Range | E1 | Utility - Value of Sales | 0.13406 | 0.13629 | 0.13901 | 0.14231 | 0.14625 | 0.15144 | 0.15677 | 0.16193 | 0.16668 | 0.17124 | 0.17592 | 0.1801 | 0.18447 | 0.1885 | 0.1919 | 0.19491 | 0.19738 | 0.1997 | 0.2022 | 0.20449 | 0.20678 | 0.21043 | 0.21411 | 0.21791 | 0.22178 | 0.22572 | 0.22973
F6_Commercial_Health (ID)_Existing_Food Preparation_Natural Gas_Range_E2 | F6 | Commercial | Health (ID) | Existing | Food Preparation | Natural Gas | Range | E2 | Utility - Value of Sales | 0.067029 | 0.068145 | 0.069504 | 0.071157 | 0.073123 | 0.075722 | 0.078387 | 0.080966 | 0.08334 | 0.085619 | 0.087961 | 0.090052 | 0.092234 | 0.094251 | 0.095949 | 0.097454 | 0.098689 | 0.099852 | 0.1011 | 0.10224 | 0.10339 | 0.10521 | 0.10705 | 0.10896 | 0.11089 | 0.11286 | 0.11487
F6_Commercial_Health (ID)_Existing_Food Preparation_Natural Gas_Range_E3 | F6 | Commercial | Health (ID) | Existing | Food Preparation | Natural Gas | Range | E3 | Utility - Value of Sales | 0 | 0 | 0 | 0 | 0 | 0 | 0 | 0 | 0 | 0 | 0 | 0 | 0 | 0 | 0 | 0 | 0 | 0 | 0 | 0 | 0 | 0 | 0 | 0 | 0 | 0 | 0
F6_Commercial_Health (ID)_Existing_Food Preparation_Natural Gas_Range_E4 | F6 | Commercial | Health (ID) | Existing | Food Preparation | Natural Gas | Range | E4 | Utility - Value of Sales | 0 | 0 | 0 | 0 | 0 | 0 | 0 | 0 | 0 | 0 | 0 | 0 | 0 | 0 | 0 | 0 | 0 | 0 | 0 | 0 | 0 | 0 | 0 | 0 | 0 | 0 | 0
F6_Commercial_Health (ID)_Existing_Food Preparation_Natural Gas_Range_E5 | F6 | Commercial | Health (ID) | Existing | Food Preparation | Natural Gas | Range | E5 | Utility - Value of Sales | 0 | 0 | 0 | 0 | 0 | 0 | 0 | 0 | 0 | 0 | 0 | 0 | 0 | 0 | 0 | 0 | 0 | 0 | 0 | 0 | 0 | 0 | 0 | 0 | 0 | 0 | 0
F6_Commercial_Health (ID)_Existing_Food Preparation_Natural Gas_Range_E6 | F6 | Commercial | Health (ID) | Existing | Food Preparation | Natural Gas | Range | E6 | Utility - Value of Sales | 0 | 0 | 0 | 0 | 0 | 0 | 0 | 0 | 0 | 0 | 0 | 0 | 0 | 0 | 0 | 0 | 0 | 0 | 0 | 0 | 0 | 0 | 0 | 0 | 0 | 0 | 0
F6_Commercial_Health (ID)_Existing_Food Preparation_Natural Gas_Range_E7 | F6 | Commercial | Health (ID) | Existing | Food Preparation | Natural Gas | Range | E7 | Utility - Value of Sales | 0 | 0 | 0 | 0 | 0 | 0 | 0 | 0 | 0 | 0 | 0 | 0 | 0 | 0 | 0 | 0 | 0 | 0 | 0 | 0 | 0 | 0 | 0 | 0 | 0 | 0 | 0
F6_Commercial_Health (ID)_Existing_Food Preparation_Natural Gas_Range_E8 | F6 | Commercial | Health (ID) | Existing | Food Preparation | Natural Gas | Range | E8 | Utility - Value of Sales | 0 | 0 | 0 | 0 | 0 | 0 | 0 | 0 | 0 | 0 | 0 | 0 | 0 | 0 | 0 | 0 | 0 | 0 | 0 | 0 | 0 | 0 | 0 | 0 | 0 | 0 | 0
F6_Commercial_Health (ID)_Existing_Food Preparation_Natural Gas_Range_E9 | F6 | Commercial | Health (ID) | Existing | Food Preparation | Natural Gas | Range | E9 | Utility - Value of Sales | 0 | 0 | 0 | 0 | 0 | 0 | 0 | 0 | 0 | 0 | 0 | 0 | 0 | 0 | 0 | 0 | 0 | 0 | 0 | 0 | 0 | 0 | 0 | 0 | 0 | 0 | 0
F6_Commercial_Health (ID)_Existing_Food Preparation_Natural Gas_Range_E10 | F6 | Commercial | Health (ID) | Existing | Food Preparation | Natural Gas | Range | E10 | Utility - Value of Sales | 0 | 0 | 0 | 0 | 0 | 0 | 0 | 0 | 0 | 0 | 0 | 0 | 0 | 0 | 0 | 0 | 0 | 0 | 0 | 0 | 0 | 0 | 0 | 0 | 0 | 0 | 0
F1_Commercial_Health (ID)_Existing_Food Preparation_Natural Gas_Steamer_E1 | F1 | Commercial | Health (ID) | Existing | Food Preparation | Natural Gas | Steamer | E1 | RVT - Cost of Equipment | 0.015182 | 0.015182 | 0.015182 | 0.015182 | 0.015182 | 0.015182 | 0.015182 | 0.015182 | 0.015182 | 0.015182 | 0.015182 | 0.015182 | 0.015182 | 0.015182 | 0.015182 | 0.015182 | 0.015182 | 0.015182 | 0.015182 | 0.015182 | 0.015182 | 0.015182 | 0.015182 | 0.015182 | 0.015182 | 0.015182 | 0.015182
F1_Commercial_Health (ID)_Existing_Food Preparation_Natural Gas_Steamer_E2 | F1 | Commercial | Health (ID) | Existing | Food Preparation | Natural Gas | Steamer | E2 | RVT - Cost of Equipment | 0.016312 | 0.016312 | 0.016312 | 0.016312 | 0.016312 | 0.016312 | 0.016312 | 0.016312 | 0.016312 | 0.016312 | 0.016312 | 0.016312 | 0.016312 | 0.016312 | 0.016312 | 0.016312 | 0.016312 | 0.016312 | 0.016312 | 0.016312 | 0.016312 | 0.016312 | 0.016312 | 0.016312 | 0.016312 | 0.016312 | 0.016312
F1_Commercial_Health (ID)_Existing_Food Preparation_Natural Gas_Steamer_E3 | F1 | Commercial | Health (ID) | Existing | Food Preparation | Natural Gas | Steamer | E3 | RVT - Cost of Equipment | 0 | 0 | 0 | 0 | 0 | 0 | 0 | 0 | 0 | 0 | 0 | 0 | 0 | 0 | 0 | 0 | 0 | 0 | 0 | 0 | 0 | 0 | 0 | 0 | 0 | 0 | 0
F1_Commercial_Health (ID)_Existing_Food Preparation_Natural Gas_Steamer_E4 | F1 | Commercial | Health (ID) | Existing | Food Preparation | Natural Gas | Steamer | E4 | RVT - Cost of Equipment | 0 | 0 | 0 | 0 | 0 | 0 | 0 | 0 | 0 | 0 | 0 | 0 | 0 | 0 | 0 | 0 | 0 | 0 | 0 | 0 | 0 | 0 | 0 | 0 | 0 | 0 | 0
F1_Commercial_Health (ID)_Existing_Food Preparation_Natural Gas_Steamer_E5 | F1 | Commercial | Health (ID) | Existing | Food Preparation | Natural Gas | Steamer | E5 | RVT - Cost of Equipment | 0 | 0 | 0 | 0 | 0 | 0 | 0 | 0 | 0 | 0 | 0 | 0 | 0 | 0 | 0 | 0 | 0 | 0 | 0 | 0 | 0 | 0 | 0 | 0 | 0 | 0 | 0
F1_Commercial_Health (ID)_Existing_Food Preparation_Natural Gas_Steamer_E6 | F1 | Commercial | Health (ID) | Existing | Food Preparation | Natural Gas | Steamer | E6 | RVT - Cost of Equipment | 0 | 0 | 0 | 0 | 0 | 0 | 0 | 0 | 0 | 0 | 0 | 0 | 0 | 0 | 0 | 0 | 0 | 0 | 0 | 0 | 0 | 0 | 0 | 0 | 0 | 0 | 0
F1_Commercial_Health (ID)_Existing_Food Preparation_Natural Gas_Steamer_E7 | F1 | Commercial | Health (ID) | Existing | Food Preparation | Natural Gas | Steamer | E7 | RVT - Cost of Equipment | 0 | 0 | 0 | 0 | 0 | 0 | 0 | 0 | 0 | 0 | 0 | 0 | 0 | 0 | 0 | 0 | 0 | 0 | 0 | 0 | 0 | 0 | 0 | 0 | 0 | 0 | 0
F1_Commercial_Health (ID)_Existing_Food Preparation_Natural Gas_Steamer_E8 | F1 | Commercial | Health (ID) | Existing | Food Preparation | Natural Gas | Steamer | E8 | RVT - Cost of Equipment | 0 | 0 | 0 | 0 | 0 | 0 | 0 | 0 | 0 | 0 | 0 | 0 | 0 | 0 | 0 | 0 | 0 | 0 | 0 | 0 | 0 | 0 | 0 | 0 | 0 | 0 | 0
F1_Commercial_Health (ID)_Existing_Food Preparation_Natural Gas_Steamer_E9 | F1 | Commercial | Health (ID) | Existing | Food Preparation | Natural Gas | Steamer | E9 | RVT - Cost of Equipment | 0 | 0 | 0 | 0 | 0 | 0 | 0 | 0 | 0 | 0 | 0 | 0 | 0 | 0 | 0 | 0 | 0 | 0 | 0 | 0 | 0 | 0 | 0 | 0 | 0 | 0 | 0
F1_Commercial_Health (ID)_Existing_Food Preparation_Natural Gas_Steamer_E10 | F1 | Commercial | Health (ID) | Existing | Food Preparation | Natural Gas | Steamer | E10 | RVT - Cost of Equipment | 0 | 0 | 0 | 0 | 0 | 0 | 0 | 0 | 0 | 0 | 0 | 0 | 0 | 0 | 0 | 0 | 0 | 0 | 0 | 0 | 0 | 0 | 0 | 0 | 0 | 0 | 0
F2_Commercial_Health (ID)_Existing_Food Preparation_Natural Gas_Steamer_E1 | F2 | Commercial | Health (ID) | Existing | Food Preparation | Natural Gas | Steamer | E1 | RVT - Cost of Operation | 0.18671 | 0.19024 | 0.19438 | 0.19921 | 0.20473 | 0.21163 | 0.21855 | 0.22512 | 0.23107 | 0.23684 | 0.24281 | 0.24824 | 0.25397 | 0.25939 | 0.26406 | 0.26826 | 0.27183 | 0.27523 | 0.27884 | 0.28222 | 0.28561 | 0.29065 | 0.29574 | 0.30099 | 0.30634 | 0.31178 | 0.31732
F2_Commercial_Health (ID)_Existing_Food Preparation_Natural Gas_Steamer_E2 | F2 | Commercial | Health (ID) | Existing | Food Preparation | Natural Gas | Steamer | E2 | RVT - Cost of Operation | 0.035228 | 0.035893 | 0.036674 | 0.037585 | 0.038628 | 0.03993 | 0.041236 | 0.042475 | 0.043597 | 0.044685 | 0.045812 | 0.046837 | 0.047918 | 0.048941 | 0.049821 | 0.050614 | 0.051286 | 0.051928 | 0.05261 | 0.053247 | 0.053886 | 0.054837 | 0.055798 | 0.056789 | 0.057798 | 0.058825 | 0.05987
F2_Commercial_Health (ID)_Existing_Food Preparation_Natural Gas_Steamer_E3 | F2 | Commercial | Health (ID) | Existing | Food Preparation | Natural Gas | Steamer | E3 | RVT - Cost of Operation | 0 | 0 | 0 | 0 | 0 | 0 | 0 | 0 | 0 | 0 | 0 | 0 | 0 | 0 | 0 | 0 | 0 | 0 | 0 | 0 | 0 | 0 | 0 | 0 | 0 | 0 | 0
F2_Commercial_Health (ID)_Existing_Food Preparation_Natural Gas_Steamer_E4 | F2 | Commercial | Health (ID) | Existing | Food Preparation | Natural Gas | Steamer | E4 | RVT - Cost of Operation | 0 | 0 | 0 | 0 | 0 | 0 | 0 | 0 | 0 | 0 | 0 | 0 | 0 | 0 | 0 | 0 | 0 | 0 | 0 | 0 | 0 | 0 | 0 | 0 | 0 | 0 | 0
F2_Commercial_Health (ID)_Existing_Food Preparation_Natural Gas_Steamer_E5 | F2 | Commercial | Health (ID) | Existing | Food Preparation | Natural Gas | Steamer | E5 | RVT - Cost of Operation | 0 | 0 | 0 | 0 | 0 | 0 | 0 | 0 | 0 | 0 | 0 | 0 | 0 | 0 | 0 | 0 | 0 | 0 | 0 | 0 | 0 | 0 | 0 | 0 | 0 | 0 | 0
F2_Commercial_Health (ID)_Existing_Food Preparation_Natural Gas_Steamer_E6 | F2 | Commercial | Health (ID) | Existing | Food Preparation | Natural Gas | Steamer | E6 | RVT - Cost of Operation | 0 | 0 | 0 | 0 | 0 | 0 | 0 | 0 | 0 | 0 | 0 | 0 | 0 | 0 | 0 | 0 | 0 | 0 | 0 | 0 | 0 | 0 | 0 | 0 | 0 | 0 | 0
F2_Commercial_Health (ID)_Existing_Food Preparation_Natural Gas_Steamer_E7 | F2 | Commercial | Health (ID) | Existing | Food Preparation | Natural Gas | Steamer | E7 | RVT - Cost of Operation | 0 | 0 | 0 | 0 | 0 | 0 | 0 | 0 | 0 | 0 | 0 | 0 | 0 | 0 | 0 | 0 | 0 | 0 | 0 | 0 | 0 | 0 | 0 | 0 | 0 | 0 | 0
F2_Commercial_Health (ID)_Existing_Food Preparation_Natural Gas_Steamer_E8 | F2 | Commercial | Health (ID) | Existing | Food Preparation | Natural Gas | Steamer | E8 | RVT - Cost of Operation | 0 | 0 | 0 | 0 | 0 | 0 | 0 | 0 | 0 | 0 | 0 | 0 | 0 | 0 | 0 | 0 | 0 | 0 | 0 | 0 | 0 | 0 | 0 | 0 | 0 | 0 | 0
F2_Commercial_Health (ID)_Existing_Food Preparation_Natural Gas_Steamer_E9 | F2 | Commercial | Health (ID) | Existing | Food Preparation | Natural Gas | Steamer | E9 | RVT - Cost of Operation | 0 | 0 | 0 | 0 | 0 | 0 | 0 | 0 | 0 | 0 | 0 | 0 | 0 | 0 | 0 | 0 | 0 | 0 | 0 | 0 | 0 | 0 | 0 | 0 | 0 | 0 | 0
F2_Commercial_Health (ID)_Existing_Food Preparation_Natural Gas_Steamer_E10 | F2 | Commercial | Health (ID) | Existing | Food Preparation | Natural Gas | Steamer | E10 | RVT - Cost of Operation | 0 | 0 | 0 | 0 | 0 | 0 | 0 | 0 | 0 | 0 | 0 | 0 | 0 | 0 | 0 | 0 | 0 | 0 | 0 | 0 | 0 | 0 | 0 | 0 | 0 | 0 | 0
F3_Commercial_Health (ID)_Existing_Food Preparation_Natural Gas_Steamer_E1 | F3 | Commercial | Health (ID) | Existing | Food Preparation | Natural Gas | Steamer | E1 | System - kBTUs of Consumption | 44.5423 | 44.5423 | 44.5423 | 44.5423 | 44.5423 | 44.5423 | 44.5423 | 44.5423 | 44.5423 | 44.5423 | 44.5423 | 44.5423 | 44.5423 | 44.5423 | 44.5423 | 44.5423 | 44.5423 | 44.5423 | 44.5423 | 44.5423 | 44.5423 | 44.5423 | 44.5423 | 44.5423 | 44.5423 | 44.5423 | 44.5423
F3_Commercial_Health (ID)_Existing_Food Preparation_Natural Gas_Steamer_E2 | F3 | Commercial | Health (ID) | Existing | Food Preparation | Natural Gas | Steamer | E2 | System - kBTUs of Consumption | 8.404 | 8.404 | 8.404 | 8.404 | 8.404 | 8.404 | 8.404 | 8.404 | 8.404 | 8.404 | 8.404 | 8.404 | 8.404 | 8.404 | 8.404 | 8.404 | 8.404 | 8.404 | 8.404 | 8.404 | 8.404 | 8.404 | 8.404 | 8.404 | 8.404 | 8.404 | 8.404
F3_Commercial_Health (ID)_Existing_Food Preparation_Natural Gas_Steamer_E3 | F3 | Commercial | Health (ID) | Existing | Food Preparation | Natural Gas | Steamer | E3 | System - kBTUs of Consumption | 0 | 0 | 0 | 0 | 0 | 0 | 0 | 0 | 0 | 0 | 0 | 0 | 0 | 0 | 0 | 0 | 0 | 0 | 0 | 0 | 0 | 0 | 0 | 0 | 0 | 0 | 0
F3_Commercial_Health (ID)_Existing_Food Preparation_Natural Gas_Steamer_E4 | F3 | Commercial | Health (ID) | Existing | Food Preparation | Natural Gas | Steamer | E4 | System - kBTUs of Consumption | 0 | 0 | 0 | 0 | 0 | 0 | 0 | 0 | 0 | 0 | 0 | 0 | 0 | 0 | 0 | 0 | 0 | 0 | 0 | 0 | 0 | 0 | 0 | 0 | 0 | 0 | 0
F3_Commercial_Health (ID)_Existing_Food Preparation_Natural Gas_Steamer_E5 | F3 | Commercial | Health (ID) | Existing | Food Preparation | Natural Gas | Steamer | E5 | System - kBTUs of Consumption | 0 | 0 | 0 | 0 | 0 | 0 | 0 | 0 | 0 | 0 | 0 | 0 | 0 | 0 | 0 | 0 | 0 | 0 | 0 | 0 | 0 | 0 | 0 | 0 | 0 | 0 | 0
F3_Commercial_Health (ID)_Existing_Food Preparation_Natural Gas_Steamer_E6 | F3 | Commercial | Health (ID) | Existing | Food Preparation | Natural Gas | Steamer | E6 | System - kBTUs of Consumption | 0 | 0 | 0 | 0 | 0 | 0 | 0 | 0 | 0 | 0 | 0 | 0 | 0 | 0 | 0 | 0 | 0 | 0 | 0 | 0 | 0 | 0 | 0 | 0 | 0 | 0 | 0
F3_Commercial_Health (ID)_Existing_Food Preparation_Natural Gas_Steamer_E7 | F3 | Commercial | Health (ID) | Existing | Food Preparation | Natural Gas | Steamer | E7 | System - kBTUs of Consumption | 0 | 0 | 0 | 0 | 0 | 0 | 0 | 0 | 0 | 0 | 0 | 0 | 0 | 0 | 0 | 0 | 0 | 0 | 0 | 0 | 0 | 0 | 0 | 0 | 0 | 0 | 0
F3_Commercial_Health (ID)_Existing_Food Preparation_Natural Gas_Steamer_E8 | F3 | Commercial | Health (ID) | Existing | Food Preparation | Natural Gas | Steamer | E8 | System - kBTUs of Consumption | 0 | 0 | 0 | 0 | 0 | 0 | 0 | 0 | 0 | 0 | 0 | 0 | 0 | 0 | 0 | 0 | 0 | 0 | 0 | 0 | 0 | 0 | 0 | 0 | 0 | 0 | 0
F3_Commercial_Health (ID)_Existing_Food Preparation_Natural Gas_Steamer_E9 | F3 | Commercial | Health (ID) | Existing | Food Preparation | Natural Gas | Steamer | E9 | System - kBTUs of Consumption | 0 | 0 | 0 | 0 | 0 | 0 | 0 | 0 | 0 | 0 | 0 | 0 | 0 | 0 | 0 | 0 | 0 | 0 | 0 | 0 | 0 | 0 | 0 | 0 | 0 | 0 | 0
F3_Commercial_Health (ID)_Existing_Food Preparation_Natural Gas_Steamer_E10 | F3 | Commercial | Health (ID) | Existing | Food Preparation | Natural Gas | Steamer | E10 | System - kBTUs of Consumption | 0 | 0 | 0 | 0 | 0 | 0 | 0 | 0 | 0 | 0 | 0 | 0 | 0 | 0 | 0 | 0 | 0 | 0 | 0 | 0 | 0 | 0 | 0 | 0 | 0 | 0 | 0
F4_Commercial_Health (ID)_Existing_Food Preparation_Natural Gas_Steamer_E1 | F4 | Commercial | Health (ID) | Existing | Food Preparation | Natural Gas | Steamer | E1 | Utility - Cost of Equipment | 0.015182 | 0.015182 | 0.015182 | 0.015182 | 0.015182 | 0.015182 | 0.015182 | 0.015182 | 0.015182 | 0.015182 | 0.015182 | 0.015182 | 0.015182 | 0.015182 | 0.015182 | 0.015182 | 0.015182 | 0.015182 | 0.015182 | 0.015182 | 0.015182 | 0.015182 | 0.015182 | 0.015182 | 0.015182 | 0.015182 | 0.015182
F4_Commercial_Health (ID)_Existing_Food Preparation_Natural Gas_Steamer_E2 | F4 | Commercial | Health (ID) | Existing | Food Preparation | Natural Gas | Steamer | E2 | Utility - Cost of Equipment | 0.016312 | 0.016312 | 0.016312 | 0.016312 | 0.016312 | 0.016312 | 0.016312 | 0.016312 | 0.016312 | 0.016312 | 0.016312 | 0.016312 | 0.016312 | 0.016312 | 0.016312 | 0.016312 | 0.016312 | 0.016312 | 0.016312 | 0.016312 | 0.016312 | 0.016312 | 0.016312 | 0.016312 | 0.016312 | 0.016312 | 0.016312
F4_Commercial_Health (ID)_Existing_Food Preparation_Natural Gas_Steamer_E3 | F4 | Commercial | Health (ID) | Existing | Food Preparation | Natural Gas | Steamer | E3 | Utility - Cost of Equipment | 0 | 0 | 0 | 0 | 0 | 0 | 0 | 0 | 0 | 0 | 0 | 0 | 0 | 0 | 0 | 0 | 0 | 0 | 0 | 0 | 0 | 0 | 0 | 0 | 0 | 0 | 0
F4_Commercial_Health (ID)_Existing_Food Preparation_Natural Gas_Steamer_E4 | F4 | Commercial | Health (ID) | Existing | Food Preparation | Natural Gas | Steamer | E4 | Utility - Cost of Equipment | 0 | 0 | 0 | 0 | 0 | 0 | 0 | 0 | 0 | 0 | 0 | 0 | 0 | 0 | 0 | 0 | 0 | 0 | 0 | 0 | 0 | 0 | 0 | 0 | 0 | 0 | 0
F4_Commercial_Health (ID)_Existing_Food Preparation_Natural Gas_Steamer_E5 | F4 | Commercial | Health (ID) | Existing | Food Preparation | Natural Gas | Steamer | E5 | Utility - Cost of Equipment | 0 | 0 | 0 | 0 | 0 | 0 | 0 | 0 | 0 | 0 | 0 | 0 | 0 | 0 | 0 | 0 | 0 | 0 | 0 | 0 | 0 | 0 | 0 | 0 | 0 | 0 | 0
F4_Commercial_Health (ID)_Existing_Food Preparation_Natural Gas_Steamer_E6 | F4 | Commercial | Health (ID) | Existing | Food Preparation | Natural Gas | Steamer | E6 | Utility - Cost of Equipment | 0 | 0 | 0 | 0 | 0 | 0 | 0 | 0 | 0 | 0 | 0 | 0 | 0 | 0 | 0 | 0 | 0 | 0 | 0 | 0 | 0 | 0 | 0 | 0 | 0 | 0 | 0
F4_Commercial_Health (ID)_Existing_Food Preparation_Natural Gas_Steamer_E7 | F4 | Commercial | Health (ID) | Existing | Food Preparation | Natural Gas | Steamer | E7 | Utility - Cost of Equipment | 0 | 0 | 0 | 0 | 0 | 0 | 0 | 0 | 0 | 0 | 0 | 0 | 0 | 0 | 0 | 0 | 0 | 0 | 0 | 0 | 0 | 0 | 0 | 0 | 0 | 0 | 0
F4_Commercial_Health (ID)_Existing_Food Preparation_Natural Gas_Steamer_E8 | F4 | Commercial | Health (ID) | Existing | Food Preparation | Natural Gas | Steamer | E8 | Utility - Cost of Equipment | 0 | 0 | 0 | 0 | 0 | 0 | 0 | 0 | 0 | 0 | 0 | 0 | 0 | 0 | 0 | 0 | 0 | 0 | 0 | 0 | 0 | 0 | 0 | 0 | 0 | 0 | 0
F4_Commercial_Health (ID)_Existing_Food Preparation_Natural Gas_Steamer_E9 | F4 | Commercial | Health (ID) | Existing | Food Preparation | Natural Gas | Steamer | E9 | Utility - Cost of Equipment | 0 | 0 | 0 | 0 | 0 | 0 | 0 | 0 | 0 | 0 | 0 | 0 | 0 | 0 | 0 | 0 | 0 | 0 | 0 | 0 | 0 | 0 | 0 | 0 | 0 | 0 | 0
F4_Commercial_Health (ID)_Existing_Food Preparation_Natural Gas_Steamer_E10 | F4 | Commercial | Health (ID) | Existing | Food Preparation | Natural Gas | Steamer | E10 | Utility - Cost of Equipment | 0 | 0 | 0 | 0 | 0 | 0 | 0 | 0 | 0 | 0 | 0 | 0 | 0 | 0 | 0 | 0 | 0 | 0 | 0 | 0 | 0 | 0 | 0 | 0 | 0 | 0 | 0
F5_Commercial_Health (ID)_Existing_Food Preparation_Natural Gas_Steamer_E1 | F5 | Commercial | Health (ID) | Existing | Food Preparation | Natural Gas | Steamer | E1 | Utility - Cost of Operation | 0.15853 | 0.16252 | 0.16725 | 0.17268 | 0.17881 | 0.18628 | 0.19396 | 0.20157 | 0.20889 | 0.21632 | 0.22222 | 0.22776 | 0.23371 | 0.23953 | 0.24473 | 0.24961 | 0.25397 | 0.25829 | 0.26289 | 0.26739 | 0.272 | 0.2768 | 0.28166 | 0.28666 | 0.29175 | 0.29694 | 0.30221
F5_Commercial_Health (ID)_Existing_Food Preparation_Natural Gas_Steamer_E2 | F5 | Commercial | Health (ID) | Existing | Food Preparation | Natural Gas | Steamer | E2 | Utility - Cost of Operation | 0.02991 | 0.030664 | 0.031557 | 0.03258 | 0.033737 | 0.035146 | 0.036595 | 0.03803 | 0.039412 | 0.040813 | 0.041928 | 0.042972 | 0.044094 | 0.045193 | 0.046175 | 0.047094 | 0.047918 | 0.048732 | 0.049601 | 0.050449 | 0.05132 | 0.052226 | 0.053141 | 0.054085 | 0.055046 | 0.056024 | 0.057019
F5_Commercial_Health (ID)_Existing_Food Preparation_Natural Gas_Steamer_E3 | F5 | Commercial | Health (ID) | Existing | Food Preparation | Natural Gas | Steamer | E3 | Utility - Cost of Operation | 0 | 0 | 0 | 0 | 0 | 0 | 0 | 0 | 0 | 0 | 0 | 0 | 0 | 0 | 0 | 0 | 0 | 0 | 0 | 0 | 0 | 0 | 0 | 0 | 0 | 0 | 0
F5_Commercial_Health (ID)_Existing_Food Preparation_Natural Gas_Steamer_E4 | F5 | Commercial | Health (ID) | Existing | Food Preparation | Natural Gas | Steamer | E4 | Utility - Cost of Operation | 0 | 0 | 0 | 0 | 0 | 0 | 0 | 0 | 0 | 0 | 0 | 0 | 0 | 0 | 0 | 0 | 0 | 0 | 0 | 0 | 0 | 0 | 0 | 0 | 0 | 0 | 0
F5_Commercial_Health (ID)_Existing_Food Preparation_Natural Gas_Steamer_E5 | F5 | Commercial | Health (ID) | Existing | Food Preparation | Natural Gas | Steamer | E5 | Utility - Cost of Operation | 0 | 0 | 0 | 0 | 0 | 0 | 0 | 0 | 0 | 0 | 0 | 0 | 0 | 0 | 0 | 0 | 0 | 0 | 0 | 0 | 0 | 0 | 0 | 0 | 0 | 0 | 0
F5_Commercial_Health (ID)_Existing_Food Preparation_Natural Gas_Steamer_E6 | F5 | Commercial | Health (ID) | Existing | Food Preparation | Natural Gas | Steamer | E6 | Utility - Cost of Operation | 0 | 0 | 0 | 0 | 0 | 0 | 0 | 0 | 0 | 0 | 0 | 0 | 0 | 0 | 0 | 0 | 0 | 0 | 0 | 0 | 0 | 0 | 0 | 0 | 0 | 0 | 0
F5_Commercial_Health (ID)_Existing_Food Preparation_Natural Gas_Steamer_E7 | F5 | Commercial | Health (ID) | Existing | Food Preparation | Natural Gas | Steamer | E7 | Utility - Cost of Operation | 0 | 0 | 0 | 0 | 0 | 0 | 0 | 0 | 0 | 0 | 0 | 0 | 0 | 0 | 0 | 0 | 0 | 0 | 0 | 0 | 0 | 0 | 0 | 0 | 0 | 0 | 0
F5_Commercial_Health (ID)_Existing_Food Preparation_Natural Gas_Steamer_E8 | F5 | Commercial | Health (ID) | Existing | Food Preparation | Natural Gas | Steamer | E8 | Utility - Cost of Operation | 0 | 0 | 0 | 0 | 0 | 0 | 0 | 0 | 0 | 0 | 0 | 0 | 0 | 0 | 0 | 0 | 0 | 0 | 0 | 0 | 0 | 0 | 0 | 0 | 0 | 0 | 0
F5_Commercial_Health (ID)_Existing_Food Preparation_Natural Gas_Steamer_E9 | F5 | Commercial | Health (ID) | Existing | Food Preparation | Natural Gas | Steamer | E9 | Utility - Cost of Operation | 0 | 0 | 0 | 0 | 0 | 0 | 0 | 0 | 0 | 0 | 0 | 0 | 0 | 0 | 0 | 0 | 0 | 0 | 0 | 0 | 0 | 0 | 0 | 0 | 0 | 0 | 0
F5_Commercial_Health (ID)_Existing_Food Preparation_Natural Gas_Steamer_E10 | F5 | Commercial | Health (ID) | Existing | Food Preparation | Natural Gas | Steamer | E10 | Utility - Cost of Operation | 0 | 0 | 0 | 0 | 0 | 0 | 0 | 0 | 0 | 0 | 0 | 0 | 0 | 0 | 0 | 0 | 0 | 0 | 0 | 0 | 0 | 0 | 0 | 0 | 0 | 0 | 0
F6_Commercial_Health (ID)_Existing_Food Preparation_Natural Gas_Steamer_E1 | F6 | Commercial | Health (ID) | Existing | Food Preparation | Natural Gas | Steamer | E1 | Utility - Value of Sales | 0.18671 | 0.19024 | 0.19438 | 0.19921 | 0.20473 | 0.21163 | 0.21855 | 0.22512 | 0.23107 | 0.23684 | 0.24281 | 0.24824 | 0.25397 | 0.25939 | 0.26406 | 0.26826 | 0.27183 | 0.27523 | 0.27884 | 0.28222 | 0.28561 | 0.29065 | 0.29574 | 0.30099 | 0.30634 | 0.31178 | 0.31732
F6_Commercial_Health (ID)_Existing_Food Preparation_Natural Gas_Steamer_E2 | F6 | Commercial | Health (ID) | Existing | Food Preparation | Natural Gas | Steamer | E2 | Utility - Value of Sales | 0.035228 | 0.035893 | 0.036674 | 0.037585 | 0.038628 | 0.03993 | 0.041236 | 0.042475 | 0.043597 | 0.044685 | 0.045812 | 0.046837 | 0.047918 | 0.048941 | 0.049821 | 0.050614 | 0.051286 | 0.051928 | 0.05261 | 0.053247 | 0.053886 | 0.054837 | 0.055798 | 0.056789 | 0.057798 | 0.058825 | 0.05987
F6_Commercial_Health (ID)_Existing_Food Preparation_Natural Gas_Steamer_E3 | F6 | Commercial | Health (ID) | Existing | Food Preparation | Natural Gas | Steamer | E3 | Utility - Value of Sales | 0 | 0 | 0 | 0 | 0 | 0 | 0 | 0 | 0 | 0 | 0 | 0 | 0 | 0 | 0 | 0 | 0 | 0 | 0 | 0 | 0 | 0 | 0 | 0 | 0 | 0 | 0
F6_Commercial_Health (ID)_Existing_Food Preparation_Natural Gas_Steamer_E4 | F6 | Commercial | Health (ID) | Existing | Food Preparation | Natural Gas | Steamer | E4 | Utility - Value of Sales | 0 | 0 | 0 | 0 | 0 | 0 | 0 | 0 | 0 | 0 | 0 | 0 | 0 | 0 | 0 | 0 | 0 | 0 | 0 | 0 | 0 | 0 | 0 | 0 | 0 | 0 | 0
F6_Commercial_Health (ID)_Existing_Food Preparation_Natural Gas_Steamer_E5 | F6 | Commercial | Health (ID) | Existing | Food Preparation | Natural Gas | Steamer | E5 | Utility - Value of Sales | 0 | 0 | 0 | 0 | 0 | 0 | 0 | 0 | 0 | 0 | 0 | 0 | 0 | 0 | 0 | 0 | 0 | 0 | 0 | 0 | 0 | 0 | 0 | 0 | 0 | 0 | 0
F6_Commercial_Health (ID)_Existing_Food Preparation_Natural Gas_Steamer_E6 | F6 | Commercial | Health (ID) | Existing | Food Preparation | Natural Gas | Steamer | E6 | Utility - Value of Sales | 0 | 0 | 0 | 0 | 0 | 0 | 0 | 0 | 0 | 0 | 0 | 0 | 0 | 0 | 0 | 0 | 0 | 0 | 0 | 0 | 0 | 0 | 0 | 0 | 0 | 0 | 0
F6_Commercial_Health (ID)_Existing_Food Preparation_Natural Gas_Steamer_E7 | F6 | Commercial | Health (ID) | Existing | Food Preparation | Natural Gas | Steamer | E7 | Utility - Value of Sales | 0 | 0 | 0 | 0 | 0 | 0 | 0 | 0 | 0 | 0 | 0 | 0 | 0 | 0 | 0 | 0 | 0 | 0 | 0 | 0 | 0 | 0 | 0 | 0 | 0 | 0 | 0
F6_Commercial_Health (ID)_Existing_Food Preparation_Natural Gas_Steamer_E8 | F6 | Commercial | Health (ID) | Existing | Food Preparation | Natural Gas | Steamer | E8 | Utility - Value of Sales | 0 | 0 | 0 | 0 | 0 | 0 | 0 | 0 | 0 | 0 | 0 | 0 | 0 | 0 | 0 | 0 | 0 | 0 | 0 | 0 | 0 | 0 | 0 | 0 | 0 | 0 | 0
F6_Commercial_Health (ID)_Existing_Food Preparation_Natural Gas_Steamer_E9 | F6 | Commercial | Health (ID) | Existing | Food Preparation | Natural Gas | Steamer | E9 | Utility - Value of Sales | 0 | 0 | 0 | 0 | 0 | 0 | 0 | 0 | 0 | 0 | 0 | 0 | 0 | 0 | 0 | 0 | 0 | 0 | 0 | 0 | 0 | 0 | 0 | 0 | 0 | 0 | 0
F6_Commercial_Health (ID)_Existing_Food Preparation_Natural Gas_Steamer_E10 | F6 | Commercial | Health (ID) | Existing | Food Preparation | Natural Gas | Steamer | E10 | Utility - Value of Sales | 0 | 0 | 0 | 0 | 0 | 0 | 0 | 0 | 0 | 0 | 0 | 0 | 0 | 0 | 0 | 0 | 0 | 0 | 0 | 0 | 0 | 0 | 0 | 0 | 0 | 0 | 0
F1_Commercial_Health (ID)_Existing_Food Preparation_Natural Gas_Food Prep Other_E1 | F1 | Commercial | Health (ID) | Existing | Food Preparation | Natural Gas | Food Prep Other | E1 | RVT - Cost of Equipment | 0.010669 | 0.010669 | 0.010669 | 0.010669 | 0.010669 | 0.010669 | 0.010669 | 0.010669 | 0.010669 | 0.010669 | 0.010669 | 0.010669 | 0.010669 | 0.010669 | 0.010669 | 0.010669 | 0.010669 | 0.010669 | 0.010669 | 0.010669 | 0.010669 | 0.010669 | 0.010669 | 0.010669 | 0.010669 | 0.010669 | 0.010669
F1_Commercial_Health (ID)_Existing_Food Preparation_Natural Gas_Food Prep Other_E2 | F1 | Commercial | Health (ID) | Existing | Food Preparation | Natural Gas | Food Prep Other | E2 | RVT - Cost of Equipment | 0.01068 | 0.01068 | 0.01068 | 0.01068 | 0.01068 | 0.01068 | 0.01068 | 0.01068 | 0.01068 | 0.01068 | 0.01068 | 0.01068 | 0.01068 | 0.01068 | 0.01068 | 0.01068 | 0.01068 | 0.01068 | 0.01068 | 0.01068 | 0.01068 | 0.01068 | 0.01068 | 0.01068 | 0.01068 | 0.01068 | 0.01068
F1_Commercial_Health (ID)_Existing_Food Preparation_Natural Gas_Food Prep Other_E3 | F1 | Commercial | Health (ID) | Existing | Food Preparation | Natural Gas | Food Prep Other | E3 | RVT - Cost of Equipment | 0 | 0 | 0 | 0 | 0 | 0 | 0 | 0 | 0 | 0 | 0 | 0 | 0 | 0 | 0 | 0 | 0 | 0 | 0 | 0 | 0 | 0 | 0 | 0 | 0 | 0 | 0
F1_Commercial_Health (ID)_Existing_Food Preparation_Natural Gas_Food Prep Other_E4 | F1 | Commercial | Health (ID) | Existing | Food Preparation | Natural Gas | Food Prep Other | E4 | RVT - Cost of Equipment | 0 | 0 | 0 | 0 | 0 | 0 | 0 | 0 | 0 | 0 | 0 | 0 | 0 | 0 | 0 | 0 | 0 | 0 | 0 | 0 | 0 | 0 | 0 | 0 | 0 | 0 | 0
F1_Commercial_Health (ID)_Existing_Food Preparation_Natural Gas_Food Prep Other_E5 | F1 | Commercial | Health (ID) | Existing | Food Preparation | Natural Gas | Food Prep Other | E5 | RVT - Cost of Equipment | 0 | 0 | 0 | 0 | 0 | 0 | 0 | 0 | 0 | 0 | 0 | 0 | 0 | 0 | 0 | 0 | 0 | 0 | 0 | 0 | 0 | 0 | 0 | 0 | 0 | 0 | 0
F1_Commercial_Health (ID)_Existing_Food Preparation_Natural Gas_Food Prep Other_E6 | F1 | Commercial | Health (ID) | Existing | Food Preparation | Natural Gas | Food Prep Other | E6 | RVT - Cost of Equipment | 0 | 0 | 0 | 0 | 0 | 0 | 0 | 0 | 0 | 0 | 0 | 0 | 0 | 0 | 0 | 0 | 0 | 0 | 0 | 0 | 0 | 0 | 0 | 0 | 0 | 0 | 0
F1_Commercial_Health (ID)_Existing_Food Preparation_Natural Gas_Food Prep Other_E7 | F1 | Commercial | Health (ID) | Existing | Food Preparation | Natural Gas | Food Prep Other | E7 | RVT - Cost of Equipment | 0 | 0 | 0 | 0 | 0 | 0 | 0 | 0 | 0 | 0 | 0 | 0 | 0 | 0 | 0 | 0 | 0 | 0 | 0 | 0 | 0 | 0 | 0 | 0 | 0 | 0 | 0
F1_Commercial_Health (ID)_Existing_Food Preparation_Natural Gas_Food Prep Other_E8 | F1 | Commercial | Health (ID) | Existing | Food Preparation | Natural Gas | Food Prep Other | E8 | RVT - Cost of Equipment | 0 | 0 | 0 | 0 | 0 | 0 | 0 | 0 | 0 | 0 | 0 | 0 | 0 | 0 | 0 | 0 | 0 | 0 | 0 | 0 | 0 | 0 | 0 | 0 | 0 | 0 | 0
F1_Commercial_Health (ID)_Existing_Food Preparation_Natural Gas_Food Prep Other_E9 | F1 | Commercial | Health (ID) | Existing | Food Preparation | Natural Gas | Food Prep Other | E9 | RVT - Cost of Equipment | 0 | 0 | 0 | 0 | 0 | 0 | 0 | 0 | 0 | 0 | 0 | 0 | 0 | 0 | 0 | 0 | 0 | 0 | 0 | 0 | 0 | 0 | 0 | 0 | 0 | 0 | 0
F1_Commercial_Health (ID)_Existing_Food Preparation_Natural Gas_Food Prep Other_E10 | F1 | Commercial | Health (ID) | Existing | Food Preparation | Natural Gas | Food Prep Other | E10 | RVT - Cost of Equipment | 0 | 0 | 0 | 0 | 0 | 0 | 0 | 0 | 0 | 0 | 0 | 0 | 0 | 0 | 0 | 0 | 0 | 0 | 0 | 0 | 0 | 0 | 0 | 0 | 0 | 0 | 0
F2_Commercial_Health (ID)_Existing_Food Preparation_Natural Gas_Food Prep Other_E1 | F2 | Commercial | Health (ID) | Existing | Food Preparation | Natural Gas | Food Prep Other | E1 | RVT - Cost of Operation | 0.039443 | 0.040099 | 0.040899 | 0.041872 | 0.043029 | 0.044558 | 0.046126 | 0.047644 | 0.049041 | 0.050382 | 0.05176 | 0.052991 | 0.054275 | 0.055461 | 0.056461 | 0.057346 | 0.058073 | 0.058757 | 0.059492 | 0.060165 | 0.060839 | 0.061912 | 0.062995 | 0.064114 | 0.065253 | 0.066412 | 0.067592
F2_Commercial_Health (ID)_Existing_Food Preparation_Natural Gas_Food Prep Other_E2 | F2 | Commercial | Health (ID) | Existing | Food Preparation | Natural Gas | Food Prep Other | E2 | RVT - Cost of Operation | 0.039442 | 0.040099 | 0.040899 | 0.041872 | 0.043028 | 0.044558 | 0.046126 | 0.047644 | 0.04904 | 0.050382 | 0.05176 | 0.05299 | 0.054274 | 0.055461 | 0.05646 | 0.057346 | 0.058072 | 0.058757 | 0.059491 | 0.060165 | 0.060839 | 0.061911 | 0.062994 | 0.064113 | 0.065252 | 0.066412 | 0.067592
F2_Commercial_Health (ID)_Existing_Food Preparation_Natural Gas_Food Prep Other_E3 | F2 | Commercial | Health (ID) | Existing | Food Preparation | Natural Gas | Food Prep Other | E3 | RVT - Cost of Operation | 0 | 0 | 0 | 0 | 0 | 0 | 0 | 0 | 0 | 0 | 0 | 0 | 0 | 0 | 0 | 0 | 0 | 0 | 0 | 0 | 0 | 0 | 0 | 0 | 0 | 0 | 0
F2_Commercial_Health (ID)_Existing_Food Preparation_Natural Gas_Food Prep Other_E4 | F2 | Commercial | Health (ID) | Existing | Food Preparation | Natural Gas | Food Prep Other | E4 | RVT - Cost of Operation | 0 | 0 | 0 | 0 | 0 | 0 | 0 | 0 | 0 | 0 | 0 | 0 | 0 | 0 | 0 | 0 | 0 | 0 | 0 | 0 | 0 | 0 | 0 | 0 | 0 | 0 | 0
F2_Commercial_Health (ID)_Existing_Food Preparation_Natural Gas_Food Prep Other_E5 | F2 | Commercial | Health (ID) | Existing | Food Preparation | Natural Gas | Food Prep Other | E5 | RVT - Cost of Operation | 0 | 0 | 0 | 0 | 0 | 0 | 0 | 0 | 0 | 0 | 0 | 0 | 0 | 0 | 0 | 0 | 0 | 0 | 0 | 0 | 0 | 0 | 0 | 0 | 0 | 0 | 0
F2_Commercial_Health (ID)_Existing_Food Preparation_Natural Gas_Food Prep Other_E6 | F2 | Commercial | Health (ID) | Existing | Food Preparation | Natural Gas | Food Prep Other | E6 | RVT - Cost of Operation | 0 | 0 | 0 | 0 | 0 | 0 | 0 | 0 | 0 | 0 | 0 | 0 | 0 | 0 | 0 | 0 | 0 | 0 | 0 | 0 | 0 | 0 | 0 | 0 | 0 | 0 | 0
F2_Commercial_Health (ID)_Existing_Food Preparation_Natural Gas_Food Prep Other_E7 | F2 | Commercial | Health (ID) | Existing | Food Preparation | Natural Gas | Food Prep Other | E7 | RVT - Cost of Operation | 0 | 0 | 0 | 0 | 0 | 0 | 0 | 0 | 0 | 0 | 0 | 0 | 0 | 0 | 0 | 0 | 0 | 0 | 0 | 0 | 0 | 0 | 0 | 0 | 0 | 0 | 0
F2_Commercial_Health (ID)_Existing_Food Preparation_Natural Gas_Food Prep Other_E8 | F2 | Commercial | Health (ID) | Existing | Food Preparation | Natural Gas | Food Prep Other | E8 | RVT - Cost of Operation | 0 | 0 | 0 | 0 | 0 | 0 | 0 | 0 | 0 | 0 | 0 | 0 | 0 | 0 | 0 | 0 | 0 | 0 | 0 | 0 | 0 | 0 | 0 | 0 | 0 | 0 | 0
F2_Commercial_Health (ID)_Existing_Food Preparation_Natural Gas_Food Prep Other_E9 | F2 | Commercial | Health (ID) | Existing | Food Preparation | Natural Gas | Food Prep Other | E9 | RVT - Cost of Operation | 0 | 0 | 0 | 0 | 0 | 0 | 0 | 0 | 0 | 0 | 0 | 0 | 0 | 0 | 0 | 0 | 0 | 0 | 0 | 0 | 0 | 0 | 0 | 0 | 0 | 0 | 0
F2_Commercial_Health (ID)_Existing_Food Preparation_Natural Gas_Food Prep Other_E10 | F2 | Commercial | Health (ID) | Existing | Food Preparation | Natural Gas | Food Prep Other | E10 | RVT - Cost of Operation | 0 | 0 | 0 | 0 | 0 | 0 | 0 | 0 | 0 | 0 | 0 | 0 | 0 | 0 | 0 | 0 | 0 | 0 | 0 | 0 | 0 | 0 | 0 | 0 | 0 | 0 | 0
F3_Commercial_Health (ID)_Existing_Food Preparation_Natural Gas_Food Prep Other_E1 | F3 | Commercial | Health (ID) | Existing | Food Preparation | Natural Gas | Food Prep Other | E1 | System - kBTUs of Consumption | 9.5605 | 9.5605 | 9.5605 | 9.5605 | 9.5605 | 9.5605 | 9.5605 | 9.5605 | 9.5605 | 9.5605 | 9.5605 | 9.5605 | 9.5605 | 9.5605 | 9.5605 | 9.5605 | 9.5605 | 9.5605 | 9.5605 | 9.5605 | 9.5605 | 9.5605 | 9.5605 | 9.5605 | 9.5605 | 9.5605 | 9.5605
F3_Commercial_Health (ID)_Existing_Food Preparation_Natural Gas_Food Prep Other_E2 | F3 | Commercial | Health (ID) | Existing | Food Preparation | Natural Gas | Food Prep Other | E2 | System - kBTUs of Consumption | 9.5605 | 9.5605 | 9.5605 | 9.5605 | 9.5605 | 9.5605 | 9.5605 | 9.5605 | 9.5605 | 9.5605 | 9.5605 | 9.5605 | 9.5605 | 9.5605 | 9.5605 | 9.5605 | 9.5605 | 9.5605 | 9.5605 | 9.5605 | 9.5605 | 9.5605 | 9.5605 | 9.5605 | 9.5605 | 9.5605 | 9.5605
F3_Commercial_Health (ID)_Existing_Food Preparation_Natural Gas_Food Prep Other_E3 | F3 | Commercial | Health (ID) | Existing | Food Preparation | Natural Gas | Food Prep Other | E3 | System - kBTUs of Consumption | 0 | 0 | 0 | 0 | 0 | 0 | 0 | 0 | 0 | 0 | 0 | 0 | 0 | 0 | 0 | 0 | 0 | 0 | 0 | 0 | 0 | 0 | 0 | 0 | 0 | 0 | 0
F3_Commercial_Health (ID)_Existing_Food Preparation_Natural Gas_Food Prep Other_E4 | F3 | Commercial | Health (ID) | Existing | Food Preparation | Natural Gas | Food Prep Other | E4 | System - kBTUs of Consumption | 0 | 0 | 0 | 0 | 0 | 0 | 0 | 0 | 0 | 0 | 0 | 0 | 0 | 0 | 0 | 0 | 0 | 0 | 0 | 0 | 0 | 0 | 0 | 0 | 0 | 0 | 0
F3_Commercial_Health (ID)_Existing_Food Preparation_Natural Gas_Food Prep Other_E5 | F3 | Commercial | Health (ID) | Existing | Food Preparation | Natural Gas | Food Prep Other | E5 | System - kBTUs of Consumption | 0 | 0 | 0 | 0 | 0 | 0 | 0 | 0 | 0 | 0 | 0 | 0 | 0 | 0 | 0 | 0 | 0 | 0 | 0 | 0 | 0 | 0 | 0 | 0 | 0 | 0 | 0
F3_Commercial_Health (ID)_Existing_Food Preparation_Natural Gas_Food Prep Other_E6 | F3 | Commercial | Health (ID) | Existing | Food Preparation | Natural Gas | Food Prep Other | E6 | System - kBTUs of Consumption | 0 | 0 | 0 | 0 | 0 | 0 | 0 | 0 | 0 | 0 | 0 | 0 | 0 | 0 | 0 | 0 | 0 | 0 | 0 | 0 | 0 | 0 | 0 | 0 | 0 | 0 | 0
F3_Commercial_Health (ID)_Existing_Food Preparation_Natural Gas_Food Prep Other_E7 | F3 | Commercial | Health (ID) | Existing | Food Preparation | Natural Gas | Food Prep Other | E7 | System - kBTUs of Consumption | 0 | 0 | 0 | 0 | 0 | 0 | 0 | 0 | 0 | 0 | 0 | 0 | 0 | 0 | 0 | 0 | 0 | 0 | 0 | 0 | 0 | 0 | 0 | 0 | 0 | 0 | 0
F3_Commercial_Health (ID)_Existing_Food Preparation_Natural Gas_Food Prep Other_E8 | F3 | Commercial | Health (ID) | Existing | Food Preparation | Natural Gas | Food Prep Other | E8 | System - kBTUs of Consumption | 0 | 0 | 0 | 0 | 0 | 0 | 0 | 0 | 0 | 0 | 0 | 0 | 0 | 0 | 0 | 0 | 0 | 0 | 0 | 0 | 0 | 0 | 0 | 0 | 0 | 0 | 0
F3_Commercial_Health (ID)_Existing_Food Preparation_Natural Gas_Food Prep Other_E9 | F3 | Commercial | Health (ID) | Existing | Food Preparation | Natural Gas | Food Prep Other | E9 | System - kBTUs of Consumption | 0 | 0 | 0 | 0 | 0 | 0 | 0 | 0 | 0 | 0 | 0 | 0 | 0 | 0 | 0 | 0 | 0 | 0 | 0 | 0 | 0 | 0 | 0 | 0 | 0 | 0 | 0
F3_Commercial_Health (ID)_Existing_Food Preparation_Natural Gas_Food Prep Other_E10 | F3 | Commercial | Health (ID) | Existing | Food Preparation | Natural Gas | Food Prep Other | E10 | System - kBTUs of Consumption | 0 | 0 | 0 | 0 | 0 | 0 | 0 | 0 | 0 | 0 | 0 | 0 | 0 | 0 | 0 | 0 | 0 | 0 | 0 | 0 | 0 | 0 | 0 | 0 | 0 | 0 | 0
F4_Commercial_Health (ID)_Existing_Food Preparation_Natural Gas_Food Prep Other_E1 | F4 | Commercial | Health (ID) | Existing | Food Preparation | Natural Gas | Food Prep Other | E1 | Utility - Cost of Equipment | 0.010669 | 0.010669 | 0.010669 | 0.010669 | 0.010669 | 0.010669 | 0.010669 | 0.010669 | 0.010669 | 0.010669 | 0.010669 | 0.010669 | 0.010669 | 0.010669 | 0.010669 | 0.010669 | 0.010669 | 0.010669 | 0.010669 | 0.010669 | 0.010669 | 0.010669 | 0.010669 | 0.010669 | 0.010669 | 0.010669 | 0.010669
F4_Commercial_Health (ID)_Existing_Food Preparation_Natural Gas_Food Prep Other_E2 | F4 | Commercial | Health (ID) | Existing | Food Preparation | Natural Gas | Food Prep Other | E2 | Utility - Cost of Equipment | 0.01068 | 0.01068 | 0.01068 | 0.01068 | 0.01068 | 0.01068 | 0.01068 | 0.01068 | 0.01068 | 0.01068 | 0.01068 | 0.01068 | 0.01068 | 0.01068 | 0.01068 | 0.01068 | 0.01068 | 0.01068 | 0.01068 | 0.01068 | 0.01068 | 0.01068 | 0.01068 | 0.01068 | 0.01068 | 0.01068 | 0.01068
F4_Commercial_Health (ID)_Existing_Food Preparation_Natural Gas_Food Prep Other_E3 | F4 | Commercial | Health (ID) | Existing | Food Preparation | Natural Gas | Food Prep Other | E3 | Utility - Cost of Equipment | 0 | 0 | 0 | 0 | 0 | 0 | 0 | 0 | 0 | 0 | 0 | 0 | 0 | 0 | 0 | 0 | 0 | 0 | 0 | 0 | 0 | 0 | 0 | 0 | 0 | 0 | 0
F4_Commercial_Health (ID)_Existing_Food Preparation_Natural Gas_Food Prep Other_E4 | F4 | Commercial | Health (ID) | Existing | Food Preparation | Natural Gas | Food Prep Other | E4 | Utility - Cost of Equipment | 0 | 0 | 0 | 0 | 0 | 0 | 0 | 0 | 0 | 0 | 0 | 0 | 0 | 0 | 0 | 0 | 0 | 0 | 0 | 0 | 0 | 0 | 0 | 0 | 0 | 0 | 0
F4_Commercial_Health (ID)_Existing_Food Preparation_Natural Gas_Food Prep Other_E5 | F4 | Commercial | Health (ID) | Existing | Food Preparation | Natural Gas | Food Prep Other | E5 | Utility - Cost of Equipment | 0 | 0 | 0 | 0 | 0 | 0 | 0 | 0 | 0 | 0 | 0 | 0 | 0 | 0 | 0 | 0 | 0 | 0 | 0 | 0 | 0 | 0 | 0 | 0 | 0 | 0 | 0
F4_Commercial_Health (ID)_Existing_Food Preparation_Natural Gas_Food Prep Other_E6 | F4 | Commercial | Health (ID) | Existing | Food Preparation | Natural Gas | Food Prep Other | E6 | Utility - Cost of Equipment | 0 | 0 | 0 | 0 | 0 | 0 | 0 | 0 | 0 | 0 | 0 | 0 | 0 | 0 | 0 | 0 | 0 | 0 | 0 | 0 | 0 | 0 | 0 | 0 | 0 | 0 | 0
F4_Commercial_Health (ID)_Existing_Food Preparation_Natural Gas_Food Prep Other_E7 | F4 | Commercial | Health (ID) | Existing | Food Preparation | Natural Gas | Food Prep Other | E7 | Utility - Cost of Equipment | 0 | 0 | 0 | 0 | 0 | 0 | 0 | 0 | 0 | 0 | 0 | 0 | 0 | 0 | 0 | 0 | 0 | 0 | 0 | 0 | 0 | 0 | 0 | 0 | 0 | 0 | 0
F4_Commercial_Health (ID)_Existing_Food Preparation_Natural Gas_Food Prep Other_E8 | F4 | Commercial | Health (ID) | Existing | Food Preparation | Natural Gas | Food Prep Other | E8 | Utility - Cost of Equipment | 0 | 0 | 0 | 0 | 0 | 0 | 0 | 0 | 0 | 0 | 0 | 0 | 0 | 0 | 0 | 0 | 0 | 0 | 0 | 0 | 0 | 0 | 0 | 0 | 0 | 0 | 0
F4_Commercial_Health (ID)_Existing_Food Preparation_Natural Gas_Food Prep Other_E9 | F4 | Commercial | Health (ID) | Existing | Food Preparation | Natural Gas | Food Prep Other | E9 | Utility - Cost of Equipment | 0 | 0 | 0 | 0 | 0 | 0 | 0 | 0 | 0 | 0 | 0 | 0 | 0 | 0 | 0 | 0 | 0 | 0 | 0 | 0 | 0 | 0 | 0 | 0 | 0 | 0 | 0
F4_Commercial_Health (ID)_Existing_Food Preparation_Natural Gas_Food Prep Other_E10 | F4 | Commercial | Health (ID) | Existing | Food Preparation | Natural Gas | Food Prep Other | E10 | Utility - Cost of Equipment | 0 | 0 | 0 | 0 | 0 | 0 | 0 | 0 | 0 | 0 | 0 | 0 | 0 | 0 | 0 | 0 | 0 | 0 | 0 | 0 | 0 | 0 | 0 | 0 | 0 | 0 | 0
F5_Commercial_Health (ID)_Existing_Food Preparation_Natural Gas_Food Prep Other_E1 | F5 | Commercial | Health (ID) | Existing | Food Preparation | Natural Gas | Food Prep Other | E1 | Utility - Cost of Operation | 0.033157 | 0.033922 | 0.034885 | 0.036021 | 0.037342 | 0.039008 | 0.040743 | 0.042473 | 0.044142 | 0.045833 | 0.047153 | 0.048382 | 0.049706 | 0.050996 | 0.052133 | 0.053186 | 0.054115 | 0.055028 | 0.05601 | 0.056963 | 0.057942 | 0.058964 | 0.059995 | 0.061061 | 0.062146 | 0.06325 | 0.064373
F5_Commercial_Health (ID)_Existing_Food Preparation_Natural Gas_Food Prep Other_E2 | F5 | Commercial | Health (ID) | Existing | Food Preparation | Natural Gas | Food Prep Other | E2 | Utility - Cost of Operation | 0.033157 | 0.033922 | 0.034885 | 0.036021 | 0.037342 | 0.039007 | 0.040743 | 0.042473 | 0.044141 | 0.045833 | 0.047153 | 0.048381 | 0.049705 | 0.050995 | 0.052133 | 0.053186 | 0.054115 | 0.055028 | 0.05601 | 0.056962 | 0.057942 | 0.058963 | 0.059995 | 0.06106 | 0.062145 | 0.063249 | 0.064373
F5_Commercial_Health (ID)_Existing_Food Preparation_Natural Gas_Food Prep Other_E3 | F5 | Commercial | Health (ID) | Existing | Food Preparation | Natural Gas | Food Prep Other | E3 | Utility - Cost of Operation | 0 | 0 | 0 | 0 | 0 | 0 | 0 | 0 | 0 | 0 | 0 | 0 | 0 | 0 | 0 | 0 | 0 | 0 | 0 | 0 | 0 | 0 | 0 | 0 | 0 | 0 | 0
F5_Commercial_Health (ID)_Existing_Food Preparation_Natural Gas_Food Prep Other_E4 | F5 | Commercial | Health (ID) | Existing | Food Preparation | Natural Gas | Food Prep Other | E4 | Utility - Cost of Operation | 0 | 0 | 0 | 0 | 0 | 0 | 0 | 0 | 0 | 0 | 0 | 0 | 0 | 0 | 0 | 0 | 0 | 0 | 0 | 0 | 0 | 0 | 0 | 0 | 0 | 0 | 0
F5_Commercial_Health (ID)_Existing_Food Preparation_Natural Gas_Food Prep Other_E5 | F5 | Commercial | Health (ID) | Existing | Food Preparation | Natural Gas | Food Prep Other | E5 | Utility - Cost of Operation | 0 | 0 | 0 | 0 | 0 | 0 | 0 | 0 | 0 | 0 | 0 | 0 | 0 | 0 | 0 | 0 | 0 | 0 | 0 | 0 | 0 | 0 | 0 | 0 | 0 | 0 | 0
F5_Commercial_Health (ID)_Existing_Food Preparation_Natural Gas_Food Prep Other_E6 | F5 | Commercial | Health (ID) | Existing | Food Preparation | Natural Gas | Food Prep Other | E6 | Utility - Cost of Operation | 0 | 0 | 0 | 0 | 0 | 0 | 0 | 0 | 0 | 0 | 0 | 0 | 0 | 0 | 0 | 0 | 0 | 0 | 0 | 0 | 0 | 0 | 0 | 0 | 0 | 0 | 0
F5_Commercial_Health (ID)_Existing_Food Preparation_Natural Gas_Food Prep Other_E7 | F5 | Commercial | Health (ID) | Existing | Food Preparation | Natural Gas | Food Prep Other | E7 | Utility - Cost of Operation | 0 | 0 | 0 | 0 | 0 | 0 | 0 | 0 | 0 | 0 | 0 | 0 | 0 | 0 | 0 | 0 | 0 | 0 | 0 | 0 | 0 | 0 | 0 | 0 | 0 | 0 | 0
F5_Commercial_Health (ID)_Existing_Food Preparation_Natural Gas_Food Prep Other_E8 | F5 | Commercial | Health (ID) | Existing | Food Preparation | Natural Gas | Food Prep Other | E8 | Utility - Cost of Operation | 0 | 0 | 0 | 0 | 0 | 0 | 0 | 0 | 0 | 0 | 0 | 0 | 0 | 0 | 0 | 0 | 0 | 0 | 0 | 0 | 0 | 0 | 0 | 0 | 0 | 0 | 0
F5_Commercial_Health (ID)_Existing_Food Preparation_Natural Gas_Food Prep Other_E9 | F5 | Commercial | Health (ID) | Existing | Food Preparation | Natural Gas | Food Prep Other | E9 | Utility - Cost of Operation | 0 | 0 | 0 | 0 | 0 | 0 | 0 | 0 | 0 | 0 | 0 | 0 | 0 | 0 | 0 | 0 | 0 | 0 | 0 | 0 | 0 | 0 | 0 | 0 | 0 | 0 | 0
F5_Commercial_Health (ID)_Existing_Food Preparation_Natural Gas_Food Prep Other_E10 | F5 | Commercial | Health (ID) | Existing | Food Preparation | Natural Gas | Food Prep Other | E10 | Utility - Cost of Operation | 0 | 0 | 0 | 0 | 0 | 0 | 0 | 0 | 0 | 0 | 0 | 0 | 0 | 0 | 0 | 0 | 0 | 0 | 0 | 0 | 0 | 0 | 0 | 0 | 0 | 0 | 0
F6_Commercial_Health (ID)_Existing_Food Preparation_Natural Gas_Food Prep Other_E1 | F6 | Commercial | Health (ID) | Existing | Food Preparation | Natural Gas | Food Prep Other | E1 | Utility - Value of Sales | 0.039443 | 0.040099 | 0.040899 | 0.041872 | 0.043029 | 0.044558 | 0.046126 | 0.047644 | 0.049041 | 0.050382 | 0.05176 | 0.052991 | 0.054275 | 0.055461 | 0.056461 | 0.057346 | 0.058073 | 0.058757 | 0.059492 | 0.060165 | 0.060839 | 0.061912 | 0.062995 | 0.064114 | 0.065253 | 0.066412 | 0.067592
F6_Commercial_Health (ID)_Existing_Food Preparation_Natural Gas_Food Prep Other_E2 | F6 | Commercial | Health (ID) | Existing | Food Preparation | Natural Gas | Food Prep Other | E2 | Utility - Value of Sales | 0.039442 | 0.040099 | 0.040899 | 0.041872 | 0.043028 | 0.044558 | 0.046126 | 0.047644 | 0.04904 | 0.050382 | 0.05176 | 0.05299 | 0.054274 | 0.055461 | 0.05646 | 0.057346 | 0.058072 | 0.058757 | 0.059491 | 0.060165 | 0.060839 | 0.061911 | 0.062994 | 0.064113 | 0.065252 | 0.066412 | 0.067592
F6_Commercial_Health (ID)_Existing_Food Preparation_Natural Gas_Food Prep Other_E3 | F6 | Commercial | Health (ID) | Existing | Food Preparation | Natural Gas | Food Prep Other | E3 | Utility - Value of Sales | 0 | 0 | 0 | 0 | 0 | 0 | 0 | 0 | 0 | 0 | 0 | 0 | 0 | 0 | 0 | 0 | 0 | 0 | 0 | 0 | 0 | 0 | 0 | 0 | 0 | 0 | 0
F6_Commercial_Health (ID)_Existing_Food Preparation_Natural Gas_Food Prep Other_E4 | F6 | Commercial | Health (ID) | Existing | Food Preparation | Natural Gas | Food Prep Other | E4 | Utility - Value of Sales | 0 | 0 | 0 | 0 | 0 | 0 | 0 | 0 | 0 | 0 | 0 | 0 | 0 | 0 | 0 | 0 | 0 | 0 | 0 | 0 | 0 | 0 | 0 | 0 | 0 | 0 | 0
F6_Commercial_Health (ID)_Existing_Food Preparation_Natural Gas_Food Prep Other_E5 | F6 | Commercial | Health (ID) | Existing | Food Preparation | Natural Gas | Food Prep Other | E5 | Utility - Value of Sales | 0 | 0 | 0 | 0 | 0 | 0 | 0 | 0 | 0 | 0 | 0 | 0 | 0 | 0 | 0 | 0 | 0 | 0 | 0 | 0 | 0 | 0 | 0 | 0 | 0 | 0 | 0
F6_Commercial_Health (ID)_Existing_Food Preparation_Natural Gas_Food Prep Other_E6 | F6 | Commercial | Health (ID) | Existing | Food Preparation | Natural Gas | Food Prep Other | E6 | Utility - Value of Sales | 0 | 0 | 0 | 0 | 0 | 0 | 0 | 0 | 0 | 0 | 0 | 0 | 0 | 0 | 0 | 0 | 0 | 0 | 0 | 0 | 0 | 0 | 0 | 0 | 0 | 0 | 0
F6_Commercial_Health (ID)_Existing_Food Preparation_Natural Gas_Food Prep Other_E7 | F6 | Commercial | Health (ID) | Existing | Food Preparation | Natural Gas | Food Prep Other | E7 | Utility - Value of Sales | 0 | 0 | 0 | 0 | 0 | 0 | 0 | 0 | 0 | 0 | 0 | 0 | 0 | 0 | 0 | 0 | 0 | 0 | 0 | 0 | 0 | 0 | 0 | 0 | 0 | 0 | 0
F6_Commercial_Health (ID)_Existing_Food Preparation_Natural Gas_Food Prep Other_E8 | F6 | Commercial | Health (ID) | Existing | Food Preparation | Natural Gas | Food Prep Other | E8 | Utility - Value of Sales | 0 | 0 | 0 | 0 | 0 | 0 | 0 | 0 | 0 | 0 | 0 | 0 | 0 | 0 | 0 | 0 | 0 | 0 | 0 | 0 | 0 | 0 | 0 | 0 | 0 | 0 | 0
F6_Commercial_Health (ID)_Existing_Food Preparation_Natural Gas_Food Prep Other_E9 | F6 | Commercial | Health (ID) | Existing | Food Preparation | Natural Gas | Food Prep Other | E9 | Utility - Value of Sales | 0 | 0 | 0 | 0 | 0 | 0 | 0 | 0 | 0 | 0 | 0 | 0 | 0 | 0 | 0 | 0 | 0 | 0 | 0 | 0 | 0 | 0 | 0 | 0 | 0 | 0 | 0
F6_Commercial_Health (ID)_Existing_Food Preparation_Natural Gas_Food Prep Other_E10 | F6 | Commercial | Health (ID) | Existing | Food Preparation | Natural Gas | Food Prep Other | E10 | Utility - Value of Sales | 0 | 0 | 0 | 0 | 0 | 0 | 0 | 0 | 0 | 0 | 0 | 0 | 0 | 0 | 0 | 0 | 0 | 0 | 0 | 0 | 0 | 0 | 0 | 0 | 0 | 0 | 0
F1_Commercial_Health (ID)_Existing_Miscellaneous_Natural Gas_Pool Heater_E1 | F1 | Commercial | Health (ID) | Existing | Miscellaneous | Natural Gas | Pool Heater | E1 | RVT - Cost of Equipment | 0.0026828 | 0.0026828 | 0.0026828 | 0.0026828 | 0.0026828 | 0.0026828 | 0.0026828 | 0.0026828 | 0.0026828 | 0.0026828 | 0.0026828 | 0.0026828 | 0.0026828 | 0.0026828 | 0.0026828 | 0.0026828 | 0.0026828 | 0.0026828 | 0.0026828 | 0.0026828 | 0.0026828 | 0.0026828 | 0.0026828 | 0.0026828 | 0.0026828 | 0.0026828 | 0.0026828
F1_Commercial_Health (ID)_Existing_Miscellaneous_Natural Gas_Pool Heater_E2 | F1 | Commercial | Health (ID) | Existing | Miscellaneous | Natural Gas | Pool Heater | E2 | RVT - Cost of Equipment | 0.0043927 | 0.0043927 | 0.0043927 | 0.0043927 | 0.0043927 | 0.0043927 | 0.0043927 | 0.0043927 | 0.0043927 | 0.0043927 | 0.0043927 | 0.0043927 | 0.0043927 | 0.0043927 | 0.0043927 | 0.0043927 | 0.0043927 | 0.0043927 | 0.0043927 | 0.0043927 | 0.0043927 | 0.0043927 | 0.0043927 | 0.0043927 | 0.0043927 | 0.0043927 | 0.0043927
F1_Commercial_Health (ID)_Existing_Miscellaneous_Natural Gas_Pool Heater_E3 | F1 | Commercial | Health (ID) | Existing | Miscellaneous | Natural Gas | Pool Heater | E3 | RVT - Cost of Equipment | 0 | 0 | 0 | 0 | 0 | 0 | 0 | 0 | 0 | 0 | 0 | 0 | 0 | 0 | 0 | 0 | 0 | 0 | 0 | 0 | 0 | 0 | 0 | 0 | 0 | 0 | 0
F1_Commercial_Health (ID)_Existing_Miscellaneous_Natural Gas_Pool Heater_E4 | F1 | Commercial | Health (ID) | Existing | Miscellaneous | Natural Gas | Pool Heater | E4 | RVT - Cost of Equipment | 0 | 0 | 0 | 0 | 0 | 0 | 0 | 0 | 0 | 0 | 0 | 0 | 0 | 0 | 0 | 0 | 0 | 0 | 0 | 0 | 0 | 0 | 0 | 0 | 0 | 0 | 0
F1_Commercial_Health (ID)_Existing_Miscellaneous_Natural Gas_Pool Heater_E5 | F1 | Commercial | Health (ID) | Existing | Miscellaneous | Natural Gas | Pool Heater | E5 | RVT - Cost of Equipment | 0 | 0 | 0 | 0 | 0 | 0 | 0 | 0 | 0 | 0 | 0 | 0 | 0 | 0 | 0 | 0 | 0 | 0 | 0 | 0 | 0 | 0 | 0 | 0 | 0 | 0 | 0
F1_Commercial_Health (ID)_Existing_Miscellaneous_Natural Gas_Pool Heater_E6 | F1 | Commercial | Health (ID) | Existing | Miscellaneous | Natural Gas | Pool Heater | E6 | RVT - Cost of Equipment | 0 | 0 | 0 | 0 | 0 | 0 | 0 | 0 | 0 | 0 | 0 | 0 | 0 | 0 | 0 | 0 | 0 | 0 | 0 | 0 | 0 | 0 | 0 | 0 | 0 | 0 | 0
F1_Commercial_Health (ID)_Existing_Miscellaneous_Natural Gas_Pool Heater_E7 | F1 | Commercial | Health (ID) | Existing | Miscellaneous | Natural Gas | Pool Heater | E7 | RVT - Cost of Equipment | 0 | 0 | 0 | 0 | 0 | 0 | 0 | 0 | 0 | 0 | 0 | 0 | 0 | 0 | 0 | 0 | 0 | 0 | 0 | 0 | 0 | 0 | 0 | 0 | 0 | 0 | 0
F1_Commercial_Health (ID)_Existing_Miscellaneous_Natural Gas_Pool Heater_E8 | F1 | Commercial | Health (ID) | Existing | Miscellaneous | Natural Gas | Pool Heater | E8 | RVT - Cost of Equipment | 0 | 0 | 0 | 0 | 0 | 0 | 0 | 0 | 0 | 0 | 0 | 0 | 0 | 0 | 0 | 0 | 0 | 0 | 0 | 0 | 0 | 0 | 0 | 0 | 0 | 0 | 0
F1_Commercial_Health (ID)_Existing_Miscellaneous_Natural Gas_Pool Heater_E9 | F1 | Commercial | Health (ID) | Existing | Miscellaneous | Natural Gas | Pool Heater | E9 | RVT - Cost of Equipment | 0 | 0 | 0 | 0 | 0 | 0 | 0 | 0 | 0 | 0 | 0 | 0 | 0 | 0 | 0 | 0 | 0 | 0 | 0 | 0 | 0 | 0 | 0 | 0 | 0 | 0 | 0
F1_Commercial_Health (ID)_Existing_Miscellaneous_Natural Gas_Pool Heater_E10 | F1 | Commercial | Health (ID) | Existing | Miscellaneous | Natural Gas | Pool Heater | E10 | RVT - Cost of Equipment | 0 | 0 | 0 | 0 | 0 | 0 | 0 | 0 | 0 | 0 | 0 | 0 | 0 | 0 | 0 | 0 | 0 | 0 | 0 | 0 | 0 | 0 | 0 | 0 | 0 | 0 | 0
F2_Commercial_Health (ID)_Existing_Miscellaneous_Natural Gas_Pool Heater_E1 | F2 | Commercial | Health (ID) | Existing | Miscellaneous | Natural Gas | Pool Heater | E1 | RVT - Cost of Operation | 0.0040313 | 0.0040618 | 0.0041171 | 0.0042004 | 0.0043098 | 0.0044691 | 0.0046299 | 0.0047841 | 0.0049232 | 0.0050695 | 0.0052372 | 0.0053946 | 0.0055725 | 0.0057371 | 0.0058657 | 0.0059701 | 0.0060403 | 0.0060938 | 0.006154 | 0.0062033 | 0.0062516 | 0.0063614 | 0.0064717 | 0.0065867 | 0.0067037 | 0.0068228 | 0.006944
F2_Commercial_Health (ID)_Existing_Miscellaneous_Natural Gas_Pool Heater_E2 | F2 | Commercial | Health (ID) | Existing | Miscellaneous | Natural Gas | Pool Heater | E2 | RVT - Cost of Operation | 0.0034266 | 0.0034526 | 0.0034995 | 0.0035703 | 0.0036633 | 0.0037987 | 0.0039354 | 0.0040665 | 0.0041847 | 0.0043091 | 0.0044516 | 0.0045854 | 0.0047366 | 0.0048765 | 0.0049858 | 0.0050746 | 0.0051343 | 0.0051797 | 0.0052309 | 0.0052728 | 0.0053139 | 0.0054072 | 0.005501 | 0.0055987 | 0.0056982 | 0.0057994 | 0.0059024
F2_Commercial_Health (ID)_Existing_Miscellaneous_Natural Gas_Pool Heater_E3 | F2 | Commercial | Health (ID) | Existing | Miscellaneous | Natural Gas | Pool Heater | E3 | RVT - Cost of Operation | 0 | 0 | 0 | 0 | 0 | 0 | 0 | 0 | 0 | 0 | 0 | 0 | 0 | 0 | 0 | 0 | 0 | 0 | 0 | 0 | 0 | 0 | 0 | 0 | 0 | 0 | 0
F2_Commercial_Health (ID)_Existing_Miscellaneous_Natural Gas_Pool Heater_E4 | F2 | Commercial | Health (ID) | Existing | Miscellaneous | Natural Gas | Pool Heater | E4 | RVT - Cost of Operation | 0 | 0 | 0 | 0 | 0 | 0 | 0 | 0 | 0 | 0 | 0 | 0 | 0 | 0 | 0 | 0 | 0 | 0 | 0 | 0 | 0 | 0 | 0 | 0 | 0 | 0 | 0
F2_Commercial_Health (ID)_Existing_Miscellaneous_Natural Gas_Pool Heater_E5 | F2 | Commercial | Health (ID) | Existing | Miscellaneous | Natural Gas | Pool Heater | E5 | RVT - Cost of Operation | 0 | 0 | 0 | 0 | 0 | 0 | 0 | 0 | 0 | 0 | 0 | 0 | 0 | 0 | 0 | 0 | 0 | 0 | 0 | 0 | 0 | 0 | 0 | 0 | 0 | 0 | 0
F2_Commercial_Health (ID)_Existing_Miscellaneous_Natural Gas_Pool Heater_E6 | F2 | Commercial | Health (ID) | Existing | Miscellaneous | Natural Gas | Pool Heater | E6 | RVT - Cost of Operation | 0 | 0 | 0 | 0 | 0 | 0 | 0 | 0 | 0 | 0 | 0 | 0 | 0 | 0 | 0 | 0 | 0 | 0 | 0 | 0 | 0 | 0 | 0 | 0 | 0 | 0 | 0
F2_Commercial_Health (ID)_Existing_Miscellaneous_Natural Gas_Pool Heater_E7 | F2 | Commercial | Health (ID) | Existing | Miscellaneous | Natural Gas | Pool Heater | E7 | RVT - Cost of Operation | 0 | 0 | 0 | 0 | 0 | 0 | 0 | 0 | 0 | 0 | 0 | 0 | 0 | 0 | 0 | 0 | 0 | 0 | 0 | 0 | 0 | 0 | 0 | 0 | 0 | 0 | 0
F2_Commercial_Health (ID)_Existing_Miscellaneous_Natural Gas_Pool Heater_E8 | F2 | Commercial | Health (ID) | Existing | Miscellaneous | Natural Gas | Pool Heater | E8 | RVT - Cost of Operation | 0 | 0 | 0 | 0 | 0 | 0 | 0 | 0 | 0 | 0 | 0 | 0 | 0 | 0 | 0 | 0 | 0 | 0 | 0 | 0 | 0 | 0 | 0 | 0 | 0 | 0 | 0
F2_Commercial_Health (ID)_Existing_Miscellaneous_Natural Gas_Pool Heater_E9 | F2 | Commercial | Health (ID) | Existing | Miscellaneous | Natural Gas | Pool Heater | E9 | RVT - Cost of Operation | 0 | 0 | 0 | 0 | 0 | 0 | 0 | 0 | 0 | 0 | 0 | 0 | 0 | 0 | 0 | 0 | 0 | 0 | 0 | 0 | 0 | 0 | 0 | 0 | 0 | 0 | 0
F2_Commercial_Health (ID)_Existing_Miscellaneous_Natural Gas_Pool Heater_E10 | F2 | Commercial | Health (ID) | Existing | Miscellaneous | Natural Gas | Pool Heater | E10 | RVT - Cost of Operation | 0 | 0 | 0 | 0 | 0 | 0 | 0 | 0 | 0 | 0 | 0 | 0 | 0 | 0 | 0 | 0 | 0 | 0 | 0 | 0 | 0 | 0 | 0 | 0 | 0 | 0 | 0
F3_Commercial_Health (ID)_Existing_Miscellaneous_Natural Gas_Pool Heater_E1 | F3 | Commercial | Health (ID) | Existing | Miscellaneous | Natural Gas | Pool Heater | E1 | System - kBTUs of Consumption | 1.0152 | 1.0152 | 1.0152 | 1.0152 | 1.0152 | 1.0152 | 1.0152 | 1.0152 | 1.0152 | 1.0152 | 1.0152 | 1.0152 | 1.0152 | 1.0152 | 1.0152 | 1.0152 | 1.0152 | 1.0152 | 1.0152 | 1.0152 | 1.0152 | 1.0152 | 1.0152 | 1.0152 | 1.0152 | 1.0152 | 1.0152
F3_Commercial_Health (ID)_Existing_Miscellaneous_Natural Gas_Pool Heater_E2 | F3 | Commercial | Health (ID) | Existing | Miscellaneous | Natural Gas | Pool Heater | E2 | System - kBTUs of Consumption | 0.86294 | 0.86294 | 0.86294 | 0.86294 | 0.86294 | 0.86294 | 0.86294 | 0.86294 | 0.86294 | 0.86294 | 0.86294 | 0.86294 | 0.86294 | 0.86294 | 0.86294 | 0.86294 | 0.86294 | 0.86294 | 0.86294 | 0.86294 | 0.86294 | 0.86294 | 0.86294 | 0.86294 | 0.86294 | 0.86294 | 0.86294
F3_Commercial_Health (ID)_Existing_Miscellaneous_Natural Gas_Pool Heater_E3 | F3 | Commercial | Health (ID) | Existing | Miscellaneous | Natural Gas | Pool Heater | E3 | System - kBTUs of Consumption | 0 | 0 | 0 | 0 | 0 | 0 | 0 | 0 | 0 | 0 | 0 | 0 | 0 | 0 | 0 | 0 | 0 | 0 | 0 | 0 | 0 | 0 | 0 | 0 | 0 | 0 | 0
F3_Commercial_Health (ID)_Existing_Miscellaneous_Natural Gas_Pool Heater_E4 | F3 | Commercial | Health (ID) | Existing | Miscellaneous | Natural Gas | Pool Heater | E4 | System - kBTUs of Consumption | 0 | 0 | 0 | 0 | 0 | 0 | 0 | 0 | 0 | 0 | 0 | 0 | 0 | 0 | 0 | 0 | 0 | 0 | 0 | 0 | 0 | 0 | 0 | 0 | 0 | 0 | 0
F3_Commercial_Health (ID)_Existing_Miscellaneous_Natural Gas_Pool Heater_E5 | F3 | Commercial | Health (ID) | Existing | Miscellaneous | Natural Gas | Pool Heater | E5 | System - kBTUs of Consumption | 0 | 0 | 0 | 0 | 0 | 0 | 0 | 0 | 0 | 0 | 0 | 0 | 0 | 0 | 0 | 0 | 0 | 0 | 0 | 0 | 0 | 0 | 0 | 0 | 0 | 0 | 0
F3_Commercial_Health (ID)_Existing_Miscellaneous_Natural Gas_Pool Heater_E6 | F3 | Commercial | Health (ID) | Existing | Miscellaneous | Natural Gas | Pool Heater | E6 | System - kBTUs of Consumption | 0 | 0 | 0 | 0 | 0 | 0 | 0 | 0 | 0 | 0 | 0 | 0 | 0 | 0 | 0 | 0 | 0 | 0 | 0 | 0 | 0 | 0 | 0 | 0 | 0 | 0 | 0
F3_Commercial_Health (ID)_Existing_Miscellaneous_Natural Gas_Pool Heater_E7 | F3 | Commercial | Health (ID) | Existing | Miscellaneous | Natural Gas | Pool Heater | E7 | System - kBTUs of Consumption | 0 | 0 | 0 | 0 | 0 | 0 | 0 | 0 | 0 | 0 | 0 | 0 | 0 | 0 | 0 | 0 | 0 | 0 | 0 | 0 | 0 | 0 | 0 | 0 | 0 | 0 | 0
F3_Commercial_Health (ID)_Existing_Miscellaneous_Natural Gas_Pool Heater_E8 | F3 | Commercial | Health (ID) | Existing | Miscellaneous | Natural Gas | Pool Heater | E8 | System - kBTUs of Consumption | 0 | 0 | 0 | 0 | 0 | 0 | 0 | 0 | 0 | 0 | 0 | 0 | 0 | 0 | 0 | 0 | 0 | 0 | 0 | 0 | 0 | 0 | 0 | 0 | 0 | 0 | 0
F3_Commercial_Health (ID)_Existing_Miscellaneous_Natural Gas_Pool Heater_E9 | F3 | Commercial | Health (ID) | Existing | Miscellaneous | Natural Gas | Pool Heater | E9 | System - kBTUs of Consumption | 0 | 0 | 0 | 0 | 0 | 0 | 0 | 0 | 0 | 0 | 0 | 0 | 0 | 0 | 0 | 0 | 0 | 0 | 0 | 0 | 0 | 0 | 0 | 0 | 0 | 0 | 0
F3_Commercial_Health (ID)_Existing_Miscellaneous_Natural Gas_Pool Heater_E10 | F3 | Commercial | Health (ID) | Existing | Miscellaneous | Natural Gas | Pool Heater | E10 | System - kBTUs of Consumption | 0 | 0 | 0 | 0 | 0 | 0 | 0 | 0 | 0 | 0 | 0 | 0 | 0 | 0 | 0 | 0 | 0 | 0 | 0 | 0 | 0 | 0 | 0 | 0 | 0 | 0 | 0
F4_Commercial_Health (ID)_Existing_Miscellaneous_Natural Gas_Pool Heater_E1 | F4 | Commercial | Health (ID) | Existing | Miscellaneous | Natural Gas | Pool Heater | E1 | Utility - Cost of Equipment | 0.0026828 | 0.0026828 | 0.0026828 | 0.0026828 | 0.0026828 | 0.0026828 | 0.0026828 | 0.0026828 | 0.0026828 | 0.0026828 | 0.0026828 | 0.0026828 | 0.0026828 | 0.0026828 | 0.0026828 | 0.0026828 | 0.0026828 | 0.0026828 | 0.0026828 | 0.0026828 | 0.0026828 | 0.0026828 | 0.0026828 | 0.0026828 | 0.0026828 | 0.0026828 | 0.0026828
F4_Commercial_Health (ID)_Existing_Miscellaneous_Natural Gas_Pool Heater_E2 | F4 | Commercial | Health (ID) | Existing | Miscellaneous | Natural Gas | Pool Heater | E2 | Utility - Cost of Equipment | 0.0043927 | 0.0043927 | 0.0043927 | 0.0043927 | 0.0043927 | 0.0043927 | 0.0043927 | 0.0043927 | 0.0043927 | 0.0043927 | 0.0043927 | 0.0043927 | 0.0043927 | 0.0043927 | 0.0043927 | 0.0043927 | 0.0043927 | 0.0043927 | 0.0043927 | 0.0043927 | 0.0043927 | 0.0043927 | 0.0043927 | 0.0043927 | 0.0043927 | 0.0043927 | 0.0043927
F4_Commercial_Health (ID)_Existing_Miscellaneous_Natural Gas_Pool Heater_E3 | F4 | Commercial | Health (ID) | Existing | Miscellaneous | Natural Gas | Pool Heater | E3 | Utility - Cost of Equipment | 0 | 0 | 0 | 0 | 0 | 0 | 0 | 0 | 0 | 0 | 0 | 0 | 0 | 0 | 0 | 0 | 0 | 0 | 0 | 0 | 0 | 0 | 0 | 0 | 0 | 0 | 0
F4_Commercial_Health (ID)_Existing_Miscellaneous_Natural Gas_Pool Heater_E4 | F4 | Commercial | Health (ID) | Existing | Miscellaneous | Natural Gas | Pool Heater | E4 | Utility - Cost of Equipment | 0 | 0 | 0 | 0 | 0 | 0 | 0 | 0 | 0 | 0 | 0 | 0 | 0 | 0 | 0 | 0 | 0 | 0 | 0 | 0 | 0 | 0 | 0 | 0 | 0 | 0 | 0
F4_Commercial_Health (ID)_Existing_Miscellaneous_Natural Gas_Pool Heater_E5 | F4 | Commercial | Health (ID) | Existing | Miscellaneous | Natural Gas | Pool Heater | E5 | Utility - Cost of Equipment | 0 | 0 | 0 | 0 | 0 | 0 | 0 | 0 | 0 | 0 | 0 | 0 | 0 | 0 | 0 | 0 | 0 | 0 | 0 | 0 | 0 | 0 | 0 | 0 | 0 | 0 | 0
F4_Commercial_Health (ID)_Existing_Miscellaneous_Natural Gas_Pool Heater_E6 | F4 | Commercial | Health (ID) | Existing | Miscellaneous | Natural Gas | Pool Heater | E6 | Utility - Cost of Equipment | 0 | 0 | 0 | 0 | 0 | 0 | 0 | 0 | 0 | 0 | 0 | 0 | 0 | 0 | 0 | 0 | 0 | 0 | 0 | 0 | 0 | 0 | 0 | 0 | 0 | 0 | 0
F4_Commercial_Health (ID)_Existing_Miscellaneous_Natural Gas_Pool Heater_E7 | F4 | Commercial | Health (ID) | Existing | Miscellaneous | Natural Gas | Pool Heater | E7 | Utility - Cost of Equipment | 0 | 0 | 0 | 0 | 0 | 0 | 0 | 0 | 0 | 0 | 0 | 0 | 0 | 0 | 0 | 0 | 0 | 0 | 0 | 0 | 0 | 0 | 0 | 0 | 0 | 0 | 0
F4_Commercial_Health (ID)_Existing_Miscellaneous_Natural Gas_Pool Heater_E8 | F4 | Commercial | Health (ID) | Existing | Miscellaneous | Natural Gas | Pool Heater | E8 | Utility - Cost of Equipment | 0 | 0 | 0 | 0 | 0 | 0 | 0 | 0 | 0 | 0 | 0 | 0 | 0 | 0 | 0 | 0 | 0 | 0 | 0 | 0 | 0 | 0 | 0 | 0 | 0 | 0 | 0
F4_Commercial_Health (ID)_Existing_Miscellaneous_Natural Gas_Pool Heater_E9 | F4 | Commercial | Health (ID) | Existing | Miscellaneous | Natural Gas | Pool Heater | E9 | Utility - Cost of Equipment | 0 | 0 | 0 | 0 | 0 | 0 | 0 | 0 | 0 | 0 | 0 | 0 | 0 | 0 | 0 | 0 | 0 | 0 | 0 | 0 | 0 | 0 | 0 | 0 | 0 | 0 | 0
F4_Commercial_Health (ID)_Existing_Miscellaneous_Natural Gas_Pool Heater_E10 | F4 | Commercial | Health (ID) | Existing | Miscellaneous | Natural Gas | Pool Heater | E10 | Utility - Cost of Equipment | 0 | 0 | 0 | 0 | 0 | 0 | 0 | 0 | 0 | 0 | 0 | 0 | 0 | 0 | 0 | 0 | 0 | 0 | 0 | 0 | 0 | 0 | 0 | 0 | 0 | 0 | 0
F5_Commercial_Health (ID)_Existing_Miscellaneous_Natural Gas_Pool Heater_E1 | F5 | Commercial | Health (ID) | Existing | Miscellaneous | Natural Gas | Pool Heater | E1 | Utility - Cost of Operation | 0.0033594 | 0.0033849 | 0.0034397 | 0.0035283 | 0.0036504 | 0.0038279 | 0.0040225 | 0.0042176 | 0.0044066 | 0.0046086 | 0.0047611 | 0.0049042 | 0.0050659 | 0.005222 | 0.0053527 | 0.00547 | 0.0055659 | 0.0056578 | 0.0057594 | 0.005855 | 0.0059539 | 0.0060585 | 0.0061636 | 0.0062731 | 0.0063845 | 0.0064979 | 0.0066134
F5_Commercial_Health (ID)_Existing_Miscellaneous_Natural Gas_Pool Heater_E2 | F5 | Commercial | Health (ID) | Existing | Miscellaneous | Natural Gas | Pool Heater | E2 | Utility - Cost of Operation | 0.0028555 | 0.0028771 | 0.0029237 | 0.002999 | 0.0031029 | 0.0032537 | 0.0034191 | 0.003585 | 0.0037456 | 0.0039173 | 0.0040469 | 0.0041685 | 0.004306 | 0.0044387 | 0.0045498 | 0.0046495 | 0.004731 | 0.0048091 | 0.0048955 | 0.0049767 | 0.0050608 | 0.0051497 | 0.005239 | 0.0053321 | 0.0054268 | 0.0055232 | 0.0056214
F5_Commercial_Health (ID)_Existing_Miscellaneous_Natural Gas_Pool Heater_E3 | F5 | Commercial | Health (ID) | Existing | Miscellaneous | Natural Gas | Pool Heater | E3 | Utility - Cost of Operation | 0 | 0 | 0 | 0 | 0 | 0 | 0 | 0 | 0 | 0 | 0 | 0 | 0 | 0 | 0 | 0 | 0 | 0 | 0 | 0 | 0 | 0 | 0 | 0 | 0 | 0 | 0
F5_Commercial_Health (ID)_Existing_Miscellaneous_Natural Gas_Pool Heater_E4 | F5 | Commercial | Health (ID) | Existing | Miscellaneous | Natural Gas | Pool Heater | E4 | Utility - Cost of Operation | 0 | 0 | 0 | 0 | 0 | 0 | 0 | 0 | 0 | 0 | 0 | 0 | 0 | 0 | 0 | 0 | 0 | 0 | 0 | 0 | 0 | 0 | 0 | 0 | 0 | 0 | 0
F5_Commercial_Health (ID)_Existing_Miscellaneous_Natural Gas_Pool Heater_E5 | F5 | Commercial | Health (ID) | Existing | Miscellaneous | Natural Gas | Pool Heater | E5 | Utility - Cost of Operation | 0 | 0 | 0 | 0 | 0 | 0 | 0 | 0 | 0 | 0 | 0 | 0 | 0 | 0 | 0 | 0 | 0 | 0 | 0 | 0 | 0 | 0 | 0 | 0 | 0 | 0 | 0
F5_Commercial_Health (ID)_Existing_Miscellaneous_Natural Gas_Pool Heater_E6 | F5 | Commercial | Health (ID) | Existing | Miscellaneous | Natural Gas | Pool Heater | E6 | Utility - Cost of Operation | 0 | 0 | 0 | 0 | 0 | 0 | 0 | 0 | 0 | 0 | 0 | 0 | 0 | 0 | 0 | 0 | 0 | 0 | 0 | 0 | 0 | 0 | 0 | 0 | 0 | 0 | 0
F5_Commercial_Health (ID)_Existing_Miscellaneous_Natural Gas_Pool Heater_E7 | F5 | Commercial | Health (ID) | Existing | Miscellaneous | Natural Gas | Pool Heater | E7 | Utility - Cost of Operation | 0 | 0 | 0 | 0 | 0 | 0 | 0 | 0 | 0 | 0 | 0 | 0 | 0 | 0 | 0 | 0 | 0 | 0 | 0 | 0 | 0 | 0 | 0 | 0 | 0 | 0 | 0
F5_Commercial_Health (ID)_Existing_Miscellaneous_Natural Gas_Pool Heater_E8 | F5 | Commercial | Health (ID) | Existing | Miscellaneous | Natural Gas | Pool Heater | E8 | Utility - Cost of Operation | 0 | 0 | 0 | 0 | 0 | 0 | 0 | 0 | 0 | 0 | 0 | 0 | 0 | 0 | 0 | 0 | 0 | 0 | 0 | 0 | 0 | 0 | 0 | 0 | 0 | 0 | 0
F5_Commercial_Health (ID)_Existing_Miscellaneous_Natural Gas_Pool Heater_E9 | F5 | Commercial | Health (ID) | Existing | Miscellaneous | Natural Gas | Pool Heater | E9 | Utility - Cost of Operation | 0 | 0 | 0 | 0 | 0 | 0 | 0 | 0 | 0 | 0 | 0 | 0 | 0 | 0 | 0 | 0 | 0 | 0 | 0 | 0 | 0 | 0 | 0 | 0 | 0 | 0 | 0
F5_Commercial_Health (ID)_Existing_Miscellaneous_Natural Gas_Pool Heater_E10 | F5 | Commercial | Health (ID) | Existing | Miscellaneous | Natural Gas | Pool Heater | E10 | Utility - Cost of Operation | 0 | 0 | 0 | 0 | 0 | 0 | 0 | 0 | 0 | 0 | 0 | 0 | 0 | 0 | 0 | 0 | 0 | 0 | 0 | 0 | 0 | 0 | 0 | 0 | 0 | 0 | 0
F6_Commercial_Health (ID)_Existing_Miscellaneous_Natural Gas_Pool Heater_E1 | F6 | Commercial | Health (ID) | Existing | Miscellaneous | Natural Gas | Pool Heater | E1 | Utility - Value of Sales | 0.0040313 | 0.0040618 | 0.0041171 | 0.0042004 | 0.0043098 | 0.0044691 | 0.0046299 | 0.0047841 | 0.0049232 | 0.0050695 | 0.0052372 | 0.0053946 | 0.0055725 | 0.0057371 | 0.0058657 | 0.0059701 | 0.0060403 | 0.0060938 | 0.006154 | 0.0062033 | 0.0062516 | 0.0063614 | 0.0064717 | 0.0065867 | 0.0067037 | 0.0068228 | 0.006944
F6_Commercial_Health (ID)_Existing_Miscellaneous_Natural Gas_Pool Heater_E2 | F6 | Commercial | Health (ID) | Existing | Miscellaneous | Natural Gas | Pool Heater | E2 | Utility - Value of Sales | 0.0034266 | 0.0034526 | 0.0034995 | 0.0035703 | 0.0036633 | 0.0037987 | 0.0039354 | 0.0040665 | 0.0041847 | 0.0043091 | 0.0044516 | 0.0045854 | 0.0047366 | 0.0048765 | 0.0049858 | 0.0050746 | 0.0051343 | 0.0051797 | 0.0052309 | 0.0052728 | 0.0053139 | 0.0054072 | 0.005501 | 0.0055987 | 0.0056982 | 0.0057994 | 0.0059024
F6_Commercial_Health (ID)_Existing_Miscellaneous_Natural Gas_Pool Heater_E3 | F6 | Commercial | Health (ID) | Existing | Miscellaneous | Natural Gas | Pool Heater | E3 | Utility - Value of Sales | 0 | 0 | 0 | 0 | 0 | 0 | 0 | 0 | 0 | 0 | 0 | 0 | 0 | 0 | 0 | 0 | 0 | 0 | 0 | 0 | 0 | 0 | 0 | 0 | 0 | 0 | 0
F6_Commercial_Health (ID)_Existing_Miscellaneous_Natural Gas_Pool Heater_E4 | F6 | Commercial | Health (ID) | Existing | Miscellaneous | Natural Gas | Pool Heater | E4 | Utility - Value of Sales | 0 | 0 | 0 | 0 | 0 | 0 | 0 | 0 | 0 | 0 | 0 | 0 | 0 | 0 | 0 | 0 | 0 | 0 | 0 | 0 | 0 | 0 | 0 | 0 | 0 | 0 | 0
F6_Commercial_Health (ID)_Existing_Miscellaneous_Natural Gas_Pool Heater_E5 | F6 | Commercial | Health (ID) | Existing | Miscellaneous | Natural Gas | Pool Heater | E5 | Utility - Value of Sales | 0 | 0 | 0 | 0 | 0 | 0 | 0 | 0 | 0 | 0 | 0 | 0 | 0 | 0 | 0 | 0 | 0 | 0 | 0 | 0 | 0 | 0 | 0 | 0 | 0 | 0 | 0
F6_Commercial_Health (ID)_Existing_Miscellaneous_Natural Gas_Pool Heater_E6 | F6 | Commercial | Health (ID) | Existing | Miscellaneous | Natural Gas | Pool Heater | E6 | Utility - Value of Sales | 0 | 0 | 0 | 0 | 0 | 0 | 0 | 0 | 0 | 0 | 0 | 0 | 0 | 0 | 0 | 0 | 0 | 0 | 0 | 0 | 0 | 0 | 0 | 0 | 0 | 0 | 0
F6_Commercial_Health (ID)_Existing_Miscellaneous_Natural Gas_Pool Heater_E7 | F6 | Commercial | Health (ID) | Existing | Miscellaneous | Natural Gas | Pool Heater | E7 | Utility - Value of Sales | 0 | 0 | 0 | 0 | 0 | 0 | 0 | 0 | 0 | 0 | 0 | 0 | 0 | 0 | 0 | 0 | 0 | 0 | 0 | 0 | 0 | 0 | 0 | 0 | 0 | 0 | 0
F6_Commercial_Health (ID)_Existing_Miscellaneous_Natural Gas_Pool Heater_E8 | F6 | Commercial | Health (ID) | Existing | Miscellaneous | Natural Gas | Pool Heater | E8 | Utility - Value of Sales | 0 | 0 | 0 | 0 | 0 | 0 | 0 | 0 | 0 | 0 | 0 | 0 | 0 | 0 | 0 | 0 | 0 | 0 | 0 | 0 | 0 | 0 | 0 | 0 | 0 | 0 | 0
F6_Commercial_Health (ID)_Existing_Miscellaneous_Natural Gas_Pool Heater_E9 | F6 | Commercial | Health (ID) | Existing | Miscellaneous | Natural Gas | Pool Heater | E9 | Utility - Value of Sales | 0 | 0 | 0 | 0 | 0 | 0 | 0 | 0 | 0 | 0 | 0 | 0 | 0 | 0 | 0 | 0 | 0 | 0 | 0 | 0 | 0 | 0 | 0 | 0 | 0 | 0 | 0
F6_Commercial_Health (ID)_Existing_Miscellaneous_Natural Gas_Pool Heater_E10 | F6 | Commercial | Health (ID) | Existing | Miscellaneous | Natural Gas | Pool Heater | E10 | Utility - Value of Sales | 0 | 0 | 0 | 0 | 0 | 0 | 0 | 0 | 0 | 0 | 0 | 0 | 0 | 0 | 0 | 0 | 0 | 0 | 0 | 0 | 0 | 0 | 0 | 0 | 0 | 0 | 0
F1_Commercial_Health (ID)_Existing_Miscellaneous_Natural Gas_Miscellaneous_E1 | F1 | Commercial | Health (ID) | Existing | Miscellaneous | Natural Gas | Miscellaneous | E1 | RVT - Cost of Equipment | 0.0041251 | 0.0041251 | 0.0041251 | 0.0041251 | 0.0041251 | 0.0041251 | 0.0041251 | 0.0041251 | 0.0041251 | 0.0041251 | 0.0041251 | 0.0041251 | 0.0041251 | 0.0041251 | 0.0041251 | 0.0041251 | 0.0041251 | 0.0041251 | 0.0041251 | 0.0041251 | 0.0041251 | 0.0041251 | 0.0041251 | 0.0041251 | 0.0041251 | 0.0041251 | 0.0041251
F1_Commercial_Health (ID)_Existing_Miscellaneous_Natural Gas_Miscellaneous_E2 | F1 | Commercial | Health (ID) | Existing | Miscellaneous | Natural Gas | Miscellaneous | E2 | RVT - Cost of Equipment | 0 | 0 | 0 | 0 | 0 | 0 | 0 | 0 | 0 | 0 | 0 | 0 | 0 | 0 | 0 | 0 | 0 | 0 | 0 | 0 | 0 | 0 | 0 | 0 | 0 | 0 | 0
F1_Commercial_Health (ID)_Existing_Miscellaneous_Natural Gas_Miscellaneous_E3 | F1 | Commercial | Health (ID) | Existing | Miscellaneous | Natural Gas | Miscellaneous | E3 | RVT - Cost of Equipment | 0 | 0 | 0 | 0 | 0 | 0 | 0 | 0 | 0 | 0 | 0 | 0 | 0 | 0 | 0 | 0 | 0 | 0 | 0 | 0 | 0 | 0 | 0 | 0 | 0 | 0 | 0
F1_Commercial_Health (ID)_Existing_Miscellaneous_Natural Gas_Miscellaneous_E4 | F1 | Commercial | Health (ID) | Existing | Miscellaneous | Natural Gas | Miscellaneous | E4 | RVT - Cost of Equipment | 0 | 0 | 0 | 0 | 0 | 0 | 0 | 0 | 0 | 0 | 0 | 0 | 0 | 0 | 0 | 0 | 0 | 0 | 0 | 0 | 0 | 0 | 0 | 0 | 0 | 0 | 0
F1_Commercial_Health (ID)_Existing_Miscellaneous_Natural Gas_Miscellaneous_E5 | F1 | Commercial | Health (ID) | Existing | Miscellaneous | Natural Gas | Miscellaneous | E5 | RVT - Cost of Equipment | 0 | 0 | 0 | 0 | 0 | 0 | 0 | 0 | 0 | 0 | 0 | 0 | 0 | 0 | 0 | 0 | 0 | 0 | 0 | 0 | 0 | 0 | 0 | 0 | 0 | 0 | 0
F1_Commercial_Health (ID)_Existing_Miscellaneous_Natural Gas_Miscellaneous_E6 | F1 | Commercial | Health (ID) | Existing | Miscellaneous | Natural Gas | Miscellaneous | E6 | RVT - Cost of Equipment | 0 | 0 | 0 | 0 | 0 | 0 | 0 | 0 | 0 | 0 | 0 | 0 | 0 | 0 | 0 | 0 | 0 | 0 | 0 | 0 | 0 | 0 | 0 | 0 | 0 | 0 | 0
F1_Commercial_Health (ID)_Existing_Miscellaneous_Natural Gas_Miscellaneous_E7 | F1 | Commercial | Health (ID) | Existing | Miscellaneous | Natural Gas | Miscellaneous | E7 | RVT - Cost of Equipment | 0 | 0 | 0 | 0 | 0 | 0 | 0 | 0 | 0 | 0 | 0 | 0 | 0 | 0 | 0 | 0 | 0 | 0 | 0 | 0 | 0 | 0 | 0 | 0 | 0 | 0 | 0
F1_Commercial_Health (ID)_Existing_Miscellaneous_Natural Gas_Miscellaneous_E8 | F1 | Commercial | Health (ID) | Existing | Miscellaneous | Natural Gas | Miscellaneous | E8 | RVT - Cost of Equipment | 0 | 0 | 0 | 0 | 0 | 0 | 0 | 0 | 0 | 0 | 0 | 0 | 0 | 0 | 0 | 0 | 0 | 0 | 0 | 0 | 0 | 0 | 0 | 0 | 0 | 0 | 0
F1_Commercial_Health (ID)_Existing_Miscellaneous_Natural Gas_Miscellaneous_E9 | F1 | Commercial | Health (ID) | Existing | Miscellaneous | Natural Gas | Miscellaneous | E9 | RVT - Cost of Equipment | 0 | 0 | 0 | 0 | 0 | 0 | 0 | 0 | 0 | 0 | 0 | 0 | 0 | 0 | 0 | 0 | 0 | 0 | 0 | 0 | 0 | 0 | 0 | 0 | 0 | 0 | 0
F1_Commercial_Health (ID)_Existing_Miscellaneous_Natural Gas_Miscellaneous_E10 | F1 | Commercial | Health (ID) | Existing | Miscellaneous | Natural Gas | Miscellaneous | E10 | RVT - Cost of Equipment | 0 | 0 | 0 | 0 | 0 | 0 | 0 | 0 | 0 | 0 | 0 | 0 | 0 | 0 | 0 | 0 | 0 | 0 | 0 | 0 | 0 | 0 | 0 | 0 | 0 | 0 | 0
F2_Commercial_Health (ID)_Existing_Miscellaneous_Natural Gas_Miscellaneous_E1 | F2 | Commercial | Health (ID) | Existing | Miscellaneous | Natural Gas | Miscellaneous | E1 | RVT - Cost of Operation | 0.0065245 | 0.0065662 | 0.006636 | 0.0067443 | 0.0069042 | 0.0071676 | 0.0074384 | 0.0076914 | 0.0079125 | 0.0081419 | 0.0084048 | 0.008652 | 0.0089464 | 0.0092281 | 0.0094526 | 0.0096345 | 0.0097568 | 0.0098552 | 0.0099534 | 0.010016 | 0.010077 | 0.010253 | 0.010431 | 0.010616 | 0.010804 | 0.010996 | 0.011192
F2_Commercial_Health (ID)_Existing_Miscellaneous_Natural Gas_Miscellaneous_E2 | F2 | Commercial | Health (ID) | Existing | Miscellaneous | Natural Gas | Miscellaneous | E2 | RVT - Cost of Operation | 0 | 0 | 0 | 0 | 0 | 0 | 0 | 0 | 0 | 0 | 0 | 0 | 0 | 0 | 0 | 0 | 0 | 0 | 0 | 0 | 0 | 0 | 0 | 0 | 0 | 0 | 0
F2_Commercial_Health (ID)_Existing_Miscellaneous_Natural Gas_Miscellaneous_E3 | F2 | Commercial | Health (ID) | Existing | Miscellaneous | Natural Gas | Miscellaneous | E3 | RVT - Cost of Operation | 0 | 0 | 0 | 0 | 0 | 0 | 0 | 0 | 0 | 0 | 0 | 0 | 0 | 0 | 0 | 0 | 0 | 0 | 0 | 0 | 0 | 0 | 0 | 0 | 0 | 0 | 0
F2_Commercial_Health (ID)_Existing_Miscellaneous_Natural Gas_Miscellaneous_E4 | F2 | Commercial | Health (ID) | Existing | Miscellaneous | Natural Gas | Miscellaneous | E4 | RVT - Cost of Operation | 0 | 0 | 0 | 0 | 0 | 0 | 0 | 0 | 0 | 0 | 0 | 0 | 0 | 0 | 0 | 0 | 0 | 0 | 0 | 0 | 0 | 0 | 0 | 0 | 0 | 0 | 0
F2_Commercial_Health (ID)_Existing_Miscellaneous_Natural Gas_Miscellaneous_E5 | F2 | Commercial | Health (ID) | Existing | Miscellaneous | Natural Gas | Miscellaneous | E5 | RVT - Cost of Operation | 0 | 0 | 0 | 0 | 0 | 0 | 0 | 0 | 0 | 0 | 0 | 0 | 0 | 0 | 0 | 0 | 0 | 0 | 0 | 0 | 0 | 0 | 0 | 0 | 0 | 0 | 0
F2_Commercial_Health (ID)_Existing_Miscellaneous_Natural Gas_Miscellaneous_E6 | F2 | Commercial | Health (ID) | Existing | Miscellaneous | Natural Gas | Miscellaneous | E6 | RVT - Cost of Operation | 0 | 0 | 0 | 0 | 0 | 0 | 0 | 0 | 0 | 0 | 0 | 0 | 0 | 0 | 0 | 0 | 0 | 0 | 0 | 0 | 0 | 0 | 0 | 0 | 0 | 0 | 0
F2_Commercial_Health (ID)_Existing_Miscellaneous_Natural Gas_Miscellaneous_E7 | F2 | Commercial | Health (ID) | Existing | Miscellaneous | Natural Gas | Miscellaneous | E7 | RVT - Cost of Operation | 0 | 0 | 0 | 0 | 0 | 0 | 0 | 0 | 0 | 0 | 0 | 0 | 0 | 0 | 0 | 0 | 0 | 0 | 0 | 0 | 0 | 0 | 0 | 0 | 0 | 0 | 0
F2_Commercial_Health (ID)_Existing_Miscellaneous_Natural Gas_Miscellaneous_E8 | F2 | Commercial | Health (ID) | Existing | Miscellaneous | Natural Gas | Miscellaneous | E8 | RVT - Cost of Operation | 0 | 0 | 0 | 0 | 0 | 0 | 0 | 0 | 0 | 0 | 0 | 0 | 0 | 0 | 0 | 0 | 0 | 0 | 0 | 0 | 0 | 0 | 0 | 0 | 0 | 0 | 0
F2_Commercial_Health (ID)_Existing_Miscellaneous_Natural Gas_Miscellaneous_E9 | F2 | Commercial | Health (ID) | Existing | Miscellaneous | Natural Gas | Miscellaneous | E9 | RVT - Cost of Operation | 0 | 0 | 0 | 0 | 0 | 0 | 0 | 0 | 0 | 0 | 0 | 0 | 0 | 0 | 0 | 0 | 0 | 0 | 0 | 0 | 0 | 0 | 0 | 0 | 0 | 0 | 0
F2_Commercial_Health (ID)_Existing_Miscellaneous_Natural Gas_Miscellaneous_E10 | F2 | Commercial | Health (ID) | Existing | Miscellaneous | Natural Gas | Miscellaneous | E10 | RVT - Cost of Operation | 0 | 0 | 0 | 0 | 0 | 0 | 0 | 0 | 0 | 0 | 0 | 0 | 0 | 0 | 0 | 0 | 0 | 0 | 0 | 0 | 0 | 0 | 0 | 0 | 0 | 0 | 0
F3_Commercial_Health (ID)_Existing_Miscellaneous_Natural Gas_Miscellaneous_E1 | F3 | Commercial | Health (ID) | Existing | Miscellaneous | Natural Gas | Miscellaneous | E1 | System - kBTUs of Consumption | 1.6665 | 1.6665 | 1.6665 | 1.6665 | 1.6665 | 1.6665 | 1.6665 | 1.6665 | 1.6665 | 1.6665 | 1.6665 | 1.6665 | 1.6665 | 1.6665 | 1.6665 | 1.6665 | 1.6665 | 1.6665 | 1.6665 | 1.6665 | 1.6665 | 1.6665 | 1.6665 | 1.6665 | 1.6665 | 1.6665 | 1.6665
F3_Commercial_Health (ID)_Existing_Miscellaneous_Natural Gas_Miscellaneous_E2 | F3 | Commercial | Health (ID) | Existing | Miscellaneous | Natural Gas | Miscellaneous | E2 | System - kBTUs of Consumption | 0 | 0 | 0 | 0 | 0 | 0 | 0 | 0 | 0 | 0 | 0 | 0 | 0 | 0 | 0 | 0 | 0 | 0 | 0 | 0 | 0 | 0 | 0 | 0 | 0 | 0 | 0
F3_Commercial_Health (ID)_Existing_Miscellaneous_Natural Gas_Miscellaneous_E3 | F3 | Commercial | Health (ID) | Existing | Miscellaneous | Natural Gas | Miscellaneous | E3 | System - kBTUs of Consumption | 0 | 0 | 0 | 0 | 0 | 0 | 0 | 0 | 0 | 0 | 0 | 0 | 0 | 0 | 0 | 0 | 0 | 0 | 0 | 0 | 0 | 0 | 0 | 0 | 0 | 0 | 0
F3_Commercial_Health (ID)_Existing_Miscellaneous_Natural Gas_Miscellaneous_E4 | F3 | Commercial | Health (ID) | Existing | Miscellaneous | Natural Gas | Miscellaneous | E4 | System - kBTUs of Consumption | 0 | 0 | 0 | 0 | 0 | 0 | 0 | 0 | 0 | 0 | 0 | 0 | 0 | 0 | 0 | 0 | 0 | 0 | 0 | 0 | 0 | 0 | 0 | 0 | 0 | 0 | 0
F3_Commercial_Health (ID)_Existing_Miscellaneous_Natural Gas_Miscellaneous_E5 | F3 | Commercial | Health (ID) | Existing | Miscellaneous | Natural Gas | Miscellaneous | E5 | System - kBTUs of Consumption | 0 | 0 | 0 | 0 | 0 | 0 | 0 | 0 | 0 | 0 | 0 | 0 | 0 | 0 | 0 | 0 | 0 | 0 | 0 | 0 | 0 | 0 | 0 | 0 | 0 | 0 | 0
F3_Commercial_Health (ID)_Existing_Miscellaneous_Natural Gas_Miscellaneous_E6 | F3 | Commercial | Health (ID) | Existing | Miscellaneous | Natural Gas | Miscellaneous | E6 | System - kBTUs of Consumption | 0 | 0 | 0 | 0 | 0 | 0 | 0 | 0 | 0 | 0 | 0 | 0 | 0 | 0 | 0 | 0 | 0 | 0 | 0 | 0 | 0 | 0 | 0 | 0 | 0 | 0 | 0
F3_Commercial_Health (ID)_Existing_Miscellaneous_Natural Gas_Miscellaneous_E7 | F3 | Commercial | Health (ID) | Existing | Miscellaneous | Natural Gas | Miscellaneous | E7 | System - kBTUs of Consumption | 0 | 0 | 0 | 0 | 0 | 0 | 0 | 0 | 0 | 0 | 0 | 0 | 0 | 0 | 0 | 0 | 0 | 0 | 0 | 0 | 0 | 0 | 0 | 0 | 0 | 0 | 0
F3_Commercial_Health (ID)_Existing_Miscellaneous_Natural Gas_Miscellaneous_E8 | F3 | Commercial | Health (ID) | Existing | Miscellaneous | Natural Gas | Miscellaneous | E8 | System - kBTUs of Consumption | 0 | 0 | 0 | 0 | 0 | 0 | 0 | 0 | 0 | 0 | 0 | 0 | 0 | 0 | 0 | 0 | 0 | 0 | 0 | 0 | 0 | 0 | 0 | 0 | 0 | 0 | 0
F3_Commercial_Health (ID)_Existing_Miscellaneous_Natural Gas_Miscellaneous_E9 | F3 | Commercial | Health (ID) | Existing | Miscellaneous | Natural Gas | Miscellaneous | E9 | System - kBTUs of Consumption | 0 | 0 | 0 | 0 | 0 | 0 | 0 | 0 | 0 | 0 | 0 | 0 | 0 | 0 | 0 | 0 | 0 | 0 | 0 | 0 | 0 | 0 | 0 | 0 | 0 | 0 | 0
F3_Commercial_Health (ID)_Existing_Miscellaneous_Natural Gas_Miscellaneous_E10 | F3 | Commercial | Health (ID) | Existing | Miscellaneous | Natural Gas | Miscellaneous | E10 | System - kBTUs of Consumption | 0 | 0 | 0 | 0 | 0 | 0 | 0 | 0 | 0 | 0 | 0 | 0 | 0 | 0 | 0 | 0 | 0 | 0 | 0 | 0 | 0 | 0 | 0 | 0 | 0 | 0 | 0
F4_Commercial_Health (ID)_Existing_Miscellaneous_Natural Gas_Miscellaneous_E1 | F4 | Commercial | Health (ID) | Existing | Miscellaneous | Natural Gas | Miscellaneous | E1 | Utility - Cost of Equipment | 0.0041251 | 0.0041251 | 0.0041251 | 0.0041251 | 0.0041251 | 0.0041251 | 0.0041251 | 0.0041251 | 0.0041251 | 0.0041251 | 0.0041251 | 0.0041251 | 0.0041251 | 0.0041251 | 0.0041251 | 0.0041251 | 0.0041251 | 0.0041251 | 0.0041251 | 0.0041251 | 0.0041251 | 0.0041251 | 0.0041251 | 0.0041251 | 0.0041251 | 0.0041251 | 0.0041251
F4_Commercial_Health (ID)_Existing_Miscellaneous_Natural Gas_Miscellaneous_E2 | F4 | Commercial | Health (ID) | Existing | Miscellaneous | Natural Gas | Miscellaneous | E2 | Utility - Cost of Equipment | 0 | 0 | 0 | 0 | 0 | 0 | 0 | 0 | 0 | 0 | 0 | 0 | 0 | 0 | 0 | 0 | 0 | 0 | 0 | 0 | 0 | 0 | 0 | 0 | 0 | 0 | 0
F4_Commercial_Health (ID)_Existing_Miscellaneous_Natural Gas_Miscellaneous_E3 | F4 | Commercial | Health (ID) | Existing | Miscellaneous | Natural Gas | Miscellaneous | E3 | Utility - Cost of Equipment | 0 | 0 | 0 | 0 | 0 | 0 | 0 | 0 | 0 | 0 | 0 | 0 | 0 | 0 | 0 | 0 | 0 | 0 | 0 | 0 | 0 | 0 | 0 | 0 | 0 | 0 | 0
F4_Commercial_Health (ID)_Existing_Miscellaneous_Natural Gas_Miscellaneous_E4 | F4 | Commercial | Health (ID) | Existing | Miscellaneous | Natural Gas | Miscellaneous | E4 | Utility - Cost of Equipment | 0 | 0 | 0 | 0 | 0 | 0 | 0 | 0 | 0 | 0 | 0 | 0 | 0 | 0 | 0 | 0 | 0 | 0 | 0 | 0 | 0 | 0 | 0 | 0 | 0 | 0 | 0
F4_Commercial_Health (ID)_Existing_Miscellaneous_Natural Gas_Miscellaneous_E5 | F4 | Commercial | Health (ID) | Existing | Miscellaneous | Natural Gas | Miscellaneous | E5 | Utility - Cost of Equipment | 0 | 0 | 0 | 0 | 0 | 0 | 0 | 0 | 0 | 0 | 0 | 0 | 0 | 0 | 0 | 0 | 0 | 0 | 0 | 0 | 0 | 0 | 0 | 0 | 0 | 0 | 0
F4_Commercial_Health (ID)_Existing_Miscellaneous_Natural Gas_Miscellaneous_E6 | F4 | Commercial | Health (ID) | Existing | Miscellaneous | Natural Gas | Miscellaneous | E6 | Utility - Cost of Equipment | 0 | 0 | 0 | 0 | 0 | 0 | 0 | 0 | 0 | 0 | 0 | 0 | 0 | 0 | 0 | 0 | 0 | 0 | 0 | 0 | 0 | 0 | 0 | 0 | 0 | 0 | 0
F4_Commercial_Health (ID)_Existing_Miscellaneous_Natural Gas_Miscellaneous_E7 | F4 | Commercial | Health (ID) | Existing | Miscellaneous | Natural Gas | Miscellaneous | E7 | Utility - Cost of Equipment | 0 | 0 | 0 | 0 | 0 | 0 | 0 | 0 | 0 | 0 | 0 | 0 | 0 | 0 | 0 | 0 | 0 | 0 | 0 | 0 | 0 | 0 | 0 | 0 | 0 | 0 | 0
F4_Commercial_Health (ID)_Existing_Miscellaneous_Natural Gas_Miscellaneous_E8 | F4 | Commercial | Health (ID) | Existing | Miscellaneous | Natural Gas | Miscellaneous | E8 | Utility - Cost of Equipment | 0 | 0 | 0 | 0 | 0 | 0 | 0 | 0 | 0 | 0 | 0 | 0 | 0 | 0 | 0 | 0 | 0 | 0 | 0 | 0 | 0 | 0 | 0 | 0 | 0 | 0 | 0
F4_Commercial_Health (ID)_Existing_Miscellaneous_Natural Gas_Miscellaneous_E9 | F4 | Commercial | Health (ID) | Existing | Miscellaneous | Natural Gas | Miscellaneous | E9 | Utility - Cost of Equipment | 0 | 0 | 0 | 0 | 0 | 0 | 0 | 0 | 0 | 0 | 0 | 0 | 0 | 0 | 0 | 0 | 0 | 0 | 0 | 0 | 0 | 0 | 0 | 0 | 0 | 0 | 0
F4_Commercial_Health (ID)_Existing_Miscellaneous_Natural Gas_Miscellaneous_E10 | F4 | Commercial | Health (ID) | Existing | Miscellaneous | Natural Gas | Miscellaneous | E10 | Utility - Cost of Equipment | 0 | 0 | 0 | 0 | 0 | 0 | 0 | 0 | 0 | 0 | 0 | 0 | 0 | 0 | 0 | 0 | 0 | 0 | 0 | 0 | 0 | 0 | 0 | 0 | 0 | 0 | 0
F5_Commercial_Health (ID)_Existing_Miscellaneous_Natural Gas_Miscellaneous_E1 | F5 | Commercial | Health (ID) | Existing | Miscellaneous | Natural Gas | Miscellaneous | E1 | Utility - Cost of Operation | 0.0054371 | 0.0054719 | 0.0055419 | 0.0056584 | 0.0058339 | 0.0061143 | 0.0064226 | 0.006741 | 0.0070613 | 0.0074018 | 0.0076407 | 0.0078655 | 0.0081331 | 0.008398 | 0.0086209 | 0.0088168 | 0.0089717 | 0.0091202 | 0.0092855 | 0.0094385 | 0.0095971 | 0.0097652 | 0.0099339 | 0.01011 | 0.01029 | 0.010473 | 0.010659
F5_Commercial_Health (ID)_Existing_Miscellaneous_Natural Gas_Miscellaneous_E2 | F5 | Commercial | Health (ID) | Existing | Miscellaneous | Natural Gas | Miscellaneous | E2 | Utility - Cost of Operation | 0 | 0 | 0 | 0 | 0 | 0 | 0 | 0 | 0 | 0 | 0 | 0 | 0 | 0 | 0 | 0 | 0 | 0 | 0 | 0 | 0 | 0 | 0 | 0 | 0 | 0 | 0
F5_Commercial_Health (ID)_Existing_Miscellaneous_Natural Gas_Miscellaneous_E3 | F5 | Commercial | Health (ID) | Existing | Miscellaneous | Natural Gas | Miscellaneous | E3 | Utility - Cost of Operation | 0 | 0 | 0 | 0 | 0 | 0 | 0 | 0 | 0 | 0 | 0 | 0 | 0 | 0 | 0 | 0 | 0 | 0 | 0 | 0 | 0 | 0 | 0 | 0 | 0 | 0 | 0
F5_Commercial_Health (ID)_Existing_Miscellaneous_Natural Gas_Miscellaneous_E4 | F5 | Commercial | Health (ID) | Existing | Miscellaneous | Natural Gas | Miscellaneous | E4 | Utility - Cost of Operation | 0 | 0 | 0 | 0 | 0 | 0 | 0 | 0 | 0 | 0 | 0 | 0 | 0 | 0 | 0 | 0 | 0 | 0 | 0 | 0 | 0 | 0 | 0 | 0 | 0 | 0 | 0
F5_Commercial_Health (ID)_Existing_Miscellaneous_Natural Gas_Miscellaneous_E5 | F5 | Commercial | Health (ID) | Existing | Miscellaneous | Natural Gas | Miscellaneous | E5 | Utility - Cost of Operation | 0 | 0 | 0 | 0 | 0 | 0 | 0 | 0 | 0 | 0 | 0 | 0 | 0 | 0 | 0 | 0 | 0 | 0 | 0 | 0 | 0 | 0 | 0 | 0 | 0 | 0 | 0
F5_Commercial_Health (ID)_Existing_Miscellaneous_Natural Gas_Miscellaneous_E6 | F5 | Commercial | Health (ID) | Existing | Miscellaneous | Natural Gas | Miscellaneous | E6 | Utility - Cost of Operation | 0 | 0 | 0 | 0 | 0 | 0 | 0 | 0 | 0 | 0 | 0 | 0 | 0 | 0 | 0 | 0 | 0 | 0 | 0 | 0 | 0 | 0 | 0 | 0 | 0 | 0 | 0
F5_Commercial_Health (ID)_Existing_Miscellaneous_Natural Gas_Miscellaneous_E7 | F5 | Commercial | Health (ID) | Existing | Miscellaneous | Natural Gas | Miscellaneous | E7 | Utility - Cost of Operation | 0 | 0 | 0 | 0 | 0 | 0 | 0 | 0 | 0 | 0 | 0 | 0 | 0 | 0 | 0 | 0 | 0 | 0 | 0 | 0 | 0 | 0 | 0 | 0 | 0 | 0 | 0
F5_Commercial_Health (ID)_Existing_Miscellaneous_Natural Gas_Miscellaneous_E8 | F5 | Commercial | Health (ID) | Existing | Miscellaneous | Natural Gas | Miscellaneous | E8 | Utility - Cost of Operation | 0 | 0 | 0 | 0 | 0 | 0 | 0 | 0 | 0 | 0 | 0 | 0 | 0 | 0 | 0 | 0 | 0 | 0 | 0 | 0 | 0 | 0 | 0 | 0 | 0 | 0 | 0
F5_Commercial_Health (ID)_Existing_Miscellaneous_Natural Gas_Miscellaneous_E9 | F5 | Commercial | Health (ID) | Existing | Miscellaneous | Natural Gas | Miscellaneous | E9 | Utility - Cost of Operation | 0 | 0 | 0 | 0 | 0 | 0 | 0 | 0 | 0 | 0 | 0 | 0 | 0 | 0 | 0 | 0 | 0 | 0 | 0 | 0 | 0 | 0 | 0 | 0 | 0 | 0 | 0
F5_Commercial_Health (ID)_Existing_Miscellaneous_Natural Gas_Miscellaneous_E10 | F5 | Commercial | Health (ID) | Existing | Miscellaneous | Natural Gas | Miscellaneous | E10 | Utility - Cost of Operation | 0 | 0 | 0 | 0 | 0 | 0 | 0 | 0 | 0 | 0 | 0 | 0 | 0 | 0 | 0 | 0 | 0 | 0 | 0 | 0 | 0 | 0 | 0 | 0 | 0 | 0 | 0
F6_Commercial_Health (ID)_Existing_Miscellaneous_Natural Gas_Miscellaneous_E1 | F6 | Commercial | Health (ID) | Existing | Miscellaneous | Natural Gas | Miscellaneous | E1 | Utility - Value of Sales | 0.0065245 | 0.0065662 | 0.006636 | 0.0067443 | 0.0069042 | 0.0071676 | 0.0074384 | 0.0076914 | 0.0079125 | 0.0081419 | 0.0084048 | 0.008652 | 0.0089464 | 0.0092281 | 0.0094526 | 0.0096345 | 0.0097568 | 0.0098552 | 0.0099534 | 0.010016 | 0.010077 | 0.010253 | 0.010431 | 0.010616 | 0.010804 | 0.010996 | 0.011192
F6_Commercial_Health (ID)_Existing_Miscellaneous_Natural Gas_Miscellaneous_E2 | F6 | Commercial | Health (ID) | Existing | Miscellaneous | Natural Gas | Miscellaneous | E2 | Utility - Value of Sales | 0 | 0 | 0 | 0 | 0 | 0 | 0 | 0 | 0 | 0 | 0 | 0 | 0 | 0 | 0 | 0 | 0 | 0 | 0 | 0 | 0 | 0 | 0 | 0 | 0 | 0 | 0
F6_Commercial_Health (ID)_Existing_Miscellaneous_Natural Gas_Miscellaneous_E3 | F6 | Commercial | Health (ID) | Existing | Miscellaneous | Natural Gas | Miscellaneous | E3 | Utility - Value of Sales | 0 | 0 | 0 | 0 | 0 | 0 | 0 | 0 | 0 | 0 | 0 | 0 | 0 | 0 | 0 | 0 | 0 | 0 | 0 | 0 | 0 | 0 | 0 | 0 | 0 | 0 | 0
F6_Commercial_Health (ID)_Existing_Miscellaneous_Natural Gas_Miscellaneous_E4 | F6 | Commercial | Health (ID) | Existing | Miscellaneous | Natural Gas | Miscellaneous | E4 | Utility - Value of Sales | 0 | 0 | 0 | 0 | 0 | 0 | 0 | 0 | 0 | 0 | 0 | 0 | 0 | 0 | 0 | 0 | 0 | 0 | 0 | 0 | 0 | 0 | 0 | 0 | 0 | 0 | 0
F6_Commercial_Health (ID)_Existing_Miscellaneous_Natural Gas_Miscellaneous_E5 | F6 | Commercial | Health (ID) | Existing | Miscellaneous | Natural Gas | Miscellaneous | E5 | Utility - Value of Sales | 0 | 0 | 0 | 0 | 0 | 0 | 0 | 0 | 0 | 0 | 0 | 0 | 0 | 0 | 0 | 0 | 0 | 0 | 0 | 0 | 0 | 0 | 0 | 0 | 0 | 0 | 0
F6_Commercial_Health (ID)_Existing_Miscellaneous_Natural Gas_Miscellaneous_E6 | F6 | Commercial | Health (ID) | Existing | Miscellaneous | Natural Gas | Miscellaneous | E6 | Utility - Value of Sales | 0 | 0 | 0 | 0 | 0 | 0 | 0 | 0 | 0 | 0 | 0 | 0 | 0 | 0 | 0 | 0 | 0 | 0 | 0 | 0 | 0 | 0 | 0 | 0 | 0 | 0 | 0
F6_Commercial_Health (ID)_Existing_Miscellaneous_Natural Gas_Miscellaneous_E7 | F6 | Commercial | Health (ID) | Existing | Miscellaneous | Natural Gas | Miscellaneous | E7 | Utility - Value of Sales | 0 | 0 | 0 | 0 | 0 | 0 | 0 | 0 | 0 | 0 | 0 | 0 | 0 | 0 | 0 | 0 | 0 | 0 | 0 | 0 | 0 | 0 | 0 | 0 | 0 | 0 | 0
F6_Commercial_Health (ID)_Existing_Miscellaneous_Natural Gas_Miscellaneous_E8 | F6 | Commercial | Health (ID) | Existing | Miscellaneous | Natural Gas | Miscellaneous | E8 | Utility - Value of Sales | 0 | 0 | 0 | 0 | 0 | 0 | 0 | 0 | 0 | 0 | 0 | 0 | 0 | 0 | 0 | 0 | 0 | 0 | 0 | 0 | 0 | 0 | 0 | 0 | 0 | 0 | 0
F6_Commercial_Health (ID)_Existing_Miscellaneous_Natural Gas_Miscellaneous_E9 | F6 | Commercial | Health (ID) | Existing | Miscellaneous | Natural Gas | Miscellaneous | E9 | Utility - Value of Sales | 0 | 0 | 0 | 0 | 0 | 0 | 0 | 0 | 0 | 0 | 0 | 0 | 0 | 0 | 0 | 0 | 0 | 0 | 0 | 0 | 0 | 0 | 0 | 0 | 0 | 0 | 0
F6_Commercial_Health (ID)_Existing_Miscellaneous_Natural Gas_Miscellaneous_E10 | F6 | Commercial | Health (ID) | Existing | Miscellaneous | Natural Gas | Miscellaneous | E10 | Utility - Value of Sales | 0 | 0 | 0 | 0 | 0 | 0 | 0 | 0 | 0 | 0 | 0 | 0 | 0 | 0 | 0 | 0 | 0 | 0 | 0 | 0 | 0 | 0 | 0 | 0 | 0 | 0 | 0
F1_Commercial_Health (ID)_New_Space Heating_Natural Gas_Furnace_E1 | F1 | Commercial | Health (ID) | New | Space Heating | Natural Gas | Furnace | E1 | RVT - Cost of Equipment | 0.081941 | 0.081941 | 0.081941 | 0.081941 | 0.081941 | 0.081941 | 0.081941 | 0.081941 | 0.081941 | 0.081941 | 0.081941 | 0.081941 | 0.081941 | 0.081941 | 0.081941 | 0.081941 | 0.081941 | 0.081941 | 0.081941 | 0.081941 | 0.081941 | 0.081941 | 0.081941 | 0.081941 | 0.081941 | 0.081941 | 0.081941
F1_Commercial_Health (ID)_New_Space Heating_Natural Gas_Furnace_E2 | F1 | Commercial | Health (ID) | New | Space Heating | Natural Gas | Furnace | E2 | RVT - Cost of Equipment | 0.16562 | 0.16562 | 0.16562 | 0.16562 | 0.16562 | 0.16562 | 0.16562 | 0.16562 | 0.16562 | 0.16562 | 0.16562 | 0.16562 | 0.16562 | 0.16562 | 0.16562 | 0.16562 | 0.16562 | 0.16562 | 0.16562 | 0.16562 | 0.16562 | 0.16562 | 0.16562 | 0.16562 | 0.16562 | 0.16562 | 0.16562
F1_Commercial_Health (ID)_New_Space Heating_Natural Gas_Furnace_E3 | F1 | Commercial | Health (ID) | New | Space Heating | Natural Gas | Furnace | E3 | RVT - Cost of Equipment | 0.10068 | 0.10068 | 0.10068 | 0.10068 | 0.10068 | 0.10068 | 0.10068 | 0.10068 | 0.10068 | 0.10068 | 0.10068 | 0.10068 | 0.10068 | 0.10068 | 0.10068 | 0.10068 | 0.10068 | 0.10068 | 0.10068 | 0.10068 | 0.10068 | 0.10068 | 0.10068 | 0.10068 | 0.10068 | 0.10068 | 0.10068
F1_Commercial_Health (ID)_New_Space Heating_Natural Gas_Furnace_E4 | F1 | Commercial | Health (ID) | New | Space Heating | Natural Gas | Furnace | E4 | RVT - Cost of Equipment | 0 | 0 | 0 | 0 | 0 | 0 | 0 | 0 | 0 | 0 | 0 | 0 | 0 | 0 | 0 | 0 | 0 | 0 | 0 | 0 | 0 | 0 | 0 | 0 | 0 | 0 | 0
F1_Commercial_Health (ID)_New_Space Heating_Natural Gas_Furnace_E5 | F1 | Commercial | Health (ID) | New | Space Heating | Natural Gas | Furnace | E5 | RVT - Cost of Equipment | 0 | 0 | 0 | 0 | 0 | 0 | 0 | 0 | 0 | 0 | 0 | 0 | 0 | 0 | 0 | 0 | 0 | 0 | 0 | 0 | 0 | 0 | 0 | 0 | 0 | 0 | 0
F1_Commercial_Health (ID)_New_Space Heating_Natural Gas_Furnace_E6 | F1 | Commercial | Health (ID) | New | Space Heating | Natural Gas | Furnace | E6 | RVT - Cost of Equipment | 0 | 0 | 0 | 0 | 0 | 0 | 0 | 0 | 0 | 0 | 0 | 0 | 0 | 0 | 0 | 0 | 0 | 0 | 0 | 0 | 0 | 0 | 0 | 0 | 0 | 0 | 0
F1_Commercial_Health (ID)_New_Space Heating_Natural Gas_Furnace_E7 | F1 | Commercial | Health (ID) | New | Space Heating | Natural Gas | Furnace | E7 | RVT - Cost of Equipment | 0 | 0 | 0 | 0 | 0 | 0 | 0 | 0 | 0 | 0 | 0 | 0 | 0 | 0 | 0 | 0 | 0 | 0 | 0 | 0 | 0 | 0 | 0 | 0 | 0 | 0 | 0
F1_Commercial_Health (ID)_New_Space Heating_Natural Gas_Furnace_E8 | F1 | Commercial | Health (ID) | New | Space Heating | Natural Gas | Furnace | E8 | RVT - Cost of Equipment | 0 | 0 | 0 | 0 | 0 | 0 | 0 | 0 | 0 | 0 | 0 | 0 | 0 | 0 | 0 | 0 | 0 | 0 | 0 | 0 | 0 | 0 | 0 | 0 | 0 | 0 | 0
F1_Commercial_Health (ID)_New_Space Heating_Natural Gas_Furnace_E9 | F1 | Commercial | Health (ID) | New | Space Heating | Natural Gas | Furnace | E9 | RVT - Cost of Equipment | 0 | 0 | 0 | 0 | 0 | 0 | 0 | 0 | 0 | 0 | 0 | 0 | 0 | 0 | 0 | 0 | 0 | 0 | 0 | 0 | 0 | 0 | 0 | 0 | 0 | 0 | 0
F1_Commercial_Health (ID)_New_Space Heating_Natural Gas_Furnace_E10 | F1 | Commercial | Health (ID) | New | Space Heating | Natural Gas | Furnace | E10 | RVT - Cost of Equipment | 0 | 0 | 0 | 0 | 0 | 0 | 0 | 0 | 0 | 0 | 0 | 0 | 0 | 0 | 0 | 0 | 0 | 0 | 0 | 0 | 0 | 0 | 0 | 0 | 0 | 0 | 0
F2_Commercial_Health (ID)_New_Space Heating_Natural Gas_Furnace_E1 | F2 | Commercial | Health (ID) | New | Space Heating | Natural Gas | Furnace | E1 | RVT - Cost of Operation | 0.095582 | 0.096376 | 0.097698 | 0.099226 | 0.10098 | 0.10383 | 0.10666 | 0.10961 | 0.11221 | 0.11473 | 0.11758 | 0.12008 | 0.12285 | 0.12571 | 0.12826 | 0.1307 | 0.13285 | 0.13505 | 0.13733 | 0.13963 | 0.14194 | 0.14504 | 0.14871 | 0.15186 | 0.15509 | 0.15838 | 0.16174
F2_Commercial_Health (ID)_New_Space Heating_Natural Gas_Furnace_E2 | F2 | Commercial | Health (ID) | New | Space Heating | Natural Gas | Furnace | E2 | RVT - Cost of Operation | 0.084965 | 0.085671 | 0.086846 | 0.088204 | 0.089761 | 0.092294 | 0.094808 | 0.097437 | 0.099745 | 0.10198 | 0.10452 | 0.10674 | 0.10921 | 0.11175 | 0.11401 | 0.11618 | 0.1181 | 0.12005 | 0.12207 | 0.12412 | 0.12617 | 0.12893 | 0.13219 | 0.13499 | 0.13786 | 0.14079 | 0.14377
F2_Commercial_Health (ID)_New_Space Heating_Natural Gas_Furnace_E3 | F2 | Commercial | Health (ID) | New | Space Heating | Natural Gas | Furnace | E3 | RVT - Cost of Operation | 0.079656 | 0.080318 | 0.08142 | 0.082693 | 0.084152 | 0.086528 | 0.088885 | 0.09135 | 0.093513 | 0.095612 | 0.097991 | 0.10007 | 0.10238 | 0.10477 | 0.10689 | 0.10892 | 0.11072 | 0.11255 | 0.11445 | 0.11637 | 0.11829 | 0.12087 | 0.12393 | 0.12656 | 0.12925 | 0.13199 | 0.13479
F2_Commercial_Health (ID)_New_Space Heating_Natural Gas_Furnace_E4 | F2 | Commercial | Health (ID) | New | Space Heating | Natural Gas | Furnace | E4 | RVT - Cost of Operation | 0 | 0 | 0 | 0 | 0 | 0 | 0 | 0 | 0 | 0 | 0 | 0 | 0 | 0 | 0 | 0 | 0 | 0 | 0 | 0 | 0 | 0 | 0 | 0 | 0 | 0 | 0
F2_Commercial_Health (ID)_New_Space Heating_Natural Gas_Furnace_E5 | F2 | Commercial | Health (ID) | New | Space Heating | Natural Gas | Furnace | E5 | RVT - Cost of Operation | 0 | 0 | 0 | 0 | 0 | 0 | 0 | 0 | 0 | 0 | 0 | 0 | 0 | 0 | 0 | 0 | 0 | 0 | 0 | 0 | 0 | 0 | 0 | 0 | 0 | 0 | 0
F2_Commercial_Health (ID)_New_Space Heating_Natural Gas_Furnace_E6 | F2 | Commercial | Health (ID) | New | Space Heating | Natural Gas | Furnace | E6 | RVT - Cost of Operation | 0 | 0 | 0 | 0 | 0 | 0 | 0 | 0 | 0 | 0 | 0 | 0 | 0 | 0 | 0 | 0 | 0 | 0 | 0 | 0 | 0 | 0 | 0 | 0 | 0 | 0 | 0
F2_Commercial_Health (ID)_New_Space Heating_Natural Gas_Furnace_E7 | F2 | Commercial | Health (ID) | New | Space Heating | Natural Gas | Furnace | E7 | RVT - Cost of Operation | 0 | 0 | 0 | 0 | 0 | 0 | 0 | 0 | 0 | 0 | 0 | 0 | 0 | 0 | 0 | 0 | 0 | 0 | 0 | 0 | 0 | 0 | 0 | 0 | 0 | 0 | 0
F2_Commercial_Health (ID)_New_Space Heating_Natural Gas_Furnace_E8 | F2 | Commercial | Health (ID) | New | Space Heating | Natural Gas | Furnace | E8 | RVT - Cost of Operation | 0 | 0 | 0 | 0 | 0 | 0 | 0 | 0 | 0 | 0 | 0 | 0 | 0 | 0 | 0 | 0 | 0 | 0 | 0 | 0 | 0 | 0 | 0 | 0 | 0 | 0 | 0
F2_Commercial_Health (ID)_New_Space Heating_Natural Gas_Furnace_E9 | F2 | Commercial | Health (ID) | New | Space Heating | Natural Gas | Furnace | E9 | RVT - Cost of Operation | 0 | 0 | 0 | 0 | 0 | 0 | 0 | 0 | 0 | 0 | 0 | 0 | 0 | 0 | 0 | 0 | 0 | 0 | 0 | 0 | 0 | 0 | 0 | 0 | 0 | 0 | 0
F2_Commercial_Health (ID)_New_Space Heating_Natural Gas_Furnace_E10 | F2 | Commercial | Health (ID) | New | Space Heating | Natural Gas | Furnace | E10 | RVT - Cost of Operation | 0 | 0 | 0 | 0 | 0 | 0 | 0 | 0 | 0 | 0 | 0 | 0 | 0 | 0 | 0 | 0 | 0 | 0 | 0 | 0 | 0 | 0 | 0 | 0 | 0 | 0 | 0
F3_Commercial_Health (ID)_New_Space Heating_Natural Gas_Furnace_E1 | F3 | Commercial | Health (ID) | New | Space Heating | Natural Gas | Furnace | E1 | System - kBTUs of Consumption | 21.0342 | 20.9814 | 20.9814 | 20.9814 | 20.9814 | 20.9814 | 20.9814 | 20.9814 | 20.9814 | 20.9814 | 20.9814 | 20.9814 | 20.9814 | 20.9814 | 20.9814 | 20.9814 | 20.9814 | 20.9814 | 20.9814 | 20.9814 | 20.9814 | 20.9814 | 20.9814 | 20.9814 | 20.9814 | 20.9814 | 20.9814
F3_Commercial_Health (ID)_New_Space Heating_Natural Gas_Furnace_E2 | F3 | Commercial | Health (ID) | New | Space Heating | Natural Gas | Furnace | E2 | System - kBTUs of Consumption | 18.6977 | 18.6508 | 18.6508 | 18.6508 | 18.6508 | 18.6508 | 18.6508 | 18.6508 | 18.6508 | 18.6508 | 18.6508 | 18.6508 | 18.6508 | 18.6508 | 18.6508 | 18.6508 | 18.6508 | 18.6508 | 18.6508 | 18.6508 | 18.6508 | 18.6508 | 18.6508 | 18.6508 | 18.6508 | 18.6508 | 18.6508
F3_Commercial_Health (ID)_New_Space Heating_Natural Gas_Furnace_E3 | F3 | Commercial | Health (ID) | New | Space Heating | Natural Gas | Furnace | E3 | System - kBTUs of Consumption | 17.5295 | 17.4855 | 17.4855 | 17.4855 | 17.4855 | 17.4855 | 17.4855 | 17.4855 | 17.4855 | 17.4855 | 17.4855 | 17.4855 | 17.4855 | 17.4855 | 17.4855 | 17.4855 | 17.4855 | 17.4855 | 17.4855 | 17.4855 | 17.4855 | 17.4855 | 17.4855 | 17.4855 | 17.4855 | 17.4855 | 17.4855
F3_Commercial_Health (ID)_New_Space Heating_Natural Gas_Furnace_E4 | F3 | Commercial | Health (ID) | New | Space Heating | Natural Gas | Furnace | E4 | System - kBTUs of Consumption | 0 | 0 | 0 | 0 | 0 | 0 | 0 | 0 | 0 | 0 | 0 | 0 | 0 | 0 | 0 | 0 | 0 | 0 | 0 | 0 | 0 | 0 | 0 | 0 | 0 | 0 | 0
F3_Commercial_Health (ID)_New_Space Heating_Natural Gas_Furnace_E5 | F3 | Commercial | Health (ID) | New | Space Heating | Natural Gas | Furnace | E5 | System - kBTUs of Consumption | 0 | 0 | 0 | 0 | 0 | 0 | 0 | 0 | 0 | 0 | 0 | 0 | 0 | 0 | 0 | 0 | 0 | 0 | 0 | 0 | 0 | 0 | 0 | 0 | 0 | 0 | 0
F3_Commercial_Health (ID)_New_Space Heating_Natural Gas_Furnace_E6 | F3 | Commercial | Health (ID) | New | Space Heating | Natural Gas | Furnace | E6 | System - kBTUs of Consumption | 0 | 0 | 0 | 0 | 0 | 0 | 0 | 0 | 0 | 0 | 0 | 0 | 0 | 0 | 0 | 0 | 0 | 0 | 0 | 0 | 0 | 0 | 0 | 0 | 0 | 0 | 0
F3_Commercial_Health (ID)_New_Space Heating_Natural Gas_Furnace_E7 | F3 | Commercial | Health (ID) | New | Space Heating | Natural Gas | Furnace | E7 | System - kBTUs of Consumption | 0 | 0 | 0 | 0 | 0 | 0 | 0 | 0 | 0 | 0 | 0 | 0 | 0 | 0 | 0 | 0 | 0 | 0 | 0 | 0 | 0 | 0 | 0 | 0 | 0 | 0 | 0
F3_Commercial_Health (ID)_New_Space Heating_Natural Gas_Furnace_E8 | F3 | Commercial | Health (ID) | New | Space Heating | Natural Gas | Furnace | E8 | System - kBTUs of Consumption | 0 | 0 | 0 | 0 | 0 | 0 | 0 | 0 | 0 | 0 | 0 | 0 | 0 | 0 | 0 | 0 | 0 | 0 | 0 | 0 | 0 | 0 | 0 | 0 | 0 | 0 | 0
F3_Commercial_Health (ID)_New_Space Heating_Natural Gas_Furnace_E9 | F3 | Commercial | Health (ID) | New | Space Heating | Natural Gas | Furnace | E9 | System - kBTUs of Consumption | 0 | 0 | 0 | 0 | 0 | 0 | 0 | 0 | 0 | 0 | 0 | 0 | 0 | 0 | 0 | 0 | 0 | 0 | 0 | 0 | 0 | 0 | 0 | 0 | 0 | 0 | 0
F3_Commercial_Health (ID)_New_Space Heating_Natural Gas_Furnace_E10 | F3 | Commercial | Health (ID) | New | Space Heating | Natural Gas | Furnace | E10 | System - kBTUs of Consumption | 0 | 0 | 0 | 0 | 0 | 0 | 0 | 0 | 0 | 0 | 0 | 0 | 0 | 0 | 0 | 0 | 0 | 0 | 0 | 0 | 0 | 0 | 0 | 0 | 0 | 0 | 0
F4_Commercial_Health (ID)_New_Space Heating_Natural Gas_Furnace_E1 | F4 | Commercial | Health (ID) | New | Space Heating | Natural Gas | Furnace | E1 | Utility - Cost of Equipment | 0.081941 | 0.081941 | 0.081941 | 0.081941 | 0.081941 | 0.081941 | 0.081941 | 0.081941 | 0.081941 | 0.081941 | 0.081941 | 0.081941 | 0.081941 | 0.081941 | 0.081941 | 0.081941 | 0.081941 | 0.081941 | 0.081941 | 0.081941 | 0.081941 | 0.081941 | 0.081941 | 0.081941 | 0.081941 | 0.081941 | 0.081941
F4_Commercial_Health (ID)_New_Space Heating_Natural Gas_Furnace_E2 | F4 | Commercial | Health (ID) | New | Space Heating | Natural Gas | Furnace | E2 | Utility - Cost of Equipment | 0.16562 | 0.16562 | 0.16562 | 0.16562 | 0.16562 | 0.16562 | 0.16562 | 0.16562 | 0.16562 | 0.16562 | 0.16562 | 0.16562 | 0.16562 | 0.16562 | 0.16562 | 0.16562 | 0.16562 | 0.16562 | 0.16562 | 0.16562 | 0.16562 | 0.16562 | 0.16562 | 0.16562 | 0.16562 | 0.16562 | 0.16562
F4_Commercial_Health (ID)_New_Space Heating_Natural Gas_Furnace_E3 | F4 | Commercial | Health (ID) | New | Space Heating | Natural Gas | Furnace | E3 | Utility - Cost of Equipment | 0.10068 | 0.10068 | 0.10068 | 0.10068 | 0.10068 | 0.10068 | 0.10068 | 0.10068 | 0.10068 | 0.10068 | 0.10068 | 0.10068 | 0.10068 | 0.10068 | 0.10068 | 0.10068 | 0.10068 | 0.10068 | 0.10068 | 0.10068 | 0.10068 | 0.10068 | 0.10068 | 0.10068 | 0.10068 | 0.10068 | 0.10068
F4_Commercial_Health (ID)_New_Space Heating_Natural Gas_Furnace_E4 | F4 | Commercial | Health (ID) | New | Space Heating | Natural Gas | Furnace | E4 | Utility - Cost of Equipment | 0 | 0 | 0 | 0 | 0 | 0 | 0 | 0 | 0 | 0 | 0 | 0 | 0 | 0 | 0 | 0 | 0 | 0 | 0 | 0 | 0 | 0 | 0 | 0 | 0 | 0 | 0
F4_Commercial_Health (ID)_New_Space Heating_Natural Gas_Furnace_E5 | F4 | Commercial | Health (ID) | New | Space Heating | Natural Gas | Furnace | E5 | Utility - Cost of Equipment | 0 | 0 | 0 | 0 | 0 | 0 | 0 | 0 | 0 | 0 | 0 | 0 | 0 | 0 | 0 | 0 | 0 | 0 | 0 | 0 | 0 | 0 | 0 | 0 | 0 | 0 | 0
F4_Commercial_Health (ID)_New_Space Heating_Natural Gas_Furnace_E6 | F4 | Commercial | Health (ID) | New | Space Heating | Natural Gas | Furnace | E6 | Utility - Cost of Equipment | 0 | 0 | 0 | 0 | 0 | 0 | 0 | 0 | 0 | 0 | 0 | 0 | 0 | 0 | 0 | 0 | 0 | 0 | 0 | 0 | 0 | 0 | 0 | 0 | 0 | 0 | 0
F4_Commercial_Health (ID)_New_Space Heating_Natural Gas_Furnace_E7 | F4 | Commercial | Health (ID) | New | Space Heating | Natural Gas | Furnace | E7 | Utility - Cost of Equipment | 0 | 0 | 0 | 0 | 0 | 0 | 0 | 0 | 0 | 0 | 0 | 0 | 0 | 0 | 0 | 0 | 0 | 0 | 0 | 0 | 0 | 0 | 0 | 0 | 0 | 0 | 0
F4_Commercial_Health (ID)_New_Space Heating_Natural Gas_Furnace_E8 | F4 | Commercial | Health (ID) | New | Space Heating | Natural Gas | Furnace | E8 | Utility - Cost of Equipment | 0 | 0 | 0 | 0 | 0 | 0 | 0 | 0 | 0 | 0 | 0 | 0 | 0 | 0 | 0 | 0 | 0 | 0 | 0 | 0 | 0 | 0 | 0 | 0 | 0 | 0 | 0
F4_Commercial_Health (ID)_New_Space Heating_Natural Gas_Furnace_E9 | F4 | Commercial | Health (ID) | New | Space Heating | Natural Gas | Furnace | E9 | Utility - Cost of Equipment | 0 | 0 | 0 | 0 | 0 | 0 | 0 | 0 | 0 | 0 | 0 | 0 | 0 | 0 | 0 | 0 | 0 | 0 | 0 | 0 | 0 | 0 | 0 | 0 | 0 | 0 | 0
F4_Commercial_Health (ID)_New_Space Heating_Natural Gas_Furnace_E10 | F4 | Commercial | Health (ID) | New | Space Heating | Natural Gas | Furnace | E10 | Utility - Cost of Equipment | 0 | 0 | 0 | 0 | 0 | 0 | 0 | 0 | 0 | 0 | 0 | 0 | 0 | 0 | 0 | 0 | 0 | 0 | 0 | 0 | 0 | 0 | 0 | 0 | 0 | 0 | 0
F5_Commercial_Health (ID)_New_Space Heating_Natural Gas_Furnace_E1 | F5 | Commercial | Health (ID) | New | Space Heating | Natural Gas | Furnace | E1 | Utility - Cost of Operation | 0.081886 | 0.083077 | 0.084764 | 0.08669 | 0.088875 | 0.092053 | 0.095298 | 0.098741 | 0.10198 | 0.10527 | 0.10814 | 0.11074 | 0.11363 | 0.11662 | 0.11936 | 0.12204 | 0.1245 | 0.12703 | 0.12968 | 0.13241 | 0.13518 | 0.13813 | 0.14163 | 0.14463 | 0.1477 | 0.15084 | 0.15404
F5_Commercial_Health (ID)_New_Space Heating_Natural Gas_Furnace_E2 | F5 | Commercial | Health (ID) | New | Space Heating | Natural Gas | Furnace | E2 | Utility - Cost of Operation | 0.072791 | 0.073849 | 0.075349 | 0.077061 | 0.079003 | 0.081828 | 0.084712 | 0.087773 | 0.090654 | 0.093575 | 0.096132 | 0.098442 | 0.10101 | 0.10367 | 0.1061 | 0.10849 | 0.11067 | 0.11292 | 0.11528 | 0.1177 | 0.12017 | 0.12279 | 0.12589 | 0.12857 | 0.13129 | 0.13408 | 0.13693
F5_Commercial_Health (ID)_New_Space Heating_Natural Gas_Furnace_E3 | F5 | Commercial | Health (ID) | New | Space Heating | Natural Gas | Furnace | E3 | Utility - Cost of Operation | 0.068243 | 0.069235 | 0.070641 | 0.072246 | 0.074067 | 0.076715 | 0.079419 | 0.082289 | 0.08499 | 0.087729 | 0.090126 | 0.092292 | 0.094696 | 0.09719 | 0.099473 | 0.10171 | 0.10375 | 0.10587 | 0.10808 | 0.11035 | 0.11266 | 0.11511 | 0.11803 | 0.12053 | 0.12309 | 0.1257 | 0.12837
F5_Commercial_Health (ID)_New_Space Heating_Natural Gas_Furnace_E4 | F5 | Commercial | Health (ID) | New | Space Heating | Natural Gas | Furnace | E4 | Utility - Cost of Operation | 0 | 0 | 0 | 0 | 0 | 0 | 0 | 0 | 0 | 0 | 0 | 0 | 0 | 0 | 0 | 0 | 0 | 0 | 0 | 0 | 0 | 0 | 0 | 0 | 0 | 0 | 0
F5_Commercial_Health (ID)_New_Space Heating_Natural Gas_Furnace_E5 | F5 | Commercial | Health (ID) | New | Space Heating | Natural Gas | Furnace | E5 | Utility - Cost of Operation | 0 | 0 | 0 | 0 | 0 | 0 | 0 | 0 | 0 | 0 | 0 | 0 | 0 | 0 | 0 | 0 | 0 | 0 | 0 | 0 | 0 | 0 | 0 | 0 | 0 | 0 | 0
F5_Commercial_Health (ID)_New_Space Heating_Natural Gas_Furnace_E6 | F5 | Commercial | Health (ID) | New | Space Heating | Natural Gas | Furnace | E6 | Utility - Cost of Operation | 0 | 0 | 0 | 0 | 0 | 0 | 0 | 0 | 0 | 0 | 0 | 0 | 0 | 0 | 0 | 0 | 0 | 0 | 0 | 0 | 0 | 0 | 0 | 0 | 0 | 0 | 0
F5_Commercial_Health (ID)_New_Space Heating_Natural Gas_Furnace_E7 | F5 | Commercial | Health (ID) | New | Space Heating | Natural Gas | Furnace | E7 | Utility - Cost of Operation | 0 | 0 | 0 | 0 | 0 | 0 | 0 | 0 | 0 | 0 | 0 | 0 | 0 | 0 | 0 | 0 | 0 | 0 | 0 | 0 | 0 | 0 | 0 | 0 | 0 | 0 | 0
F5_Commercial_Health (ID)_New_Space Heating_Natural Gas_Furnace_E8 | F5 | Commercial | Health (ID) | New | Space Heating | Natural Gas | Furnace | E8 | Utility - Cost of Operation | 0 | 0 | 0 | 0 | 0 | 0 | 0 | 0 | 0 | 0 | 0 | 0 | 0 | 0 | 0 | 0 | 0 | 0 | 0 | 0 | 0 | 0 | 0 | 0 | 0 | 0 | 0
F5_Commercial_Health (ID)_New_Space Heating_Natural Gas_Furnace_E9 | F5 | Commercial | Health (ID) | New | Space Heating | Natural Gas | Furnace | E9 | Utility - Cost of Operation | 0 | 0 | 0 | 0 | 0 | 0 | 0 | 0 | 0 | 0 | 0 | 0 | 0 | 0 | 0 | 0 | 0 | 0 | 0 | 0 | 0 | 0 | 0 | 0 | 0 | 0 | 0
F5_Commercial_Health (ID)_New_Space Heating_Natural Gas_Furnace_E10 | F5 | Commercial | Health (ID) | New | Space Heating | Natural Gas | Furnace | E10 | Utility - Cost of Operation | 0 | 0 | 0 | 0 | 0 | 0 | 0 | 0 | 0 | 0 | 0 | 0 | 0 | 0 | 0 | 0 | 0 | 0 | 0 | 0 | 0 | 0 | 0 | 0 | 0 | 0 | 0
F6_Commercial_Health (ID)_New_Space Heating_Natural Gas_Furnace_E1 | F6 | Commercial | Health (ID) | New | Space Heating | Natural Gas | Furnace | E1 | Utility - Value of Sales | 0.095582 | 0.096376 | 0.097698 | 0.099226 | 0.10098 | 0.10383 | 0.10666 | 0.10961 | 0.11221 | 0.11473 | 0.11758 | 0.12008 | 0.12285 | 0.12571 | 0.12826 | 0.1307 | 0.13285 | 0.13505 | 0.13733 | 0.13963 | 0.14194 | 0.14504 | 0.14871 | 0.15186 | 0.15509 | 0.15838 | 0.16174
F6_Commercial_Health (ID)_New_Space Heating_Natural Gas_Furnace_E2 | F6 | Commercial | Health (ID) | New | Space Heating | Natural Gas | Furnace | E2 | Utility - Value of Sales | 0.084965 | 0.085671 | 0.086846 | 0.088204 | 0.089761 | 0.092294 | 0.094808 | 0.097437 | 0.099745 | 0.10198 | 0.10452 | 0.10674 | 0.10921 | 0.11175 | 0.11401 | 0.11618 | 0.1181 | 0.12005 | 0.12207 | 0.12412 | 0.12617 | 0.12893 | 0.13219 | 0.13499 | 0.13786 | 0.14079 | 0.14377
F6_Commercial_Health (ID)_New_Space Heating_Natural Gas_Furnace_E3 | F6 | Commercial | Health (ID) | New | Space Heating | Natural Gas | Furnace | E3 | Utility - Value of Sales | 0.079656 | 0.080318 | 0.08142 | 0.082693 | 0.084152 | 0.086528 | 0.088885 | 0.09135 | 0.093513 | 0.095612 | 0.097991 | 0.10007 | 0.10238 | 0.10477 | 0.10689 | 0.10892 | 0.11072 | 0.11255 | 0.11445 | 0.11637 | 0.11829 | 0.12087 | 0.12393 | 0.12656 | 0.12925 | 0.13199 | 0.13479
F6_Commercial_Health (ID)_New_Space Heating_Natural Gas_Furnace_E4 | F6 | Commercial | Health (ID) | New | Space Heating | Natural Gas | Furnace | E4 | Utility - Value of Sales | 0 | 0 | 0 | 0 | 0 | 0 | 0 | 0 | 0 | 0 | 0 | 0 | 0 | 0 | 0 | 0 | 0 | 0 | 0 | 0 | 0 | 0 | 0 | 0 | 0 | 0 | 0
F6_Commercial_Health (ID)_New_Space Heating_Natural Gas_Furnace_E5 | F6 | Commercial | Health (ID) | New | Space Heating | Natural Gas | Furnace | E5 | Utility - Value of Sales | 0 | 0 | 0 | 0 | 0 | 0 | 0 | 0 | 0 | 0 | 0 | 0 | 0 | 0 | 0 | 0 | 0 | 0 | 0 | 0 | 0 | 0 | 0 | 0 | 0 | 0 | 0
F6_Commercial_Health (ID)_New_Space Heating_Natural Gas_Furnace_E6 | F6 | Commercial | Health (ID) | New | Space Heating | Natural Gas | Furnace | E6 | Utility - Value of Sales | 0 | 0 | 0 | 0 | 0 | 0 | 0 | 0 | 0 | 0 | 0 | 0 | 0 | 0 | 0 | 0 | 0 | 0 | 0 | 0 | 0 | 0 | 0 | 0 | 0 | 0 | 0
F6_Commercial_Health (ID)_New_Space Heating_Natural Gas_Furnace_E7 | F6 | Commercial | Health (ID) | New | Space Heating | Natural Gas | Furnace | E7 | Utility - Value of Sales | 0 | 0 | 0 | 0 | 0 | 0 | 0 | 0 | 0 | 0 | 0 | 0 | 0 | 0 | 0 | 0 | 0 | 0 | 0 | 0 | 0 | 0 | 0 | 0 | 0 | 0 | 0
F6_Commercial_Health (ID)_New_Space Heating_Natural Gas_Furnace_E8 | F6 | Commercial | Health (ID) | New | Space Heating | Natural Gas | Furnace | E8 | Utility - Value of Sales | 0 | 0 | 0 | 0 | 0 | 0 | 0 | 0 | 0 | 0 | 0 | 0 | 0 | 0 | 0 | 0 | 0 | 0 | 0 | 0 | 0 | 0 | 0 | 0 | 0 | 0 | 0
F6_Commercial_Health (ID)_New_Space Heating_Natural Gas_Furnace_E9 | F6 | Commercial | Health (ID) | New | Space Heating | Natural Gas | Furnace | E9 | Utility - Value of Sales | 0 | 0 | 0 | 0 | 0 | 0 | 0 | 0 | 0 | 0 | 0 | 0 | 0 | 0 | 0 | 0 | 0 | 0 | 0 | 0 | 0 | 0 | 0 | 0 | 0 | 0 | 0
F6_Commercial_Health (ID)_New_Space Heating_Natural Gas_Furnace_E10 | F6 | Commercial | Health (ID) | New | Space Heating | Natural Gas | Furnace | E10 | Utility - Value of Sales | 0 | 0 | 0 | 0 | 0 | 0 | 0 | 0 | 0 | 0 | 0 | 0 | 0 | 0 | 0 | 0 | 0 | 0 | 0 | 0 | 0 | 0 | 0 | 0 | 0 | 0 | 0
F1_Commercial_Health (ID)_New_Space Heating_Natural Gas_Boiler_E1 | F1 | Commercial | Health (ID) | New | Space Heating | Natural Gas | Boiler | E1 | RVT - Cost of Equipment | 0.15373 | 0.15373 | 0.15373 | 0.15373 | 0.15373 | 0.15373 | 0.15373 | 0.15373 | 0.15373 | 0.15373 | 0.15373 | 0.15373 | 0.15373 | 0.15373 | 0.15373 | 0.15373 | 0.15373 | 0.15373 | 0.15373 | 0.15373 | 0.15373 | 0.15373 | 0.15373 | 0.15373 | 0.15373 | 0.15373 | 0.15373
F1_Commercial_Health (ID)_New_Space Heating_Natural Gas_Boiler_E2 | F1 | Commercial | Health (ID) | New | Space Heating | Natural Gas | Boiler | E2 | RVT - Cost of Equipment | 0.16018 | 0.16018 | 0.16018 | 0.16018 | 0.16018 | 0.16018 | 0.16018 | 0.16018 | 0.16018 | 0.16018 | 0.16018 | 0.16018 | 0.16018 | 0.16018 | 0.16018 | 0.16018 | 0.16018 | 0.16018 | 0.16018 | 0.16018 | 0.16018 | 0.16018 | 0.16018 | 0.16018 | 0.16018 | 0.16018 | 0.16018
F1_Commercial_Health (ID)_New_Space Heating_Natural Gas_Boiler_E3 | F1 | Commercial | Health (ID) | New | Space Heating | Natural Gas | Boiler | E3 | RVT - Cost of Equipment | 0.14954 | 0.14954 | 0.14954 | 0.14954 | 0.14954 | 0.14954 | 0.14954 | 0.14954 | 0.14954 | 0.14954 | 0.14954 | 0.14954 | 0.14954 | 0.14954 | 0.14954 | 0.14954 | 0.14954 | 0.14954 | 0.14954 | 0.14954 | 0.14954 | 0.14954 | 0.14954 | 0.14954 | 0.14954 | 0.14954 | 0.14954
F1_Commercial_Health (ID)_New_Space Heating_Natural Gas_Boiler_E4 | F1 | Commercial | Health (ID) | New | Space Heating | Natural Gas | Boiler | E4 | RVT - Cost of Equipment | 1.2332 | 1.2332 | 1.2332 | 1.2332 | 1.2332 | 1.2332 | 1.2332 | 1.2332 | 1.2332 | 1.2332 | 1.2332 | 1.2332 | 1.2332 | 1.2332 | 1.2332 | 1.2332 | 1.2332 | 1.2332 | 1.2332 | 1.2332 | 1.2332 | 1.2332 | 1.2332 | 1.2332 | 1.2332 | 1.2332 | 1.2332
F1_Commercial_Health (ID)_New_Space Heating_Natural Gas_Boiler_E5 | F1 | Commercial | Health (ID) | New | Space Heating | Natural Gas | Boiler | E5 | RVT - Cost of Equipment | 0 | 0 | 0 | 0 | 0 | 0 | 0 | 0 | 0 | 0 | 0 | 0 | 0 | 0 | 0 | 0 | 0 | 0 | 0 | 0 | 0 | 0 | 0 | 0 | 0 | 0 | 0
F1_Commercial_Health (ID)_New_Space Heating_Natural Gas_Boiler_E6 | F1 | Commercial | Health (ID) | New | Space Heating | Natural Gas | Boiler | E6 | RVT - Cost of Equipment | 0 | 0 | 0 | 0 | 0 | 0 | 0 | 0 | 0 | 0 | 0 | 0 | 0 | 0 | 0 | 0 | 0 | 0 | 0 | 0 | 0 | 0 | 0 | 0 | 0 | 0 | 0
F1_Commercial_Health (ID)_New_Space Heating_Natural Gas_Boiler_E7 | F1 | Commercial | Health (ID) | New | Space Heating | Natural Gas | Boiler | E7 | RVT - Cost of Equipment | 0 | 0 | 0 | 0 | 0 | 0 | 0 | 0 | 0 | 0 | 0 | 0 | 0 | 0 | 0 | 0 | 0 | 0 | 0 | 0 | 0 | 0 | 0 | 0 | 0 | 0 | 0
F1_Commercial_Health (ID)_New_Space Heating_Natural Gas_Boiler_E8 | F1 | Commercial | Health (ID) | New | Space Heating | Natural Gas | Boiler | E8 | RVT - Cost of Equipment | 0 | 0 | 0 | 0 | 0 | 0 | 0 | 0 | 0 | 0 | 0 | 0 | 0 | 0 | 0 | 0 | 0 | 0 | 0 | 0 | 0 | 0 | 0 | 0 | 0 | 0 | 0
F1_Commercial_Health (ID)_New_Space Heating_Natural Gas_Boiler_E9 | F1 | Commercial | Health (ID) | New | Space Heating | Natural Gas | Boiler | E9 | RVT - Cost of Equipment | 0 | 0 | 0 | 0 | 0 | 0 | 0 | 0 | 0 | 0 | 0 | 0 | 0 | 0 | 0 | 0 | 0 | 0 | 0 | 0 | 0 | 0 | 0 | 0 | 0 | 0 | 0
F1_Commercial_Health (ID)_New_Space Heating_Natural Gas_Boiler_E10 | F1 | Commercial | Health (ID) | New | Space Heating | Natural Gas | Boiler | E10 | RVT - Cost of Equipment | 0 | 0 | 0 | 0 | 0 | 0 | 0 | 0 | 0 | 0 | 0 | 0 | 0 | 0 | 0 | 0 | 0 | 0 | 0 | 0 | 0 | 0 | 0 | 0 | 0 | 0 | 0
F2_Commercial_Health (ID)_New_Space Heating_Natural Gas_Boiler_E1 | F2 | Commercial | Health (ID) | New | Space Heating | Natural Gas | Boiler | E1 | RVT - Cost of Operation | 0.2307 | 0.23348 | 0.23715 | 0.24116 | 0.24553 | 0.2517 | 0.25788 | 0.26433 | 0.27029 | 0.27619 | 0.28273 | 0.28877 | 0.29531 | 0.30199 | 0.3082 | 0.31429 | 0.31996 | 0.32575 | 0.33172 | 0.33778 | 0.34389 | 0.35128 | 0.3596 | 0.36708 | 0.37463 | 0.3804 | 0.38559
F2_Commercial_Health (ID)_New_Space Heating_Natural Gas_Boiler_E2 | F2 | Commercial | Health (ID) | New | Space Heating | Natural Gas | Boiler | E2 | RVT - Cost of Operation | 0.21714 | 0.21975 | 0.22321 | 0.22698 | 0.23109 | 0.2369 | 0.24272 | 0.2488 | 0.2544 | 0.25996 | 0.26611 | 0.2718 | 0.27795 | 0.28423 | 0.29008 | 0.29581 | 0.30115 | 0.3066 | 0.31222 | 0.31792 | 0.32367 | 0.33063 | 0.33846 | 0.3455 | 0.3526 | 0.35803 | 0.36292
F2_Commercial_Health (ID)_New_Space Heating_Natural Gas_Boiler_E3 | F2 | Commercial | Health (ID) | New | Space Heating | Natural Gas | Boiler | E3 | RVT - Cost of Operation | 0.19028 | 0.19257 | 0.1956 | 0.1989 | 0.20251 | 0.2076 | 0.21269 | 0.21802 | 0.22293 | 0.2278 | 0.23319 | 0.23818 | 0.24357 | 0.24907 | 0.2542 | 0.25922 | 0.2639 | 0.26867 | 0.2736 | 0.27859 | 0.28364 | 0.28973 | 0.29659 | 0.30276 | 0.30899 | 0.31375 | 0.31803
F2_Commercial_Health (ID)_New_Space Heating_Natural Gas_Boiler_E4 | F2 | Commercial | Health (ID) | New | Space Heating | Natural Gas | Boiler | E4 | RVT - Cost of Operation | 0.12021 | 0.1212 | 0.12287 | 0.12479 | 0.12699 | 0.13057 | 0.13413 | 0.13785 | 0.14112 | 0.14428 | 0.14787 | 0.15101 | 0.1545 | 0.1581 | 0.1613 | 0.16437 | 0.16708 | 0.16984 | 0.17271 | 0.17561 | 0.17851 | 0.1824 | 0.18702 | 0.19098 | 0.19504 | 0.19918 | 0.20341
F2_Commercial_Health (ID)_New_Space Heating_Natural Gas_Boiler_E5 | F2 | Commercial | Health (ID) | New | Space Heating | Natural Gas | Boiler | E5 | RVT - Cost of Operation | 0 | 0 | 0 | 0 | 0 | 0 | 0 | 0 | 0 | 0 | 0 | 0 | 0 | 0 | 0 | 0 | 0 | 0 | 0 | 0 | 0 | 0 | 0 | 0 | 0 | 0 | 0
F2_Commercial_Health (ID)_New_Space Heating_Natural Gas_Boiler_E6 | F2 | Commercial | Health (ID) | New | Space Heating | Natural Gas | Boiler | E6 | RVT - Cost of Operation | 0 | 0 | 0 | 0 | 0 | 0 | 0 | 0 | 0 | 0 | 0 | 0 | 0 | 0 | 0 | 0 | 0 | 0 | 0 | 0 | 0 | 0 | 0 | 0 | 0 | 0 | 0
F2_Commercial_Health (ID)_New_Space Heating_Natural Gas_Boiler_E7 | F2 | Commercial | Health (ID) | New | Space Heating | Natural Gas | Boiler | E7 | RVT - Cost of Operation | 0 | 0 | 0 | 0 | 0 | 0 | 0 | 0 | 0 | 0 | 0 | 0 | 0 | 0 | 0 | 0 | 0 | 0 | 0 | 0 | 0 | 0 | 0 | 0 | 0 | 0 | 0
F2_Commercial_Health (ID)_New_Space Heating_Natural Gas_Boiler_E8 | F2 | Commercial | Health (ID) | New | Space Heating | Natural Gas | Boiler | E8 | RVT - Cost of Operation | 0 | 0 | 0 | 0 | 0 | 0 | 0 | 0 | 0 | 0 | 0 | 0 | 0 | 0 | 0 | 0 | 0 | 0 | 0 | 0 | 0 | 0 | 0 | 0 | 0 | 0 | 0
F2_Commercial_Health (ID)_New_Space Heating_Natural Gas_Boiler_E9 | F2 | Commercial | Health (ID) | New | Space Heating | Natural Gas | Boiler | E9 | RVT - Cost of Operation | 0 | 0 | 0 | 0 | 0 | 0 | 0 | 0 | 0 | 0 | 0 | 0 | 0 | 0 | 0 | 0 | 0 | 0 | 0 | 0 | 0 | 0 | 0 | 0 | 0 | 0 | 0
F2_Commercial_Health (ID)_New_Space Heating_Natural Gas_Boiler_E10 | F2 | Commercial | Health (ID) | New | Space Heating | Natural Gas | Boiler | E10 | RVT - Cost of Operation | 0 | 0 | 0 | 0 | 0 | 0 | 0 | 0 | 0 | 0 | 0 | 0 | 0 | 0 | 0 | 0 | 0 | 0 | 0 | 0 | 0 | 0 | 0 | 0 | 0 | 0 | 0
F3_Commercial_Health (ID)_New_Space Heating_Natural Gas_Boiler_E1 | F3 | Commercial | Health (ID) | New | Space Heating | Natural Gas | Boiler | E1 | System - kBTUs of Consumption | 45.3948 | 45.3367 | 45.3367 | 45.3367 | 45.3367 | 45.3367 | 45.3367 | 45.3367 | 45.3367 | 45.3367 | 45.3367 | 45.3367 | 45.3367 | 45.3367 | 45.3367 | 45.3367 | 45.3367 | 45.3367 | 45.3367 | 45.3367 | 45.3367 | 45.3367 | 45.3367 | 45.3367 | 45.3367 | 44.777 | 44.0773
F3_Commercial_Health (ID)_New_Space Heating_Natural Gas_Boiler_E2 | F3 | Commercial | Health (ID) | New | Space Heating | Natural Gas | Boiler | E2 | System - kBTUs of Consumption | 42.7262 | 42.6715 | 42.6715 | 42.6715 | 42.6715 | 42.6715 | 42.6715 | 42.6715 | 42.6715 | 42.6715 | 42.6715 | 42.6715 | 42.6715 | 42.6715 | 42.6715 | 42.6715 | 42.6715 | 42.6715 | 42.6715 | 42.6715 | 42.6715 | 42.6715 | 42.6715 | 42.6715 | 42.6715 | 42.1446 | 41.4861
F3_Commercial_Health (ID)_New_Space Heating_Natural Gas_Boiler_E3 | F3 | Commercial | Health (ID) | New | Space Heating | Natural Gas | Boiler | E3 | System - kBTUs of Consumption | 37.441 | 37.393 | 37.393 | 37.393 | 37.393 | 37.393 | 37.393 | 37.393 | 37.393 | 37.393 | 37.393 | 37.393 | 37.393 | 37.393 | 37.393 | 37.393 | 37.393 | 37.393 | 37.393 | 37.393 | 37.393 | 37.393 | 37.393 | 37.393 | 37.393 | 36.9314 | 36.3543
F3_Commercial_Health (ID)_New_Space Heating_Natural Gas_Boiler_E4 | F3 | Commercial | Health (ID) | New | Space Heating | Natural Gas | Boiler | E4 | System - kBTUs of Consumption | 26.4529 | 26.3864 | 26.3864 | 26.3864 | 26.3864 | 26.3864 | 26.3864 | 26.3864 | 26.3864 | 26.3864 | 26.3864 | 26.3864 | 26.3864 | 26.3864 | 26.3864 | 26.3864 | 26.3864 | 26.3864 | 26.3864 | 26.3864 | 26.3864 | 26.3864 | 26.3864 | 26.3864 | 26.3864 | 26.3864 | 26.3864
F3_Commercial_Health (ID)_New_Space Heating_Natural Gas_Boiler_E5 | F3 | Commercial | Health (ID) | New | Space Heating | Natural Gas | Boiler | E5 | System - kBTUs of Consumption | 0 | 0 | 0 | 0 | 0 | 0 | 0 | 0 | 0 | 0 | 0 | 0 | 0 | 0 | 0 | 0 | 0 | 0 | 0 | 0 | 0 | 0 | 0 | 0 | 0 | 0 | 0
F3_Commercial_Health (ID)_New_Space Heating_Natural Gas_Boiler_E6 | F3 | Commercial | Health (ID) | New | Space Heating | Natural Gas | Boiler | E6 | System - kBTUs of Consumption | 0 | 0 | 0 | 0 | 0 | 0 | 0 | 0 | 0 | 0 | 0 | 0 | 0 | 0 | 0 | 0 | 0 | 0 | 0 | 0 | 0 | 0 | 0 | 0 | 0 | 0 | 0
F3_Commercial_Health (ID)_New_Space Heating_Natural Gas_Boiler_E7 | F3 | Commercial | Health (ID) | New | Space Heating | Natural Gas | Boiler | E7 | System - kBTUs of Consumption | 0 | 0 | 0 | 0 | 0 | 0 | 0 | 0 | 0 | 0 | 0 | 0 | 0 | 0 | 0 | 0 | 0 | 0 | 0 | 0 | 0 | 0 | 0 | 0 | 0 | 0 | 0
F3_Commercial_Health (ID)_New_Space Heating_Natural Gas_Boiler_E8 | F3 | Commercial | Health (ID) | New | Space Heating | Natural Gas | Boiler | E8 | System - kBTUs of Consumption | 0 | 0 | 0 | 0 | 0 | 0 | 0 | 0 | 0 | 0 | 0 | 0 | 0 | 0 | 0 | 0 | 0 | 0 | 0 | 0 | 0 | 0 | 0 | 0 | 0 | 0 | 0
F3_Commercial_Health (ID)_New_Space Heating_Natural Gas_Boiler_E9 | F3 | Commercial | Health (ID) | New | Space Heating | Natural Gas | Boiler | E9 | System - kBTUs of Consumption | 0 | 0 | 0 | 0 | 0 | 0 | 0 | 0 | 0 | 0 | 0 | 0 | 0 | 0 | 0 | 0 | 0 | 0 | 0 | 0 | 0 | 0 | 0 | 0 | 0 | 0 | 0
F3_Commercial_Health (ID)_New_Space Heating_Natural Gas_Boiler_E10 | F3 | Commercial | Health (ID) | New | Space Heating | Natural Gas | Boiler | E10 | System - kBTUs of Consumption | 0 | 0 | 0 | 0 | 0 | 0 | 0 | 0 | 0 | 0 | 0 | 0 | 0 | 0 | 0 | 0 | 0 | 0 | 0 | 0 | 0 | 0 | 0 | 0 | 0 | 0 | 0
F4_Commercial_Health (ID)_New_Space Heating_Natural Gas_Boiler_E1 | F4 | Commercial | Health (ID) | New | Space Heating | Natural Gas | Boiler | E1 | Utility - Cost of Equipment | 0.15373 | 0.15373 | 0.15373 | 0.15373 | 0.15373 | 0.15373 | 0.15373 | 0.15373 | 0.15373 | 0.15373 | 0.15373 | 0.15373 | 0.15373 | 0.15373 | 0.15373 | 0.15373 | 0.15373 | 0.15373 | 0.15373 | 0.15373 | 0.15373 | 0.15373 | 0.15373 | 0.15373 | 0.15373 | 0.15373 | 0.15373
F4_Commercial_Health (ID)_New_Space Heating_Natural Gas_Boiler_E2 | F4 | Commercial | Health (ID) | New | Space Heating | Natural Gas | Boiler | E2 | Utility - Cost of Equipment | 0.16018 | 0.16018 | 0.16018 | 0.16018 | 0.16018 | 0.16018 | 0.16018 | 0.16018 | 0.16018 | 0.16018 | 0.16018 | 0.16018 | 0.16018 | 0.16018 | 0.16018 | 0.16018 | 0.16018 | 0.16018 | 0.16018 | 0.16018 | 0.16018 | 0.16018 | 0.16018 | 0.16018 | 0.16018 | 0.16018 | 0.16018
F4_Commercial_Health (ID)_New_Space Heating_Natural Gas_Boiler_E3 | F4 | Commercial | Health (ID) | New | Space Heating | Natural Gas | Boiler | E3 | Utility - Cost of Equipment | 0.14954 | 0.14954 | 0.14954 | 0.14954 | 0.14954 | 0.14954 | 0.14954 | 0.14954 | 0.14954 | 0.14954 | 0.14954 | 0.14954 | 0.14954 | 0.14954 | 0.14954 | 0.14954 | 0.14954 | 0.14954 | 0.14954 | 0.14954 | 0.14954 | 0.14954 | 0.14954 | 0.14954 | 0.14954 | 0.14954 | 0.14954
F4_Commercial_Health (ID)_New_Space Heating_Natural Gas_Boiler_E4 | F4 | Commercial | Health (ID) | New | Space Heating | Natural Gas | Boiler | E4 | Utility - Cost of Equipment | 1.2332 | 1.2332 | 1.2332 | 1.2332 | 1.2332 | 1.2332 | 1.2332 | 1.2332 | 1.2332 | 1.2332 | 1.2332 | 1.2332 | 1.2332 | 1.2332 | 1.2332 | 1.2332 | 1.2332 | 1.2332 | 1.2332 | 1.2332 | 1.2332 | 1.2332 | 1.2332 | 1.2332 | 1.2332 | 1.2332 | 1.2332
F4_Commercial_Health (ID)_New_Space Heating_Natural Gas_Boiler_E5 | F4 | Commercial | Health (ID) | New | Space Heating | Natural Gas | Boiler | E5 | Utility - Cost of Equipment | 0 | 0 | 0 | 0 | 0 | 0 | 0 | 0 | 0 | 0 | 0 | 0 | 0 | 0 | 0 | 0 | 0 | 0 | 0 | 0 | 0 | 0 | 0 | 0 | 0 | 0 | 0
F4_Commercial_Health (ID)_New_Space Heating_Natural Gas_Boiler_E6 | F4 | Commercial | Health (ID) | New | Space Heating | Natural Gas | Boiler | E6 | Utility - Cost of Equipment | 0 | 0 | 0 | 0 | 0 | 0 | 0 | 0 | 0 | 0 | 0 | 0 | 0 | 0 | 0 | 0 | 0 | 0 | 0 | 0 | 0 | 0 | 0 | 0 | 0 | 0 | 0
F4_Commercial_Health (ID)_New_Space Heating_Natural Gas_Boiler_E7 | F4 | Commercial | Health (ID) | New | Space Heating | Natural Gas | Boiler | E7 | Utility - Cost of Equipment | 0 | 0 | 0 | 0 | 0 | 0 | 0 | 0 | 0 | 0 | 0 | 0 | 0 | 0 | 0 | 0 | 0 | 0 | 0 | 0 | 0 | 0 | 0 | 0 | 0 | 0 | 0
F4_Commercial_Health (ID)_New_Space Heating_Natural Gas_Boiler_E8 | F4 | Commercial | Health (ID) | New | Space Heating | Natural Gas | Boiler | E8 | Utility - Cost of Equipment | 0 | 0 | 0 | 0 | 0 | 0 | 0 | 0 | 0 | 0 | 0 | 0 | 0 | 0 | 0 | 0 | 0 | 0 | 0 | 0 | 0 | 0 | 0 | 0 | 0 | 0 | 0
F4_Commercial_Health (ID)_New_Space Heating_Natural Gas_Boiler_E9 | F4 | Commercial | Health (ID) | New | Space Heating | Natural Gas | Boiler | E9 | Utility - Cost of Equipment | 0 | 0 | 0 | 0 | 0 | 0 | 0 | 0 | 0 | 0 | 0 | 0 | 0 | 0 | 0 | 0 | 0 | 0 | 0 | 0 | 0 | 0 | 0 | 0 | 0 | 0 | 0
F4_Commercial_Health (ID)_New_Space Heating_Natural Gas_Boiler_E10 | F4 | Commercial | Health (ID) | New | Space Heating | Natural Gas | Boiler | E10 | Utility - Cost of Equipment | 0 | 0 | 0 | 0 | 0 | 0 | 0 | 0 | 0 | 0 | 0 | 0 | 0 | 0 | 0 | 0 | 0 | 0 | 0 | 0 | 0 | 0 | 0 | 0 | 0 | 0 | 0
F5_Commercial_Health (ID)_New_Space Heating_Natural Gas_Boiler_E1 | F5 | Commercial | Health (ID) | New | Space Heating | Natural Gas | Boiler | E1 | Utility - Cost of Operation | 0.2035 | 0.20705 | 0.21144 | 0.21621 | 0.22139 | 0.22819 | 0.23512 | 0.24241 | 0.24943 | 0.25657 | 0.26309 | 0.2692 | 0.27582 | 0.28261 | 0.28903 | 0.29541 | 0.30146 | 0.30768 | 0.31414 | 0.32076 | 0.32751 | 0.33456 | 0.34248 | 0.3496 | 0.35679 | 0.36228 | 0.36723
F5_Commercial_Health (ID)_New_Space Heating_Natural Gas_Boiler_E2 | F5 | Commercial | Health (ID) | New | Space Heating | Natural Gas | Boiler | E2 | Utility - Cost of Operation | 0.19154 | 0.19488 | 0.19901 | 0.2035 | 0.20837 | 0.21477 | 0.22129 | 0.22816 | 0.23477 | 0.24148 | 0.24762 | 0.25338 | 0.25961 | 0.266 | 0.27204 | 0.27804 | 0.28374 | 0.2896 | 0.29568 | 0.30191 | 0.30826 | 0.31489 | 0.32234 | 0.32904 | 0.33581 | 0.34099 | 0.34564
F5_Commercial_Health (ID)_New_Space Heating_Natural Gas_Boiler_E3 | F5 | Commercial | Health (ID) | New | Space Heating | Natural Gas | Boiler | E3 | Utility - Cost of Operation | 0.16784 | 0.17077 | 0.17439 | 0.17833 | 0.1826 | 0.1882 | 0.19392 | 0.19994 | 0.20573 | 0.21161 | 0.21699 | 0.22204 | 0.22749 | 0.23309 | 0.23839 | 0.24365 | 0.24864 | 0.25377 | 0.2591 | 0.26456 | 0.27013 | 0.27594 | 0.28247 | 0.28834 | 0.29427 | 0.29881 | 0.30288
F5_Commercial_Health (ID)_New_Space Heating_Natural Gas_Boiler_E4 | F5 | Commercial | Health (ID) | New | Space Heating | Natural Gas | Boiler | E4 | Utility - Cost of Operation | 0.10298 | 0.10448 | 0.1066 | 0.10902 | 0.11177 | 0.11577 | 0.11985 | 0.12418 | 0.12825 | 0.13239 | 0.136 | 0.13927 | 0.1429 | 0.14666 | 0.15011 | 0.15348 | 0.15657 | 0.15976 | 0.16309 | 0.16652 | 0.17001 | 0.17371 | 0.17811 | 0.18189 | 0.18575 | 0.18969 | 0.19372
F5_Commercial_Health (ID)_New_Space Heating_Natural Gas_Boiler_E5 | F5 | Commercial | Health (ID) | New | Space Heating | Natural Gas | Boiler | E5 | Utility - Cost of Operation | 0 | 0 | 0 | 0 | 0 | 0 | 0 | 0 | 0 | 0 | 0 | 0 | 0 | 0 | 0 | 0 | 0 | 0 | 0 | 0 | 0 | 0 | 0 | 0 | 0 | 0 | 0
F5_Commercial_Health (ID)_New_Space Heating_Natural Gas_Boiler_E6 | F5 | Commercial | Health (ID) | New | Space Heating | Natural Gas | Boiler | E6 | Utility - Cost of Operation | 0 | 0 | 0 | 0 | 0 | 0 | 0 | 0 | 0 | 0 | 0 | 0 | 0 | 0 | 0 | 0 | 0 | 0 | 0 | 0 | 0 | 0 | 0 | 0 | 0 | 0 | 0
F5_Commercial_Health (ID)_New_Space Heating_Natural Gas_Boiler_E7 | F5 | Commercial | Health (ID) | New | Space Heating | Natural Gas | Boiler | E7 | Utility - Cost of Operation | 0 | 0 | 0 | 0 | 0 | 0 | 0 | 0 | 0 | 0 | 0 | 0 | 0 | 0 | 0 | 0 | 0 | 0 | 0 | 0 | 0 | 0 | 0 | 0 | 0 | 0 | 0
F5_Commercial_Health (ID)_New_Space Heating_Natural Gas_Boiler_E8 | F5 | Commercial | Health (ID) | New | Space Heating | Natural Gas | Boiler | E8 | Utility - Cost of Operation | 0 | 0 | 0 | 0 | 0 | 0 | 0 | 0 | 0 | 0 | 0 | 0 | 0 | 0 | 0 | 0 | 0 | 0 | 0 | 0 | 0 | 0 | 0 | 0 | 0 | 0 | 0
F5_Commercial_Health (ID)_New_Space Heating_Natural Gas_Boiler_E9 | F5 | Commercial | Health (ID) | New | Space Heating | Natural Gas | Boiler | E9 | Utility - Cost of Operation | 0 | 0 | 0 | 0 | 0 | 0 | 0 | 0 | 0 | 0 | 0 | 0 | 0 | 0 | 0 | 0 | 0 | 0 | 0 | 0 | 0 | 0 | 0 | 0 | 0 | 0 | 0
F5_Commercial_Health (ID)_New_Space Heating_Natural Gas_Boiler_E10 | F5 | Commercial | Health (ID) | New | Space Heating | Natural Gas | Boiler | E10 | Utility - Cost of Operation | 0 | 0 | 0 | 0 | 0 | 0 | 0 | 0 | 0 | 0 | 0 | 0 | 0 | 0 | 0 | 0 | 0 | 0 | 0 | 0 | 0 | 0 | 0 | 0 | 0 | 0 | 0
F6_Commercial_Health (ID)_New_Space Heating_Natural Gas_Boiler_E1 | F6 | Commercial | Health (ID) | New | Space Heating | Natural Gas | Boiler | E1 | Utility - Value of Sales | 0.2307 | 0.23348 | 0.23715 | 0.24116 | 0.24553 | 0.2517 | 0.25788 | 0.26433 | 0.27029 | 0.27619 | 0.28273 | 0.28877 | 0.29531 | 0.30199 | 0.3082 | 0.31429 | 0.31996 | 0.32575 | 0.33172 | 0.33778 | 0.34389 | 0.35128 | 0.3596 | 0.36708 | 0.37463 | 0.3804 | 0.38559
F6_Commercial_Health (ID)_New_Space Heating_Natural Gas_Boiler_E2 | F6 | Commercial | Health (ID) | New | Space Heating | Natural Gas | Boiler | E2 | Utility - Value of Sales | 0.21714 | 0.21975 | 0.22321 | 0.22698 | 0.23109 | 0.2369 | 0.24272 | 0.2488 | 0.2544 | 0.25996 | 0.26611 | 0.2718 | 0.27795 | 0.28423 | 0.29008 | 0.29581 | 0.30115 | 0.3066 | 0.31222 | 0.31792 | 0.32367 | 0.33063 | 0.33846 | 0.3455 | 0.3526 | 0.35803 | 0.36292
F6_Commercial_Health (ID)_New_Space Heating_Natural Gas_Boiler_E3 | F6 | Commercial | Health (ID) | New | Space Heating | Natural Gas | Boiler | E3 | Utility - Value of Sales | 0.19028 | 0.19257 | 0.1956 | 0.1989 | 0.20251 | 0.2076 | 0.21269 | 0.21802 | 0.22293 | 0.2278 | 0.23319 | 0.23818 | 0.24357 | 0.24907 | 0.2542 | 0.25922 | 0.2639 | 0.26867 | 0.2736 | 0.27859 | 0.28364 | 0.28973 | 0.29659 | 0.30276 | 0.30899 | 0.31375 | 0.31803
F6_Commercial_Health (ID)_New_Space Heating_Natural Gas_Boiler_E4 | F6 | Commercial | Health (ID) | New | Space Heating | Natural Gas | Boiler | E4 | Utility - Value of Sales | 0.12021 | 0.1212 | 0.12287 | 0.12479 | 0.12699 | 0.13057 | 0.13413 | 0.13785 | 0.14112 | 0.14428 | 0.14787 | 0.15101 | 0.1545 | 0.1581 | 0.1613 | 0.16437 | 0.16708 | 0.16984 | 0.17271 | 0.17561 | 0.17851 | 0.1824 | 0.18702 | 0.19098 | 0.19504 | 0.19918 | 0.20341
F6_Commercial_Health (ID)_New_Space Heating_Natural Gas_Boiler_E5 | F6 | Commercial | Health (ID) | New | Space Heating | Natural Gas | Boiler | E5 | Utility - Value of Sales | 0 | 0 | 0 | 0 | 0 | 0 | 0 | 0 | 0 | 0 | 0 | 0 | 0 | 0 | 0 | 0 | 0 | 0 | 0 | 0 | 0 | 0 | 0 | 0 | 0 | 0 | 0
F6_Commercial_Health (ID)_New_Space Heating_Natural Gas_Boiler_E6 | F6 | Commercial | Health (ID) | New | Space Heating | Natural Gas | Boiler | E6 | Utility - Value of Sales | 0 | 0 | 0 | 0 | 0 | 0 | 0 | 0 | 0 | 0 | 0 | 0 | 0 | 0 | 0 | 0 | 0 | 0 | 0 | 0 | 0 | 0 | 0 | 0 | 0 | 0 | 0
F6_Commercial_Health (ID)_New_Space Heating_Natural Gas_Boiler_E7 | F6 | Commercial | Health (ID) | New | Space Heating | Natural Gas | Boiler | E7 | Utility - Value of Sales | 0 | 0 | 0 | 0 | 0 | 0 | 0 | 0 | 0 | 0 | 0 | 0 | 0 | 0 | 0 | 0 | 0 | 0 | 0 | 0 | 0 | 0 | 0 | 0 | 0 | 0 | 0
F6_Commercial_Health (ID)_New_Space Heating_Natural Gas_Boiler_E8 | F6 | Commercial | Health (ID) | New | Space Heating | Natural Gas | Boiler | E8 | Utility - Value of Sales | 0 | 0 | 0 | 0 | 0 | 0 | 0 | 0 | 0 | 0 | 0 | 0 | 0 | 0 | 0 | 0 | 0 | 0 | 0 | 0 | 0 | 0 | 0 | 0 | 0 | 0 | 0
F6_Commercial_Health (ID)_New_Space Heating_Natural Gas_Boiler_E9 | F6 | Commercial | Health (ID) | New | Space Heating | Natural Gas | Boiler | E9 | Utility - Value of Sales | 0 | 0 | 0 | 0 | 0 | 0 | 0 | 0 | 0 | 0 | 0 | 0 | 0 | 0 | 0 | 0 | 0 | 0 | 0 | 0 | 0 | 0 | 0 | 0 | 0 | 0 | 0
F6_Commercial_Health (ID)_New_Space Heating_Natural Gas_Boiler_E10 | F6 | Commercial | Health (ID) | New | Space Heating | Natural Gas | Boiler | E10 | Utility - Value of Sales | 0 | 0 | 0 | 0 | 0 | 0 | 0 | 0 | 0 | 0 | 0 | 0 | 0 | 0 | 0 | 0 | 0 | 0 | 0 | 0 | 0 | 0 | 0 | 0 | 0 | 0 | 0
F1_Commercial_Health (ID)_New_Space Heating_Natural Gas_Unit Heater_E1 | F1 | Commercial | Health (ID) | New | Space Heating | Natural Gas | Unit Heater | E1 | RVT - Cost of Equipment | 0.00013308 | 0.00013308 | 0.00013308 | 0.00013308 | 0.00013308 | 0.00013308 | 0.00013308 | 0.00013308 | 0.00013308 | 0.00013308 | 0.00013308 | 0.00013308 | 0.00013308 | 0.00013308 | 0.00013308 | 0.00013308 | 0.00013308 | 0.00013308 | 0.00013308 | 0.00013308 | 0.00013308 | 0.00013308 | 0.00013308 | 0.00013308 | 0.00013308 | 0.00013308 | 0.00013308
F1_Commercial_Health (ID)_New_Space Heating_Natural Gas_Unit Heater_E2 | F1 | Commercial | Health (ID) | New | Space Heating | Natural Gas | Unit Heater | E2 | RVT - Cost of Equipment | 0.00029187 | 0.00029187 | 0.00029187 | 0.00029187 | 0.00029187 | 0.00029187 | 0.00029187 | 0.00029187 | 0.00029187 | 0.00029187 | 0.00029187 | 0.00029187 | 0.00029187 | 0.00029187 | 0.00029187 | 0.00029187 | 0.00029187 | 0.00029187 | 0.00029187 | 0.00029187 | 0.00029187 | 0.00029187 | 0.00029187 | 0.00029187 | 0.00029187 | 0.00029187 | 0.00029187
F1_Commercial_Health (ID)_New_Space Heating_Natural Gas_Unit Heater_E3 | F1 | Commercial | Health (ID) | New | Space Heating | Natural Gas | Unit Heater | E3 | RVT - Cost of Equipment | 0.00018509 | 0.00018509 | 0.00018509 | 0.00018509 | 0.00018509 | 0.00018509 | 0.00018509 | 0.00018509 | 0.00018509 | 0.00018509 | 0.00018509 | 0.00018509 | 0.00018509 | 0.00018509 | 0.00018509 | 0.00018509 | 0.00018509 | 0.00018509 | 0.00018509 | 0.00018509 | 0.00018509 | 0.00018509 | 0.00018509 | 0.00018509 | 0.00018509 | 0.00018509 | 0.00018509
F1_Commercial_Health (ID)_New_Space Heating_Natural Gas_Unit Heater_E4 | F1 | Commercial | Health (ID) | New | Space Heating | Natural Gas | Unit Heater | E4 | RVT - Cost of Equipment | 0 | 0 | 0 | 0 | 0 | 0 | 0 | 0 | 0 | 0 | 0 | 0 | 0 | 0 | 0 | 0 | 0 | 0 | 0 | 0 | 0 | 0 | 0 | 0 | 0 | 0 | 0
F1_Commercial_Health (ID)_New_Space Heating_Natural Gas_Unit Heater_E5 | F1 | Commercial | Health (ID) | New | Space Heating | Natural Gas | Unit Heater | E5 | RVT - Cost of Equipment | 0 | 0 | 0 | 0 | 0 | 0 | 0 | 0 | 0 | 0 | 0 | 0 | 0 | 0 | 0 | 0 | 0 | 0 | 0 | 0 | 0 | 0 | 0 | 0 | 0 | 0 | 0
F1_Commercial_Health (ID)_New_Space Heating_Natural Gas_Unit Heater_E6 | F1 | Commercial | Health (ID) | New | Space Heating | Natural Gas | Unit Heater | E6 | RVT - Cost of Equipment | 0 | 0 | 0 | 0 | 0 | 0 | 0 | 0 | 0 | 0 | 0 | 0 | 0 | 0 | 0 | 0 | 0 | 0 | 0 | 0 | 0 | 0 | 0 | 0 | 0 | 0 | 0
F1_Commercial_Health (ID)_New_Space Heating_Natural Gas_Unit Heater_E7 | F1 | Commercial | Health (ID) | New | Space Heating | Natural Gas | Unit Heater | E7 | RVT - Cost of Equipment | 0 | 0 | 0 | 0 | 0 | 0 | 0 | 0 | 0 | 0 | 0 | 0 | 0 | 0 | 0 | 0 | 0 | 0 | 0 | 0 | 0 | 0 | 0 | 0 | 0 | 0 | 0
F1_Commercial_Health (ID)_New_Space Heating_Natural Gas_Unit Heater_E8 | F1 | Commercial | Health (ID) | New | Space Heating | Natural Gas | Unit Heater | E8 | RVT - Cost of Equipment | 0 | 0 | 0 | 0 | 0 | 0 | 0 | 0 | 0 | 0 | 0 | 0 | 0 | 0 | 0 | 0 | 0 | 0 | 0 | 0 | 0 | 0 | 0 | 0 | 0 | 0 | 0
F1_Commercial_Health (ID)_New_Space Heating_Natural Gas_Unit Heater_E9 | F1 | Commercial | Health (ID) | New | Space Heating | Natural Gas | Unit Heater | E9 | RVT - Cost of Equipment | 0 | 0 | 0 | 0 | 0 | 0 | 0 | 0 | 0 | 0 | 0 | 0 | 0 | 0 | 0 | 0 | 0 | 0 | 0 | 0 | 0 | 0 | 0 | 0 | 0 | 0 | 0
F1_Commercial_Health (ID)_New_Space Heating_Natural Gas_Unit Heater_E10 | F1 | Commercial | Health (ID) | New | Space Heating | Natural Gas | Unit Heater | E10 | RVT - Cost of Equipment | 0 | 0 | 0 | 0 | 0 | 0 | 0 | 0 | 0 | 0 | 0 | 0 | 0 | 0 | 0 | 0 | 0 | 0 | 0 | 0 | 0 | 0 | 0 | 0 | 0 | 0 | 0
F2_Commercial_Health (ID)_New_Space Heating_Natural Gas_Unit Heater_E1 | F2 | Commercial | Health (ID) | New | Space Heating | Natural Gas | Unit Heater | E1 | RVT - Cost of Operation | 0.05686 | 0.057458 | 0.058315 | 0.05926 | 0.060301 | 0.061874 | 0.063431 | 0.065068 | 0.066553 | 0.068018 | 0.069666 | 0.071158 | 0.072794 | 0.074463 | 0.075983 | 0.077459 | 0.078798 | 0.080165 | 0.081578 | 0.08301 | 0.08445 | 0.086283 | 0.088405 | 0.090281 | 0.092198 | 0.094155 | 0.096153
F2_Commercial_Health (ID)_New_Space Heating_Natural Gas_Unit Heater_E2 | F2 | Commercial | Health (ID) | New | Space Heating | Natural Gas | Unit Heater | E2 | RVT - Cost of Operation | 0.050572 | 0.051105 | 0.051867 | 0.052707 | 0.053633 | 0.055032 | 0.056417 | 0.057873 | 0.059194 | 0.060497 | 0.061963 | 0.06329 | 0.064745 | 0.066229 | 0.067581 | 0.068894 | 0.070085 | 0.071301 | 0.072557 | 0.073831 | 0.075112 | 0.076742 | 0.078629 | 0.080298 | 0.082003 | 0.083743 | 0.085521
F2_Commercial_Health (ID)_New_Space Heating_Natural Gas_Unit Heater_E3 | F2 | Commercial | Health (ID) | New | Space Heating | Natural Gas | Unit Heater | E3 | RVT - Cost of Operation | 0.04832 | 0.048721 | 0.049389 | 0.050162 | 0.051047 | 0.052488 | 0.053918 | 0.055413 | 0.056725 | 0.057998 | 0.059442 | 0.060702 | 0.062106 | 0.063551 | 0.064838 | 0.066073 | 0.067161 | 0.068272 | 0.069424 | 0.070589 | 0.071756 | 0.07332 | 0.075176 | 0.076772 | 0.078401 | 0.080065 | 0.081765
F2_Commercial_Health (ID)_New_Space Heating_Natural Gas_Unit Heater_E4 | F2 | Commercial | Health (ID) | New | Space Heating | Natural Gas | Unit Heater | E4 | RVT - Cost of Operation | 0 | 0 | 0 | 0 | 0 | 0 | 0 | 0 | 0 | 0 | 0 | 0 | 0 | 0 | 0 | 0 | 0 | 0 | 0 | 0 | 0 | 0 | 0 | 0 | 0 | 0 | 0
F2_Commercial_Health (ID)_New_Space Heating_Natural Gas_Unit Heater_E5 | F2 | Commercial | Health (ID) | New | Space Heating | Natural Gas | Unit Heater | E5 | RVT - Cost of Operation | 0 | 0 | 0 | 0 | 0 | 0 | 0 | 0 | 0 | 0 | 0 | 0 | 0 | 0 | 0 | 0 | 0 | 0 | 0 | 0 | 0 | 0 | 0 | 0 | 0 | 0 | 0
F2_Commercial_Health (ID)_New_Space Heating_Natural Gas_Unit Heater_E6 | F2 | Commercial | Health (ID) | New | Space Heating | Natural Gas | Unit Heater | E6 | RVT - Cost of Operation | 0 | 0 | 0 | 0 | 0 | 0 | 0 | 0 | 0 | 0 | 0 | 0 | 0 | 0 | 0 | 0 | 0 | 0 | 0 | 0 | 0 | 0 | 0 | 0 | 0 | 0 | 0
F2_Commercial_Health (ID)_New_Space Heating_Natural Gas_Unit Heater_E7 | F2 | Commercial | Health (ID) | New | Space Heating | Natural Gas | Unit Heater | E7 | RVT - Cost of Operation | 0 | 0 | 0 | 0 | 0 | 0 | 0 | 0 | 0 | 0 | 0 | 0 | 0 | 0 | 0 | 0 | 0 | 0 | 0 | 0 | 0 | 0 | 0 | 0 | 0 | 0 | 0
F2_Commercial_Health (ID)_New_Space Heating_Natural Gas_Unit Heater_E8 | F2 | Commercial | Health (ID) | New | Space Heating | Natural Gas | Unit Heater | E8 | RVT - Cost of Operation | 0 | 0 | 0 | 0 | 0 | 0 | 0 | 0 | 0 | 0 | 0 | 0 | 0 | 0 | 0 | 0 | 0 | 0 | 0 | 0 | 0 | 0 | 0 | 0 | 0 | 0 | 0
F2_Commercial_Health (ID)_New_Space Heating_Natural Gas_Unit Heater_E9 | F2 | Commercial | Health (ID) | New | Space Heating | Natural Gas | Unit Heater | E9 | RVT - Cost of Operation | 0 | 0 | 0 | 0 | 0 | 0 | 0 | 0 | 0 | 0 | 0 | 0 | 0 | 0 | 0 | 0 | 0 | 0 | 0 | 0 | 0 | 0 | 0 | 0 | 0 | 0 | 0
F2_Commercial_Health (ID)_New_Space Heating_Natural Gas_Unit Heater_E10 | F2 | Commercial | Health (ID) | New | Space Heating | Natural Gas | Unit Heater | E10 | RVT - Cost of Operation | 0 | 0 | 0 | 0 | 0 | 0 | 0 | 0 | 0 | 0 | 0 | 0 | 0 | 0 | 0 | 0 | 0 | 0 | 0 | 0 | 0 | 0 | 0 | 0 | 0 | 0 | 0
F3_Commercial_Health (ID)_New_Space Heating_Natural Gas_Unit Heater_E1 | F3 | Commercial | Health (ID) | New | Space Heating | Natural Gas | Unit Heater | E1 | System - kBTUs of Consumption | 12.0129 | 11.9902 | 11.9902 | 11.9902 | 11.9902 | 11.9902 | 11.9902 | 11.9902 | 11.9902 | 11.9902 | 11.9902 | 11.9902 | 11.9902 | 11.9902 | 11.9902 | 11.9902 | 11.9902 | 11.9902 | 11.9902 | 11.9902 | 11.9902 | 11.9902 | 11.9902 | 11.9902 | 11.9902 | 11.9902 | 11.9902
F3_Commercial_Health (ID)_New_Space Heating_Natural Gas_Unit Heater_E2 | F3 | Commercial | Health (ID) | New | Space Heating | Natural Gas | Unit Heater | E2 | System - kBTUs of Consumption | 10.6845 | 10.6644 | 10.6644 | 10.6644 | 10.6644 | 10.6644 | 10.6644 | 10.6644 | 10.6644 | 10.6644 | 10.6644 | 10.6644 | 10.6644 | 10.6644 | 10.6644 | 10.6644 | 10.6644 | 10.6644 | 10.6644 | 10.6644 | 10.6644 | 10.6644 | 10.6644 | 10.6644 | 10.6644 | 10.6644 | 10.6644
F3_Commercial_Health (ID)_New_Space Heating_Natural Gas_Unit Heater_E3 | F3 | Commercial | Health (ID) | New | Space Heating | Natural Gas | Unit Heater | E3 | System - kBTUs of Consumption | 10.6334 | 10.6068 | 10.6068 | 10.6068 | 10.6068 | 10.6068 | 10.6068 | 10.6068 | 10.6068 | 10.6068 | 10.6068 | 10.6068 | 10.6068 | 10.6068 | 10.6068 | 10.6068 | 10.6068 | 10.6068 | 10.6068 | 10.6068 | 10.6068 | 10.6068 | 10.6068 | 10.6068 | 10.6068 | 10.6068 | 10.6068
F3_Commercial_Health (ID)_New_Space Heating_Natural Gas_Unit Heater_E4 | F3 | Commercial | Health (ID) | New | Space Heating | Natural Gas | Unit Heater | E4 | System - kBTUs of Consumption | 0 | 0 | 0 | 0 | 0 | 0 | 0 | 0 | 0 | 0 | 0 | 0 | 0 | 0 | 0 | 0 | 0 | 0 | 0 | 0 | 0 | 0 | 0 | 0 | 0 | 0 | 0
F3_Commercial_Health (ID)_New_Space Heating_Natural Gas_Unit Heater_E5 | F3 | Commercial | Health (ID) | New | Space Heating | Natural Gas | Unit Heater | E5 | System - kBTUs of Consumption | 0 | 0 | 0 | 0 | 0 | 0 | 0 | 0 | 0 | 0 | 0 | 0 | 0 | 0 | 0 | 0 | 0 | 0 | 0 | 0 | 0 | 0 | 0 | 0 | 0 | 0 | 0
F3_Commercial_Health (ID)_New_Space Heating_Natural Gas_Unit Heater_E6 | F3 | Commercial | Health (ID) | New | Space Heating | Natural Gas | Unit Heater | E6 | System - kBTUs of Consumption | 0 | 0 | 0 | 0 | 0 | 0 | 0 | 0 | 0 | 0 | 0 | 0 | 0 | 0 | 0 | 0 | 0 | 0 | 0 | 0 | 0 | 0 | 0 | 0 | 0 | 0 | 0
F3_Commercial_Health (ID)_New_Space Heating_Natural Gas_Unit Heater_E7 | F3 | Commercial | Health (ID) | New | Space Heating | Natural Gas | Unit Heater | E7 | System - kBTUs of Consumption | 0 | 0 | 0 | 0 | 0 | 0 | 0 | 0 | 0 | 0 | 0 | 0 | 0 | 0 | 0 | 0 | 0 | 0 | 0 | 0 | 0 | 0 | 0 | 0 | 0 | 0 | 0
F3_Commercial_Health (ID)_New_Space Heating_Natural Gas_Unit Heater_E8 | F3 | Commercial | Health (ID) | New | Space Heating | Natural Gas | Unit Heater | E8 | System - kBTUs of Consumption | 0 | 0 | 0 | 0 | 0 | 0 | 0 | 0 | 0 | 0 | 0 | 0 | 0 | 0 | 0 | 0 | 0 | 0 | 0 | 0 | 0 | 0 | 0 | 0 | 0 | 0 | 0
F3_Commercial_Health (ID)_New_Space Heating_Natural Gas_Unit Heater_E9 | F3 | Commercial | Health (ID) | New | Space Heating | Natural Gas | Unit Heater | E9 | System - kBTUs of Consumption | 0 | 0 | 0 | 0 | 0 | 0 | 0 | 0 | 0 | 0 | 0 | 0 | 0 | 0 | 0 | 0 | 0 | 0 | 0 | 0 | 0 | 0 | 0 | 0 | 0 | 0 | 0
F3_Commercial_Health (ID)_New_Space Heating_Natural Gas_Unit Heater_E10 | F3 | Commercial | Health (ID) | New | Space Heating | Natural Gas | Unit Heater | E10 | System - kBTUs of Consumption | 0 | 0 | 0 | 0 | 0 | 0 | 0 | 0 | 0 | 0 | 0 | 0 | 0 | 0 | 0 | 0 | 0 | 0 | 0 | 0 | 0 | 0 | 0 | 0 | 0 | 0 | 0
F4_Commercial_Health (ID)_New_Space Heating_Natural Gas_Unit Heater_E1 | F4 | Commercial | Health (ID) | New | Space Heating | Natural Gas | Unit Heater | E1 | Utility - Cost of Equipment | 0.00013308 | 0.00013308 | 0.00013308 | 0.00013308 | 0.00013308 | 0.00013308 | 0.00013308 | 0.00013308 | 0.00013308 | 0.00013308 | 0.00013308 | 0.00013308 | 0.00013308 | 0.00013308 | 0.00013308 | 0.00013308 | 0.00013308 | 0.00013308 | 0.00013308 | 0.00013308 | 0.00013308 | 0.00013308 | 0.00013308 | 0.00013308 | 0.00013308 | 0.00013308 | 0.00013308
F4_Commercial_Health (ID)_New_Space Heating_Natural Gas_Unit Heater_E2 | F4 | Commercial | Health (ID) | New | Space Heating | Natural Gas | Unit Heater | E2 | Utility - Cost of Equipment | 0.00029187 | 0.00029187 | 0.00029187 | 0.00029187 | 0.00029187 | 0.00029187 | 0.00029187 | 0.00029187 | 0.00029187 | 0.00029187 | 0.00029187 | 0.00029187 | 0.00029187 | 0.00029187 | 0.00029187 | 0.00029187 | 0.00029187 | 0.00029187 | 0.00029187 | 0.00029187 | 0.00029187 | 0.00029187 | 0.00029187 | 0.00029187 | 0.00029187 | 0.00029187 | 0.00029187
F4_Commercial_Health (ID)_New_Space Heating_Natural Gas_Unit Heater_E3 | F4 | Commercial | Health (ID) | New | Space Heating | Natural Gas | Unit Heater | E3 | Utility - Cost of Equipment | 0.00018509 | 0.00018509 | 0.00018509 | 0.00018509 | 0.00018509 | 0.00018509 | 0.00018509 | 0.00018509 | 0.00018509 | 0.00018509 | 0.00018509 | 0.00018509 | 0.00018509 | 0.00018509 | 0.00018509 | 0.00018509 | 0.00018509 | 0.00018509 | 0.00018509 | 0.00018509 | 0.00018509 | 0.00018509 | 0.00018509 | 0.00018509 | 0.00018509 | 0.00018509 | 0.00018509
F4_Commercial_Health (ID)_New_Space Heating_Natural Gas_Unit Heater_E4 | F4 | Commercial | Health (ID) | New | Space Heating | Natural Gas | Unit Heater | E4 | Utility - Cost of Equipment | 0 | 0 | 0 | 0 | 0 | 0 | 0 | 0 | 0 | 0 | 0 | 0 | 0 | 0 | 0 | 0 | 0 | 0 | 0 | 0 | 0 | 0 | 0 | 0 | 0 | 0 | 0
F4_Commercial_Health (ID)_New_Space Heating_Natural Gas_Unit Heater_E5 | F4 | Commercial | Health (ID) | New | Space Heating | Natural Gas | Unit Heater | E5 | Utility - Cost of Equipment | 0 | 0 | 0 | 0 | 0 | 0 | 0 | 0 | 0 | 0 | 0 | 0 | 0 | 0 | 0 | 0 | 0 | 0 | 0 | 0 | 0 | 0 | 0 | 0 | 0 | 0 | 0
F4_Commercial_Health (ID)_New_Space Heating_Natural Gas_Unit Heater_E6 | F4 | Commercial | Health (ID) | New | Space Heating | Natural Gas | Unit Heater | E6 | Utility - Cost of Equipment | 0 | 0 | 0 | 0 | 0 | 0 | 0 | 0 | 0 | 0 | 0 | 0 | 0 | 0 | 0 | 0 | 0 | 0 | 0 | 0 | 0 | 0 | 0 | 0 | 0 | 0 | 0
F4_Commercial_Health (ID)_New_Space Heating_Natural Gas_Unit Heater_E7 | F4 | Commercial | Health (ID) | New | Space Heating | Natural Gas | Unit Heater | E7 | Utility - Cost of Equipment | 0 | 0 | 0 | 0 | 0 | 0 | 0 | 0 | 0 | 0 | 0 | 0 | 0 | 0 | 0 | 0 | 0 | 0 | 0 | 0 | 0 | 0 | 0 | 0 | 0 | 0 | 0
F4_Commercial_Health (ID)_New_Space Heating_Natural Gas_Unit Heater_E8 | F4 | Commercial | Health (ID) | New | Space Heating | Natural Gas | Unit Heater | E8 | Utility - Cost of Equipment | 0 | 0 | 0 | 0 | 0 | 0 | 0 | 0 | 0 | 0 | 0 | 0 | 0 | 0 | 0 | 0 | 0 | 0 | 0 | 0 | 0 | 0 | 0 | 0 | 0 | 0 | 0
F4_Commercial_Health (ID)_New_Space Heating_Natural Gas_Unit Heater_E9 | F4 | Commercial | Health (ID) | New | Space Heating | Natural Gas | Unit Heater | E9 | Utility - Cost of Equipment | 0 | 0 | 0 | 0 | 0 | 0 | 0 | 0 | 0 | 0 | 0 | 0 | 0 | 0 | 0 | 0 | 0 | 0 | 0 | 0 | 0 | 0 | 0 | 0 | 0 | 0 | 0
F4_Commercial_Health (ID)_New_Space Heating_Natural Gas_Unit Heater_E10 | F4 | Commercial | Health (ID) | New | Space Heating | Natural Gas | Unit Heater | E10 | Utility - Cost of Equipment | 0 | 0 | 0 | 0 | 0 | 0 | 0 | 0 | 0 | 0 | 0 | 0 | 0 | 0 | 0 | 0 | 0 | 0 | 0 | 0 | 0 | 0 | 0 | 0 | 0 | 0 | 0
F5_Commercial_Health (ID)_New_Space Heating_Natural Gas_Unit Heater_E1 | F5 | Commercial | Health (ID) | New | Space Heating | Natural Gas | Unit Heater | E1 | Utility - Cost of Operation | 0.049326 | 0.050137 | 0.051194 | 0.052361 | 0.053645 | 0.055414 | 0.057216 | 0.059125 | 0.060951 | 0.062805 | 0.064465 | 0.065996 | 0.067673 | 0.069394 | 0.070996 | 0.072576 | 0.07405 | 0.075569 | 0.077151 | 0.078774 | 0.080429 | 0.082174 | 0.084195 | 0.085982 | 0.087807 | 0.089671 | 0.091574
F5_Commercial_Health (ID)_New_Space Heating_Natural Gas_Unit Heater_E2 | F5 | Commercial | Health (ID) | New | Space Heating | Natural Gas | Unit Heater | E2 | Utility - Cost of Operation | 0.043872 | 0.044593 | 0.045534 | 0.046571 | 0.047713 | 0.049287 | 0.05089 | 0.052587 | 0.054211 | 0.05586 | 0.057337 | 0.058699 | 0.06019 | 0.06172 | 0.063146 | 0.06455 | 0.065861 | 0.067213 | 0.06862 | 0.070064 | 0.071535 | 0.073088 | 0.074885 | 0.076475 | 0.078098 | 0.079755 | 0.081448
F5_Commercial_Health (ID)_New_Space Heating_Natural Gas_Unit Heater_E3 | F5 | Commercial | Health (ID) | New | Space Heating | Natural Gas | Unit Heater | E3 | Utility - Cost of Operation | 0.041396 | 0.041998 | 0.042851 | 0.043825 | 0.044929 | 0.046536 | 0.048176 | 0.049917 | 0.051555 | 0.053216 | 0.054671 | 0.055984 | 0.057443 | 0.058956 | 0.060341 | 0.061696 | 0.062937 | 0.064219 | 0.06556 | 0.066936 | 0.068339 | 0.069829 | 0.071596 | 0.073116 | 0.074668 | 0.076253 | 0.077871
F5_Commercial_Health (ID)_New_Space Heating_Natural Gas_Unit Heater_E4 | F5 | Commercial | Health (ID) | New | Space Heating | Natural Gas | Unit Heater | E4 | Utility - Cost of Operation | 0 | 0 | 0 | 0 | 0 | 0 | 0 | 0 | 0 | 0 | 0 | 0 | 0 | 0 | 0 | 0 | 0 | 0 | 0 | 0 | 0 | 0 | 0 | 0 | 0 | 0 | 0
F5_Commercial_Health (ID)_New_Space Heating_Natural Gas_Unit Heater_E5 | F5 | Commercial | Health (ID) | New | Space Heating | Natural Gas | Unit Heater | E5 | Utility - Cost of Operation | 0 | 0 | 0 | 0 | 0 | 0 | 0 | 0 | 0 | 0 | 0 | 0 | 0 | 0 | 0 | 0 | 0 | 0 | 0 | 0 | 0 | 0 | 0 | 0 | 0 | 0 | 0
F5_Commercial_Health (ID)_New_Space Heating_Natural Gas_Unit Heater_E6 | F5 | Commercial | Health (ID) | New | Space Heating | Natural Gas | Unit Heater | E6 | Utility - Cost of Operation | 0 | 0 | 0 | 0 | 0 | 0 | 0 | 0 | 0 | 0 | 0 | 0 | 0 | 0 | 0 | 0 | 0 | 0 | 0 | 0 | 0 | 0 | 0 | 0 | 0 | 0 | 0
F5_Commercial_Health (ID)_New_Space Heating_Natural Gas_Unit Heater_E7 | F5 | Commercial | Health (ID) | New | Space Heating | Natural Gas | Unit Heater | E7 | Utility - Cost of Operation | 0 | 0 | 0 | 0 | 0 | 0 | 0 | 0 | 0 | 0 | 0 | 0 | 0 | 0 | 0 | 0 | 0 | 0 | 0 | 0 | 0 | 0 | 0 | 0 | 0 | 0 | 0
F5_Commercial_Health (ID)_New_Space Heating_Natural Gas_Unit Heater_E8 | F5 | Commercial | Health (ID) | New | Space Heating | Natural Gas | Unit Heater | E8 | Utility - Cost of Operation | 0 | 0 | 0 | 0 | 0 | 0 | 0 | 0 | 0 | 0 | 0 | 0 | 0 | 0 | 0 | 0 | 0 | 0 | 0 | 0 | 0 | 0 | 0 | 0 | 0 | 0 | 0
F5_Commercial_Health (ID)_New_Space Heating_Natural Gas_Unit Heater_E9 | F5 | Commercial | Health (ID) | New | Space Heating | Natural Gas | Unit Heater | E9 | Utility - Cost of Operation | 0 | 0 | 0 | 0 | 0 | 0 | 0 | 0 | 0 | 0 | 0 | 0 | 0 | 0 | 0 | 0 | 0 | 0 | 0 | 0 | 0 | 0 | 0 | 0 | 0 | 0 | 0
F5_Commercial_Health (ID)_New_Space Heating_Natural Gas_Unit Heater_E10 | F5 | Commercial | Health (ID) | New | Space Heating | Natural Gas | Unit Heater | E10 | Utility - Cost of Operation | 0 | 0 | 0 | 0 | 0 | 0 | 0 | 0 | 0 | 0 | 0 | 0 | 0 | 0 | 0 | 0 | 0 | 0 | 0 | 0 | 0 | 0 | 0 | 0 | 0 | 0 | 0
F6_Commercial_Health (ID)_New_Space Heating_Natural Gas_Unit Heater_E1 | F6 | Commercial | Health (ID) | New | Space Heating | Natural Gas | Unit Heater | E1 | Utility - Value of Sales | 0.05686 | 0.057458 | 0.058315 | 0.05926 | 0.060301 | 0.061874 | 0.063431 | 0.065068 | 0.066553 | 0.068018 | 0.069666 | 0.071158 | 0.072794 | 0.074463 | 0.075983 | 0.077459 | 0.078798 | 0.080165 | 0.081578 | 0.08301 | 0.08445 | 0.086283 | 0.088405 | 0.090281 | 0.092198 | 0.094155 | 0.096153
F6_Commercial_Health (ID)_New_Space Heating_Natural Gas_Unit Heater_E2 | F6 | Commercial | Health (ID) | New | Space Heating | Natural Gas | Unit Heater | E2 | Utility - Value of Sales | 0.050572 | 0.051105 | 0.051867 | 0.052707 | 0.053633 | 0.055032 | 0.056417 | 0.057873 | 0.059194 | 0.060497 | 0.061963 | 0.06329 | 0.064745 | 0.066229 | 0.067581 | 0.068894 | 0.070085 | 0.071301 | 0.072557 | 0.073831 | 0.075112 | 0.076742 | 0.078629 | 0.080298 | 0.082003 | 0.083743 | 0.085521
F6_Commercial_Health (ID)_New_Space Heating_Natural Gas_Unit Heater_E3 | F6 | Commercial | Health (ID) | New | Space Heating | Natural Gas | Unit Heater | E3 | Utility - Value of Sales | 0.04832 | 0.048721 | 0.049389 | 0.050162 | 0.051047 | 0.052488 | 0.053918 | 0.055413 | 0.056725 | 0.057998 | 0.059442 | 0.060702 | 0.062106 | 0.063551 | 0.064838 | 0.066073 | 0.067161 | 0.068272 | 0.069424 | 0.070589 | 0.071756 | 0.07332 | 0.075176 | 0.076772 | 0.078401 | 0.080065 | 0.081765
F6_Commercial_Health (ID)_New_Space Heating_Natural Gas_Unit Heater_E4 | F6 | Commercial | Health (ID) | New | Space Heating | Natural Gas | Unit Heater | E4 | Utility - Value of Sales | 0 | 0 | 0 | 0 | 0 | 0 | 0 | 0 | 0 | 0 | 0 | 0 | 0 | 0 | 0 | 0 | 0 | 0 | 0 | 0 | 0 | 0 | 0 | 0 | 0 | 0 | 0
F6_Commercial_Health (ID)_New_Space Heating_Natural Gas_Unit Heater_E5 | F6 | Commercial | Health (ID) | New | Space Heating | Natural Gas | Unit Heater | E5 | Utility - Value of Sales | 0 | 0 | 0 | 0 | 0 | 0 | 0 | 0 | 0 | 0 | 0 | 0 | 0 | 0 | 0 | 0 | 0 | 0 | 0 | 0 | 0 | 0 | 0 | 0 | 0 | 0 | 0
F6_Commercial_Health (ID)_New_Space Heating_Natural Gas_Unit Heater_E6 | F6 | Commercial | Health (ID) | New | Space Heating | Natural Gas | Unit Heater | E6 | Utility - Value of Sales | 0 | 0 | 0 | 0 | 0 | 0 | 0 | 0 | 0 | 0 | 0 | 0 | 0 | 0 | 0 | 0 | 0 | 0 | 0 | 0 | 0 | 0 | 0 | 0 | 0 | 0 | 0
F6_Commercial_Health (ID)_New_Space Heating_Natural Gas_Unit Heater_E7 | F6 | Commercial | Health (ID) | New | Space Heating | Natural Gas | Unit Heater | E7 | Utility - Value of Sales | 0 | 0 | 0 | 0 | 0 | 0 | 0 | 0 | 0 | 0 | 0 | 0 | 0 | 0 | 0 | 0 | 0 | 0 | 0 | 0 | 0 | 0 | 0 | 0 | 0 | 0 | 0
F6_Commercial_Health (ID)_New_Space Heating_Natural Gas_Unit Heater_E8 | F6 | Commercial | Health (ID) | New | Space Heating | Natural Gas | Unit Heater | E8 | Utility - Value of Sales | 0 | 0 | 0 | 0 | 0 | 0 | 0 | 0 | 0 | 0 | 0 | 0 | 0 | 0 | 0 | 0 | 0 | 0 | 0 | 0 | 0 | 0 | 0 | 0 | 0 | 0 | 0
F6_Commercial_Health (ID)_New_Space Heating_Natural Gas_Unit Heater_E9 | F6 | Commercial | Health (ID) | New | Space Heating | Natural Gas | Unit Heater | E9 | Utility - Value of Sales | 0 | 0 | 0 | 0 | 0 | 0 | 0 | 0 | 0 | 0 | 0 | 0 | 0 | 0 | 0 | 0 | 0 | 0 | 0 | 0 | 0 | 0 | 0 | 0 | 0 | 0 | 0
F6_Commercial_Health (ID)_New_Space Heating_Natural Gas_Unit Heater_E10 | F6 | Commercial | Health (ID) | New | Space Heating | Natural Gas | Unit Heater | E10 | Utility - Value of Sales | 0 | 0 | 0 | 0 | 0 | 0 | 0 | 0 | 0 | 0 | 0 | 0 | 0 | 0 | 0 | 0 | 0 | 0 | 0 | 0 | 0 | 0 | 0 | 0 | 0 | 0 | 0
F1_Commercial_Health (ID)_New_Water Heating_Natural Gas_Water Heater_E1 | F1 | Commercial | Health (ID) | New | Water Heating | Natural Gas | Water Heater | E1 | RVT - Cost of Equipment | 0.011975 | 0.011975 | 0.011975 | 0.011975 | 0.011975 | 0.011975 | 0.011975 | 0.011975 | 0.011975 | 0.011975 | 0.011975 | 0.011975 | 0.011975 | 0.011975 | 0.011975 | 0.011975 | 0.011975 | 0.011975 | 0.011975 | 0.011975 | 0.011975 | 0.011975 | 0.011975 | 0.011975 | 0.011975 | 0.011975 | 0.011975
F1_Commercial_Health (ID)_New_Water Heating_Natural Gas_Water Heater_E2 | F1 | Commercial | Health (ID) | New | Water Heating | Natural Gas | Water Heater | E2 | RVT - Cost of Equipment | 0.01437 | 0.01437 | 0.01437 | 0.01437 | 0.01437 | 0.01437 | 0.01437 | 0.01437 | 0.01437 | 0.01437 | 0.01437 | 0.01437 | 0.01437 | 0.01437 | 0.01437 | 0.01437 | 0.01437 | 0.01437 | 0.01437 | 0.01437 | 0.01437 | 0.01437 | 0.01437 | 0.01437 | 0.01437 | 0.01437 | 0.01437
F1_Commercial_Health (ID)_New_Water Heating_Natural Gas_Water Heater_E3 | F1 | Commercial | Health (ID) | New | Water Heating | Natural Gas | Water Heater | E3 | RVT - Cost of Equipment | 0.017665 | 0.017665 | 0.017665 | 0.017665 | 0.017665 | 0.017665 | 0.017665 | 0.017665 | 0.017665 | 0.017665 | 0.017665 | 0.017665 | 0.017665 | 0.017665 | 0.017665 | 0.017665 | 0.017665 | 0.017665 | 0.017665 | 0.017665 | 0.017665 | 0.017665 | 0.017665 | 0.017665 | 0.017665 | 0.017665 | 0.017665
F1_Commercial_Health (ID)_New_Water Heating_Natural Gas_Water Heater_E4 | F1 | Commercial | Health (ID) | New | Water Heating | Natural Gas | Water Heater | E4 | RVT - Cost of Equipment | 0.017804 | 0.017804 | 0.017804 | 0.017804 | 0.017804 | 0.017804 | 0.017804 | 0.017804 | 0.017804 | 0.017804 | 0.017804 | 0.017804 | 0.017804 | 0.017804 | 0.017804 | 0.017804 | 0.017804 | 0.017804 | 0.017804 | 0.017804 | 0.017804 | 0.017804 | 0.017804 | 0.017804 | 0.017804 | 0.017804 | 0.017804
F1_Commercial_Health (ID)_New_Water Heating_Natural Gas_Water Heater_E5 | F1 | Commercial | Health (ID) | New | Water Heating | Natural Gas | Water Heater | E5 | RVT - Cost of Equipment | 0.038432 | 0.038432 | 0.038432 | 0.038432 | 0.038432 | 0.038432 | 0.038432 | 0.038432 | 0.038432 | 0.038432 | 0.038432 | 0.038432 | 0.038432 | 0.038432 | 0.038432 | 0.038432 | 0.038432 | 0.038432 | 0.038432 | 0.038432 | 0.038432 | 0.038432 | 0.038432 | 0.038432 | 0.038432 | 0.038432 | 0.038432
F1_Commercial_Health (ID)_New_Water Heating_Natural Gas_Water Heater_E6 | F1 | Commercial | Health (ID) | New | Water Heating | Natural Gas | Water Heater | E6 | RVT - Cost of Equipment | 0 | 0 | 0 | 0 | 0 | 0 | 0 | 0 | 0 | 0 | 0 | 0 | 0 | 0 | 0 | 0 | 0 | 0 | 0 | 0 | 0 | 0 | 0 | 0 | 0 | 0 | 0
F1_Commercial_Health (ID)_New_Water Heating_Natural Gas_Water Heater_E7 | F1 | Commercial | Health (ID) | New | Water Heating | Natural Gas | Water Heater | E7 | RVT - Cost of Equipment | 0 | 0 | 0 | 0 | 0 | 0 | 0 | 0 | 0 | 0 | 0 | 0 | 0 | 0 | 0 | 0 | 0 | 0 | 0 | 0 | 0 | 0 | 0 | 0 | 0 | 0 | 0
F1_Commercial_Health (ID)_New_Water Heating_Natural Gas_Water Heater_E8 | F1 | Commercial | Health (ID) | New | Water Heating | Natural Gas | Water Heater | E8 | RVT - Cost of Equipment | 0 | 0 | 0 | 0 | 0 | 0 | 0 | 0 | 0 | 0 | 0 | 0 | 0 | 0 | 0 | 0 | 0 | 0 | 0 | 0 | 0 | 0 | 0 | 0 | 0 | 0 | 0
F1_Commercial_Health (ID)_New_Water Heating_Natural Gas_Water Heater_E9 | F1 | Commercial | Health (ID) | New | Water Heating | Natural Gas | Water Heater | E9 | RVT - Cost of Equipment | 0 | 0 | 0 | 0 | 0 | 0 | 0 | 0 | 0 | 0 | 0 | 0 | 0 | 0 | 0 | 0 | 0 | 0 | 0 | 0 | 0 | 0 | 0 | 0 | 0 | 0 | 0
F1_Commercial_Health (ID)_New_Water Heating_Natural Gas_Water Heater_E10 | F1 | Commercial | Health (ID) | New | Water Heating | Natural Gas | Water Heater | E10 | RVT - Cost of Equipment | 0 | 0 | 0 | 0 | 0 | 0 | 0 | 0 | 0 | 0 | 0 | 0 | 0 | 0 | 0 | 0 | 0 | 0 | 0 | 0 | 0 | 0 | 0 | 0 | 0 | 0 | 0
F2_Commercial_Health (ID)_New_Water Heating_Natural Gas_Water Heater_E1 | F2 | Commercial | Health (ID) | New | Water Heating | Natural Gas | Water Heater | E1 | RVT - Cost of Operation | 0.18395 | 0.18765 | 0.19181 | 0.19648 | 0.20169 | 0.20799 | 0.21424 | 0.22015 | 0.22551 | 0.23073 | 0.23614 | 0.24109 | 0.24638 | 0.25151 | 0.25602 | 0.26017 | 0.26379 | 0.26728 | 0.27097 | 0.27447 | 0.278 | 0.28291 | 0.28787 | 0.29299 | 0.29819 | 0.30349 | 0.30888
F2_Commercial_Health (ID)_New_Water Heating_Natural Gas_Water Heater_E2 | F2 | Commercial | Health (ID) | New | Water Heating | Natural Gas | Water Heater | E2 | RVT - Cost of Operation | 0.16351 | 0.1668 | 0.1705 | 0.17465 | 0.17928 | 0.18488 | 0.19044 | 0.19569 | 0.20045 | 0.20509 | 0.2099 | 0.2143 | 0.21901 | 0.22357 | 0.22758 | 0.23126 | 0.23448 | 0.23759 | 0.24086 | 0.24398 | 0.24711 | 0.25147 | 0.25589 | 0.26043 | 0.26506 | 0.26977 | 0.27456
F2_Commercial_Health (ID)_New_Water Heating_Natural Gas_Water Heater_E3 | F2 | Commercial | Health (ID) | New | Water Heating | Natural Gas | Water Heater | E3 | RVT - Cost of Operation | 0.15656 | 0.1597 | 0.16324 | 0.16722 | 0.17165 | 0.17702 | 0.18234 | 0.18736 | 0.19192 | 0.19637 | 0.20097 | 0.20518 | 0.20969 | 0.21405 | 0.21789 | 0.22142 | 0.2245 | 0.22748 | 0.23062 | 0.23359 | 0.23659 | 0.24077 | 0.245 | 0.24935 | 0.25378 | 0.25829 | 0.26288
F2_Commercial_Health (ID)_New_Water Heating_Natural Gas_Water Heater_E4 | F2 | Commercial | Health (ID) | New | Water Heating | Natural Gas | Water Heater | E4 | RVT - Cost of Operation | 0.16413 | 0.16743 | 0.17103 | 0.17495 | 0.17921 | 0.18423 | 0.1892 | 0.19394 | 0.19832 | 0.20264 | 0.20715 | 0.21138 | 0.21587 | 0.22025 | 0.22419 | 0.22788 | 0.2312 | 0.23444 | 0.23783 | 0.2411 | 0.24439 | 0.24871 | 0.25309 | 0.25759 | 0.26216 | 0.26682 | 0.27156
F2_Commercial_Health (ID)_New_Water Heating_Natural Gas_Water Heater_E5 | F2 | Commercial | Health (ID) | New | Water Heating | Natural Gas | Water Heater | E5 | RVT - Cost of Operation | 0.096507 | 0.098403 | 0.1006 | 0.10315 | 0.10605 | 0.1096 | 0.11311 | 0.11641 | 0.11938 | 0.12224 | 0.1252 | 0.12786 | 0.13072 | 0.13348 | 0.13588 | 0.13806 | 0.13993 | 0.14172 | 0.14362 | 0.14541 | 0.14721 | 0.14981 | 0.15243 | 0.15514 | 0.1579 | 0.1607 | 0.16356
F2_Commercial_Health (ID)_New_Water Heating_Natural Gas_Water Heater_E6 | F2 | Commercial | Health (ID) | New | Water Heating | Natural Gas | Water Heater | E6 | RVT - Cost of Operation | 0 | 0 | 0 | 0 | 0 | 0 | 0 | 0 | 0 | 0 | 0 | 0 | 0 | 0 | 0 | 0 | 0 | 0 | 0 | 0 | 0 | 0 | 0 | 0 | 0 | 0 | 0
F2_Commercial_Health (ID)_New_Water Heating_Natural Gas_Water Heater_E7 | F2 | Commercial | Health (ID) | New | Water Heating | Natural Gas | Water Heater | E7 | RVT - Cost of Operation | 0 | 0 | 0 | 0 | 0 | 0 | 0 | 0 | 0 | 0 | 0 | 0 | 0 | 0 | 0 | 0 | 0 | 0 | 0 | 0 | 0 | 0 | 0 | 0 | 0 | 0 | 0
F2_Commercial_Health (ID)_New_Water Heating_Natural Gas_Water Heater_E8 | F2 | Commercial | Health (ID) | New | Water Heating | Natural Gas | Water Heater | E8 | RVT - Cost of Operation | 0 | 0 | 0 | 0 | 0 | 0 | 0 | 0 | 0 | 0 | 0 | 0 | 0 | 0 | 0 | 0 | 0 | 0 | 0 | 0 | 0 | 0 | 0 | 0 | 0 | 0 | 0
F2_Commercial_Health (ID)_New_Water Heating_Natural Gas_Water Heater_E9 | F2 | Commercial | Health (ID) | New | Water Heating | Natural Gas | Water Heater | E9 | RVT - Cost of Operation | 0 | 0 | 0 | 0 | 0 | 0 | 0 | 0 | 0 | 0 | 0 | 0 | 0 | 0 | 0 | 0 | 0 | 0 | 0 | 0 | 0 | 0 | 0 | 0 | 0 | 0 | 0
F2_Commercial_Health (ID)_New_Water Heating_Natural Gas_Water Heater_E10 | F2 | Commercial | Health (ID) | New | Water Heating | Natural Gas | Water Heater | E10 | RVT - Cost of Operation | 0 | 0 | 0 | 0 | 0 | 0 | 0 | 0 | 0 | 0 | 0 | 0 | 0 | 0 | 0 | 0 | 0 | 0 | 0 | 0 | 0 | 0 | 0 | 0 | 0 | 0 | 0
F3_Commercial_Health (ID)_New_Water Heating_Natural Gas_Water Heater_E1 | F3 | Commercial | Health (ID) | New | Water Heating | Natural Gas | Water Heater | E1 | System - kBTUs of Consumption | 42.5598 | 42.5598 | 42.5598 | 42.5598 | 42.5598 | 42.5598 | 42.5598 | 42.5598 | 42.5598 | 42.5598 | 42.5598 | 42.5598 | 42.5598 | 42.5598 | 42.5598 | 42.5598 | 42.5598 | 42.5598 | 42.5598 | 42.5598 | 42.5598 | 42.5598 | 42.5598 | 42.5598 | 42.5598 | 42.5598 | 42.5598
F3_Commercial_Health (ID)_New_Water Heating_Natural Gas_Water Heater_E2 | F3 | Commercial | Health (ID) | New | Water Heating | Natural Gas | Water Heater | E2 | System - kBTUs of Consumption | 37.831 | 37.831 | 37.831 | 37.831 | 37.831 | 37.831 | 37.831 | 37.831 | 37.831 | 37.831 | 37.831 | 37.831 | 37.831 | 37.831 | 37.831 | 37.831 | 37.831 | 37.831 | 37.831 | 37.831 | 37.831 | 37.831 | 37.831 | 37.831 | 37.831 | 37.831 | 37.831
F3_Commercial_Health (ID)_New_Water Heating_Natural Gas_Water Heater_E3 | F3 | Commercial | Health (ID) | New | Water Heating | Natural Gas | Water Heater | E3 | System - kBTUs of Consumption | 36.2211 | 36.2211 | 36.2211 | 36.2211 | 36.2211 | 36.2211 | 36.2211 | 36.2211 | 36.2211 | 36.2211 | 36.2211 | 36.2211 | 36.2211 | 36.2211 | 36.2211 | 36.2211 | 36.2211 | 36.2211 | 36.2211 | 36.2211 | 36.2211 | 36.2211 | 36.2211 | 36.2211 | 36.2211 | 36.2211 | 36.2211
F3_Commercial_Health (ID)_New_Water Heating_Natural Gas_Water Heater_E4 | F3 | Commercial | Health (ID) | New | Water Heating | Natural Gas | Water Heater | E4 | System - kBTUs of Consumption | 36.1827 | 36.1827 | 36.1827 | 36.1827 | 36.1827 | 36.1827 | 36.1827 | 36.1827 | 36.1827 | 36.1827 | 36.1827 | 36.1827 | 36.1827 | 36.1827 | 36.1827 | 36.1827 | 36.1827 | 36.1827 | 36.1827 | 36.1827 | 36.1827 | 36.1827 | 36.1827 | 36.1827 | 36.1827 | 36.1827 | 36.1827
F3_Commercial_Health (ID)_New_Water Heating_Natural Gas_Water Heater_E5 | F3 | Commercial | Health (ID) | New | Water Heating | Natural Gas | Water Heater | E5 | System - kBTUs of Consumption | 22.6986 | 22.6986 | 22.6986 | 22.6986 | 22.6986 | 22.6986 | 22.6986 | 22.6986 | 22.6986 | 22.6986 | 22.6986 | 22.6986 | 22.6986 | 22.6986 | 22.6986 | 22.6986 | 22.6986 | 22.6986 | 22.6986 | 22.6986 | 22.6986 | 22.6986 | 22.6986 | 22.6986 | 22.6986 | 22.6986 | 22.6986
F3_Commercial_Health (ID)_New_Water Heating_Natural Gas_Water Heater_E6 | F3 | Commercial | Health (ID) | New | Water Heating | Natural Gas | Water Heater | E6 | System - kBTUs of Consumption | 0 | 0 | 0 | 0 | 0 | 0 | 0 | 0 | 0 | 0 | 0 | 0 | 0 | 0 | 0 | 0 | 0 | 0 | 0 | 0 | 0 | 0 | 0 | 0 | 0 | 0 | 0
F3_Commercial_Health (ID)_New_Water Heating_Natural Gas_Water Heater_E7 | F3 | Commercial | Health (ID) | New | Water Heating | Natural Gas | Water Heater | E7 | System - kBTUs of Consumption | 0 | 0 | 0 | 0 | 0 | 0 | 0 | 0 | 0 | 0 | 0 | 0 | 0 | 0 | 0 | 0 | 0 | 0 | 0 | 0 | 0 | 0 | 0 | 0 | 0 | 0 | 0
F3_Commercial_Health (ID)_New_Water Heating_Natural Gas_Water Heater_E8 | F3 | Commercial | Health (ID) | New | Water Heating | Natural Gas | Water Heater | E8 | System - kBTUs of Consumption | 0 | 0 | 0 | 0 | 0 | 0 | 0 | 0 | 0 | 0 | 0 | 0 | 0 | 0 | 0 | 0 | 0 | 0 | 0 | 0 | 0 | 0 | 0 | 0 | 0 | 0 | 0
F3_Commercial_Health (ID)_New_Water Heating_Natural Gas_Water Heater_E9 | F3 | Commercial | Health (ID) | New | Water Heating | Natural Gas | Water Heater | E9 | System - kBTUs of Consumption | 0 | 0 | 0 | 0 | 0 | 0 | 0 | 0 | 0 | 0 | 0 | 0 | 0 | 0 | 0 | 0 | 0 | 0 | 0 | 0 | 0 | 0 | 0 | 0 | 0 | 0 | 0
F3_Commercial_Health (ID)_New_Water Heating_Natural Gas_Water Heater_E10 | F3 | Commercial | Health (ID) | New | Water Heating | Natural Gas | Water Heater | E10 | System - kBTUs of Consumption | 0 | 0 | 0 | 0 | 0 | 0 | 0 | 0 | 0 | 0 | 0 | 0 | 0 | 0 | 0 | 0 | 0 | 0 | 0 | 0 | 0 | 0 | 0 | 0 | 0 | 0 | 0
F4_Commercial_Health (ID)_New_Water Heating_Natural Gas_Water Heater_E1 | F4 | Commercial | Health (ID) | New | Water Heating | Natural Gas | Water Heater | E1 | Utility - Cost of Equipment | 0.011975 | 0.011975 | 0.011975 | 0.011975 | 0.011975 | 0.011975 | 0.011975 | 0.011975 | 0.011975 | 0.011975 | 0.011975 | 0.011975 | 0.011975 | 0.011975 | 0.011975 | 0.011975 | 0.011975 | 0.011975 | 0.011975 | 0.011975 | 0.011975 | 0.011975 | 0.011975 | 0.011975 | 0.011975 | 0.011975 | 0.011975
F4_Commercial_Health (ID)_New_Water Heating_Natural Gas_Water Heater_E2 | F4 | Commercial | Health (ID) | New | Water Heating | Natural Gas | Water Heater | E2 | Utility - Cost of Equipment | 0.01437 | 0.01437 | 0.01437 | 0.01437 | 0.01437 | 0.01437 | 0.01437 | 0.01437 | 0.01437 | 0.01437 | 0.01437 | 0.01437 | 0.01437 | 0.01437 | 0.01437 | 0.01437 | 0.01437 | 0.01437 | 0.01437 | 0.01437 | 0.01437 | 0.01437 | 0.01437 | 0.01437 | 0.01437 | 0.01437 | 0.01437
F4_Commercial_Health (ID)_New_Water Heating_Natural Gas_Water Heater_E3 | F4 | Commercial | Health (ID) | New | Water Heating | Natural Gas | Water Heater | E3 | Utility - Cost of Equipment | 0.017665 | 0.017665 | 0.017665 | 0.017665 | 0.017665 | 0.017665 | 0.017665 | 0.017665 | 0.017665 | 0.017665 | 0.017665 | 0.017665 | 0.017665 | 0.017665 | 0.017665 | 0.017665 | 0.017665 | 0.017665 | 0.017665 | 0.017665 | 0.017665 | 0.017665 | 0.017665 | 0.017665 | 0.017665 | 0.017665 | 0.017665
F4_Commercial_Health (ID)_New_Water Heating_Natural Gas_Water Heater_E4 | F4 | Commercial | Health (ID) | New | Water Heating | Natural Gas | Water Heater | E4 | Utility - Cost of Equipment | 0.017804 | 0.017804 | 0.017804 | 0.017804 | 0.017804 | 0.017804 | 0.017804 | 0.017804 | 0.017804 | 0.017804 | 0.017804 | 0.017804 | 0.017804 | 0.017804 | 0.017804 | 0.017804 | 0.017804 | 0.017804 | 0.017804 | 0.017804 | 0.017804 | 0.017804 | 0.017804 | 0.017804 | 0.017804 | 0.017804 | 0.017804
F4_Commercial_Health (ID)_New_Water Heating_Natural Gas_Water Heater_E5 | F4 | Commercial | Health (ID) | New | Water Heating | Natural Gas | Water Heater | E5 | Utility - Cost of Equipment | 0.038432 | 0.038432 | 0.038432 | 0.038432 | 0.038432 | 0.038432 | 0.038432 | 0.038432 | 0.038432 | 0.038432 | 0.038432 | 0.038432 | 0.038432 | 0.038432 | 0.038432 | 0.038432 | 0.038432 | 0.038432 | 0.038432 | 0.038432 | 0.038432 | 0.038432 | 0.038432 | 0.038432 | 0.038432 | 0.038432 | 0.038432
F4_Commercial_Health (ID)_New_Water Heating_Natural Gas_Water Heater_E6 | F4 | Commercial | Health (ID) | New | Water Heating | Natural Gas | Water Heater | E6 | Utility - Cost of Equipment | 0 | 0 | 0 | 0 | 0 | 0 | 0 | 0 | 0 | 0 | 0 | 0 | 0 | 0 | 0 | 0 | 0 | 0 | 0 | 0 | 0 | 0 | 0 | 0 | 0 | 0 | 0
F4_Commercial_Health (ID)_New_Water Heating_Natural Gas_Water Heater_E7 | F4 | Commercial | Health (ID) | New | Water Heating | Natural Gas | Water Heater | E7 | Utility - Cost of Equipment | 0 | 0 | 0 | 0 | 0 | 0 | 0 | 0 | 0 | 0 | 0 | 0 | 0 | 0 | 0 | 0 | 0 | 0 | 0 | 0 | 0 | 0 | 0 | 0 | 0 | 0 | 0
F4_Commercial_Health (ID)_New_Water Heating_Natural Gas_Water Heater_E8 | F4 | Commercial | Health (ID) | New | Water Heating | Natural Gas | Water Heater | E8 | Utility - Cost of Equipment | 0 | 0 | 0 | 0 | 0 | 0 | 0 | 0 | 0 | 0 | 0 | 0 | 0 | 0 | 0 | 0 | 0 | 0 | 0 | 0 | 0 | 0 | 0 | 0 | 0 | 0 | 0
F4_Commercial_Health (ID)_New_Water Heating_Natural Gas_Water Heater_E9 | F4 | Commercial | Health (ID) | New | Water Heating | Natural Gas | Water Heater | E9 | Utility - Cost of Equipment | 0 | 0 | 0 | 0 | 0 | 0 | 0 | 0 | 0 | 0 | 0 | 0 | 0 | 0 | 0 | 0 | 0 | 0 | 0 | 0 | 0 | 0 | 0 | 0 | 0 | 0 | 0
F4_Commercial_Health (ID)_New_Water Heating_Natural Gas_Water Heater_E10 | F4 | Commercial | Health (ID) | New | Water Heating | Natural Gas | Water Heater | E10 | Utility - Cost of Equipment | 0 | 0 | 0 | 0 | 0 | 0 | 0 | 0 | 0 | 0 | 0 | 0 | 0 | 0 | 0 | 0 | 0 | 0 | 0 | 0 | 0 | 0 | 0 | 0 | 0 | 0 | 0
F5_Commercial_Health (ID)_New_Water Heating_Natural Gas_Water Heater_E1 | F5 | Commercial | Health (ID) | New | Water Heating | Natural Gas | Water Heater | E1 | Utility - Cost of Operation | 0.1578 | 0.16194 | 0.16659 | 0.1718 | 0.17761 | 0.18447 | 0.19146 | 0.19835 | 0.20497 | 0.21169 | 0.21716 | 0.22233 | 0.22785 | 0.23328 | 0.23821 | 0.24288 | 0.24714 | 0.25137 | 0.25585 | 0.26025 | 0.26476 | 0.26943 | 0.27417 | 0.27904 | 0.28399 | 0.28904 | 0.29417
F5_Commercial_Health (ID)_New_Water Heating_Natural Gas_Water Heater_E2 | F5 | Commercial | Health (ID) | New | Water Heating | Natural Gas | Water Heater | E2 | Utility - Cost of Operation | 0.14026 | 0.14395 | 0.14808 | 0.15272 | 0.15787 | 0.16397 | 0.17019 | 0.17631 | 0.1822 | 0.18817 | 0.19303 | 0.19762 | 0.20253 | 0.20736 | 0.21175 | 0.21589 | 0.21968 | 0.22344 | 0.22742 | 0.23133 | 0.23534 | 0.2395 | 0.2437 | 0.24803 | 0.25244 | 0.25692 | 0.26149
F5_Commercial_Health (ID)_New_Water Heating_Natural Gas_Water Heater_E3 | F5 | Commercial | Health (ID) | New | Water Heating | Natural Gas | Water Heater | E3 | Utility - Cost of Operation | 0.1343 | 0.13782 | 0.14178 | 0.14622 | 0.15116 | 0.157 | 0.16295 | 0.16881 | 0.17444 | 0.18016 | 0.18482 | 0.18921 | 0.19391 | 0.19854 | 0.20274 | 0.20671 | 0.21033 | 0.21393 | 0.21774 | 0.22149 | 0.22533 | 0.22931 | 0.23333 | 0.23748 | 0.2417 | 0.24599 | 0.25036
F5_Commercial_Health (ID)_New_Water Heating_Natural Gas_Water Heater_E4 | F5 | Commercial | Health (ID) | New | Water Heating | Natural Gas | Water Heater | E4 | Utility - Cost of Operation | 0.1426 | 0.14628 | 0.15031 | 0.1547 | 0.15949 | 0.16504 | 0.17067 | 0.17623 | 0.18161 | 0.18708 | 0.19164 | 0.19599 | 0.20062 | 0.2052 | 0.20942 | 0.21346 | 0.21721 | 0.22095 | 0.22488 | 0.22877 | 0.23275 | 0.23687 | 0.24104 | 0.24532 | 0.24968 | 0.25411 | 0.25863
F5_Commercial_Health (ID)_New_Water Heating_Natural Gas_Water Heater_E5 | F5 | Commercial | Health (ID) | New | Water Heating | Natural Gas | Water Heater | E5 | Utility - Cost of Operation | 0.082248 | 0.084411 | 0.086879 | 0.089693 | 0.092872 | 0.096677 | 0.10056 | 0.10438 | 0.10804 | 0.11176 | 0.11474 | 0.11754 | 0.12054 | 0.12349 | 0.12614 | 0.12864 | 0.13089 | 0.13312 | 0.13549 | 0.13781 | 0.1402 | 0.14267 | 0.14517 | 0.14775 | 0.15038 | 0.15305 | 0.15577
F5_Commercial_Health (ID)_New_Water Heating_Natural Gas_Water Heater_E6 | F5 | Commercial | Health (ID) | New | Water Heating | Natural Gas | Water Heater | E6 | Utility - Cost of Operation | 0 | 0 | 0 | 0 | 0 | 0 | 0 | 0 | 0 | 0 | 0 | 0 | 0 | 0 | 0 | 0 | 0 | 0 | 0 | 0 | 0 | 0 | 0 | 0 | 0 | 0 | 0
F5_Commercial_Health (ID)_New_Water Heating_Natural Gas_Water Heater_E7 | F5 | Commercial | Health (ID) | New | Water Heating | Natural Gas | Water Heater | E7 | Utility - Cost of Operation | 0 | 0 | 0 | 0 | 0 | 0 | 0 | 0 | 0 | 0 | 0 | 0 | 0 | 0 | 0 | 0 | 0 | 0 | 0 | 0 | 0 | 0 | 0 | 0 | 0 | 0 | 0
F5_Commercial_Health (ID)_New_Water Heating_Natural Gas_Water Heater_E8 | F5 | Commercial | Health (ID) | New | Water Heating | Natural Gas | Water Heater | E8 | Utility - Cost of Operation | 0 | 0 | 0 | 0 | 0 | 0 | 0 | 0 | 0 | 0 | 0 | 0 | 0 | 0 | 0 | 0 | 0 | 0 | 0 | 0 | 0 | 0 | 0 | 0 | 0 | 0 | 0
F5_Commercial_Health (ID)_New_Water Heating_Natural Gas_Water Heater_E9 | F5 | Commercial | Health (ID) | New | Water Heating | Natural Gas | Water Heater | E9 | Utility - Cost of Operation | 0 | 0 | 0 | 0 | 0 | 0 | 0 | 0 | 0 | 0 | 0 | 0 | 0 | 0 | 0 | 0 | 0 | 0 | 0 | 0 | 0 | 0 | 0 | 0 | 0 | 0 | 0
F5_Commercial_Health (ID)_New_Water Heating_Natural Gas_Water Heater_E10 | F5 | Commercial | Health (ID) | New | Water Heating | Natural Gas | Water Heater | E10 | Utility - Cost of Operation | 0 | 0 | 0 | 0 | 0 | 0 | 0 | 0 | 0 | 0 | 0 | 0 | 0 | 0 | 0 | 0 | 0 | 0 | 0 | 0 | 0 | 0 | 0 | 0 | 0 | 0 | 0
F6_Commercial_Health (ID)_New_Water Heating_Natural Gas_Water Heater_E1 | F6 | Commercial | Health (ID) | New | Water Heating | Natural Gas | Water Heater | E1 | Utility - Value of Sales | 0.18395 | 0.18765 | 0.19181 | 0.19648 | 0.20169 | 0.20799 | 0.21424 | 0.22015 | 0.22551 | 0.23073 | 0.23614 | 0.24109 | 0.24638 | 0.25151 | 0.25602 | 0.26017 | 0.26379 | 0.26728 | 0.27097 | 0.27447 | 0.278 | 0.28291 | 0.28787 | 0.29299 | 0.29819 | 0.30349 | 0.30888
F6_Commercial_Health (ID)_New_Water Heating_Natural Gas_Water Heater_E2 | F6 | Commercial | Health (ID) | New | Water Heating | Natural Gas | Water Heater | E2 | Utility - Value of Sales | 0.16351 | 0.1668 | 0.1705 | 0.17465 | 0.17928 | 0.18488 | 0.19044 | 0.19569 | 0.20045 | 0.20509 | 0.2099 | 0.2143 | 0.21901 | 0.22357 | 0.22758 | 0.23126 | 0.23448 | 0.23759 | 0.24086 | 0.24398 | 0.24711 | 0.25147 | 0.25589 | 0.26043 | 0.26506 | 0.26977 | 0.27456
F6_Commercial_Health (ID)_New_Water Heating_Natural Gas_Water Heater_E3 | F6 | Commercial | Health (ID) | New | Water Heating | Natural Gas | Water Heater | E3 | Utility - Value of Sales | 0.15656 | 0.1597 | 0.16324 | 0.16722 | 0.17165 | 0.17702 | 0.18234 | 0.18736 | 0.19192 | 0.19637 | 0.20097 | 0.20518 | 0.20969 | 0.21405 | 0.21789 | 0.22142 | 0.2245 | 0.22748 | 0.23062 | 0.23359 | 0.23659 | 0.24077 | 0.245 | 0.24935 | 0.25378 | 0.25829 | 0.26288
F6_Commercial_Health (ID)_New_Water Heating_Natural Gas_Water Heater_E4 | F6 | Commercial | Health (ID) | New | Water Heating | Natural Gas | Water Heater | E4 | Utility - Value of Sales | 0.16413 | 0.16743 | 0.17103 | 0.17495 | 0.17921 | 0.18423 | 0.1892 | 0.19394 | 0.19832 | 0.20264 | 0.20715 | 0.21138 | 0.21587 | 0.22025 | 0.22419 | 0.22788 | 0.2312 | 0.23444 | 0.23783 | 0.2411 | 0.24439 | 0.24871 | 0.25309 | 0.25759 | 0.26216 | 0.26682 | 0.27156
F6_Commercial_Health (ID)_New_Water Heating_Natural Gas_Water Heater_E5 | F6 | Commercial | Health (ID) | New | Water Heating | Natural Gas | Water Heater | E5 | Utility - Value of Sales | 0.096507 | 0.098403 | 0.1006 | 0.10315 | 0.10605 | 0.1096 | 0.11311 | 0.11641 | 0.11938 | 0.12224 | 0.1252 | 0.12786 | 0.13072 | 0.13348 | 0.13588 | 0.13806 | 0.13993 | 0.14172 | 0.14362 | 0.14541 | 0.14721 | 0.14981 | 0.15243 | 0.15514 | 0.1579 | 0.1607 | 0.16356
F6_Commercial_Health (ID)_New_Water Heating_Natural Gas_Water Heater_E6 | F6 | Commercial | Health (ID) | New | Water Heating | Natural Gas | Water Heater | E6 | Utility - Value of Sales | 0 | 0 | 0 | 0 | 0 | 0 | 0 | 0 | 0 | 0 | 0 | 0 | 0 | 0 | 0 | 0 | 0 | 0 | 0 | 0 | 0 | 0 | 0 | 0 | 0 | 0 | 0
F6_Commercial_Health (ID)_New_Water Heating_Natural Gas_Water Heater_E7 | F6 | Commercial | Health (ID) | New | Water Heating | Natural Gas | Water Heater | E7 | Utility - Value of Sales | 0 | 0 | 0 | 0 | 0 | 0 | 0 | 0 | 0 | 0 | 0 | 0 | 0 | 0 | 0 | 0 | 0 | 0 | 0 | 0 | 0 | 0 | 0 | 0 | 0 | 0 | 0
F6_Commercial_Health (ID)_New_Water Heating_Natural Gas_Water Heater_E8 | F6 | Commercial | Health (ID) | New | Water Heating | Natural Gas | Water Heater | E8 | Utility - Value of Sales | 0 | 0 | 0 | 0 | 0 | 0 | 0 | 0 | 0 | 0 | 0 | 0 | 0 | 0 | 0 | 0 | 0 | 0 | 0 | 0 | 0 | 0 | 0 | 0 | 0 | 0 | 0
F6_Commercial_Health (ID)_New_Water Heating_Natural Gas_Water Heater_E9 | F6 | Commercial | Health (ID) | New | Water Heating | Natural Gas | Water Heater | E9 | Utility - Value of Sales | 0 | 0 | 0 | 0 | 0 | 0 | 0 | 0 | 0 | 0 | 0 | 0 | 0 | 0 | 0 | 0 | 0 | 0 | 0 | 0 | 0 | 0 | 0 | 0 | 0 | 0 | 0
F6_Commercial_Health (ID)_New_Water Heating_Natural Gas_Water Heater_E10 | F6 | Commercial | Health (ID) | New | Water Heating | Natural Gas | Water Heater | E10 | Utility - Value of Sales | 0 | 0 | 0 | 0 | 0 | 0 | 0 | 0 | 0 | 0 | 0 | 0 | 0 | 0 | 0 | 0 | 0 | 0 | 0 | 0 | 0 | 0 | 0 | 0 | 0 | 0 | 0
F1_Commercial_Health (ID)_New_Food Preparation_Natural Gas_Oven_E1 | F1 | Commercial | Health (ID) | New | Food Preparation | Natural Gas | Oven | E1 | RVT - Cost of Equipment | 0.00033589 | 0.00033589 | 0.00033589 | 0.00033589 | 0.00033589 | 0.00033589 | 0.00033589 | 0.00033589 | 0.00033589 | 0.00033589 | 0.00033589 | 0.00033589 | 0.00033589 | 0.00033589 | 0.00033589 | 0.00033589 | 0.00033589 | 0.00033589 | 0.00033589 | 0.00033589 | 0.00033589 | 0.00033589 | 0.00033589 | 0.00033589 | 0.00033589 | 0.00033589 | 0.00033589
F1_Commercial_Health (ID)_New_Food Preparation_Natural Gas_Oven_E2 | F1 | Commercial | Health (ID) | New | Food Preparation | Natural Gas | Oven | E2 | RVT - Cost of Equipment | 0.00045768 | 0.00045768 | 0.00045768 | 0.00045768 | 0.00045768 | 0.00045768 | 0.00045768 | 0.00045768 | 0.00045768 | 0.00045768 | 0.00045768 | 0.00045768 | 0.00045768 | 0.00045768 | 0.00045768 | 0.00045768 | 0.00045768 | 0.00045768 | 0.00045768 | 0.00045768 | 0.00045768 | 0.00045768 | 0.00045768 | 0.00045768 | 0.00045768 | 0.00045768 | 0.00045768
F1_Commercial_Health (ID)_New_Food Preparation_Natural Gas_Oven_E3 | F1 | Commercial | Health (ID) | New | Food Preparation | Natural Gas | Oven | E3 | RVT - Cost of Equipment | 0 | 0 | 0 | 0 | 0 | 0 | 0 | 0 | 0 | 0 | 0 | 0 | 0 | 0 | 0 | 0 | 0 | 0 | 0 | 0 | 0 | 0 | 0 | 0 | 0 | 0 | 0
F1_Commercial_Health (ID)_New_Food Preparation_Natural Gas_Oven_E4 | F1 | Commercial | Health (ID) | New | Food Preparation | Natural Gas | Oven | E4 | RVT - Cost of Equipment | 0 | 0 | 0 | 0 | 0 | 0 | 0 | 0 | 0 | 0 | 0 | 0 | 0 | 0 | 0 | 0 | 0 | 0 | 0 | 0 | 0 | 0 | 0 | 0 | 0 | 0 | 0
F1_Commercial_Health (ID)_New_Food Preparation_Natural Gas_Oven_E5 | F1 | Commercial | Health (ID) | New | Food Preparation | Natural Gas | Oven | E5 | RVT - Cost of Equipment | 0 | 0 | 0 | 0 | 0 | 0 | 0 | 0 | 0 | 0 | 0 | 0 | 0 | 0 | 0 | 0 | 0 | 0 | 0 | 0 | 0 | 0 | 0 | 0 | 0 | 0 | 0
F1_Commercial_Health (ID)_New_Food Preparation_Natural Gas_Oven_E6 | F1 | Commercial | Health (ID) | New | Food Preparation | Natural Gas | Oven | E6 | RVT - Cost of Equipment | 0 | 0 | 0 | 0 | 0 | 0 | 0 | 0 | 0 | 0 | 0 | 0 | 0 | 0 | 0 | 0 | 0 | 0 | 0 | 0 | 0 | 0 | 0 | 0 | 0 | 0 | 0
F1_Commercial_Health (ID)_New_Food Preparation_Natural Gas_Oven_E7 | F1 | Commercial | Health (ID) | New | Food Preparation | Natural Gas | Oven | E7 | RVT - Cost of Equipment | 0 | 0 | 0 | 0 | 0 | 0 | 0 | 0 | 0 | 0 | 0 | 0 | 0 | 0 | 0 | 0 | 0 | 0 | 0 | 0 | 0 | 0 | 0 | 0 | 0 | 0 | 0
F1_Commercial_Health (ID)_New_Food Preparation_Natural Gas_Oven_E8 | F1 | Commercial | Health (ID) | New | Food Preparation | Natural Gas | Oven | E8 | RVT - Cost of Equipment | 0 | 0 | 0 | 0 | 0 | 0 | 0 | 0 | 0 | 0 | 0 | 0 | 0 | 0 | 0 | 0 | 0 | 0 | 0 | 0 | 0 | 0 | 0 | 0 | 0 | 0 | 0
F1_Commercial_Health (ID)_New_Food Preparation_Natural Gas_Oven_E9 | F1 | Commercial | Health (ID) | New | Food Preparation | Natural Gas | Oven | E9 | RVT - Cost of Equipment | 0 | 0 | 0 | 0 | 0 | 0 | 0 | 0 | 0 | 0 | 0 | 0 | 0 | 0 | 0 | 0 | 0 | 0 | 0 | 0 | 0 | 0 | 0 | 0 | 0 | 0 | 0
F1_Commercial_Health (ID)_New_Food Preparation_Natural Gas_Oven_E10 | F1 | Commercial | Health (ID) | New | Food Preparation | Natural Gas | Oven | E10 | RVT - Cost of Equipment | 0 | 0 | 0 | 0 | 0 | 0 | 0 | 0 | 0 | 0 | 0 | 0 | 0 | 0 | 0 | 0 | 0 | 0 | 0 | 0 | 0 | 0 | 0 | 0 | 0 | 0 | 0
F2_Commercial_Health (ID)_New_Food Preparation_Natural Gas_Oven_E1 | F2 | Commercial | Health (ID) | New | Food Preparation | Natural Gas | Oven | E1 | RVT - Cost of Operation | 0.10001 | 0.10167 | 0.1037 | 0.10617 | 0.1091 | 0.11298 | 0.11696 | 0.1208 | 0.12435 | 0.12775 | 0.13124 | 0.13436 | 0.13762 | 0.14063 | 0.14316 | 0.14541 | 0.14725 | 0.14898 | 0.15085 | 0.15255 | 0.15426 | 0.15698 | 0.15973 | 0.16257 | 0.16545 | 0.16839 | 0.17139
F2_Commercial_Health (ID)_New_Food Preparation_Natural Gas_Oven_E2 | F2 | Commercial | Health (ID) | New | Food Preparation | Natural Gas | Oven | E2 | RVT - Cost of Operation | 0.071017 | 0.072199 | 0.07364 | 0.07539 | 0.077473 | 0.080227 | 0.083051 | 0.085783 | 0.088298 | 0.090713 | 0.093194 | 0.09541 | 0.097722 | 0.099858 | 0.10166 | 0.10325 | 0.10456 | 0.10579 | 0.10711 | 0.10833 | 0.10954 | 0.11147 | 0.11342 | 0.11544 | 0.11749 | 0.11958 | 0.1217
F2_Commercial_Health (ID)_New_Food Preparation_Natural Gas_Oven_E3 | F2 | Commercial | Health (ID) | New | Food Preparation | Natural Gas | Oven | E3 | RVT - Cost of Operation | 0 | 0 | 0 | 0 | 0 | 0 | 0 | 0 | 0 | 0 | 0 | 0 | 0 | 0 | 0 | 0 | 0 | 0 | 0 | 0 | 0 | 0 | 0 | 0 | 0 | 0 | 0
F2_Commercial_Health (ID)_New_Food Preparation_Natural Gas_Oven_E4 | F2 | Commercial | Health (ID) | New | Food Preparation | Natural Gas | Oven | E4 | RVT - Cost of Operation | 0 | 0 | 0 | 0 | 0 | 0 | 0 | 0 | 0 | 0 | 0 | 0 | 0 | 0 | 0 | 0 | 0 | 0 | 0 | 0 | 0 | 0 | 0 | 0 | 0 | 0 | 0
F2_Commercial_Health (ID)_New_Food Preparation_Natural Gas_Oven_E5 | F2 | Commercial | Health (ID) | New | Food Preparation | Natural Gas | Oven | E5 | RVT - Cost of Operation | 0 | 0 | 0 | 0 | 0 | 0 | 0 | 0 | 0 | 0 | 0 | 0 | 0 | 0 | 0 | 0 | 0 | 0 | 0 | 0 | 0 | 0 | 0 | 0 | 0 | 0 | 0
F2_Commercial_Health (ID)_New_Food Preparation_Natural Gas_Oven_E6 | F2 | Commercial | Health (ID) | New | Food Preparation | Natural Gas | Oven | E6 | RVT - Cost of Operation | 0 | 0 | 0 | 0 | 0 | 0 | 0 | 0 | 0 | 0 | 0 | 0 | 0 | 0 | 0 | 0 | 0 | 0 | 0 | 0 | 0 | 0 | 0 | 0 | 0 | 0 | 0
F2_Commercial_Health (ID)_New_Food Preparation_Natural Gas_Oven_E7 | F2 | Commercial | Health (ID) | New | Food Preparation | Natural Gas | Oven | E7 | RVT - Cost of Operation | 0 | 0 | 0 | 0 | 0 | 0 | 0 | 0 | 0 | 0 | 0 | 0 | 0 | 0 | 0 | 0 | 0 | 0 | 0 | 0 | 0 | 0 | 0 | 0 | 0 | 0 | 0
F2_Commercial_Health (ID)_New_Food Preparation_Natural Gas_Oven_E8 | F2 | Commercial | Health (ID) | New | Food Preparation | Natural Gas | Oven | E8 | RVT - Cost of Operation | 0 | 0 | 0 | 0 | 0 | 0 | 0 | 0 | 0 | 0 | 0 | 0 | 0 | 0 | 0 | 0 | 0 | 0 | 0 | 0 | 0 | 0 | 0 | 0 | 0 | 0 | 0
F2_Commercial_Health (ID)_New_Food Preparation_Natural Gas_Oven_E9 | F2 | Commercial | Health (ID) | New | Food Preparation | Natural Gas | Oven | E9 | RVT - Cost of Operation | 0 | 0 | 0 | 0 | 0 | 0 | 0 | 0 | 0 | 0 | 0 | 0 | 0 | 0 | 0 | 0 | 0 | 0 | 0 | 0 | 0 | 0 | 0 | 0 | 0 | 0 | 0
F2_Commercial_Health (ID)_New_Food Preparation_Natural Gas_Oven_E10 | F2 | Commercial | Health (ID) | New | Food Preparation | Natural Gas | Oven | E10 | RVT - Cost of Operation | 0 | 0 | 0 | 0 | 0 | 0 | 0 | 0 | 0 | 0 | 0 | 0 | 0 | 0 | 0 | 0 | 0 | 0 | 0 | 0 | 0 | 0 | 0 | 0 | 0 | 0 | 0
F3_Commercial_Health (ID)_New_Food Preparation_Natural Gas_Oven_E1 | F3 | Commercial | Health (ID) | New | Food Preparation | Natural Gas | Oven | E1 | System - kBTUs of Consumption | 24.2416 | 24.2416 | 24.2416 | 24.2416 | 24.2416 | 24.2416 | 24.2416 | 24.2416 | 24.2416 | 24.2416 | 24.2416 | 24.2416 | 24.2416 | 24.2416 | 24.2416 | 24.2416 | 24.2416 | 24.2416 | 24.2416 | 24.2416 | 24.2416 | 24.2416 | 24.2416 | 24.2416 | 24.2416 | 24.2416 | 24.2416
F3_Commercial_Health (ID)_New_Food Preparation_Natural Gas_Oven_E2 | F3 | Commercial | Health (ID) | New | Food Preparation | Natural Gas | Oven | E2 | System - kBTUs of Consumption | 17.2138 | 17.2138 | 17.2138 | 17.2138 | 17.2138 | 17.2138 | 17.2138 | 17.2138 | 17.2138 | 17.2138 | 17.2138 | 17.2138 | 17.2138 | 17.2138 | 17.2138 | 17.2138 | 17.2138 | 17.2138 | 17.2138 | 17.2138 | 17.2138 | 17.2138 | 17.2138 | 17.2138 | 17.2138 | 17.2138 | 17.2138
F3_Commercial_Health (ID)_New_Food Preparation_Natural Gas_Oven_E3 | F3 | Commercial | Health (ID) | New | Food Preparation | Natural Gas | Oven | E3 | System - kBTUs of Consumption | 0 | 0 | 0 | 0 | 0 | 0 | 0 | 0 | 0 | 0 | 0 | 0 | 0 | 0 | 0 | 0 | 0 | 0 | 0 | 0 | 0 | 0 | 0 | 0 | 0 | 0 | 0
F3_Commercial_Health (ID)_New_Food Preparation_Natural Gas_Oven_E4 | F3 | Commercial | Health (ID) | New | Food Preparation | Natural Gas | Oven | E4 | System - kBTUs of Consumption | 0 | 0 | 0 | 0 | 0 | 0 | 0 | 0 | 0 | 0 | 0 | 0 | 0 | 0 | 0 | 0 | 0 | 0 | 0 | 0 | 0 | 0 | 0 | 0 | 0 | 0 | 0
F3_Commercial_Health (ID)_New_Food Preparation_Natural Gas_Oven_E5 | F3 | Commercial | Health (ID) | New | Food Preparation | Natural Gas | Oven | E5 | System - kBTUs of Consumption | 0 | 0 | 0 | 0 | 0 | 0 | 0 | 0 | 0 | 0 | 0 | 0 | 0 | 0 | 0 | 0 | 0 | 0 | 0 | 0 | 0 | 0 | 0 | 0 | 0 | 0 | 0
F3_Commercial_Health (ID)_New_Food Preparation_Natural Gas_Oven_E6 | F3 | Commercial | Health (ID) | New | Food Preparation | Natural Gas | Oven | E6 | System - kBTUs of Consumption | 0 | 0 | 0 | 0 | 0 | 0 | 0 | 0 | 0 | 0 | 0 | 0 | 0 | 0 | 0 | 0 | 0 | 0 | 0 | 0 | 0 | 0 | 0 | 0 | 0 | 0 | 0
F3_Commercial_Health (ID)_New_Food Preparation_Natural Gas_Oven_E7 | F3 | Commercial | Health (ID) | New | Food Preparation | Natural Gas | Oven | E7 | System - kBTUs of Consumption | 0 | 0 | 0 | 0 | 0 | 0 | 0 | 0 | 0 | 0 | 0 | 0 | 0 | 0 | 0 | 0 | 0 | 0 | 0 | 0 | 0 | 0 | 0 | 0 | 0 | 0 | 0
F3_Commercial_Health (ID)_New_Food Preparation_Natural Gas_Oven_E8 | F3 | Commercial | Health (ID) | New | Food Preparation | Natural Gas | Oven | E8 | System - kBTUs of Consumption | 0 | 0 | 0 | 0 | 0 | 0 | 0 | 0 | 0 | 0 | 0 | 0 | 0 | 0 | 0 | 0 | 0 | 0 | 0 | 0 | 0 | 0 | 0 | 0 | 0 | 0 | 0
F3_Commercial_Health (ID)_New_Food Preparation_Natural Gas_Oven_E9 | F3 | Commercial | Health (ID) | New | Food Preparation | Natural Gas | Oven | E9 | System - kBTUs of Consumption | 0 | 0 | 0 | 0 | 0 | 0 | 0 | 0 | 0 | 0 | 0 | 0 | 0 | 0 | 0 | 0 | 0 | 0 | 0 | 0 | 0 | 0 | 0 | 0 | 0 | 0 | 0
F3_Commercial_Health (ID)_New_Food Preparation_Natural Gas_Oven_E10 | F3 | Commercial | Health (ID) | New | Food Preparation | Natural Gas | Oven | E10 | System - kBTUs of Consumption | 0 | 0 | 0 | 0 | 0 | 0 | 0 | 0 | 0 | 0 | 0 | 0 | 0 | 0 | 0 | 0 | 0 | 0 | 0 | 0 | 0 | 0 | 0 | 0 | 0 | 0 | 0
F4_Commercial_Health (ID)_New_Food Preparation_Natural Gas_Oven_E1 | F4 | Commercial | Health (ID) | New | Food Preparation | Natural Gas | Oven | E1 | Utility - Cost of Equipment | 0.00033589 | 0.00033589 | 0.00033589 | 0.00033589 | 0.00033589 | 0.00033589 | 0.00033589 | 0.00033589 | 0.00033589 | 0.00033589 | 0.00033589 | 0.00033589 | 0.00033589 | 0.00033589 | 0.00033589 | 0.00033589 | 0.00033589 | 0.00033589 | 0.00033589 | 0.00033589 | 0.00033589 | 0.00033589 | 0.00033589 | 0.00033589 | 0.00033589 | 0.00033589 | 0.00033589
F4_Commercial_Health (ID)_New_Food Preparation_Natural Gas_Oven_E2 | F4 | Commercial | Health (ID) | New | Food Preparation | Natural Gas | Oven | E2 | Utility - Cost of Equipment | 0.00045768 | 0.00045768 | 0.00045768 | 0.00045768 | 0.00045768 | 0.00045768 | 0.00045768 | 0.00045768 | 0.00045768 | 0.00045768 | 0.00045768 | 0.00045768 | 0.00045768 | 0.00045768 | 0.00045768 | 0.00045768 | 0.00045768 | 0.00045768 | 0.00045768 | 0.00045768 | 0.00045768 | 0.00045768 | 0.00045768 | 0.00045768 | 0.00045768 | 0.00045768 | 0.00045768
F4_Commercial_Health (ID)_New_Food Preparation_Natural Gas_Oven_E3 | F4 | Commercial | Health (ID) | New | Food Preparation | Natural Gas | Oven | E3 | Utility - Cost of Equipment | 0 | 0 | 0 | 0 | 0 | 0 | 0 | 0 | 0 | 0 | 0 | 0 | 0 | 0 | 0 | 0 | 0 | 0 | 0 | 0 | 0 | 0 | 0 | 0 | 0 | 0 | 0
F4_Commercial_Health (ID)_New_Food Preparation_Natural Gas_Oven_E4 | F4 | Commercial | Health (ID) | New | Food Preparation | Natural Gas | Oven | E4 | Utility - Cost of Equipment | 0 | 0 | 0 | 0 | 0 | 0 | 0 | 0 | 0 | 0 | 0 | 0 | 0 | 0 | 0 | 0 | 0 | 0 | 0 | 0 | 0 | 0 | 0 | 0 | 0 | 0 | 0
F4_Commercial_Health (ID)_New_Food Preparation_Natural Gas_Oven_E5 | F4 | Commercial | Health (ID) | New | Food Preparation | Natural Gas | Oven | E5 | Utility - Cost of Equipment | 0 | 0 | 0 | 0 | 0 | 0 | 0 | 0 | 0 | 0 | 0 | 0 | 0 | 0 | 0 | 0 | 0 | 0 | 0 | 0 | 0 | 0 | 0 | 0 | 0 | 0 | 0
F4_Commercial_Health (ID)_New_Food Preparation_Natural Gas_Oven_E6 | F4 | Commercial | Health (ID) | New | Food Preparation | Natural Gas | Oven | E6 | Utility - Cost of Equipment | 0 | 0 | 0 | 0 | 0 | 0 | 0 | 0 | 0 | 0 | 0 | 0 | 0 | 0 | 0 | 0 | 0 | 0 | 0 | 0 | 0 | 0 | 0 | 0 | 0 | 0 | 0
F4_Commercial_Health (ID)_New_Food Preparation_Natural Gas_Oven_E7 | F4 | Commercial | Health (ID) | New | Food Preparation | Natural Gas | Oven | E7 | Utility - Cost of Equipment | 0 | 0 | 0 | 0 | 0 | 0 | 0 | 0 | 0 | 0 | 0 | 0 | 0 | 0 | 0 | 0 | 0 | 0 | 0 | 0 | 0 | 0 | 0 | 0 | 0 | 0 | 0
F4_Commercial_Health (ID)_New_Food Preparation_Natural Gas_Oven_E8 | F4 | Commercial | Health (ID) | New | Food Preparation | Natural Gas | Oven | E8 | Utility - Cost of Equipment | 0 | 0 | 0 | 0 | 0 | 0 | 0 | 0 | 0 | 0 | 0 | 0 | 0 | 0 | 0 | 0 | 0 | 0 | 0 | 0 | 0 | 0 | 0 | 0 | 0 | 0 | 0
F4_Commercial_Health (ID)_New_Food Preparation_Natural Gas_Oven_E9 | F4 | Commercial | Health (ID) | New | Food Preparation | Natural Gas | Oven | E9 | Utility - Cost of Equipment | 0 | 0 | 0 | 0 | 0 | 0 | 0 | 0 | 0 | 0 | 0 | 0 | 0 | 0 | 0 | 0 | 0 | 0 | 0 | 0 | 0 | 0 | 0 | 0 | 0 | 0 | 0
F4_Commercial_Health (ID)_New_Food Preparation_Natural Gas_Oven_E10 | F4 | Commercial | Health (ID) | New | Food Preparation | Natural Gas | Oven | E10 | Utility - Cost of Equipment | 0 | 0 | 0 | 0 | 0 | 0 | 0 | 0 | 0 | 0 | 0 | 0 | 0 | 0 | 0 | 0 | 0 | 0 | 0 | 0 | 0 | 0 | 0 | 0 | 0 | 0 | 0
F5_Commercial_Health (ID)_New_Food Preparation_Natural Gas_Oven_E1 | F5 | Commercial | Health (ID) | New | Food Preparation | Natural Gas | Oven | E1 | Utility - Cost of Operation | 0.084072 | 0.086013 | 0.088454 | 0.091334 | 0.094683 | 0.098907 | 0.10331 | 0.10769 | 0.11192 | 0.11621 | 0.11956 | 0.12268 | 0.12603 | 0.1293 | 0.13219 | 0.13486 | 0.13721 | 0.13953 | 0.14202 | 0.14443 | 0.14692 | 0.14951 | 0.15212 | 0.15482 | 0.15758 | 0.16037 | 0.16322
F5_Commercial_Health (ID)_New_Food Preparation_Natural Gas_Oven_E2 | F5 | Commercial | Health (ID) | New | Food Preparation | Natural Gas | Oven | E2 | Utility - Cost of Operation | 0.059699 | 0.061077 | 0.062811 | 0.064856 | 0.067234 | 0.070234 | 0.073358 | 0.076473 | 0.079477 | 0.082523 | 0.0849 | 0.087111 | 0.089495 | 0.091818 | 0.093866 | 0.095763 | 0.097435 | 0.099079 | 0.10085 | 0.10256 | 0.10433 | 0.10616 | 0.10802 | 0.10994 | 0.11189 | 0.11388 | 0.1159
F5_Commercial_Health (ID)_New_Food Preparation_Natural Gas_Oven_E3 | F5 | Commercial | Health (ID) | New | Food Preparation | Natural Gas | Oven | E3 | Utility - Cost of Operation | 0 | 0 | 0 | 0 | 0 | 0 | 0 | 0 | 0 | 0 | 0 | 0 | 0 | 0 | 0 | 0 | 0 | 0 | 0 | 0 | 0 | 0 | 0 | 0 | 0 | 0 | 0
F5_Commercial_Health (ID)_New_Food Preparation_Natural Gas_Oven_E4 | F5 | Commercial | Health (ID) | New | Food Preparation | Natural Gas | Oven | E4 | Utility - Cost of Operation | 0 | 0 | 0 | 0 | 0 | 0 | 0 | 0 | 0 | 0 | 0 | 0 | 0 | 0 | 0 | 0 | 0 | 0 | 0 | 0 | 0 | 0 | 0 | 0 | 0 | 0 | 0
F5_Commercial_Health (ID)_New_Food Preparation_Natural Gas_Oven_E5 | F5 | Commercial | Health (ID) | New | Food Preparation | Natural Gas | Oven | E5 | Utility - Cost of Operation | 0 | 0 | 0 | 0 | 0 | 0 | 0 | 0 | 0 | 0 | 0 | 0 | 0 | 0 | 0 | 0 | 0 | 0 | 0 | 0 | 0 | 0 | 0 | 0 | 0 | 0 | 0
F5_Commercial_Health (ID)_New_Food Preparation_Natural Gas_Oven_E6 | F5 | Commercial | Health (ID) | New | Food Preparation | Natural Gas | Oven | E6 | Utility - Cost of Operation | 0 | 0 | 0 | 0 | 0 | 0 | 0 | 0 | 0 | 0 | 0 | 0 | 0 | 0 | 0 | 0 | 0 | 0 | 0 | 0 | 0 | 0 | 0 | 0 | 0 | 0 | 0
F5_Commercial_Health (ID)_New_Food Preparation_Natural Gas_Oven_E7 | F5 | Commercial | Health (ID) | New | Food Preparation | Natural Gas | Oven | E7 | Utility - Cost of Operation | 0 | 0 | 0 | 0 | 0 | 0 | 0 | 0 | 0 | 0 | 0 | 0 | 0 | 0 | 0 | 0 | 0 | 0 | 0 | 0 | 0 | 0 | 0 | 0 | 0 | 0 | 0
F5_Commercial_Health (ID)_New_Food Preparation_Natural Gas_Oven_E8 | F5 | Commercial | Health (ID) | New | Food Preparation | Natural Gas | Oven | E8 | Utility - Cost of Operation | 0 | 0 | 0 | 0 | 0 | 0 | 0 | 0 | 0 | 0 | 0 | 0 | 0 | 0 | 0 | 0 | 0 | 0 | 0 | 0 | 0 | 0 | 0 | 0 | 0 | 0 | 0
F5_Commercial_Health (ID)_New_Food Preparation_Natural Gas_Oven_E9 | F5 | Commercial | Health (ID) | New | Food Preparation | Natural Gas | Oven | E9 | Utility - Cost of Operation | 0 | 0 | 0 | 0 | 0 | 0 | 0 | 0 | 0 | 0 | 0 | 0 | 0 | 0 | 0 | 0 | 0 | 0 | 0 | 0 | 0 | 0 | 0 | 0 | 0 | 0 | 0
F5_Commercial_Health (ID)_New_Food Preparation_Natural Gas_Oven_E10 | F5 | Commercial | Health (ID) | New | Food Preparation | Natural Gas | Oven | E10 | Utility - Cost of Operation | 0 | 0 | 0 | 0 | 0 | 0 | 0 | 0 | 0 | 0 | 0 | 0 | 0 | 0 | 0 | 0 | 0 | 0 | 0 | 0 | 0 | 0 | 0 | 0 | 0 | 0 | 0
F6_Commercial_Health (ID)_New_Food Preparation_Natural Gas_Oven_E1 | F6 | Commercial | Health (ID) | New | Food Preparation | Natural Gas | Oven | E1 | Utility - Value of Sales | 0.10001 | 0.10167 | 0.1037 | 0.10617 | 0.1091 | 0.11298 | 0.11696 | 0.1208 | 0.12435 | 0.12775 | 0.13124 | 0.13436 | 0.13762 | 0.14063 | 0.14316 | 0.14541 | 0.14725 | 0.14898 | 0.15085 | 0.15255 | 0.15426 | 0.15698 | 0.15973 | 0.16257 | 0.16545 | 0.16839 | 0.17139
F6_Commercial_Health (ID)_New_Food Preparation_Natural Gas_Oven_E2 | F6 | Commercial | Health (ID) | New | Food Preparation | Natural Gas | Oven | E2 | Utility - Value of Sales | 0.071017 | 0.072199 | 0.07364 | 0.07539 | 0.077473 | 0.080227 | 0.083051 | 0.085783 | 0.088298 | 0.090713 | 0.093194 | 0.09541 | 0.097722 | 0.099858 | 0.10166 | 0.10325 | 0.10456 | 0.10579 | 0.10711 | 0.10833 | 0.10954 | 0.11147 | 0.11342 | 0.11544 | 0.11749 | 0.11958 | 0.1217
F6_Commercial_Health (ID)_New_Food Preparation_Natural Gas_Oven_E3 | F6 | Commercial | Health (ID) | New | Food Preparation | Natural Gas | Oven | E3 | Utility - Value of Sales | 0 | 0 | 0 | 0 | 0 | 0 | 0 | 0 | 0 | 0 | 0 | 0 | 0 | 0 | 0 | 0 | 0 | 0 | 0 | 0 | 0 | 0 | 0 | 0 | 0 | 0 | 0
F6_Commercial_Health (ID)_New_Food Preparation_Natural Gas_Oven_E4 | F6 | Commercial | Health (ID) | New | Food Preparation | Natural Gas | Oven | E4 | Utility - Value of Sales | 0 | 0 | 0 | 0 | 0 | 0 | 0 | 0 | 0 | 0 | 0 | 0 | 0 | 0 | 0 | 0 | 0 | 0 | 0 | 0 | 0 | 0 | 0 | 0 | 0 | 0 | 0
F6_Commercial_Health (ID)_New_Food Preparation_Natural Gas_Oven_E5 | F6 | Commercial | Health (ID) | New | Food Preparation | Natural Gas | Oven | E5 | Utility - Value of Sales | 0 | 0 | 0 | 0 | 0 | 0 | 0 | 0 | 0 | 0 | 0 | 0 | 0 | 0 | 0 | 0 | 0 | 0 | 0 | 0 | 0 | 0 | 0 | 0 | 0 | 0 | 0
F6_Commercial_Health (ID)_New_Food Preparation_Natural Gas_Oven_E6 | F6 | Commercial | Health (ID) | New | Food Preparation | Natural Gas | Oven | E6 | Utility - Value of Sales | 0 | 0 | 0 | 0 | 0 | 0 | 0 | 0 | 0 | 0 | 0 | 0 | 0 | 0 | 0 | 0 | 0 | 0 | 0 | 0 | 0 | 0 | 0 | 0 | 0 | 0 | 0
F6_Commercial_Health (ID)_New_Food Preparation_Natural Gas_Oven_E7 | F6 | Commercial | Health (ID) | New | Food Preparation | Natural Gas | Oven | E7 | Utility - Value of Sales | 0 | 0 | 0 | 0 | 0 | 0 | 0 | 0 | 0 | 0 | 0 | 0 | 0 | 0 | 0 | 0 | 0 | 0 | 0 | 0 | 0 | 0 | 0 | 0 | 0 | 0 | 0
F6_Commercial_Health (ID)_New_Food Preparation_Natural Gas_Oven_E8 | F6 | Commercial | Health (ID) | New | Food Preparation | Natural Gas | Oven | E8 | Utility - Value of Sales | 0 | 0 | 0 | 0 | 0 | 0 | 0 | 0 | 0 | 0 | 0 | 0 | 0 | 0 | 0 | 0 | 0 | 0 | 0 | 0 | 0 | 0 | 0 | 0 | 0 | 0 | 0
F6_Commercial_Health (ID)_New_Food Preparation_Natural Gas_Oven_E9 | F6 | Commercial | Health (ID) | New | Food Preparation | Natural Gas | Oven | E9 | Utility - Value of Sales | 0 | 0 | 0 | 0 | 0 | 0 | 0 | 0 | 0 | 0 | 0 | 0 | 0 | 0 | 0 | 0 | 0 | 0 | 0 | 0 | 0 | 0 | 0 | 0 | 0 | 0 | 0
F6_Commercial_Health (ID)_New_Food Preparation_Natural Gas_Oven_E10 | F6 | Commercial | Health (ID) | New | Food Preparation | Natural Gas | Oven | E10 | Utility - Value of Sales | 0 | 0 | 0 | 0 | 0 | 0 | 0 | 0 | 0 | 0 | 0 | 0 | 0 | 0 | 0 | 0 | 0 | 0 | 0 | 0 | 0 | 0 | 0 | 0 | 0 | 0 | 0
F1_Commercial_Health (ID)_New_Food Preparation_Natural Gas_Conveyor Oven_E1 | F1 | Commercial | Health (ID) | New | Food Preparation | Natural Gas | Conveyor Oven | E1 | RVT - Cost of Equipment | 0.00019458 | 0.00019458 | 0.00019458 | 0.00019458 | 0.00019458 | 0.00019458 | 0.00019458 | 0.00019458 | 0.00019458 | 0.00019458 | 0.00019458 | 0.00019458 | 0.00019458 | 0.00019458 | 0.00019458 | 0.00019458 | 0.00019458 | 0.00019458 | 0.00019458 | 0.00019458 | 0.00019458 | 0.00019458 | 0.00019458 | 0.00019458 | 0.00019458 | 0.00019458 | 0.00019458
F1_Commercial_Health (ID)_New_Food Preparation_Natural Gas_Conveyor Oven_E2 | F1 | Commercial | Health (ID) | New | Food Preparation | Natural Gas | Conveyor Oven | E2 | RVT - Cost of Equipment | 0.00041223 | 0.00041223 | 0.00041223 | 0.00041223 | 0.00041223 | 0.00041223 | 0.00041223 | 0.00041223 | 0.00041223 | 0.00041223 | 0.00041223 | 0.00041223 | 0.00041223 | 0.00041223 | 0.00041223 | 0.00041223 | 0.00041223 | 0.00041223 | 0.00041223 | 0.00041223 | 0.00041223 | 0.00041223 | 0.00041223 | 0.00041223 | 0.00041223 | 0.00041223 | 0.00041223
F1_Commercial_Health (ID)_New_Food Preparation_Natural Gas_Conveyor Oven_E3 | F1 | Commercial | Health (ID) | New | Food Preparation | Natural Gas | Conveyor Oven | E3 | RVT - Cost of Equipment | 0 | 0 | 0 | 0 | 0 | 0 | 0 | 0 | 0 | 0 | 0 | 0 | 0 | 0 | 0 | 0 | 0 | 0 | 0 | 0 | 0 | 0 | 0 | 0 | 0 | 0 | 0
F1_Commercial_Health (ID)_New_Food Preparation_Natural Gas_Conveyor Oven_E4 | F1 | Commercial | Health (ID) | New | Food Preparation | Natural Gas | Conveyor Oven | E4 | RVT - Cost of Equipment | 0 | 0 | 0 | 0 | 0 | 0 | 0 | 0 | 0 | 0 | 0 | 0 | 0 | 0 | 0 | 0 | 0 | 0 | 0 | 0 | 0 | 0 | 0 | 0 | 0 | 0 | 0
F1_Commercial_Health (ID)_New_Food Preparation_Natural Gas_Conveyor Oven_E5 | F1 | Commercial | Health (ID) | New | Food Preparation | Natural Gas | Conveyor Oven | E5 | RVT - Cost of Equipment | 0 | 0 | 0 | 0 | 0 | 0 | 0 | 0 | 0 | 0 | 0 | 0 | 0 | 0 | 0 | 0 | 0 | 0 | 0 | 0 | 0 | 0 | 0 | 0 | 0 | 0 | 0
F1_Commercial_Health (ID)_New_Food Preparation_Natural Gas_Conveyor Oven_E6 | F1 | Commercial | Health (ID) | New | Food Preparation | Natural Gas | Conveyor Oven | E6 | RVT - Cost of Equipment | 0 | 0 | 0 | 0 | 0 | 0 | 0 | 0 | 0 | 0 | 0 | 0 | 0 | 0 | 0 | 0 | 0 | 0 | 0 | 0 | 0 | 0 | 0 | 0 | 0 | 0 | 0
F1_Commercial_Health (ID)_New_Food Preparation_Natural Gas_Conveyor Oven_E7 | F1 | Commercial | Health (ID) | New | Food Preparation | Natural Gas | Conveyor Oven | E7 | RVT - Cost of Equipment | 0 | 0 | 0 | 0 | 0 | 0 | 0 | 0 | 0 | 0 | 0 | 0 | 0 | 0 | 0 | 0 | 0 | 0 | 0 | 0 | 0 | 0 | 0 | 0 | 0 | 0 | 0
F1_Commercial_Health (ID)_New_Food Preparation_Natural Gas_Conveyor Oven_E8 | F1 | Commercial | Health (ID) | New | Food Preparation | Natural Gas | Conveyor Oven | E8 | RVT - Cost of Equipment | 0 | 0 | 0 | 0 | 0 | 0 | 0 | 0 | 0 | 0 | 0 | 0 | 0 | 0 | 0 | 0 | 0 | 0 | 0 | 0 | 0 | 0 | 0 | 0 | 0 | 0 | 0
F1_Commercial_Health (ID)_New_Food Preparation_Natural Gas_Conveyor Oven_E9 | F1 | Commercial | Health (ID) | New | Food Preparation | Natural Gas | Conveyor Oven | E9 | RVT - Cost of Equipment | 0 | 0 | 0 | 0 | 0 | 0 | 0 | 0 | 0 | 0 | 0 | 0 | 0 | 0 | 0 | 0 | 0 | 0 | 0 | 0 | 0 | 0 | 0 | 0 | 0 | 0 | 0
F1_Commercial_Health (ID)_New_Food Preparation_Natural Gas_Conveyor Oven_E10 | F1 | Commercial | Health (ID) | New | Food Preparation | Natural Gas | Conveyor Oven | E10 | RVT - Cost of Equipment | 0 | 0 | 0 | 0 | 0 | 0 | 0 | 0 | 0 | 0 | 0 | 0 | 0 | 0 | 0 | 0 | 0 | 0 | 0 | 0 | 0 | 0 | 0 | 0 | 0 | 0 | 0
F2_Commercial_Health (ID)_New_Food Preparation_Natural Gas_Conveyor Oven_E1 | F2 | Commercial | Health (ID) | New | Food Preparation | Natural Gas | Conveyor Oven | E1 | RVT - Cost of Operation | 0.17399 | 0.17771 | 0.18175 | 0.18613 | 0.19089 | 0.19648 | 0.20196 | 0.20718 | 0.21195 | 0.21665 | 0.22157 | 0.22615 | 0.23103 | 0.23578 | 0.24 | 0.24392 | 0.2474 | 0.25077 | 0.25432 | 0.25771 | 0.26113 | 0.26574 | 0.27041 | 0.27522 | 0.28011 | 0.28508 | 0.29015
F2_Commercial_Health (ID)_New_Food Preparation_Natural Gas_Conveyor Oven_E2 | F2 | Commercial | Health (ID) | New | Food Preparation | Natural Gas | Conveyor Oven | E2 | RVT - Cost of Operation | 0.13827 | 0.14123 | 0.14444 | 0.14793 | 0.1517 | 0.15615 | 0.16051 | 0.16465 | 0.16845 | 0.17218 | 0.17609 | 0.17973 | 0.18361 | 0.18738 | 0.19074 | 0.19385 | 0.19661 | 0.1993 | 0.20212 | 0.20481 | 0.20753 | 0.2112 | 0.21491 | 0.21873 | 0.22261 | 0.22657 | 0.23059
F2_Commercial_Health (ID)_New_Food Preparation_Natural Gas_Conveyor Oven_E3 | F2 | Commercial | Health (ID) | New | Food Preparation | Natural Gas | Conveyor Oven | E3 | RVT - Cost of Operation | 0 | 0 | 0 | 0 | 0 | 0 | 0 | 0 | 0 | 0 | 0 | 0 | 0 | 0 | 0 | 0 | 0 | 0 | 0 | 0 | 0 | 0 | 0 | 0 | 0 | 0 | 0
F2_Commercial_Health (ID)_New_Food Preparation_Natural Gas_Conveyor Oven_E4 | F2 | Commercial | Health (ID) | New | Food Preparation | Natural Gas | Conveyor Oven | E4 | RVT - Cost of Operation | 0 | 0 | 0 | 0 | 0 | 0 | 0 | 0 | 0 | 0 | 0 | 0 | 0 | 0 | 0 | 0 | 0 | 0 | 0 | 0 | 0 | 0 | 0 | 0 | 0 | 0 | 0
F2_Commercial_Health (ID)_New_Food Preparation_Natural Gas_Conveyor Oven_E5 | F2 | Commercial | Health (ID) | New | Food Preparation | Natural Gas | Conveyor Oven | E5 | RVT - Cost of Operation | 0 | 0 | 0 | 0 | 0 | 0 | 0 | 0 | 0 | 0 | 0 | 0 | 0 | 0 | 0 | 0 | 0 | 0 | 0 | 0 | 0 | 0 | 0 | 0 | 0 | 0 | 0
F2_Commercial_Health (ID)_New_Food Preparation_Natural Gas_Conveyor Oven_E6 | F2 | Commercial | Health (ID) | New | Food Preparation | Natural Gas | Conveyor Oven | E6 | RVT - Cost of Operation | 0 | 0 | 0 | 0 | 0 | 0 | 0 | 0 | 0 | 0 | 0 | 0 | 0 | 0 | 0 | 0 | 0 | 0 | 0 | 0 | 0 | 0 | 0 | 0 | 0 | 0 | 0
F2_Commercial_Health (ID)_New_Food Preparation_Natural Gas_Conveyor Oven_E7 | F2 | Commercial | Health (ID) | New | Food Preparation | Natural Gas | Conveyor Oven | E7 | RVT - Cost of Operation | 0 | 0 | 0 | 0 | 0 | 0 | 0 | 0 | 0 | 0 | 0 | 0 | 0 | 0 | 0 | 0 | 0 | 0 | 0 | 0 | 0 | 0 | 0 | 0 | 0 | 0 | 0
F2_Commercial_Health (ID)_New_Food Preparation_Natural Gas_Conveyor Oven_E8 | F2 | Commercial | Health (ID) | New | Food Preparation | Natural Gas | Conveyor Oven | E8 | RVT - Cost of Operation | 0 | 0 | 0 | 0 | 0 | 0 | 0 | 0 | 0 | 0 | 0 | 0 | 0 | 0 | 0 | 0 | 0 | 0 | 0 | 0 | 0 | 0 | 0 | 0 | 0 | 0 | 0
F2_Commercial_Health (ID)_New_Food Preparation_Natural Gas_Conveyor Oven_E9 | F2 | Commercial | Health (ID) | New | Food Preparation | Natural Gas | Conveyor Oven | E9 | RVT - Cost of Operation | 0 | 0 | 0 | 0 | 0 | 0 | 0 | 0 | 0 | 0 | 0 | 0 | 0 | 0 | 0 | 0 | 0 | 0 | 0 | 0 | 0 | 0 | 0 | 0 | 0 | 0 | 0
F2_Commercial_Health (ID)_New_Food Preparation_Natural Gas_Conveyor Oven_E10 | F2 | Commercial | Health (ID) | New | Food Preparation | Natural Gas | Conveyor Oven | E10 | RVT - Cost of Operation | 0 | 0 | 0 | 0 | 0 | 0 | 0 | 0 | 0 | 0 | 0 | 0 | 0 | 0 | 0 | 0 | 0 | 0 | 0 | 0 | 0 | 0 | 0 | 0 | 0 | 0 | 0
F3_Commercial_Health (ID)_New_Food Preparation_Natural Gas_Conveyor Oven_E1 | F3 | Commercial | Health (ID) | New | Food Preparation | Natural Gas | Conveyor Oven | E1 | System - kBTUs of Consumption | 39.1222 | 39.1222 | 39.1222 | 39.1222 | 39.1222 | 39.1222 | 39.1222 | 39.1222 | 39.1222 | 39.1222 | 39.1222 | 39.1222 | 39.1222 | 39.1222 | 39.1222 | 39.1222 | 39.1222 | 39.1222 | 39.1222 | 39.1222 | 39.1222 | 39.1222 | 39.1222 | 39.1222 | 39.1222 | 39.1222 | 39.1222
F3_Commercial_Health (ID)_New_Food Preparation_Natural Gas_Conveyor Oven_E2 | F3 | Commercial | Health (ID) | New | Food Preparation | Natural Gas | Conveyor Oven | E2 | System - kBTUs of Consumption | 31.0918 | 31.0918 | 31.0918 | 31.0918 | 31.0918 | 31.0918 | 31.0918 | 31.0918 | 31.0918 | 31.0918 | 31.0918 | 31.0918 | 31.0918 | 31.0918 | 31.0918 | 31.0918 | 31.0918 | 31.0918 | 31.0918 | 31.0918 | 31.0918 | 31.0918 | 31.0918 | 31.0918 | 31.0918 | 31.0918 | 31.0918
F3_Commercial_Health (ID)_New_Food Preparation_Natural Gas_Conveyor Oven_E3 | F3 | Commercial | Health (ID) | New | Food Preparation | Natural Gas | Conveyor Oven | E3 | System - kBTUs of Consumption | 0 | 0 | 0 | 0 | 0 | 0 | 0 | 0 | 0 | 0 | 0 | 0 | 0 | 0 | 0 | 0 | 0 | 0 | 0 | 0 | 0 | 0 | 0 | 0 | 0 | 0 | 0
F3_Commercial_Health (ID)_New_Food Preparation_Natural Gas_Conveyor Oven_E4 | F3 | Commercial | Health (ID) | New | Food Preparation | Natural Gas | Conveyor Oven | E4 | System - kBTUs of Consumption | 0 | 0 | 0 | 0 | 0 | 0 | 0 | 0 | 0 | 0 | 0 | 0 | 0 | 0 | 0 | 0 | 0 | 0 | 0 | 0 | 0 | 0 | 0 | 0 | 0 | 0 | 0
F3_Commercial_Health (ID)_New_Food Preparation_Natural Gas_Conveyor Oven_E5 | F3 | Commercial | Health (ID) | New | Food Preparation | Natural Gas | Conveyor Oven | E5 | System - kBTUs of Consumption | 0 | 0 | 0 | 0 | 0 | 0 | 0 | 0 | 0 | 0 | 0 | 0 | 0 | 0 | 0 | 0 | 0 | 0 | 0 | 0 | 0 | 0 | 0 | 0 | 0 | 0 | 0
F3_Commercial_Health (ID)_New_Food Preparation_Natural Gas_Conveyor Oven_E6 | F3 | Commercial | Health (ID) | New | Food Preparation | Natural Gas | Conveyor Oven | E6 | System - kBTUs of Consumption | 0 | 0 | 0 | 0 | 0 | 0 | 0 | 0 | 0 | 0 | 0 | 0 | 0 | 0 | 0 | 0 | 0 | 0 | 0 | 0 | 0 | 0 | 0 | 0 | 0 | 0 | 0
F3_Commercial_Health (ID)_New_Food Preparation_Natural Gas_Conveyor Oven_E7 | F3 | Commercial | Health (ID) | New | Food Preparation | Natural Gas | Conveyor Oven | E7 | System - kBTUs of Consumption | 0 | 0 | 0 | 0 | 0 | 0 | 0 | 0 | 0 | 0 | 0 | 0 | 0 | 0 | 0 | 0 | 0 | 0 | 0 | 0 | 0 | 0 | 0 | 0 | 0 | 0 | 0
F3_Commercial_Health (ID)_New_Food Preparation_Natural Gas_Conveyor Oven_E8 | F3 | Commercial | Health (ID) | New | Food Preparation | Natural Gas | Conveyor Oven | E8 | System - kBTUs of Consumption | 0 | 0 | 0 | 0 | 0 | 0 | 0 | 0 | 0 | 0 | 0 | 0 | 0 | 0 | 0 | 0 | 0 | 0 | 0 | 0 | 0 | 0 | 0 | 0 | 0 | 0 | 0
F3_Commercial_Health (ID)_New_Food Preparation_Natural Gas_Conveyor Oven_E9 | F3 | Commercial | Health (ID) | New | Food Preparation | Natural Gas | Conveyor Oven | E9 | System - kBTUs of Consumption | 0 | 0 | 0 | 0 | 0 | 0 | 0 | 0 | 0 | 0 | 0 | 0 | 0 | 0 | 0 | 0 | 0 | 0 | 0 | 0 | 0 | 0 | 0 | 0 | 0 | 0 | 0
F3_Commercial_Health (ID)_New_Food Preparation_Natural Gas_Conveyor Oven_E10 | F3 | Commercial | Health (ID) | New | Food Preparation | Natural Gas | Conveyor Oven | E10 | System - kBTUs of Consumption | 0 | 0 | 0 | 0 | 0 | 0 | 0 | 0 | 0 | 0 | 0 | 0 | 0 | 0 | 0 | 0 | 0 | 0 | 0 | 0 | 0 | 0 | 0 | 0 | 0 | 0 | 0
F4_Commercial_Health (ID)_New_Food Preparation_Natural Gas_Conveyor Oven_E1 | F4 | Commercial | Health (ID) | New | Food Preparation | Natural Gas | Conveyor Oven | E1 | Utility - Cost of Equipment | 0.00019458 | 0.00019458 | 0.00019458 | 0.00019458 | 0.00019458 | 0.00019458 | 0.00019458 | 0.00019458 | 0.00019458 | 0.00019458 | 0.00019458 | 0.00019458 | 0.00019458 | 0.00019458 | 0.00019458 | 0.00019458 | 0.00019458 | 0.00019458 | 0.00019458 | 0.00019458 | 0.00019458 | 0.00019458 | 0.00019458 | 0.00019458 | 0.00019458 | 0.00019458 | 0.00019458
F4_Commercial_Health (ID)_New_Food Preparation_Natural Gas_Conveyor Oven_E2 | F4 | Commercial | Health (ID) | New | Food Preparation | Natural Gas | Conveyor Oven | E2 | Utility - Cost of Equipment | 0.00041223 | 0.00041223 | 0.00041223 | 0.00041223 | 0.00041223 | 0.00041223 | 0.00041223 | 0.00041223 | 0.00041223 | 0.00041223 | 0.00041223 | 0.00041223 | 0.00041223 | 0.00041223 | 0.00041223 | 0.00041223 | 0.00041223 | 0.00041223 | 0.00041223 | 0.00041223 | 0.00041223 | 0.00041223 | 0.00041223 | 0.00041223 | 0.00041223 | 0.00041223 | 0.00041223
F4_Commercial_Health (ID)_New_Food Preparation_Natural Gas_Conveyor Oven_E3 | F4 | Commercial | Health (ID) | New | Food Preparation | Natural Gas | Conveyor Oven | E3 | Utility - Cost of Equipment | 0 | 0 | 0 | 0 | 0 | 0 | 0 | 0 | 0 | 0 | 0 | 0 | 0 | 0 | 0 | 0 | 0 | 0 | 0 | 0 | 0 | 0 | 0 | 0 | 0 | 0 | 0
F4_Commercial_Health (ID)_New_Food Preparation_Natural Gas_Conveyor Oven_E4 | F4 | Commercial | Health (ID) | New | Food Preparation | Natural Gas | Conveyor Oven | E4 | Utility - Cost of Equipment | 0 | 0 | 0 | 0 | 0 | 0 | 0 | 0 | 0 | 0 | 0 | 0 | 0 | 0 | 0 | 0 | 0 | 0 | 0 | 0 | 0 | 0 | 0 | 0 | 0 | 0 | 0
F4_Commercial_Health (ID)_New_Food Preparation_Natural Gas_Conveyor Oven_E5 | F4 | Commercial | Health (ID) | New | Food Preparation | Natural Gas | Conveyor Oven | E5 | Utility - Cost of Equipment | 0 | 0 | 0 | 0 | 0 | 0 | 0 | 0 | 0 | 0 | 0 | 0 | 0 | 0 | 0 | 0 | 0 | 0 | 0 | 0 | 0 | 0 | 0 | 0 | 0 | 0 | 0
F4_Commercial_Health (ID)_New_Food Preparation_Natural Gas_Conveyor Oven_E6 | F4 | Commercial | Health (ID) | New | Food Preparation | Natural Gas | Conveyor Oven | E6 | Utility - Cost of Equipment | 0 | 0 | 0 | 0 | 0 | 0 | 0 | 0 | 0 | 0 | 0 | 0 | 0 | 0 | 0 | 0 | 0 | 0 | 0 | 0 | 0 | 0 | 0 | 0 | 0 | 0 | 0
F4_Commercial_Health (ID)_New_Food Preparation_Natural Gas_Conveyor Oven_E7 | F4 | Commercial | Health (ID) | New | Food Preparation | Natural Gas | Conveyor Oven | E7 | Utility - Cost of Equipment | 0 | 0 | 0 | 0 | 0 | 0 | 0 | 0 | 0 | 0 | 0 | 0 | 0 | 0 | 0 | 0 | 0 | 0 | 0 | 0 | 0 | 0 | 0 | 0 | 0 | 0 | 0
F4_Commercial_Health (ID)_New_Food Preparation_Natural Gas_Conveyor Oven_E8 | F4 | Commercial | Health (ID) | New | Food Preparation | Natural Gas | Conveyor Oven | E8 | Utility - Cost of Equipment | 0 | 0 | 0 | 0 | 0 | 0 | 0 | 0 | 0 | 0 | 0 | 0 | 0 | 0 | 0 | 0 | 0 | 0 | 0 | 0 | 0 | 0 | 0 | 0 | 0 | 0 | 0
F4_Commercial_Health (ID)_New_Food Preparation_Natural Gas_Conveyor Oven_E9 | F4 | Commercial | Health (ID) | New | Food Preparation | Natural Gas | Conveyor Oven | E9 | Utility - Cost of Equipment | 0 | 0 | 0 | 0 | 0 | 0 | 0 | 0 | 0 | 0 | 0 | 0 | 0 | 0 | 0 | 0 | 0 | 0 | 0 | 0 | 0 | 0 | 0 | 0 | 0 | 0 | 0
F4_Commercial_Health (ID)_New_Food Preparation_Natural Gas_Conveyor Oven_E10 | F4 | Commercial | Health (ID) | New | Food Preparation | Natural Gas | Conveyor Oven | E10 | Utility - Cost of Equipment | 0 | 0 | 0 | 0 | 0 | 0 | 0 | 0 | 0 | 0 | 0 | 0 | 0 | 0 | 0 | 0 | 0 | 0 | 0 | 0 | 0 | 0 | 0 | 0 | 0 | 0 | 0
F5_Commercial_Health (ID)_New_Food Preparation_Natural Gas_Conveyor Oven_E1 | F5 | Commercial | Health (ID) | New | Food Preparation | Natural Gas | Conveyor Oven | E1 | Utility - Cost of Operation | 0.15009 | 0.15411 | 0.15854 | 0.16339 | 0.1687 | 0.17489 | 0.18116 | 0.18736 | 0.19333 | 0.19939 | 0.20439 | 0.20914 | 0.2142 | 0.21919 | 0.22376 | 0.22811 | 0.23211 | 0.2361 | 0.2403 | 0.24445 | 0.24869 | 0.25309 | 0.25754 | 0.26211 | 0.26677 | 0.27151 | 0.27633
F5_Commercial_Health (ID)_New_Food Preparation_Natural Gas_Conveyor Oven_E2 | F5 | Commercial | Health (ID) | New | Food Preparation | Natural Gas | Conveyor Oven | E2 | Utility - Cost of Operation | 0.11928 | 0.12248 | 0.126 | 0.12985 | 0.13407 | 0.13899 | 0.14398 | 0.1489 | 0.15365 | 0.15846 | 0.16244 | 0.16621 | 0.17023 | 0.1742 | 0.17783 | 0.18129 | 0.18447 | 0.18763 | 0.19098 | 0.19427 | 0.19765 | 0.20114 | 0.20467 | 0.20831 | 0.21201 | 0.21578 | 0.21961
F5_Commercial_Health (ID)_New_Food Preparation_Natural Gas_Conveyor Oven_E3 | F5 | Commercial | Health (ID) | New | Food Preparation | Natural Gas | Conveyor Oven | E3 | Utility - Cost of Operation | 0 | 0 | 0 | 0 | 0 | 0 | 0 | 0 | 0 | 0 | 0 | 0 | 0 | 0 | 0 | 0 | 0 | 0 | 0 | 0 | 0 | 0 | 0 | 0 | 0 | 0 | 0
F5_Commercial_Health (ID)_New_Food Preparation_Natural Gas_Conveyor Oven_E4 | F5 | Commercial | Health (ID) | New | Food Preparation | Natural Gas | Conveyor Oven | E4 | Utility - Cost of Operation | 0 | 0 | 0 | 0 | 0 | 0 | 0 | 0 | 0 | 0 | 0 | 0 | 0 | 0 | 0 | 0 | 0 | 0 | 0 | 0 | 0 | 0 | 0 | 0 | 0 | 0 | 0
F5_Commercial_Health (ID)_New_Food Preparation_Natural Gas_Conveyor Oven_E5 | F5 | Commercial | Health (ID) | New | Food Preparation | Natural Gas | Conveyor Oven | E5 | Utility - Cost of Operation | 0 | 0 | 0 | 0 | 0 | 0 | 0 | 0 | 0 | 0 | 0 | 0 | 0 | 0 | 0 | 0 | 0 | 0 | 0 | 0 | 0 | 0 | 0 | 0 | 0 | 0 | 0
F5_Commercial_Health (ID)_New_Food Preparation_Natural Gas_Conveyor Oven_E6 | F5 | Commercial | Health (ID) | New | Food Preparation | Natural Gas | Conveyor Oven | E6 | Utility - Cost of Operation | 0 | 0 | 0 | 0 | 0 | 0 | 0 | 0 | 0 | 0 | 0 | 0 | 0 | 0 | 0 | 0 | 0 | 0 | 0 | 0 | 0 | 0 | 0 | 0 | 0 | 0 | 0
F5_Commercial_Health (ID)_New_Food Preparation_Natural Gas_Conveyor Oven_E7 | F5 | Commercial | Health (ID) | New | Food Preparation | Natural Gas | Conveyor Oven | E7 | Utility - Cost of Operation | 0 | 0 | 0 | 0 | 0 | 0 | 0 | 0 | 0 | 0 | 0 | 0 | 0 | 0 | 0 | 0 | 0 | 0 | 0 | 0 | 0 | 0 | 0 | 0 | 0 | 0 | 0
F5_Commercial_Health (ID)_New_Food Preparation_Natural Gas_Conveyor Oven_E8 | F5 | Commercial | Health (ID) | New | Food Preparation | Natural Gas | Conveyor Oven | E8 | Utility - Cost of Operation | 0 | 0 | 0 | 0 | 0 | 0 | 0 | 0 | 0 | 0 | 0 | 0 | 0 | 0 | 0 | 0 | 0 | 0 | 0 | 0 | 0 | 0 | 0 | 0 | 0 | 0 | 0
F5_Commercial_Health (ID)_New_Food Preparation_Natural Gas_Conveyor Oven_E9 | F5 | Commercial | Health (ID) | New | Food Preparation | Natural Gas | Conveyor Oven | E9 | Utility - Cost of Operation | 0 | 0 | 0 | 0 | 0 | 0 | 0 | 0 | 0 | 0 | 0 | 0 | 0 | 0 | 0 | 0 | 0 | 0 | 0 | 0 | 0 | 0 | 0 | 0 | 0 | 0 | 0
F5_Commercial_Health (ID)_New_Food Preparation_Natural Gas_Conveyor Oven_E10 | F5 | Commercial | Health (ID) | New | Food Preparation | Natural Gas | Conveyor Oven | E10 | Utility - Cost of Operation | 0 | 0 | 0 | 0 | 0 | 0 | 0 | 0 | 0 | 0 | 0 | 0 | 0 | 0 | 0 | 0 | 0 | 0 | 0 | 0 | 0 | 0 | 0 | 0 | 0 | 0 | 0
F6_Commercial_Health (ID)_New_Food Preparation_Natural Gas_Conveyor Oven_E1 | F6 | Commercial | Health (ID) | New | Food Preparation | Natural Gas | Conveyor Oven | E1 | Utility - Value of Sales | 0.17399 | 0.17771 | 0.18175 | 0.18613 | 0.19089 | 0.19648 | 0.20196 | 0.20718 | 0.21195 | 0.21665 | 0.22157 | 0.22615 | 0.23103 | 0.23578 | 0.24 | 0.24392 | 0.2474 | 0.25077 | 0.25432 | 0.25771 | 0.26113 | 0.26574 | 0.27041 | 0.27522 | 0.28011 | 0.28508 | 0.29015
F6_Commercial_Health (ID)_New_Food Preparation_Natural Gas_Conveyor Oven_E2 | F6 | Commercial | Health (ID) | New | Food Preparation | Natural Gas | Conveyor Oven | E2 | Utility - Value of Sales | 0.13827 | 0.14123 | 0.14444 | 0.14793 | 0.1517 | 0.15615 | 0.16051 | 0.16465 | 0.16845 | 0.17218 | 0.17609 | 0.17973 | 0.18361 | 0.18738 | 0.19074 | 0.19385 | 0.19661 | 0.1993 | 0.20212 | 0.20481 | 0.20753 | 0.2112 | 0.21491 | 0.21873 | 0.22261 | 0.22657 | 0.23059
F6_Commercial_Health (ID)_New_Food Preparation_Natural Gas_Conveyor Oven_E3 | F6 | Commercial | Health (ID) | New | Food Preparation | Natural Gas | Conveyor Oven | E3 | Utility - Value of Sales | 0 | 0 | 0 | 0 | 0 | 0 | 0 | 0 | 0 | 0 | 0 | 0 | 0 | 0 | 0 | 0 | 0 | 0 | 0 | 0 | 0 | 0 | 0 | 0 | 0 | 0 | 0
F6_Commercial_Health (ID)_New_Food Preparation_Natural Gas_Conveyor Oven_E4 | F6 | Commercial | Health (ID) | New | Food Preparation | Natural Gas | Conveyor Oven | E4 | Utility - Value of Sales | 0 | 0 | 0 | 0 | 0 | 0 | 0 | 0 | 0 | 0 | 0 | 0 | 0 | 0 | 0 | 0 | 0 | 0 | 0 | 0 | 0 | 0 | 0 | 0 | 0 | 0 | 0
F6_Commercial_Health (ID)_New_Food Preparation_Natural Gas_Conveyor Oven_E5 | F6 | Commercial | Health (ID) | New | Food Preparation | Natural Gas | Conveyor Oven | E5 | Utility - Value of Sales | 0 | 0 | 0 | 0 | 0 | 0 | 0 | 0 | 0 | 0 | 0 | 0 | 0 | 0 | 0 | 0 | 0 | 0 | 0 | 0 | 0 | 0 | 0 | 0 | 0 | 0 | 0
F6_Commercial_Health (ID)_New_Food Preparation_Natural Gas_Conveyor Oven_E6 | F6 | Commercial | Health (ID) | New | Food Preparation | Natural Gas | Conveyor Oven | E6 | Utility - Value of Sales | 0 | 0 | 0 | 0 | 0 | 0 | 0 | 0 | 0 | 0 | 0 | 0 | 0 | 0 | 0 | 0 | 0 | 0 | 0 | 0 | 0 | 0 | 0 | 0 | 0 | 0 | 0
F6_Commercial_Health (ID)_New_Food Preparation_Natural Gas_Conveyor Oven_E7 | F6 | Commercial | Health (ID) | New | Food Preparation | Natural Gas | Conveyor Oven | E7 | Utility - Value of Sales | 0 | 0 | 0 | 0 | 0 | 0 | 0 | 0 | 0 | 0 | 0 | 0 | 0 | 0 | 0 | 0 | 0 | 0 | 0 | 0 | 0 | 0 | 0 | 0 | 0 | 0 | 0
F6_Commercial_Health (ID)_New_Food Preparation_Natural Gas_Conveyor Oven_E8 | F6 | Commercial | Health (ID) | New | Food Preparation | Natural Gas | Conveyor Oven | E8 | Utility - Value of Sales | 0 | 0 | 0 | 0 | 0 | 0 | 0 | 0 | 0 | 0 | 0 | 0 | 0 | 0 | 0 | 0 | 0 | 0 | 0 | 0 | 0 | 0 | 0 | 0 | 0 | 0 | 0
F6_Commercial_Health (ID)_New_Food Preparation_Natural Gas_Conveyor Oven_E9 | F6 | Commercial | Health (ID) | New | Food Preparation | Natural Gas | Conveyor Oven | E9 | Utility - Value of Sales | 0 | 0 | 0 | 0 | 0 | 0 | 0 | 0 | 0 | 0 | 0 | 0 | 0 | 0 | 0 | 0 | 0 | 0 | 0 | 0 | 0 | 0 | 0 | 0 | 0 | 0 | 0
F6_Commercial_Health (ID)_New_Food Preparation_Natural Gas_Conveyor Oven_E10 | F6 | Commercial | Health (ID) | New | Food Preparation | Natural Gas | Conveyor Oven | E10 | Utility - Value of Sales | 0 | 0 | 0 | 0 | 0 | 0 | 0 | 0 | 0 | 0 | 0 | 0 | 0 | 0 | 0 | 0 | 0 | 0 | 0 | 0 | 0 | 0 | 0 | 0 | 0 | 0 | 0
F1_Commercial_Health (ID)_New_Food Preparation_Natural Gas_Double Rack Oven_E1 | F1 | Commercial | Health (ID) | New | Food Preparation | Natural Gas | Double Rack Oven | E1 | RVT - Cost of Equipment | 0.00041237 | 0.00041237 | 0.00041237 | 0.00041237 | 0.00041237 | 0.00041237 | 0.00041237 | 0.00041237 | 0.00041237 | 0.00041237 | 0.00041237 | 0.00041237 | 0.00041237 | 0.00041237 | 0.00041237 | 0.00041237 | 0.00041237 | 0.00041237 | 0.00041237 | 0.00041237 | 0.00041237 | 0.00041237 | 0.00041237 | 0.00041237 | 0.00041237 | 0.00041237 | 0.00041237
F1_Commercial_Health (ID)_New_Food Preparation_Natural Gas_Double Rack Oven_E2 | F1 | Commercial | Health (ID) | New | Food Preparation | Natural Gas | Double Rack Oven | E2 | RVT - Cost of Equipment | 0.0018708 | 0.0018708 | 0.0018708 | 0.0018708 | 0.0018708 | 0.0018708 | 0.0018708 | 0.0018708 | 0.0018708 | 0.0018708 | 0.0018708 | 0.0018708 | 0.0018708 | 0.0018708 | 0.0018708 | 0.0018708 | 0.0018708 | 0.0018708 | 0.0018708 | 0.0018708 | 0.0018708 | 0.0018708 | 0.0018708 | 0.0018708 | 0.0018708 | 0.0018708 | 0.0018708
F1_Commercial_Health (ID)_New_Food Preparation_Natural Gas_Double Rack Oven_E3 | F1 | Commercial | Health (ID) | New | Food Preparation | Natural Gas | Double Rack Oven | E3 | RVT - Cost of Equipment | 0 | 0 | 0 | 0 | 0 | 0 | 0 | 0 | 0 | 0 | 0 | 0 | 0 | 0 | 0 | 0 | 0 | 0 | 0 | 0 | 0 | 0 | 0 | 0 | 0 | 0 | 0
F1_Commercial_Health (ID)_New_Food Preparation_Natural Gas_Double Rack Oven_E4 | F1 | Commercial | Health (ID) | New | Food Preparation | Natural Gas | Double Rack Oven | E4 | RVT - Cost of Equipment | 0 | 0 | 0 | 0 | 0 | 0 | 0 | 0 | 0 | 0 | 0 | 0 | 0 | 0 | 0 | 0 | 0 | 0 | 0 | 0 | 0 | 0 | 0 | 0 | 0 | 0 | 0
F1_Commercial_Health (ID)_New_Food Preparation_Natural Gas_Double Rack Oven_E5 | F1 | Commercial | Health (ID) | New | Food Preparation | Natural Gas | Double Rack Oven | E5 | RVT - Cost of Equipment | 0 | 0 | 0 | 0 | 0 | 0 | 0 | 0 | 0 | 0 | 0 | 0 | 0 | 0 | 0 | 0 | 0 | 0 | 0 | 0 | 0 | 0 | 0 | 0 | 0 | 0 | 0
F1_Commercial_Health (ID)_New_Food Preparation_Natural Gas_Double Rack Oven_E6 | F1 | Commercial | Health (ID) | New | Food Preparation | Natural Gas | Double Rack Oven | E6 | RVT - Cost of Equipment | 0 | 0 | 0 | 0 | 0 | 0 | 0 | 0 | 0 | 0 | 0 | 0 | 0 | 0 | 0 | 0 | 0 | 0 | 0 | 0 | 0 | 0 | 0 | 0 | 0 | 0 | 0
F1_Commercial_Health (ID)_New_Food Preparation_Natural Gas_Double Rack Oven_E7 | F1 | Commercial | Health (ID) | New | Food Preparation | Natural Gas | Double Rack Oven | E7 | RVT - Cost of Equipment | 0 | 0 | 0 | 0 | 0 | 0 | 0 | 0 | 0 | 0 | 0 | 0 | 0 | 0 | 0 | 0 | 0 | 0 | 0 | 0 | 0 | 0 | 0 | 0 | 0 | 0 | 0
F1_Commercial_Health (ID)_New_Food Preparation_Natural Gas_Double Rack Oven_E8 | F1 | Commercial | Health (ID) | New | Food Preparation | Natural Gas | Double Rack Oven | E8 | RVT - Cost of Equipment | 0 | 0 | 0 | 0 | 0 | 0 | 0 | 0 | 0 | 0 | 0 | 0 | 0 | 0 | 0 | 0 | 0 | 0 | 0 | 0 | 0 | 0 | 0 | 0 | 0 | 0 | 0
F1_Commercial_Health (ID)_New_Food Preparation_Natural Gas_Double Rack Oven_E9 | F1 | Commercial | Health (ID) | New | Food Preparation | Natural Gas | Double Rack Oven | E9 | RVT - Cost of Equipment | 0 | 0 | 0 | 0 | 0 | 0 | 0 | 0 | 0 | 0 | 0 | 0 | 0 | 0 | 0 | 0 | 0 | 0 | 0 | 0 | 0 | 0 | 0 | 0 | 0 | 0 | 0
F1_Commercial_Health (ID)_New_Food Preparation_Natural Gas_Double Rack Oven_E10 | F1 | Commercial | Health (ID) | New | Food Preparation | Natural Gas | Double Rack Oven | E10 | RVT - Cost of Equipment | 0 | 0 | 0 | 0 | 0 | 0 | 0 | 0 | 0 | 0 | 0 | 0 | 0 | 0 | 0 | 0 | 0 | 0 | 0 | 0 | 0 | 0 | 0 | 0 | 0 | 0 | 0
F2_Commercial_Health (ID)_New_Food Preparation_Natural Gas_Double Rack Oven_E1 | F2 | Commercial | Health (ID) | New | Food Preparation | Natural Gas | Double Rack Oven | E1 | RVT - Cost of Operation | 0.28234 | 0.28767 | 0.29393 | 0.30123 | 0.30959 | 0.32003 | 0.33049 | 0.34043 | 0.34942 | 0.35814 | 0.36717 | 0.37538 | 0.38405 | 0.39225 | 0.3993 | 0.40566 | 0.41105 | 0.41619 | 0.42165 | 0.42676 | 0.43188 | 0.4395 | 0.44721 | 0.45515 | 0.46324 | 0.47147 | 0.47984
F2_Commercial_Health (ID)_New_Food Preparation_Natural Gas_Double Rack Oven_E2 | F2 | Commercial | Health (ID) | New | Food Preparation | Natural Gas | Double Rack Oven | E2 | RVT - Cost of Operation | 0.17492 | 0.17822 | 0.1821 | 0.18662 | 0.1918 | 0.19827 | 0.20475 | 0.21091 | 0.21648 | 0.22188 | 0.22748 | 0.23256 | 0.23793 | 0.24301 | 0.24738 | 0.25132 | 0.25466 | 0.25784 | 0.26123 | 0.26439 | 0.26757 | 0.27229 | 0.27706 | 0.28198 | 0.28699 | 0.29209 | 0.29728
F2_Commercial_Health (ID)_New_Food Preparation_Natural Gas_Double Rack Oven_E3 | F2 | Commercial | Health (ID) | New | Food Preparation | Natural Gas | Double Rack Oven | E3 | RVT - Cost of Operation | 0 | 0 | 0 | 0 | 0 | 0 | 0 | 0 | 0 | 0 | 0 | 0 | 0 | 0 | 0 | 0 | 0 | 0 | 0 | 0 | 0 | 0 | 0 | 0 | 0 | 0 | 0
F2_Commercial_Health (ID)_New_Food Preparation_Natural Gas_Double Rack Oven_E4 | F2 | Commercial | Health (ID) | New | Food Preparation | Natural Gas | Double Rack Oven | E4 | RVT - Cost of Operation | 0 | 0 | 0 | 0 | 0 | 0 | 0 | 0 | 0 | 0 | 0 | 0 | 0 | 0 | 0 | 0 | 0 | 0 | 0 | 0 | 0 | 0 | 0 | 0 | 0 | 0 | 0
F2_Commercial_Health (ID)_New_Food Preparation_Natural Gas_Double Rack Oven_E5 | F2 | Commercial | Health (ID) | New | Food Preparation | Natural Gas | Double Rack Oven | E5 | RVT - Cost of Operation | 0 | 0 | 0 | 0 | 0 | 0 | 0 | 0 | 0 | 0 | 0 | 0 | 0 | 0 | 0 | 0 | 0 | 0 | 0 | 0 | 0 | 0 | 0 | 0 | 0 | 0 | 0
F2_Commercial_Health (ID)_New_Food Preparation_Natural Gas_Double Rack Oven_E6 | F2 | Commercial | Health (ID) | New | Food Preparation | Natural Gas | Double Rack Oven | E6 | RVT - Cost of Operation | 0 | 0 | 0 | 0 | 0 | 0 | 0 | 0 | 0 | 0 | 0 | 0 | 0 | 0 | 0 | 0 | 0 | 0 | 0 | 0 | 0 | 0 | 0 | 0 | 0 | 0 | 0
F2_Commercial_Health (ID)_New_Food Preparation_Natural Gas_Double Rack Oven_E7 | F2 | Commercial | Health (ID) | New | Food Preparation | Natural Gas | Double Rack Oven | E7 | RVT - Cost of Operation | 0 | 0 | 0 | 0 | 0 | 0 | 0 | 0 | 0 | 0 | 0 | 0 | 0 | 0 | 0 | 0 | 0 | 0 | 0 | 0 | 0 | 0 | 0 | 0 | 0 | 0 | 0
F2_Commercial_Health (ID)_New_Food Preparation_Natural Gas_Double Rack Oven_E8 | F2 | Commercial | Health (ID) | New | Food Preparation | Natural Gas | Double Rack Oven | E8 | RVT - Cost of Operation | 0 | 0 | 0 | 0 | 0 | 0 | 0 | 0 | 0 | 0 | 0 | 0 | 0 | 0 | 0 | 0 | 0 | 0 | 0 | 0 | 0 | 0 | 0 | 0 | 0 | 0 | 0
F2_Commercial_Health (ID)_New_Food Preparation_Natural Gas_Double Rack Oven_E9 | F2 | Commercial | Health (ID) | New | Food Preparation | Natural Gas | Double Rack Oven | E9 | RVT - Cost of Operation | 0 | 0 | 0 | 0 | 0 | 0 | 0 | 0 | 0 | 0 | 0 | 0 | 0 | 0 | 0 | 0 | 0 | 0 | 0 | 0 | 0 | 0 | 0 | 0 | 0 | 0 | 0
F2_Commercial_Health (ID)_New_Food Preparation_Natural Gas_Double Rack Oven_E10 | F2 | Commercial | Health (ID) | New | Food Preparation | Natural Gas | Double Rack Oven | E10 | RVT - Cost of Operation | 0 | 0 | 0 | 0 | 0 | 0 | 0 | 0 | 0 | 0 | 0 | 0 | 0 | 0 | 0 | 0 | 0 | 0 | 0 | 0 | 0 | 0 | 0 | 0 | 0 | 0 | 0
F3_Commercial_Health (ID)_New_Food Preparation_Natural Gas_Double Rack Oven_E1 | F3 | Commercial | Health (ID) | New | Food Preparation | Natural Gas | Double Rack Oven | E1 | System - kBTUs of Consumption | 67.3554 | 67.3554 | 67.3554 | 67.3554 | 67.3554 | 67.3554 | 67.3554 | 67.3554 | 67.3554 | 67.3554 | 67.3554 | 67.3554 | 67.3554 | 67.3554 | 67.3554 | 67.3554 | 67.3554 | 67.3554 | 67.3554 | 67.3554 | 67.3554 | 67.3554 | 67.3554 | 67.3554 | 67.3554 | 67.3554 | 67.3554
F3_Commercial_Health (ID)_New_Food Preparation_Natural Gas_Double Rack Oven_E2 | F3 | Commercial | Health (ID) | New | Food Preparation | Natural Gas | Double Rack Oven | E2 | System - kBTUs of Consumption | 41.7293 | 41.7293 | 41.7293 | 41.7293 | 41.7293 | 41.7293 | 41.7293 | 41.7293 | 41.7293 | 41.7293 | 41.7293 | 41.7293 | 41.7293 | 41.7293 | 41.7293 | 41.7293 | 41.7293 | 41.7293 | 41.7293 | 41.7293 | 41.7293 | 41.7293 | 41.7293 | 41.7293 | 41.7293 | 41.7293 | 41.7293
F3_Commercial_Health (ID)_New_Food Preparation_Natural Gas_Double Rack Oven_E3 | F3 | Commercial | Health (ID) | New | Food Preparation | Natural Gas | Double Rack Oven | E3 | System - kBTUs of Consumption | 0 | 0 | 0 | 0 | 0 | 0 | 0 | 0 | 0 | 0 | 0 | 0 | 0 | 0 | 0 | 0 | 0 | 0 | 0 | 0 | 0 | 0 | 0 | 0 | 0 | 0 | 0
F3_Commercial_Health (ID)_New_Food Preparation_Natural Gas_Double Rack Oven_E4 | F3 | Commercial | Health (ID) | New | Food Preparation | Natural Gas | Double Rack Oven | E4 | System - kBTUs of Consumption | 0 | 0 | 0 | 0 | 0 | 0 | 0 | 0 | 0 | 0 | 0 | 0 | 0 | 0 | 0 | 0 | 0 | 0 | 0 | 0 | 0 | 0 | 0 | 0 | 0 | 0 | 0
F3_Commercial_Health (ID)_New_Food Preparation_Natural Gas_Double Rack Oven_E5 | F3 | Commercial | Health (ID) | New | Food Preparation | Natural Gas | Double Rack Oven | E5 | System - kBTUs of Consumption | 0 | 0 | 0 | 0 | 0 | 0 | 0 | 0 | 0 | 0 | 0 | 0 | 0 | 0 | 0 | 0 | 0 | 0 | 0 | 0 | 0 | 0 | 0 | 0 | 0 | 0 | 0
F3_Commercial_Health (ID)_New_Food Preparation_Natural Gas_Double Rack Oven_E6 | F3 | Commercial | Health (ID) | New | Food Preparation | Natural Gas | Double Rack Oven | E6 | System - kBTUs of Consumption | 0 | 0 | 0 | 0 | 0 | 0 | 0 | 0 | 0 | 0 | 0 | 0 | 0 | 0 | 0 | 0 | 0 | 0 | 0 | 0 | 0 | 0 | 0 | 0 | 0 | 0 | 0
F3_Commercial_Health (ID)_New_Food Preparation_Natural Gas_Double Rack Oven_E7 | F3 | Commercial | Health (ID) | New | Food Preparation | Natural Gas | Double Rack Oven | E7 | System - kBTUs of Consumption | 0 | 0 | 0 | 0 | 0 | 0 | 0 | 0 | 0 | 0 | 0 | 0 | 0 | 0 | 0 | 0 | 0 | 0 | 0 | 0 | 0 | 0 | 0 | 0 | 0 | 0 | 0
F3_Commercial_Health (ID)_New_Food Preparation_Natural Gas_Double Rack Oven_E8 | F3 | Commercial | Health (ID) | New | Food Preparation | Natural Gas | Double Rack Oven | E8 | System - kBTUs of Consumption | 0 | 0 | 0 | 0 | 0 | 0 | 0 | 0 | 0 | 0 | 0 | 0 | 0 | 0 | 0 | 0 | 0 | 0 | 0 | 0 | 0 | 0 | 0 | 0 | 0 | 0 | 0
F3_Commercial_Health (ID)_New_Food Preparation_Natural Gas_Double Rack Oven_E9 | F3 | Commercial | Health (ID) | New | Food Preparation | Natural Gas | Double Rack Oven | E9 | System - kBTUs of Consumption | 0 | 0 | 0 | 0 | 0 | 0 | 0 | 0 | 0 | 0 | 0 | 0 | 0 | 0 | 0 | 0 | 0 | 0 | 0 | 0 | 0 | 0 | 0 | 0 | 0 | 0 | 0
F3_Commercial_Health (ID)_New_Food Preparation_Natural Gas_Double Rack Oven_E10 | F3 | Commercial | Health (ID) | New | Food Preparation | Natural Gas | Double Rack Oven | E10 | System - kBTUs of Consumption | 0 | 0 | 0 | 0 | 0 | 0 | 0 | 0 | 0 | 0 | 0 | 0 | 0 | 0 | 0 | 0 | 0 | 0 | 0 | 0 | 0 | 0 | 0 | 0 | 0 | 0 | 0
F4_Commercial_Health (ID)_New_Food Preparation_Natural Gas_Double Rack Oven_E1 | F4 | Commercial | Health (ID) | New | Food Preparation | Natural Gas | Double Rack Oven | E1 | Utility - Cost of Equipment | 0.00041237 | 0.00041237 | 0.00041237 | 0.00041237 | 0.00041237 | 0.00041237 | 0.00041237 | 0.00041237 | 0.00041237 | 0.00041237 | 0.00041237 | 0.00041237 | 0.00041237 | 0.00041237 | 0.00041237 | 0.00041237 | 0.00041237 | 0.00041237 | 0.00041237 | 0.00041237 | 0.00041237 | 0.00041237 | 0.00041237 | 0.00041237 | 0.00041237 | 0.00041237 | 0.00041237
F4_Commercial_Health (ID)_New_Food Preparation_Natural Gas_Double Rack Oven_E2 | F4 | Commercial | Health (ID) | New | Food Preparation | Natural Gas | Double Rack Oven | E2 | Utility - Cost of Equipment | 0.0018708 | 0.0018708 | 0.0018708 | 0.0018708 | 0.0018708 | 0.0018708 | 0.0018708 | 0.0018708 | 0.0018708 | 0.0018708 | 0.0018708 | 0.0018708 | 0.0018708 | 0.0018708 | 0.0018708 | 0.0018708 | 0.0018708 | 0.0018708 | 0.0018708 | 0.0018708 | 0.0018708 | 0.0018708 | 0.0018708 | 0.0018708 | 0.0018708 | 0.0018708 | 0.0018708
F4_Commercial_Health (ID)_New_Food Preparation_Natural Gas_Double Rack Oven_E3 | F4 | Commercial | Health (ID) | New | Food Preparation | Natural Gas | Double Rack Oven | E3 | Utility - Cost of Equipment | 0 | 0 | 0 | 0 | 0 | 0 | 0 | 0 | 0 | 0 | 0 | 0 | 0 | 0 | 0 | 0 | 0 | 0 | 0 | 0 | 0 | 0 | 0 | 0 | 0 | 0 | 0
F4_Commercial_Health (ID)_New_Food Preparation_Natural Gas_Double Rack Oven_E4 | F4 | Commercial | Health (ID) | New | Food Preparation | Natural Gas | Double Rack Oven | E4 | Utility - Cost of Equipment | 0 | 0 | 0 | 0 | 0 | 0 | 0 | 0 | 0 | 0 | 0 | 0 | 0 | 0 | 0 | 0 | 0 | 0 | 0 | 0 | 0 | 0 | 0 | 0 | 0 | 0 | 0
F4_Commercial_Health (ID)_New_Food Preparation_Natural Gas_Double Rack Oven_E5 | F4 | Commercial | Health (ID) | New | Food Preparation | Natural Gas | Double Rack Oven | E5 | Utility - Cost of Equipment | 0 | 0 | 0 | 0 | 0 | 0 | 0 | 0 | 0 | 0 | 0 | 0 | 0 | 0 | 0 | 0 | 0 | 0 | 0 | 0 | 0 | 0 | 0 | 0 | 0 | 0 | 0
F4_Commercial_Health (ID)_New_Food Preparation_Natural Gas_Double Rack Oven_E6 | F4 | Commercial | Health (ID) | New | Food Preparation | Natural Gas | Double Rack Oven | E6 | Utility - Cost of Equipment | 0 | 0 | 0 | 0 | 0 | 0 | 0 | 0 | 0 | 0 | 0 | 0 | 0 | 0 | 0 | 0 | 0 | 0 | 0 | 0 | 0 | 0 | 0 | 0 | 0 | 0 | 0
F4_Commercial_Health (ID)_New_Food Preparation_Natural Gas_Double Rack Oven_E7 | F4 | Commercial | Health (ID) | New | Food Preparation | Natural Gas | Double Rack Oven | E7 | Utility - Cost of Equipment | 0 | 0 | 0 | 0 | 0 | 0 | 0 | 0 | 0 | 0 | 0 | 0 | 0 | 0 | 0 | 0 | 0 | 0 | 0 | 0 | 0 | 0 | 0 | 0 | 0 | 0 | 0
F4_Commercial_Health (ID)_New_Food Preparation_Natural Gas_Double Rack Oven_E8 | F4 | Commercial | Health (ID) | New | Food Preparation | Natural Gas | Double Rack Oven | E8 | Utility - Cost of Equipment | 0 | 0 | 0 | 0 | 0 | 0 | 0 | 0 | 0 | 0 | 0 | 0 | 0 | 0 | 0 | 0 | 0 | 0 | 0 | 0 | 0 | 0 | 0 | 0 | 0 | 0 | 0
F4_Commercial_Health (ID)_New_Food Preparation_Natural Gas_Double Rack Oven_E9 | F4 | Commercial | Health (ID) | New | Food Preparation | Natural Gas | Double Rack Oven | E9 | Utility - Cost of Equipment | 0 | 0 | 0 | 0 | 0 | 0 | 0 | 0 | 0 | 0 | 0 | 0 | 0 | 0 | 0 | 0 | 0 | 0 | 0 | 0 | 0 | 0 | 0 | 0 | 0 | 0 | 0
F4_Commercial_Health (ID)_New_Food Preparation_Natural Gas_Double Rack Oven_E10 | F4 | Commercial | Health (ID) | New | Food Preparation | Natural Gas | Double Rack Oven | E10 | Utility - Cost of Equipment | 0 | 0 | 0 | 0 | 0 | 0 | 0 | 0 | 0 | 0 | 0 | 0 | 0 | 0 | 0 | 0 | 0 | 0 | 0 | 0 | 0 | 0 | 0 | 0 | 0 | 0 | 0
F5_Commercial_Health (ID)_New_Food Preparation_Natural Gas_Double Rack Oven_E1 | F5 | Commercial | Health (ID) | New | Food Preparation | Natural Gas | Double Rack Oven | E1 | Utility - Cost of Operation | 0.23972 | 0.24576 | 0.25292 | 0.26112 | 0.2704 | 0.28168 | 0.2933 | 0.3048 | 0.31588 | 0.32711 | 0.33604 | 0.34441 | 0.3534 | 0.36221 | 0.37008 | 0.37745 | 0.38405 | 0.39057 | 0.39754 | 0.40434 | 0.41132 | 0.41858 | 0.42591 | 0.43348 | 0.44118 | 0.44902 | 0.45699
F5_Commercial_Health (ID)_New_Food Preparation_Natural Gas_Double Rack Oven_E2 | F5 | Commercial | Health (ID) | New | Food Preparation | Natural Gas | Double Rack Oven | E2 | Utility - Cost of Operation | 0.14851 | 0.15226 | 0.15669 | 0.16177 | 0.16752 | 0.17451 | 0.18171 | 0.18884 | 0.1957 | 0.20265 | 0.20819 | 0.21338 | 0.21895 | 0.2244 | 0.22928 | 0.23384 | 0.23794 | 0.24198 | 0.24629 | 0.2505 | 0.25483 | 0.25932 | 0.26387 | 0.26856 | 0.27333 | 0.27818 | 0.28313
F5_Commercial_Health (ID)_New_Food Preparation_Natural Gas_Double Rack Oven_E3 | F5 | Commercial | Health (ID) | New | Food Preparation | Natural Gas | Double Rack Oven | E3 | Utility - Cost of Operation | 0 | 0 | 0 | 0 | 0 | 0 | 0 | 0 | 0 | 0 | 0 | 0 | 0 | 0 | 0 | 0 | 0 | 0 | 0 | 0 | 0 | 0 | 0 | 0 | 0 | 0 | 0
F5_Commercial_Health (ID)_New_Food Preparation_Natural Gas_Double Rack Oven_E4 | F5 | Commercial | Health (ID) | New | Food Preparation | Natural Gas | Double Rack Oven | E4 | Utility - Cost of Operation | 0 | 0 | 0 | 0 | 0 | 0 | 0 | 0 | 0 | 0 | 0 | 0 | 0 | 0 | 0 | 0 | 0 | 0 | 0 | 0 | 0 | 0 | 0 | 0 | 0 | 0 | 0
F5_Commercial_Health (ID)_New_Food Preparation_Natural Gas_Double Rack Oven_E5 | F5 | Commercial | Health (ID) | New | Food Preparation | Natural Gas | Double Rack Oven | E5 | Utility - Cost of Operation | 0 | 0 | 0 | 0 | 0 | 0 | 0 | 0 | 0 | 0 | 0 | 0 | 0 | 0 | 0 | 0 | 0 | 0 | 0 | 0 | 0 | 0 | 0 | 0 | 0 | 0 | 0
F5_Commercial_Health (ID)_New_Food Preparation_Natural Gas_Double Rack Oven_E6 | F5 | Commercial | Health (ID) | New | Food Preparation | Natural Gas | Double Rack Oven | E6 | Utility - Cost of Operation | 0 | 0 | 0 | 0 | 0 | 0 | 0 | 0 | 0 | 0 | 0 | 0 | 0 | 0 | 0 | 0 | 0 | 0 | 0 | 0 | 0 | 0 | 0 | 0 | 0 | 0 | 0
F5_Commercial_Health (ID)_New_Food Preparation_Natural Gas_Double Rack Oven_E7 | F5 | Commercial | Health (ID) | New | Food Preparation | Natural Gas | Double Rack Oven | E7 | Utility - Cost of Operation | 0 | 0 | 0 | 0 | 0 | 0 | 0 | 0 | 0 | 0 | 0 | 0 | 0 | 0 | 0 | 0 | 0 | 0 | 0 | 0 | 0 | 0 | 0 | 0 | 0 | 0 | 0
F5_Commercial_Health (ID)_New_Food Preparation_Natural Gas_Double Rack Oven_E8 | F5 | Commercial | Health (ID) | New | Food Preparation | Natural Gas | Double Rack Oven | E8 | Utility - Cost of Operation | 0 | 0 | 0 | 0 | 0 | 0 | 0 | 0 | 0 | 0 | 0 | 0 | 0 | 0 | 0 | 0 | 0 | 0 | 0 | 0 | 0 | 0 | 0 | 0 | 0 | 0 | 0
F5_Commercial_Health (ID)_New_Food Preparation_Natural Gas_Double Rack Oven_E9 | F5 | Commercial | Health (ID) | New | Food Preparation | Natural Gas | Double Rack Oven | E9 | Utility - Cost of Operation | 0 | 0 | 0 | 0 | 0 | 0 | 0 | 0 | 0 | 0 | 0 | 0 | 0 | 0 | 0 | 0 | 0 | 0 | 0 | 0 | 0 | 0 | 0 | 0 | 0 | 0 | 0
F5_Commercial_Health (ID)_New_Food Preparation_Natural Gas_Double Rack Oven_E10 | F5 | Commercial | Health (ID) | New | Food Preparation | Natural Gas | Double Rack Oven | E10 | Utility - Cost of Operation | 0 | 0 | 0 | 0 | 0 | 0 | 0 | 0 | 0 | 0 | 0 | 0 | 0 | 0 | 0 | 0 | 0 | 0 | 0 | 0 | 0 | 0 | 0 | 0 | 0 | 0 | 0
F6_Commercial_Health (ID)_New_Food Preparation_Natural Gas_Double Rack Oven_E1 | F6 | Commercial | Health (ID) | New | Food Preparation | Natural Gas | Double Rack Oven | E1 | Utility - Value of Sales | 0.28234 | 0.28767 | 0.29393 | 0.30123 | 0.30959 | 0.32003 | 0.33049 | 0.34043 | 0.34942 | 0.35814 | 0.36717 | 0.37538 | 0.38405 | 0.39225 | 0.3993 | 0.40566 | 0.41105 | 0.41619 | 0.42165 | 0.42676 | 0.43188 | 0.4395 | 0.44721 | 0.45515 | 0.46324 | 0.47147 | 0.47984
F6_Commercial_Health (ID)_New_Food Preparation_Natural Gas_Double Rack Oven_E2 | F6 | Commercial | Health (ID) | New | Food Preparation | Natural Gas | Double Rack Oven | E2 | Utility - Value of Sales | 0.17492 | 0.17822 | 0.1821 | 0.18662 | 0.1918 | 0.19827 | 0.20475 | 0.21091 | 0.21648 | 0.22188 | 0.22748 | 0.23256 | 0.23793 | 0.24301 | 0.24738 | 0.25132 | 0.25466 | 0.25784 | 0.26123 | 0.26439 | 0.26757 | 0.27229 | 0.27706 | 0.28198 | 0.28699 | 0.29209 | 0.29728
F6_Commercial_Health (ID)_New_Food Preparation_Natural Gas_Double Rack Oven_E3 | F6 | Commercial | Health (ID) | New | Food Preparation | Natural Gas | Double Rack Oven | E3 | Utility - Value of Sales | 0 | 0 | 0 | 0 | 0 | 0 | 0 | 0 | 0 | 0 | 0 | 0 | 0 | 0 | 0 | 0 | 0 | 0 | 0 | 0 | 0 | 0 | 0 | 0 | 0 | 0 | 0
F6_Commercial_Health (ID)_New_Food Preparation_Natural Gas_Double Rack Oven_E4 | F6 | Commercial | Health (ID) | New | Food Preparation | Natural Gas | Double Rack Oven | E4 | Utility - Value of Sales | 0 | 0 | 0 | 0 | 0 | 0 | 0 | 0 | 0 | 0 | 0 | 0 | 0 | 0 | 0 | 0 | 0 | 0 | 0 | 0 | 0 | 0 | 0 | 0 | 0 | 0 | 0
F6_Commercial_Health (ID)_New_Food Preparation_Natural Gas_Double Rack Oven_E5 | F6 | Commercial | Health (ID) | New | Food Preparation | Natural Gas | Double Rack Oven | E5 | Utility - Value of Sales | 0 | 0 | 0 | 0 | 0 | 0 | 0 | 0 | 0 | 0 | 0 | 0 | 0 | 0 | 0 | 0 | 0 | 0 | 0 | 0 | 0 | 0 | 0 | 0 | 0 | 0 | 0
F6_Commercial_Health (ID)_New_Food Preparation_Natural Gas_Double Rack Oven_E6 | F6 | Commercial | Health (ID) | New | Food Preparation | Natural Gas | Double Rack Oven | E6 | Utility - Value of Sales | 0 | 0 | 0 | 0 | 0 | 0 | 0 | 0 | 0 | 0 | 0 | 0 | 0 | 0 | 0 | 0 | 0 | 0 | 0 | 0 | 0 | 0 | 0 | 0 | 0 | 0 | 0
F6_Commercial_Health (ID)_New_Food Preparation_Natural Gas_Double Rack Oven_E7 | F6 | Commercial | Health (ID) | New | Food Preparation | Natural Gas | Double Rack Oven | E7 | Utility - Value of Sales | 0 | 0 | 0 | 0 | 0 | 0 | 0 | 0 | 0 | 0 | 0 | 0 | 0 | 0 | 0 | 0 | 0 | 0 | 0 | 0 | 0 | 0 | 0 | 0 | 0 | 0 | 0
F6_Commercial_Health (ID)_New_Food Preparation_Natural Gas_Double Rack Oven_E8 | F6 | Commercial | Health (ID) | New | Food Preparation | Natural Gas | Double Rack Oven | E8 | Utility - Value of Sales | 0 | 0 | 0 | 0 | 0 | 0 | 0 | 0 | 0 | 0 | 0 | 0 | 0 | 0 | 0 | 0 | 0 | 0 | 0 | 0 | 0 | 0 | 0 | 0 | 0 | 0 | 0
F6_Commercial_Health (ID)_New_Food Preparation_Natural Gas_Double Rack Oven_E9 | F6 | Commercial | Health (ID) | New | Food Preparation | Natural Gas | Double Rack Oven | E9 | Utility - Value of Sales | 0 | 0 | 0 | 0 | 0 | 0 | 0 | 0 | 0 | 0 | 0 | 0 | 0 | 0 | 0 | 0 | 0 | 0 | 0 | 0 | 0 | 0 | 0 | 0 | 0 | 0 | 0
F6_Commercial_Health (ID)_New_Food Preparation_Natural Gas_Double Rack Oven_E10 | F6 | Commercial | Health (ID) | New | Food Preparation | Natural Gas | Double Rack Oven | E10 | Utility - Value of Sales | 0 | 0 | 0 | 0 | 0 | 0 | 0 | 0 | 0 | 0 | 0 | 0 | 0 | 0 | 0 | 0 | 0 | 0 | 0 | 0 | 0 | 0 | 0 | 0 | 0 | 0 | 0
F1_Commercial_Health (ID)_New_Food Preparation_Natural Gas_Fryer_E1 | F1 | Commercial | Health (ID) | New | Food Preparation | Natural Gas | Fryer | E1 | RVT - Cost of Equipment | 0.014545 | 0.014545 | 0.014545 | 0.014545 | 0.014545 | 0.014545 | 0.014545 | 0.014545 | 0.014545 | 0.014545 | 0.014545 | 0.014545 | 0.014545 | 0.014545 | 0.014545 | 0.014545 | 0.014545 | 0.014545 | 0.014545 | 0.014545 | 0.014545 | 0.014545 | 0.014545 | 0.014545 | 0.014545 | 0.014545 | 0.014545
F1_Commercial_Health (ID)_New_Food Preparation_Natural Gas_Fryer_E2 | F1 | Commercial | Health (ID) | New | Food Preparation | Natural Gas | Fryer | E2 | RVT - Cost of Equipment | 0.021526 | 0.021526 | 0.021526 | 0.021526 | 0.021526 | 0.021526 | 0.021526 | 0.021526 | 0.021526 | 0.021526 | 0.021526 | 0.021526 | 0.021526 | 0.021526 | 0.021526 | 0.021526 | 0.021526 | 0.021526 | 0.021526 | 0.021526 | 0.021526 | 0.021526 | 0.021526 | 0.021526 | 0.021526 | 0.021526 | 0.021526
F1_Commercial_Health (ID)_New_Food Preparation_Natural Gas_Fryer_E3 | F1 | Commercial | Health (ID) | New | Food Preparation | Natural Gas | Fryer | E3 | RVT - Cost of Equipment | 0 | 0 | 0 | 0 | 0 | 0 | 0 | 0 | 0 | 0 | 0 | 0 | 0 | 0 | 0 | 0 | 0 | 0 | 0 | 0 | 0 | 0 | 0 | 0 | 0 | 0 | 0
F1_Commercial_Health (ID)_New_Food Preparation_Natural Gas_Fryer_E4 | F1 | Commercial | Health (ID) | New | Food Preparation | Natural Gas | Fryer | E4 | RVT - Cost of Equipment | 0 | 0 | 0 | 0 | 0 | 0 | 0 | 0 | 0 | 0 | 0 | 0 | 0 | 0 | 0 | 0 | 0 | 0 | 0 | 0 | 0 | 0 | 0 | 0 | 0 | 0 | 0
F1_Commercial_Health (ID)_New_Food Preparation_Natural Gas_Fryer_E5 | F1 | Commercial | Health (ID) | New | Food Preparation | Natural Gas | Fryer | E5 | RVT - Cost of Equipment | 0 | 0 | 0 | 0 | 0 | 0 | 0 | 0 | 0 | 0 | 0 | 0 | 0 | 0 | 0 | 0 | 0 | 0 | 0 | 0 | 0 | 0 | 0 | 0 | 0 | 0 | 0
F1_Commercial_Health (ID)_New_Food Preparation_Natural Gas_Fryer_E6 | F1 | Commercial | Health (ID) | New | Food Preparation | Natural Gas | Fryer | E6 | RVT - Cost of Equipment | 0 | 0 | 0 | 0 | 0 | 0 | 0 | 0 | 0 | 0 | 0 | 0 | 0 | 0 | 0 | 0 | 0 | 0 | 0 | 0 | 0 | 0 | 0 | 0 | 0 | 0 | 0
F1_Commercial_Health (ID)_New_Food Preparation_Natural Gas_Fryer_E7 | F1 | Commercial | Health (ID) | New | Food Preparation | Natural Gas | Fryer | E7 | RVT - Cost of Equipment | 0 | 0 | 0 | 0 | 0 | 0 | 0 | 0 | 0 | 0 | 0 | 0 | 0 | 0 | 0 | 0 | 0 | 0 | 0 | 0 | 0 | 0 | 0 | 0 | 0 | 0 | 0
F1_Commercial_Health (ID)_New_Food Preparation_Natural Gas_Fryer_E8 | F1 | Commercial | Health (ID) | New | Food Preparation | Natural Gas | Fryer | E8 | RVT - Cost of Equipment | 0 | 0 | 0 | 0 | 0 | 0 | 0 | 0 | 0 | 0 | 0 | 0 | 0 | 0 | 0 | 0 | 0 | 0 | 0 | 0 | 0 | 0 | 0 | 0 | 0 | 0 | 0
F1_Commercial_Health (ID)_New_Food Preparation_Natural Gas_Fryer_E9 | F1 | Commercial | Health (ID) | New | Food Preparation | Natural Gas | Fryer | E9 | RVT - Cost of Equipment | 0 | 0 | 0 | 0 | 0 | 0 | 0 | 0 | 0 | 0 | 0 | 0 | 0 | 0 | 0 | 0 | 0 | 0 | 0 | 0 | 0 | 0 | 0 | 0 | 0 | 0 | 0
F1_Commercial_Health (ID)_New_Food Preparation_Natural Gas_Fryer_E10 | F1 | Commercial | Health (ID) | New | Food Preparation | Natural Gas | Fryer | E10 | RVT - Cost of Equipment | 0 | 0 | 0 | 0 | 0 | 0 | 0 | 0 | 0 | 0 | 0 | 0 | 0 | 0 | 0 | 0 | 0 | 0 | 0 | 0 | 0 | 0 | 0 | 0 | 0 | 0 | 0
F2_Commercial_Health (ID)_New_Food Preparation_Natural Gas_Fryer_E1 | F2 | Commercial | Health (ID) | New | Food Preparation | Natural Gas | Fryer | E1 | RVT - Cost of Operation | 0.14637 | 0.14932 | 0.15263 | 0.15635 | 0.16049 | 0.1655 | 0.17048 | 0.17518 | 0.17944 | 0.1836 | 0.1879 | 0.19184 | 0.19605 | 0.20013 | 0.20372 | 0.20702 | 0.2099 | 0.21268 | 0.21562 | 0.2184 | 0.22121 | 0.22511 | 0.22907 | 0.23314 | 0.23728 | 0.24149 | 0.24578
F2_Commercial_Health (ID)_New_Food Preparation_Natural Gas_Fryer_E2 | F2 | Commercial | Health (ID) | New | Food Preparation | Natural Gas | Fryer | E2 | RVT - Cost of Operation | 0.10096 | 0.10298 | 0.10527 | 0.10783 | 0.11069 | 0.11415 | 0.11758 | 0.12082 | 0.12376 | 0.12663 | 0.12959 | 0.13231 | 0.13522 | 0.13803 | 0.14051 | 0.14278 | 0.14477 | 0.14669 | 0.14871 | 0.15063 | 0.15257 | 0.15526 | 0.15799 | 0.1608 | 0.16365 | 0.16656 | 0.16952
F2_Commercial_Health (ID)_New_Food Preparation_Natural Gas_Fryer_E3 | F2 | Commercial | Health (ID) | New | Food Preparation | Natural Gas | Fryer | E3 | RVT - Cost of Operation | 0 | 0 | 0 | 0 | 0 | 0 | 0 | 0 | 0 | 0 | 0 | 0 | 0 | 0 | 0 | 0 | 0 | 0 | 0 | 0 | 0 | 0 | 0 | 0 | 0 | 0 | 0
F2_Commercial_Health (ID)_New_Food Preparation_Natural Gas_Fryer_E4 | F2 | Commercial | Health (ID) | New | Food Preparation | Natural Gas | Fryer | E4 | RVT - Cost of Operation | 0 | 0 | 0 | 0 | 0 | 0 | 0 | 0 | 0 | 0 | 0 | 0 | 0 | 0 | 0 | 0 | 0 | 0 | 0 | 0 | 0 | 0 | 0 | 0 | 0 | 0 | 0
F2_Commercial_Health (ID)_New_Food Preparation_Natural Gas_Fryer_E5 | F2 | Commercial | Health (ID) | New | Food Preparation | Natural Gas | Fryer | E5 | RVT - Cost of Operation | 0 | 0 | 0 | 0 | 0 | 0 | 0 | 0 | 0 | 0 | 0 | 0 | 0 | 0 | 0 | 0 | 0 | 0 | 0 | 0 | 0 | 0 | 0 | 0 | 0 | 0 | 0
F2_Commercial_Health (ID)_New_Food Preparation_Natural Gas_Fryer_E6 | F2 | Commercial | Health (ID) | New | Food Preparation | Natural Gas | Fryer | E6 | RVT - Cost of Operation | 0 | 0 | 0 | 0 | 0 | 0 | 0 | 0 | 0 | 0 | 0 | 0 | 0 | 0 | 0 | 0 | 0 | 0 | 0 | 0 | 0 | 0 | 0 | 0 | 0 | 0 | 0
F2_Commercial_Health (ID)_New_Food Preparation_Natural Gas_Fryer_E7 | F2 | Commercial | Health (ID) | New | Food Preparation | Natural Gas | Fryer | E7 | RVT - Cost of Operation | 0 | 0 | 0 | 0 | 0 | 0 | 0 | 0 | 0 | 0 | 0 | 0 | 0 | 0 | 0 | 0 | 0 | 0 | 0 | 0 | 0 | 0 | 0 | 0 | 0 | 0 | 0
F2_Commercial_Health (ID)_New_Food Preparation_Natural Gas_Fryer_E8 | F2 | Commercial | Health (ID) | New | Food Preparation | Natural Gas | Fryer | E8 | RVT - Cost of Operation | 0 | 0 | 0 | 0 | 0 | 0 | 0 | 0 | 0 | 0 | 0 | 0 | 0 | 0 | 0 | 0 | 0 | 0 | 0 | 0 | 0 | 0 | 0 | 0 | 0 | 0 | 0
F2_Commercial_Health (ID)_New_Food Preparation_Natural Gas_Fryer_E9 | F2 | Commercial | Health (ID) | New | Food Preparation | Natural Gas | Fryer | E9 | RVT - Cost of Operation | 0 | 0 | 0 | 0 | 0 | 0 | 0 | 0 | 0 | 0 | 0 | 0 | 0 | 0 | 0 | 0 | 0 | 0 | 0 | 0 | 0 | 0 | 0 | 0 | 0 | 0 | 0
F2_Commercial_Health (ID)_New_Food Preparation_Natural Gas_Fryer_E10 | F2 | Commercial | Health (ID) | New | Food Preparation | Natural Gas | Fryer | E10 | RVT - Cost of Operation | 0 | 0 | 0 | 0 | 0 | 0 | 0 | 0 | 0 | 0 | 0 | 0 | 0 | 0 | 0 | 0 | 0 | 0 | 0 | 0 | 0 | 0 | 0 | 0 | 0 | 0 | 0
F3_Commercial_Health (ID)_New_Food Preparation_Natural Gas_Fryer_E1 | F3 | Commercial | Health (ID) | New | Food Preparation | Natural Gas | Fryer | E1 | System - kBTUs of Consumption | 33.8657 | 33.8657 | 33.8657 | 33.8657 | 33.8657 | 33.8657 | 33.8657 | 33.8657 | 33.8657 | 33.8657 | 33.8657 | 33.8657 | 33.8657 | 33.8657 | 33.8657 | 33.8657 | 33.8657 | 33.8657 | 33.8657 | 33.8657 | 33.8657 | 33.8657 | 33.8657 | 33.8657 | 33.8657 | 33.8657 | 33.8657
F3_Commercial_Health (ID)_New_Food Preparation_Natural Gas_Fryer_E2 | F3 | Commercial | Health (ID) | New | Food Preparation | Natural Gas | Fryer | E2 | System - kBTUs of Consumption | 23.3573 | 23.3573 | 23.3573 | 23.3573 | 23.3573 | 23.3573 | 23.3573 | 23.3573 | 23.3573 | 23.3573 | 23.3573 | 23.3573 | 23.3573 | 23.3573 | 23.3573 | 23.3573 | 23.3573 | 23.3573 | 23.3573 | 23.3573 | 23.3573 | 23.3573 | 23.3573 | 23.3573 | 23.3573 | 23.3573 | 23.3573
F3_Commercial_Health (ID)_New_Food Preparation_Natural Gas_Fryer_E3 | F3 | Commercial | Health (ID) | New | Food Preparation | Natural Gas | Fryer | E3 | System - kBTUs of Consumption | 0 | 0 | 0 | 0 | 0 | 0 | 0 | 0 | 0 | 0 | 0 | 0 | 0 | 0 | 0 | 0 | 0 | 0 | 0 | 0 | 0 | 0 | 0 | 0 | 0 | 0 | 0
F3_Commercial_Health (ID)_New_Food Preparation_Natural Gas_Fryer_E4 | F3 | Commercial | Health (ID) | New | Food Preparation | Natural Gas | Fryer | E4 | System - kBTUs of Consumption | 0 | 0 | 0 | 0 | 0 | 0 | 0 | 0 | 0 | 0 | 0 | 0 | 0 | 0 | 0 | 0 | 0 | 0 | 0 | 0 | 0 | 0 | 0 | 0 | 0 | 0 | 0
F3_Commercial_Health (ID)_New_Food Preparation_Natural Gas_Fryer_E5 | F3 | Commercial | Health (ID) | New | Food Preparation | Natural Gas | Fryer | E5 | System - kBTUs of Consumption | 0 | 0 | 0 | 0 | 0 | 0 | 0 | 0 | 0 | 0 | 0 | 0 | 0 | 0 | 0 | 0 | 0 | 0 | 0 | 0 | 0 | 0 | 0 | 0 | 0 | 0 | 0
F3_Commercial_Health (ID)_New_Food Preparation_Natural Gas_Fryer_E6 | F3 | Commercial | Health (ID) | New | Food Preparation | Natural Gas | Fryer | E6 | System - kBTUs of Consumption | 0 | 0 | 0 | 0 | 0 | 0 | 0 | 0 | 0 | 0 | 0 | 0 | 0 | 0 | 0 | 0 | 0 | 0 | 0 | 0 | 0 | 0 | 0 | 0 | 0 | 0 | 0
F3_Commercial_Health (ID)_New_Food Preparation_Natural Gas_Fryer_E7 | F3 | Commercial | Health (ID) | New | Food Preparation | Natural Gas | Fryer | E7 | System - kBTUs of Consumption | 0 | 0 | 0 | 0 | 0 | 0 | 0 | 0 | 0 | 0 | 0 | 0 | 0 | 0 | 0 | 0 | 0 | 0 | 0 | 0 | 0 | 0 | 0 | 0 | 0 | 0 | 0
F3_Commercial_Health (ID)_New_Food Preparation_Natural Gas_Fryer_E8 | F3 | Commercial | Health (ID) | New | Food Preparation | Natural Gas | Fryer | E8 | System - kBTUs of Consumption | 0 | 0 | 0 | 0 | 0 | 0 | 0 | 0 | 0 | 0 | 0 | 0 | 0 | 0 | 0 | 0 | 0 | 0 | 0 | 0 | 0 | 0 | 0 | 0 | 0 | 0 | 0
F3_Commercial_Health (ID)_New_Food Preparation_Natural Gas_Fryer_E9 | F3 | Commercial | Health (ID) | New | Food Preparation | Natural Gas | Fryer | E9 | System - kBTUs of Consumption | 0 | 0 | 0 | 0 | 0 | 0 | 0 | 0 | 0 | 0 | 0 | 0 | 0 | 0 | 0 | 0 | 0 | 0 | 0 | 0 | 0 | 0 | 0 | 0 | 0 | 0 | 0
F3_Commercial_Health (ID)_New_Food Preparation_Natural Gas_Fryer_E10 | F3 | Commercial | Health (ID) | New | Food Preparation | Natural Gas | Fryer | E10 | System - kBTUs of Consumption | 0 | 0 | 0 | 0 | 0 | 0 | 0 | 0 | 0 | 0 | 0 | 0 | 0 | 0 | 0 | 0 | 0 | 0 | 0 | 0 | 0 | 0 | 0 | 0 | 0 | 0 | 0
F4_Commercial_Health (ID)_New_Food Preparation_Natural Gas_Fryer_E1 | F4 | Commercial | Health (ID) | New | Food Preparation | Natural Gas | Fryer | E1 | Utility - Cost of Equipment | 0.014545 | 0.014545 | 0.014545 | 0.014545 | 0.014545 | 0.014545 | 0.014545 | 0.014545 | 0.014545 | 0.014545 | 0.014545 | 0.014545 | 0.014545 | 0.014545 | 0.014545 | 0.014545 | 0.014545 | 0.014545 | 0.014545 | 0.014545 | 0.014545 | 0.014545 | 0.014545 | 0.014545 | 0.014545 | 0.014545 | 0.014545
F4_Commercial_Health (ID)_New_Food Preparation_Natural Gas_Fryer_E2 | F4 | Commercial | Health (ID) | New | Food Preparation | Natural Gas | Fryer | E2 | Utility - Cost of Equipment | 0.021526 | 0.021526 | 0.021526 | 0.021526 | 0.021526 | 0.021526 | 0.021526 | 0.021526 | 0.021526 | 0.021526 | 0.021526 | 0.021526 | 0.021526 | 0.021526 | 0.021526 | 0.021526 | 0.021526 | 0.021526 | 0.021526 | 0.021526 | 0.021526 | 0.021526 | 0.021526 | 0.021526 | 0.021526 | 0.021526 | 0.021526
F4_Commercial_Health (ID)_New_Food Preparation_Natural Gas_Fryer_E3 | F4 | Commercial | Health (ID) | New | Food Preparation | Natural Gas | Fryer | E3 | Utility - Cost of Equipment | 0 | 0 | 0 | 0 | 0 | 0 | 0 | 0 | 0 | 0 | 0 | 0 | 0 | 0 | 0 | 0 | 0 | 0 | 0 | 0 | 0 | 0 | 0 | 0 | 0 | 0 | 0
F4_Commercial_Health (ID)_New_Food Preparation_Natural Gas_Fryer_E4 | F4 | Commercial | Health (ID) | New | Food Preparation | Natural Gas | Fryer | E4 | Utility - Cost of Equipment | 0 | 0 | 0 | 0 | 0 | 0 | 0 | 0 | 0 | 0 | 0 | 0 | 0 | 0 | 0 | 0 | 0 | 0 | 0 | 0 | 0 | 0 | 0 | 0 | 0 | 0 | 0
F4_Commercial_Health (ID)_New_Food Preparation_Natural Gas_Fryer_E5 | F4 | Commercial | Health (ID) | New | Food Preparation | Natural Gas | Fryer | E5 | Utility - Cost of Equipment | 0 | 0 | 0 | 0 | 0 | 0 | 0 | 0 | 0 | 0 | 0 | 0 | 0 | 0 | 0 | 0 | 0 | 0 | 0 | 0 | 0 | 0 | 0 | 0 | 0 | 0 | 0
F4_Commercial_Health (ID)_New_Food Preparation_Natural Gas_Fryer_E6 | F4 | Commercial | Health (ID) | New | Food Preparation | Natural Gas | Fryer | E6 | Utility - Cost of Equipment | 0 | 0 | 0 | 0 | 0 | 0 | 0 | 0 | 0 | 0 | 0 | 0 | 0 | 0 | 0 | 0 | 0 | 0 | 0 | 0 | 0 | 0 | 0 | 0 | 0 | 0 | 0
F4_Commercial_Health (ID)_New_Food Preparation_Natural Gas_Fryer_E7 | F4 | Commercial | Health (ID) | New | Food Preparation | Natural Gas | Fryer | E7 | Utility - Cost of Equipment | 0 | 0 | 0 | 0 | 0 | 0 | 0 | 0 | 0 | 0 | 0 | 0 | 0 | 0 | 0 | 0 | 0 | 0 | 0 | 0 | 0 | 0 | 0 | 0 | 0 | 0 | 0
F4_Commercial_Health (ID)_New_Food Preparation_Natural Gas_Fryer_E8 | F4 | Commercial | Health (ID) | New | Food Preparation | Natural Gas | Fryer | E8 | Utility - Cost of Equipment | 0 | 0 | 0 | 0 | 0 | 0 | 0 | 0 | 0 | 0 | 0 | 0 | 0 | 0 | 0 | 0 | 0 | 0 | 0 | 0 | 0 | 0 | 0 | 0 | 0 | 0 | 0
F4_Commercial_Health (ID)_New_Food Preparation_Natural Gas_Fryer_E9 | F4 | Commercial | Health (ID) | New | Food Preparation | Natural Gas | Fryer | E9 | Utility - Cost of Equipment | 0 | 0 | 0 | 0 | 0 | 0 | 0 | 0 | 0 | 0 | 0 | 0 | 0 | 0 | 0 | 0 | 0 | 0 | 0 | 0 | 0 | 0 | 0 | 0 | 0 | 0 | 0
F4_Commercial_Health (ID)_New_Food Preparation_Natural Gas_Fryer_E10 | F4 | Commercial | Health (ID) | New | Food Preparation | Natural Gas | Fryer | E10 | Utility - Cost of Equipment | 0 | 0 | 0 | 0 | 0 | 0 | 0 | 0 | 0 | 0 | 0 | 0 | 0 | 0 | 0 | 0 | 0 | 0 | 0 | 0 | 0 | 0 | 0 | 0 | 0 | 0 | 0
F5_Commercial_Health (ID)_New_Food Preparation_Natural Gas_Fryer_E1 | F5 | Commercial | Health (ID) | New | Food Preparation | Natural Gas | Fryer | E1 | Utility - Cost of Operation | 0.12556 | 0.12886 | 0.13256 | 0.13671 | 0.14133 | 0.14679 | 0.15235 | 0.15783 | 0.1631 | 0.16845 | 0.1728 | 0.17691 | 0.1813 | 0.18563 | 0.18955 | 0.19327 | 0.19666 | 0.20002 | 0.20358 | 0.20708 | 0.21067 | 0.21439 | 0.21816 | 0.22204 | 0.22598 | 0.22999 | 0.23408
F5_Commercial_Health (ID)_New_Food Preparation_Natural Gas_Fryer_E2 | F5 | Commercial | Health (ID) | New | Food Preparation | Natural Gas | Fryer | E2 | Utility - Cost of Operation | 0.086601 | 0.088876 | 0.091429 | 0.094288 | 0.097473 | 0.10124 | 0.10508 | 0.10886 | 0.11249 | 0.11618 | 0.11918 | 0.12201 | 0.12505 | 0.12803 | 0.13073 | 0.1333 | 0.13563 | 0.13795 | 0.14041 | 0.14283 | 0.1453 | 0.14787 | 0.15047 | 0.15314 | 0.15586 | 0.15863 | 0.16145
F5_Commercial_Health (ID)_New_Food Preparation_Natural Gas_Fryer_E3 | F5 | Commercial | Health (ID) | New | Food Preparation | Natural Gas | Fryer | E3 | Utility - Cost of Operation | 0 | 0 | 0 | 0 | 0 | 0 | 0 | 0 | 0 | 0 | 0 | 0 | 0 | 0 | 0 | 0 | 0 | 0 | 0 | 0 | 0 | 0 | 0 | 0 | 0 | 0 | 0
F5_Commercial_Health (ID)_New_Food Preparation_Natural Gas_Fryer_E4 | F5 | Commercial | Health (ID) | New | Food Preparation | Natural Gas | Fryer | E4 | Utility - Cost of Operation | 0 | 0 | 0 | 0 | 0 | 0 | 0 | 0 | 0 | 0 | 0 | 0 | 0 | 0 | 0 | 0 | 0 | 0 | 0 | 0 | 0 | 0 | 0 | 0 | 0 | 0 | 0
F5_Commercial_Health (ID)_New_Food Preparation_Natural Gas_Fryer_E5 | F5 | Commercial | Health (ID) | New | Food Preparation | Natural Gas | Fryer | E5 | Utility - Cost of Operation | 0 | 0 | 0 | 0 | 0 | 0 | 0 | 0 | 0 | 0 | 0 | 0 | 0 | 0 | 0 | 0 | 0 | 0 | 0 | 0 | 0 | 0 | 0 | 0 | 0 | 0 | 0
F5_Commercial_Health (ID)_New_Food Preparation_Natural Gas_Fryer_E6 | F5 | Commercial | Health (ID) | New | Food Preparation | Natural Gas | Fryer | E6 | Utility - Cost of Operation | 0 | 0 | 0 | 0 | 0 | 0 | 0 | 0 | 0 | 0 | 0 | 0 | 0 | 0 | 0 | 0 | 0 | 0 | 0 | 0 | 0 | 0 | 0 | 0 | 0 | 0 | 0
F5_Commercial_Health (ID)_New_Food Preparation_Natural Gas_Fryer_E7 | F5 | Commercial | Health (ID) | New | Food Preparation | Natural Gas | Fryer | E7 | Utility - Cost of Operation | 0 | 0 | 0 | 0 | 0 | 0 | 0 | 0 | 0 | 0 | 0 | 0 | 0 | 0 | 0 | 0 | 0 | 0 | 0 | 0 | 0 | 0 | 0 | 0 | 0 | 0 | 0
F5_Commercial_Health (ID)_New_Food Preparation_Natural Gas_Fryer_E8 | F5 | Commercial | Health (ID) | New | Food Preparation | Natural Gas | Fryer | E8 | Utility - Cost of Operation | 0 | 0 | 0 | 0 | 0 | 0 | 0 | 0 | 0 | 0 | 0 | 0 | 0 | 0 | 0 | 0 | 0 | 0 | 0 | 0 | 0 | 0 | 0 | 0 | 0 | 0 | 0
F5_Commercial_Health (ID)_New_Food Preparation_Natural Gas_Fryer_E9 | F5 | Commercial | Health (ID) | New | Food Preparation | Natural Gas | Fryer | E9 | Utility - Cost of Operation | 0 | 0 | 0 | 0 | 0 | 0 | 0 | 0 | 0 | 0 | 0 | 0 | 0 | 0 | 0 | 0 | 0 | 0 | 0 | 0 | 0 | 0 | 0 | 0 | 0 | 0 | 0
F5_Commercial_Health (ID)_New_Food Preparation_Natural Gas_Fryer_E10 | F5 | Commercial | Health (ID) | New | Food Preparation | Natural Gas | Fryer | E10 | Utility - Cost of Operation | 0 | 0 | 0 | 0 | 0 | 0 | 0 | 0 | 0 | 0 | 0 | 0 | 0 | 0 | 0 | 0 | 0 | 0 | 0 | 0 | 0 | 0 | 0 | 0 | 0 | 0 | 0
F6_Commercial_Health (ID)_New_Food Preparation_Natural Gas_Fryer_E1 | F6 | Commercial | Health (ID) | New | Food Preparation | Natural Gas | Fryer | E1 | Utility - Value of Sales | 0.14637 | 0.14932 | 0.15263 | 0.15635 | 0.16049 | 0.1655 | 0.17048 | 0.17518 | 0.17944 | 0.1836 | 0.1879 | 0.19184 | 0.19605 | 0.20013 | 0.20372 | 0.20702 | 0.2099 | 0.21268 | 0.21562 | 0.2184 | 0.22121 | 0.22511 | 0.22907 | 0.23314 | 0.23728 | 0.24149 | 0.24578
F6_Commercial_Health (ID)_New_Food Preparation_Natural Gas_Fryer_E2 | F6 | Commercial | Health (ID) | New | Food Preparation | Natural Gas | Fryer | E2 | Utility - Value of Sales | 0.10096 | 0.10298 | 0.10527 | 0.10783 | 0.11069 | 0.11415 | 0.11758 | 0.12082 | 0.12376 | 0.12663 | 0.12959 | 0.13231 | 0.13522 | 0.13803 | 0.14051 | 0.14278 | 0.14477 | 0.14669 | 0.14871 | 0.15063 | 0.15257 | 0.15526 | 0.15799 | 0.1608 | 0.16365 | 0.16656 | 0.16952
F6_Commercial_Health (ID)_New_Food Preparation_Natural Gas_Fryer_E3 | F6 | Commercial | Health (ID) | New | Food Preparation | Natural Gas | Fryer | E3 | Utility - Value of Sales | 0 | 0 | 0 | 0 | 0 | 0 | 0 | 0 | 0 | 0 | 0 | 0 | 0 | 0 | 0 | 0 | 0 | 0 | 0 | 0 | 0 | 0 | 0 | 0 | 0 | 0 | 0
F6_Commercial_Health (ID)_New_Food Preparation_Natural Gas_Fryer_E4 | F6 | Commercial | Health (ID) | New | Food Preparation | Natural Gas | Fryer | E4 | Utility - Value of Sales | 0 | 0 | 0 | 0 | 0 | 0 | 0 | 0 | 0 | 0 | 0 | 0 | 0 | 0 | 0 | 0 | 0 | 0 | 0 | 0 | 0 | 0 | 0 | 0 | 0 | 0 | 0
F6_Commercial_Health (ID)_New_Food Preparation_Natural Gas_Fryer_E5 | F6 | Commercial | Health (ID) | New | Food Preparation | Natural Gas | Fryer | E5 | Utility - Value of Sales | 0 | 0 | 0 | 0 | 0 | 0 | 0 | 0 | 0 | 0 | 0 | 0 | 0 | 0 | 0 | 0 | 0 | 0 | 0 | 0 | 0 | 0 | 0 | 0 | 0 | 0 | 0
F6_Commercial_Health (ID)_New_Food Preparation_Natural Gas_Fryer_E6 | F6 | Commercial | Health (ID) | New | Food Preparation | Natural Gas | Fryer | E6 | Utility - Value of Sales | 0 | 0 | 0 | 0 | 0 | 0 | 0 | 0 | 0 | 0 | 0 | 0 | 0 | 0 | 0 | 0 | 0 | 0 | 0 | 0 | 0 | 0 | 0 | 0 | 0 | 0 | 0
F6_Commercial_Health (ID)_New_Food Preparation_Natural Gas_Fryer_E7 | F6 | Commercial | Health (ID) | New | Food Preparation | Natural Gas | Fryer | E7 | Utility - Value of Sales | 0 | 0 | 0 | 0 | 0 | 0 | 0 | 0 | 0 | 0 | 0 | 0 | 0 | 0 | 0 | 0 | 0 | 0 | 0 | 0 | 0 | 0 | 0 | 0 | 0 | 0 | 0
F6_Commercial_Health (ID)_New_Food Preparation_Natural Gas_Fryer_E8 | F6 | Commercial | Health (ID) | New | Food Preparation | Natural Gas | Fryer | E8 | Utility - Value of Sales | 0 | 0 | 0 | 0 | 0 | 0 | 0 | 0 | 0 | 0 | 0 | 0 | 0 | 0 | 0 | 0 | 0 | 0 | 0 | 0 | 0 | 0 | 0 | 0 | 0 | 0 | 0
F6_Commercial_Health (ID)_New_Food Preparation_Natural Gas_Fryer_E9 | F6 | Commercial | Health (ID) | New | Food Preparation | Natural Gas | Fryer | E9 | Utility - Value of Sales | 0 | 0 | 0 | 0 | 0 | 0 | 0 | 0 | 0 | 0 | 0 | 0 | 0 | 0 | 0 | 0 | 0 | 0 | 0 | 0 | 0 | 0 | 0 | 0 | 0 | 0 | 0
F6_Commercial_Health (ID)_New_Food Preparation_Natural Gas_Fryer_E10 | F6 | Commercial | Health (ID) | New | Food Preparation | Natural Gas | Fryer | E10 | Utility - Value of Sales | 0 | 0 | 0 | 0 | 0 | 0 | 0 | 0 | 0 | 0 | 0 | 0 | 0 | 0 | 0 | 0 | 0 | 0 | 0 | 0 | 0 | 0 | 0 | 0 | 0 | 0 | 0
F1_Commercial_Health (ID)_New_Food Preparation_Natural Gas_Broiler_E1 | F1 | Commercial | Health (ID) | New | Food Preparation | Natural Gas | Broiler | E1 | RVT - Cost of Equipment | 0.0037688 | 0.0037688 | 0.0037688 | 0.0037688 | 0.0037688 | 0.0037688 | 0.0037688 | 0.0037688 | 0.0037688 | 0.0037688 | 0.0037688 | 0.0037688 | 0.0037688 | 0.0037688 | 0.0037688 | 0.0037688 | 0.0037688 | 0.0037688 | 0.0037688 | 0.0037688 | 0.0037688 | 0.0037688 | 0.0037688 | 0.0037688 | 0.0037688 | 0.0037688 | 0.0037688
F1_Commercial_Health (ID)_New_Food Preparation_Natural Gas_Broiler_E2 | F1 | Commercial | Health (ID) | New | Food Preparation | Natural Gas | Broiler | E2 | RVT - Cost of Equipment | 0.0052763 | 0.0052763 | 0.0052763 | 0.0052763 | 0.0052763 | 0.0052763 | 0.0052763 | 0.0052763 | 0.0052763 | 0.0052763 | 0.0052763 | 0.0052763 | 0.0052763 | 0.0052763 | 0.0052763 | 0.0052763 | 0.0052763 | 0.0052763 | 0.0052763 | 0.0052763 | 0.0052763 | 0.0052763 | 0.0052763 | 0.0052763 | 0.0052763 | 0.0052763 | 0.0052763
F1_Commercial_Health (ID)_New_Food Preparation_Natural Gas_Broiler_E3 | F1 | Commercial | Health (ID) | New | Food Preparation | Natural Gas | Broiler | E3 | RVT - Cost of Equipment | 0 | 0 | 0 | 0 | 0 | 0 | 0 | 0 | 0 | 0 | 0 | 0 | 0 | 0 | 0 | 0 | 0 | 0 | 0 | 0 | 0 | 0 | 0 | 0 | 0 | 0 | 0
F1_Commercial_Health (ID)_New_Food Preparation_Natural Gas_Broiler_E4 | F1 | Commercial | Health (ID) | New | Food Preparation | Natural Gas | Broiler | E4 | RVT - Cost of Equipment | 0 | 0 | 0 | 0 | 0 | 0 | 0 | 0 | 0 | 0 | 0 | 0 | 0 | 0 | 0 | 0 | 0 | 0 | 0 | 0 | 0 | 0 | 0 | 0 | 0 | 0 | 0
F1_Commercial_Health (ID)_New_Food Preparation_Natural Gas_Broiler_E5 | F1 | Commercial | Health (ID) | New | Food Preparation | Natural Gas | Broiler | E5 | RVT - Cost of Equipment | 0 | 0 | 0 | 0 | 0 | 0 | 0 | 0 | 0 | 0 | 0 | 0 | 0 | 0 | 0 | 0 | 0 | 0 | 0 | 0 | 0 | 0 | 0 | 0 | 0 | 0 | 0
F1_Commercial_Health (ID)_New_Food Preparation_Natural Gas_Broiler_E6 | F1 | Commercial | Health (ID) | New | Food Preparation | Natural Gas | Broiler | E6 | RVT - Cost of Equipment | 0 | 0 | 0 | 0 | 0 | 0 | 0 | 0 | 0 | 0 | 0 | 0 | 0 | 0 | 0 | 0 | 0 | 0 | 0 | 0 | 0 | 0 | 0 | 0 | 0 | 0 | 0
F1_Commercial_Health (ID)_New_Food Preparation_Natural Gas_Broiler_E7 | F1 | Commercial | Health (ID) | New | Food Preparation | Natural Gas | Broiler | E7 | RVT - Cost of Equipment | 0 | 0 | 0 | 0 | 0 | 0 | 0 | 0 | 0 | 0 | 0 | 0 | 0 | 0 | 0 | 0 | 0 | 0 | 0 | 0 | 0 | 0 | 0 | 0 | 0 | 0 | 0
F1_Commercial_Health (ID)_New_Food Preparation_Natural Gas_Broiler_E8 | F1 | Commercial | Health (ID) | New | Food Preparation | Natural Gas | Broiler | E8 | RVT - Cost of Equipment | 0 | 0 | 0 | 0 | 0 | 0 | 0 | 0 | 0 | 0 | 0 | 0 | 0 | 0 | 0 | 0 | 0 | 0 | 0 | 0 | 0 | 0 | 0 | 0 | 0 | 0 | 0
F1_Commercial_Health (ID)_New_Food Preparation_Natural Gas_Broiler_E9 | F1 | Commercial | Health (ID) | New | Food Preparation | Natural Gas | Broiler | E9 | RVT - Cost of Equipment | 0 | 0 | 0 | 0 | 0 | 0 | 0 | 0 | 0 | 0 | 0 | 0 | 0 | 0 | 0 | 0 | 0 | 0 | 0 | 0 | 0 | 0 | 0 | 0 | 0 | 0 | 0
F1_Commercial_Health (ID)_New_Food Preparation_Natural Gas_Broiler_E10 | F1 | Commercial | Health (ID) | New | Food Preparation | Natural Gas | Broiler | E10 | RVT - Cost of Equipment | 0 | 0 | 0 | 0 | 0 | 0 | 0 | 0 | 0 | 0 | 0 | 0 | 0 | 0 | 0 | 0 | 0 | 0 | 0 | 0 | 0 | 0 | 0 | 0 | 0 | 0 | 0
F2_Commercial_Health (ID)_New_Food Preparation_Natural Gas_Broiler_E1 | F2 | Commercial | Health (ID) | New | Food Preparation | Natural Gas | Broiler | E1 | RVT - Cost of Operation | 0.14501 | 0.14775 | 0.15096 | 0.15471 | 0.15901 | 0.16436 | 0.16974 | 0.17484 | 0.17946 | 0.18394 | 0.18858 | 0.19279 | 0.19725 | 0.20146 | 0.20508 | 0.20835 | 0.21111 | 0.21375 | 0.21656 | 0.21918 | 0.22181 | 0.22573 | 0.22968 | 0.23376 | 0.23792 | 0.24214 | 0.24645
F2_Commercial_Health (ID)_New_Food Preparation_Natural Gas_Broiler_E2 | F2 | Commercial | Health (ID) | New | Food Preparation | Natural Gas | Broiler | E2 | RVT - Cost of Operation | 0.12368 | 0.12602 | 0.12876 | 0.13196 | 0.13562 | 0.14019 | 0.14477 | 0.14913 | 0.15307 | 0.15689 | 0.16084 | 0.16444 | 0.16824 | 0.17183 | 0.17492 | 0.1777 | 0.18006 | 0.18231 | 0.18471 | 0.18695 | 0.18919 | 0.19253 | 0.1959 | 0.19938 | 0.20293 | 0.20653 | 0.2102
F2_Commercial_Health (ID)_New_Food Preparation_Natural Gas_Broiler_E3 | F2 | Commercial | Health (ID) | New | Food Preparation | Natural Gas | Broiler | E3 | RVT - Cost of Operation | 0 | 0 | 0 | 0 | 0 | 0 | 0 | 0 | 0 | 0 | 0 | 0 | 0 | 0 | 0 | 0 | 0 | 0 | 0 | 0 | 0 | 0 | 0 | 0 | 0 | 0 | 0
F2_Commercial_Health (ID)_New_Food Preparation_Natural Gas_Broiler_E4 | F2 | Commercial | Health (ID) | New | Food Preparation | Natural Gas | Broiler | E4 | RVT - Cost of Operation | 0 | 0 | 0 | 0 | 0 | 0 | 0 | 0 | 0 | 0 | 0 | 0 | 0 | 0 | 0 | 0 | 0 | 0 | 0 | 0 | 0 | 0 | 0 | 0 | 0 | 0 | 0
F2_Commercial_Health (ID)_New_Food Preparation_Natural Gas_Broiler_E5 | F2 | Commercial | Health (ID) | New | Food Preparation | Natural Gas | Broiler | E5 | RVT - Cost of Operation | 0 | 0 | 0 | 0 | 0 | 0 | 0 | 0 | 0 | 0 | 0 | 0 | 0 | 0 | 0 | 0 | 0 | 0 | 0 | 0 | 0 | 0 | 0 | 0 | 0 | 0 | 0
F2_Commercial_Health (ID)_New_Food Preparation_Natural Gas_Broiler_E6 | F2 | Commercial | Health (ID) | New | Food Preparation | Natural Gas | Broiler | E6 | RVT - Cost of Operation | 0 | 0 | 0 | 0 | 0 | 0 | 0 | 0 | 0 | 0 | 0 | 0 | 0 | 0 | 0 | 0 | 0 | 0 | 0 | 0 | 0 | 0 | 0 | 0 | 0 | 0 | 0
F2_Commercial_Health (ID)_New_Food Preparation_Natural Gas_Broiler_E7 | F2 | Commercial | Health (ID) | New | Food Preparation | Natural Gas | Broiler | E7 | RVT - Cost of Operation | 0 | 0 | 0 | 0 | 0 | 0 | 0 | 0 | 0 | 0 | 0 | 0 | 0 | 0 | 0 | 0 | 0 | 0 | 0 | 0 | 0 | 0 | 0 | 0 | 0 | 0 | 0
F2_Commercial_Health (ID)_New_Food Preparation_Natural Gas_Broiler_E8 | F2 | Commercial | Health (ID) | New | Food Preparation | Natural Gas | Broiler | E8 | RVT - Cost of Operation | 0 | 0 | 0 | 0 | 0 | 0 | 0 | 0 | 0 | 0 | 0 | 0 | 0 | 0 | 0 | 0 | 0 | 0 | 0 | 0 | 0 | 0 | 0 | 0 | 0 | 0 | 0
F2_Commercial_Health (ID)_New_Food Preparation_Natural Gas_Broiler_E9 | F2 | Commercial | Health (ID) | New | Food Preparation | Natural Gas | Broiler | E9 | RVT - Cost of Operation | 0 | 0 | 0 | 0 | 0 | 0 | 0 | 0 | 0 | 0 | 0 | 0 | 0 | 0 | 0 | 0 | 0 | 0 | 0 | 0 | 0 | 0 | 0 | 0 | 0 | 0 | 0
F2_Commercial_Health (ID)_New_Food Preparation_Natural Gas_Broiler_E10 | F2 | Commercial | Health (ID) | New | Food Preparation | Natural Gas | Broiler | E10 | RVT - Cost of Operation | 0 | 0 | 0 | 0 | 0 | 0 | 0 | 0 | 0 | 0 | 0 | 0 | 0 | 0 | 0 | 0 | 0 | 0 | 0 | 0 | 0 | 0 | 0 | 0 | 0 | 0 | 0
F3_Commercial_Health (ID)_New_Food Preparation_Natural Gas_Broiler_E1 | F3 | Commercial | Health (ID) | New | Food Preparation | Natural Gas | Broiler | E1 | System - kBTUs of Consumption | 34.5935 | 34.5935 | 34.5935 | 34.5935 | 34.5935 | 34.5935 | 34.5935 | 34.5935 | 34.5935 | 34.5935 | 34.5935 | 34.5935 | 34.5935 | 34.5935 | 34.5935 | 34.5935 | 34.5935 | 34.5935 | 34.5935 | 34.5935 | 34.5935 | 34.5935 | 34.5935 | 34.5935 | 34.5935 | 34.5935 | 34.5935
F3_Commercial_Health (ID)_New_Food Preparation_Natural Gas_Broiler_E2 | F3 | Commercial | Health (ID) | New | Food Preparation | Natural Gas | Broiler | E2 | System - kBTUs of Consumption | 29.5056 | 29.5056 | 29.5056 | 29.5056 | 29.5056 | 29.5056 | 29.5056 | 29.5056 | 29.5056 | 29.5056 | 29.5056 | 29.5056 | 29.5056 | 29.5056 | 29.5056 | 29.5056 | 29.5056 | 29.5056 | 29.5056 | 29.5056 | 29.5056 | 29.5056 | 29.5056 | 29.5056 | 29.5056 | 29.5056 | 29.5056
F3_Commercial_Health (ID)_New_Food Preparation_Natural Gas_Broiler_E3 | F3 | Commercial | Health (ID) | New | Food Preparation | Natural Gas | Broiler | E3 | System - kBTUs of Consumption | 0 | 0 | 0 | 0 | 0 | 0 | 0 | 0 | 0 | 0 | 0 | 0 | 0 | 0 | 0 | 0 | 0 | 0 | 0 | 0 | 0 | 0 | 0 | 0 | 0 | 0 | 0
F3_Commercial_Health (ID)_New_Food Preparation_Natural Gas_Broiler_E4 | F3 | Commercial | Health (ID) | New | Food Preparation | Natural Gas | Broiler | E4 | System - kBTUs of Consumption | 0 | 0 | 0 | 0 | 0 | 0 | 0 | 0 | 0 | 0 | 0 | 0 | 0 | 0 | 0 | 0 | 0 | 0 | 0 | 0 | 0 | 0 | 0 | 0 | 0 | 0 | 0
F3_Commercial_Health (ID)_New_Food Preparation_Natural Gas_Broiler_E5 | F3 | Commercial | Health (ID) | New | Food Preparation | Natural Gas | Broiler | E5 | System - kBTUs of Consumption | 0 | 0 | 0 | 0 | 0 | 0 | 0 | 0 | 0 | 0 | 0 | 0 | 0 | 0 | 0 | 0 | 0 | 0 | 0 | 0 | 0 | 0 | 0 | 0 | 0 | 0 | 0
F3_Commercial_Health (ID)_New_Food Preparation_Natural Gas_Broiler_E6 | F3 | Commercial | Health (ID) | New | Food Preparation | Natural Gas | Broiler | E6 | System - kBTUs of Consumption | 0 | 0 | 0 | 0 | 0 | 0 | 0 | 0 | 0 | 0 | 0 | 0 | 0 | 0 | 0 | 0 | 0 | 0 | 0 | 0 | 0 | 0 | 0 | 0 | 0 | 0 | 0
F3_Commercial_Health (ID)_New_Food Preparation_Natural Gas_Broiler_E7 | F3 | Commercial | Health (ID) | New | Food Preparation | Natural Gas | Broiler | E7 | System - kBTUs of Consumption | 0 | 0 | 0 | 0 | 0 | 0 | 0 | 0 | 0 | 0 | 0 | 0 | 0 | 0 | 0 | 0 | 0 | 0 | 0 | 0 | 0 | 0 | 0 | 0 | 0 | 0 | 0
F3_Commercial_Health (ID)_New_Food Preparation_Natural Gas_Broiler_E8 | F3 | Commercial | Health (ID) | New | Food Preparation | Natural Gas | Broiler | E8 | System - kBTUs of Consumption | 0 | 0 | 0 | 0 | 0 | 0 | 0 | 0 | 0 | 0 | 0 | 0 | 0 | 0 | 0 | 0 | 0 | 0 | 0 | 0 | 0 | 0 | 0 | 0 | 0 | 0 | 0
F3_Commercial_Health (ID)_New_Food Preparation_Natural Gas_Broiler_E9 | F3 | Commercial | Health (ID) | New | Food Preparation | Natural Gas | Broiler | E9 | System - kBTUs of Consumption | 0 | 0 | 0 | 0 | 0 | 0 | 0 | 0 | 0 | 0 | 0 | 0 | 0 | 0 | 0 | 0 | 0 | 0 | 0 | 0 | 0 | 0 | 0 | 0 | 0 | 0 | 0
F3_Commercial_Health (ID)_New_Food Preparation_Natural Gas_Broiler_E10 | F3 | Commercial | Health (ID) | New | Food Preparation | Natural Gas | Broiler | E10 | System - kBTUs of Consumption | 0 | 0 | 0 | 0 | 0 | 0 | 0 | 0 | 0 | 0 | 0 | 0 | 0 | 0 | 0 | 0 | 0 | 0 | 0 | 0 | 0 | 0 | 0 | 0 | 0 | 0 | 0
F4_Commercial_Health (ID)_New_Food Preparation_Natural Gas_Broiler_E1 | F4 | Commercial | Health (ID) | New | Food Preparation | Natural Gas | Broiler | E1 | Utility - Cost of Equipment | 0.0037688 | 0.0037688 | 0.0037688 | 0.0037688 | 0.0037688 | 0.0037688 | 0.0037688 | 0.0037688 | 0.0037688 | 0.0037688 | 0.0037688 | 0.0037688 | 0.0037688 | 0.0037688 | 0.0037688 | 0.0037688 | 0.0037688 | 0.0037688 | 0.0037688 | 0.0037688 | 0.0037688 | 0.0037688 | 0.0037688 | 0.0037688 | 0.0037688 | 0.0037688 | 0.0037688
F4_Commercial_Health (ID)_New_Food Preparation_Natural Gas_Broiler_E2 | F4 | Commercial | Health (ID) | New | Food Preparation | Natural Gas | Broiler | E2 | Utility - Cost of Equipment | 0.0052763 | 0.0052763 | 0.0052763 | 0.0052763 | 0.0052763 | 0.0052763 | 0.0052763 | 0.0052763 | 0.0052763 | 0.0052763 | 0.0052763 | 0.0052763 | 0.0052763 | 0.0052763 | 0.0052763 | 0.0052763 | 0.0052763 | 0.0052763 | 0.0052763 | 0.0052763 | 0.0052763 | 0.0052763 | 0.0052763 | 0.0052763 | 0.0052763 | 0.0052763 | 0.0052763
F4_Commercial_Health (ID)_New_Food Preparation_Natural Gas_Broiler_E3 | F4 | Commercial | Health (ID) | New | Food Preparation | Natural Gas | Broiler | E3 | Utility - Cost of Equipment | 0 | 0 | 0 | 0 | 0 | 0 | 0 | 0 | 0 | 0 | 0 | 0 | 0 | 0 | 0 | 0 | 0 | 0 | 0 | 0 | 0 | 0 | 0 | 0 | 0 | 0 | 0
F4_Commercial_Health (ID)_New_Food Preparation_Natural Gas_Broiler_E4 | F4 | Commercial | Health (ID) | New | Food Preparation | Natural Gas | Broiler | E4 | Utility - Cost of Equipment | 0 | 0 | 0 | 0 | 0 | 0 | 0 | 0 | 0 | 0 | 0 | 0 | 0 | 0 | 0 | 0 | 0 | 0 | 0 | 0 | 0 | 0 | 0 | 0 | 0 | 0 | 0
F4_Commercial_Health (ID)_New_Food Preparation_Natural Gas_Broiler_E5 | F4 | Commercial | Health (ID) | New | Food Preparation | Natural Gas | Broiler | E5 | Utility - Cost of Equipment | 0 | 0 | 0 | 0 | 0 | 0 | 0 | 0 | 0 | 0 | 0 | 0 | 0 | 0 | 0 | 0 | 0 | 0 | 0 | 0 | 0 | 0 | 0 | 0 | 0 | 0 | 0
F4_Commercial_Health (ID)_New_Food Preparation_Natural Gas_Broiler_E6 | F4 | Commercial | Health (ID) | New | Food Preparation | Natural Gas | Broiler | E6 | Utility - Cost of Equipment | 0 | 0 | 0 | 0 | 0 | 0 | 0 | 0 | 0 | 0 | 0 | 0 | 0 | 0 | 0 | 0 | 0 | 0 | 0 | 0 | 0 | 0 | 0 | 0 | 0 | 0 | 0
F4_Commercial_Health (ID)_New_Food Preparation_Natural Gas_Broiler_E7 | F4 | Commercial | Health (ID) | New | Food Preparation | Natural Gas | Broiler | E7 | Utility - Cost of Equipment | 0 | 0 | 0 | 0 | 0 | 0 | 0 | 0 | 0 | 0 | 0 | 0 | 0 | 0 | 0 | 0 | 0 | 0 | 0 | 0 | 0 | 0 | 0 | 0 | 0 | 0 | 0
F4_Commercial_Health (ID)_New_Food Preparation_Natural Gas_Broiler_E8 | F4 | Commercial | Health (ID) | New | Food Preparation | Natural Gas | Broiler | E8 | Utility - Cost of Equipment | 0 | 0 | 0 | 0 | 0 | 0 | 0 | 0 | 0 | 0 | 0 | 0 | 0 | 0 | 0 | 0 | 0 | 0 | 0 | 0 | 0 | 0 | 0 | 0 | 0 | 0 | 0
F4_Commercial_Health (ID)_New_Food Preparation_Natural Gas_Broiler_E9 | F4 | Commercial | Health (ID) | New | Food Preparation | Natural Gas | Broiler | E9 | Utility - Cost of Equipment | 0 | 0 | 0 | 0 | 0 | 0 | 0 | 0 | 0 | 0 | 0 | 0 | 0 | 0 | 0 | 0 | 0 | 0 | 0 | 0 | 0 | 0 | 0 | 0 | 0 | 0 | 0
F4_Commercial_Health (ID)_New_Food Preparation_Natural Gas_Broiler_E10 | F4 | Commercial | Health (ID) | New | Food Preparation | Natural Gas | Broiler | E10 | Utility - Cost of Equipment | 0 | 0 | 0 | 0 | 0 | 0 | 0 | 0 | 0 | 0 | 0 | 0 | 0 | 0 | 0 | 0 | 0 | 0 | 0 | 0 | 0 | 0 | 0 | 0 | 0 | 0 | 0
F5_Commercial_Health (ID)_New_Food Preparation_Natural Gas_Broiler_E1 | F5 | Commercial | Health (ID) | New | Food Preparation | Natural Gas | Broiler | E1 | Utility - Cost of Operation | 0.12312 | 0.12622 | 0.1299 | 0.13411 | 0.13887 | 0.14467 | 0.15064 | 0.15655 | 0.16223 | 0.168 | 0.17259 | 0.17689 | 0.18151 | 0.18603 | 0.19007 | 0.19385 | 0.19725 | 0.2006 | 0.20418 | 0.20767 | 0.21125 | 0.21498 | 0.21875 | 0.22263 | 0.22659 | 0.23061 | 0.23471
F5_Commercial_Health (ID)_New_Food Preparation_Natural Gas_Broiler_E2 | F5 | Commercial | Health (ID) | New | Food Preparation | Natural Gas | Broiler | E2 | Utility - Cost of Operation | 0.10501 | 0.10766 | 0.11079 | 0.11439 | 0.11845 | 0.12339 | 0.12848 | 0.13352 | 0.13837 | 0.14329 | 0.14721 | 0.15087 | 0.15481 | 0.15867 | 0.16212 | 0.16534 | 0.16824 | 0.17109 | 0.17415 | 0.17712 | 0.18018 | 0.18336 | 0.18657 | 0.18989 | 0.19326 | 0.1967 | 0.20019
F5_Commercial_Health (ID)_New_Food Preparation_Natural Gas_Broiler_E3 | F5 | Commercial | Health (ID) | New | Food Preparation | Natural Gas | Broiler | E3 | Utility - Cost of Operation | 0 | 0 | 0 | 0 | 0 | 0 | 0 | 0 | 0 | 0 | 0 | 0 | 0 | 0 | 0 | 0 | 0 | 0 | 0 | 0 | 0 | 0 | 0 | 0 | 0 | 0 | 0
F5_Commercial_Health (ID)_New_Food Preparation_Natural Gas_Broiler_E4 | F5 | Commercial | Health (ID) | New | Food Preparation | Natural Gas | Broiler | E4 | Utility - Cost of Operation | 0 | 0 | 0 | 0 | 0 | 0 | 0 | 0 | 0 | 0 | 0 | 0 | 0 | 0 | 0 | 0 | 0 | 0 | 0 | 0 | 0 | 0 | 0 | 0 | 0 | 0 | 0
F5_Commercial_Health (ID)_New_Food Preparation_Natural Gas_Broiler_E5 | F5 | Commercial | Health (ID) | New | Food Preparation | Natural Gas | Broiler | E5 | Utility - Cost of Operation | 0 | 0 | 0 | 0 | 0 | 0 | 0 | 0 | 0 | 0 | 0 | 0 | 0 | 0 | 0 | 0 | 0 | 0 | 0 | 0 | 0 | 0 | 0 | 0 | 0 | 0 | 0
F5_Commercial_Health (ID)_New_Food Preparation_Natural Gas_Broiler_E6 | F5 | Commercial | Health (ID) | New | Food Preparation | Natural Gas | Broiler | E6 | Utility - Cost of Operation | 0 | 0 | 0 | 0 | 0 | 0 | 0 | 0 | 0 | 0 | 0 | 0 | 0 | 0 | 0 | 0 | 0 | 0 | 0 | 0 | 0 | 0 | 0 | 0 | 0 | 0 | 0
F5_Commercial_Health (ID)_New_Food Preparation_Natural Gas_Broiler_E7 | F5 | Commercial | Health (ID) | New | Food Preparation | Natural Gas | Broiler | E7 | Utility - Cost of Operation | 0 | 0 | 0 | 0 | 0 | 0 | 0 | 0 | 0 | 0 | 0 | 0 | 0 | 0 | 0 | 0 | 0 | 0 | 0 | 0 | 0 | 0 | 0 | 0 | 0 | 0 | 0
F5_Commercial_Health (ID)_New_Food Preparation_Natural Gas_Broiler_E8 | F5 | Commercial | Health (ID) | New | Food Preparation | Natural Gas | Broiler | E8 | Utility - Cost of Operation | 0 | 0 | 0 | 0 | 0 | 0 | 0 | 0 | 0 | 0 | 0 | 0 | 0 | 0 | 0 | 0 | 0 | 0 | 0 | 0 | 0 | 0 | 0 | 0 | 0 | 0 | 0
F5_Commercial_Health (ID)_New_Food Preparation_Natural Gas_Broiler_E9 | F5 | Commercial | Health (ID) | New | Food Preparation | Natural Gas | Broiler | E9 | Utility - Cost of Operation | 0 | 0 | 0 | 0 | 0 | 0 | 0 | 0 | 0 | 0 | 0 | 0 | 0 | 0 | 0 | 0 | 0 | 0 | 0 | 0 | 0 | 0 | 0 | 0 | 0 | 0 | 0
F5_Commercial_Health (ID)_New_Food Preparation_Natural Gas_Broiler_E10 | F5 | Commercial | Health (ID) | New | Food Preparation | Natural Gas | Broiler | E10 | Utility - Cost of Operation | 0 | 0 | 0 | 0 | 0 | 0 | 0 | 0 | 0 | 0 | 0 | 0 | 0 | 0 | 0 | 0 | 0 | 0 | 0 | 0 | 0 | 0 | 0 | 0 | 0 | 0 | 0
F6_Commercial_Health (ID)_New_Food Preparation_Natural Gas_Broiler_E1 | F6 | Commercial | Health (ID) | New | Food Preparation | Natural Gas | Broiler | E1 | Utility - Value of Sales | 0.14501 | 0.14775 | 0.15096 | 0.15471 | 0.15901 | 0.16436 | 0.16974 | 0.17484 | 0.17946 | 0.18394 | 0.18858 | 0.19279 | 0.19725 | 0.20146 | 0.20508 | 0.20835 | 0.21111 | 0.21375 | 0.21656 | 0.21918 | 0.22181 | 0.22573 | 0.22968 | 0.23376 | 0.23792 | 0.24214 | 0.24645
F6_Commercial_Health (ID)_New_Food Preparation_Natural Gas_Broiler_E2 | F6 | Commercial | Health (ID) | New | Food Preparation | Natural Gas | Broiler | E2 | Utility - Value of Sales | 0.12368 | 0.12602 | 0.12876 | 0.13196 | 0.13562 | 0.14019 | 0.14477 | 0.14913 | 0.15307 | 0.15689 | 0.16084 | 0.16444 | 0.16824 | 0.17183 | 0.17492 | 0.1777 | 0.18006 | 0.18231 | 0.18471 | 0.18695 | 0.18919 | 0.19253 | 0.1959 | 0.19938 | 0.20293 | 0.20653 | 0.2102
F6_Commercial_Health (ID)_New_Food Preparation_Natural Gas_Broiler_E3 | F6 | Commercial | Health (ID) | New | Food Preparation | Natural Gas | Broiler | E3 | Utility - Value of Sales | 0 | 0 | 0 | 0 | 0 | 0 | 0 | 0 | 0 | 0 | 0 | 0 | 0 | 0 | 0 | 0 | 0 | 0 | 0 | 0 | 0 | 0 | 0 | 0 | 0 | 0 | 0
F6_Commercial_Health (ID)_New_Food Preparation_Natural Gas_Broiler_E4 | F6 | Commercial | Health (ID) | New | Food Preparation | Natural Gas | Broiler | E4 | Utility - Value of Sales | 0 | 0 | 0 | 0 | 0 | 0 | 0 | 0 | 0 | 0 | 0 | 0 | 0 | 0 | 0 | 0 | 0 | 0 | 0 | 0 | 0 | 0 | 0 | 0 | 0 | 0 | 0
F6_Commercial_Health (ID)_New_Food Preparation_Natural Gas_Broiler_E5 | F6 | Commercial | Health (ID) | New | Food Preparation | Natural Gas | Broiler | E5 | Utility - Value of Sales | 0 | 0 | 0 | 0 | 0 | 0 | 0 | 0 | 0 | 0 | 0 | 0 | 0 | 0 | 0 | 0 | 0 | 0 | 0 | 0 | 0 | 0 | 0 | 0 | 0 | 0 | 0
F6_Commercial_Health (ID)_New_Food Preparation_Natural Gas_Broiler_E6 | F6 | Commercial | Health (ID) | New | Food Preparation | Natural Gas | Broiler | E6 | Utility - Value of Sales | 0 | 0 | 0 | 0 | 0 | 0 | 0 | 0 | 0 | 0 | 0 | 0 | 0 | 0 | 0 | 0 | 0 | 0 | 0 | 0 | 0 | 0 | 0 | 0 | 0 | 0 | 0
F6_Commercial_Health (ID)_New_Food Preparation_Natural Gas_Broiler_E7 | F6 | Commercial | Health (ID) | New | Food Preparation | Natural Gas | Broiler | E7 | Utility - Value of Sales | 0 | 0 | 0 | 0 | 0 | 0 | 0 | 0 | 0 | 0 | 0 | 0 | 0 | 0 | 0 | 0 | 0 | 0 | 0 | 0 | 0 | 0 | 0 | 0 | 0 | 0 | 0
F6_Commercial_Health (ID)_New_Food Preparation_Natural Gas_Broiler_E8 | F6 | Commercial | Health (ID) | New | Food Preparation | Natural Gas | Broiler | E8 | Utility - Value of Sales | 0 | 0 | 0 | 0 | 0 | 0 | 0 | 0 | 0 | 0 | 0 | 0 | 0 | 0 | 0 | 0 | 0 | 0 | 0 | 0 | 0 | 0 | 0 | 0 | 0 | 0 | 0
F6_Commercial_Health (ID)_New_Food Preparation_Natural Gas_Broiler_E9 | F6 | Commercial | Health (ID) | New | Food Preparation | Natural Gas | Broiler | E9 | Utility - Value of Sales | 0 | 0 | 0 | 0 | 0 | 0 | 0 | 0 | 0 | 0 | 0 | 0 | 0 | 0 | 0 | 0 | 0 | 0 | 0 | 0 | 0 | 0 | 0 | 0 | 0 | 0 | 0
F6_Commercial_Health (ID)_New_Food Preparation_Natural Gas_Broiler_E10 | F6 | Commercial | Health (ID) | New | Food Preparation | Natural Gas | Broiler | E10 | Utility - Value of Sales | 0 | 0 | 0 | 0 | 0 | 0 | 0 | 0 | 0 | 0 | 0 | 0 | 0 | 0 | 0 | 0 | 0 | 0 | 0 | 0 | 0 | 0 | 0 | 0 | 0 | 0 | 0
F1_Commercial_Health (ID)_New_Food Preparation_Natural Gas_Griddle_E1 | F1 | Commercial | Health (ID) | New | Food Preparation | Natural Gas | Griddle | E1 | RVT - Cost of Equipment | 0.0069813 | 0.0069813 | 0.0069813 | 0.0069813 | 0.0069813 | 0.0069813 | 0.0069813 | 0.0069813 | 0.0069813 | 0.0069813 | 0.0069813 | 0.0069813 | 0.0069813 | 0.0069813 | 0.0069813 | 0.0069813 | 0.0069813 | 0.0069813 | 0.0069813 | 0.0069813 | 0.0069813 | 0.0069813 | 0.0069813 | 0.0069813 | 0.0069813 | 0.0069813 | 0.0069813
F1_Commercial_Health (ID)_New_Food Preparation_Natural Gas_Griddle_E2 | F1 | Commercial | Health (ID) | New | Food Preparation | Natural Gas | Griddle | E2 | RVT - Cost of Equipment | 0.0074693 | 0.0074693 | 0.0074693 | 0.0074693 | 0.0074693 | 0.0074693 | 0.0074693 | 0.0074693 | 0.0074693 | 0.0074693 | 0.0074693 | 0.0074693 | 0.0074693 | 0.0074693 | 0.0074693 | 0.0074693 | 0.0074693 | 0.0074693 | 0.0074693 | 0.0074693 | 0.0074693 | 0.0074693 | 0.0074693 | 0.0074693 | 0.0074693 | 0.0074693 | 0.0074693
F1_Commercial_Health (ID)_New_Food Preparation_Natural Gas_Griddle_E3 | F1 | Commercial | Health (ID) | New | Food Preparation | Natural Gas | Griddle | E3 | RVT - Cost of Equipment | 0 | 0 | 0 | 0 | 0 | 0 | 0 | 0 | 0 | 0 | 0 | 0 | 0 | 0 | 0 | 0 | 0 | 0 | 0 | 0 | 0 | 0 | 0 | 0 | 0 | 0 | 0
F1_Commercial_Health (ID)_New_Food Preparation_Natural Gas_Griddle_E4 | F1 | Commercial | Health (ID) | New | Food Preparation | Natural Gas | Griddle | E4 | RVT - Cost of Equipment | 0 | 0 | 0 | 0 | 0 | 0 | 0 | 0 | 0 | 0 | 0 | 0 | 0 | 0 | 0 | 0 | 0 | 0 | 0 | 0 | 0 | 0 | 0 | 0 | 0 | 0 | 0
F1_Commercial_Health (ID)_New_Food Preparation_Natural Gas_Griddle_E5 | F1 | Commercial | Health (ID) | New | Food Preparation | Natural Gas | Griddle | E5 | RVT - Cost of Equipment | 0 | 0 | 0 | 0 | 0 | 0 | 0 | 0 | 0 | 0 | 0 | 0 | 0 | 0 | 0 | 0 | 0 | 0 | 0 | 0 | 0 | 0 | 0 | 0 | 0 | 0 | 0
F1_Commercial_Health (ID)_New_Food Preparation_Natural Gas_Griddle_E6 | F1 | Commercial | Health (ID) | New | Food Preparation | Natural Gas | Griddle | E6 | RVT - Cost of Equipment | 0 | 0 | 0 | 0 | 0 | 0 | 0 | 0 | 0 | 0 | 0 | 0 | 0 | 0 | 0 | 0 | 0 | 0 | 0 | 0 | 0 | 0 | 0 | 0 | 0 | 0 | 0
F1_Commercial_Health (ID)_New_Food Preparation_Natural Gas_Griddle_E7 | F1 | Commercial | Health (ID) | New | Food Preparation | Natural Gas | Griddle | E7 | RVT - Cost of Equipment | 0 | 0 | 0 | 0 | 0 | 0 | 0 | 0 | 0 | 0 | 0 | 0 | 0 | 0 | 0 | 0 | 0 | 0 | 0 | 0 | 0 | 0 | 0 | 0 | 0 | 0 | 0
F1_Commercial_Health (ID)_New_Food Preparation_Natural Gas_Griddle_E8 | F1 | Commercial | Health (ID) | New | Food Preparation | Natural Gas | Griddle | E8 | RVT - Cost of Equipment | 0 | 0 | 0 | 0 | 0 | 0 | 0 | 0 | 0 | 0 | 0 | 0 | 0 | 0 | 0 | 0 | 0 | 0 | 0 | 0 | 0 | 0 | 0 | 0 | 0 | 0 | 0
F1_Commercial_Health (ID)_New_Food Preparation_Natural Gas_Griddle_E9 | F1 | Commercial | Health (ID) | New | Food Preparation | Natural Gas | Griddle | E9 | RVT - Cost of Equipment | 0 | 0 | 0 | 0 | 0 | 0 | 0 | 0 | 0 | 0 | 0 | 0 | 0 | 0 | 0 | 0 | 0 | 0 | 0 | 0 | 0 | 0 | 0 | 0 | 0 | 0 | 0
F1_Commercial_Health (ID)_New_Food Preparation_Natural Gas_Griddle_E10 | F1 | Commercial | Health (ID) | New | Food Preparation | Natural Gas | Griddle | E10 | RVT - Cost of Equipment | 0 | 0 | 0 | 0 | 0 | 0 | 0 | 0 | 0 | 0 | 0 | 0 | 0 | 0 | 0 | 0 | 0 | 0 | 0 | 0 | 0 | 0 | 0 | 0 | 0 | 0 | 0
F2_Commercial_Health (ID)_New_Food Preparation_Natural Gas_Griddle_E1 | F2 | Commercial | Health (ID) | New | Food Preparation | Natural Gas | Griddle | E1 | RVT - Cost of Operation | 0.10078 | 0.10268 | 0.10491 | 0.10752 | 0.1105 | 0.11423 | 0.11796 | 0.12151 | 0.12472 | 0.12783 | 0.13106 | 0.13399 | 0.13708 | 0.14001 | 0.14252 | 0.14479 | 0.14672 | 0.14855 | 0.1505 | 0.15232 | 0.15415 | 0.15687 | 0.15962 | 0.16246 | 0.16534 | 0.16828 | 0.17127
F2_Commercial_Health (ID)_New_Food Preparation_Natural Gas_Griddle_E2 | F2 | Commercial | Health (ID) | New | Food Preparation | Natural Gas | Griddle | E2 | RVT - Cost of Operation | 0.088452 | 0.090123 | 0.092084 | 0.094371 | 0.09699 | 0.10026 | 0.10354 | 0.10665 | 0.10947 | 0.1122 | 0.11503 | 0.1176 | 0.12032 | 0.12288 | 0.12509 | 0.12709 | 0.12877 | 0.13038 | 0.1321 | 0.1337 | 0.1353 | 0.13769 | 0.1401 | 0.14259 | 0.14512 | 0.1477 | 0.15033
F2_Commercial_Health (ID)_New_Food Preparation_Natural Gas_Griddle_E3 | F2 | Commercial | Health (ID) | New | Food Preparation | Natural Gas | Griddle | E3 | RVT - Cost of Operation | 0 | 0 | 0 | 0 | 0 | 0 | 0 | 0 | 0 | 0 | 0 | 0 | 0 | 0 | 0 | 0 | 0 | 0 | 0 | 0 | 0 | 0 | 0 | 0 | 0 | 0 | 0
F2_Commercial_Health (ID)_New_Food Preparation_Natural Gas_Griddle_E4 | F2 | Commercial | Health (ID) | New | Food Preparation | Natural Gas | Griddle | E4 | RVT - Cost of Operation | 0 | 0 | 0 | 0 | 0 | 0 | 0 | 0 | 0 | 0 | 0 | 0 | 0 | 0 | 0 | 0 | 0 | 0 | 0 | 0 | 0 | 0 | 0 | 0 | 0 | 0 | 0
F2_Commercial_Health (ID)_New_Food Preparation_Natural Gas_Griddle_E5 | F2 | Commercial | Health (ID) | New | Food Preparation | Natural Gas | Griddle | E5 | RVT - Cost of Operation | 0 | 0 | 0 | 0 | 0 | 0 | 0 | 0 | 0 | 0 | 0 | 0 | 0 | 0 | 0 | 0 | 0 | 0 | 0 | 0 | 0 | 0 | 0 | 0 | 0 | 0 | 0
F2_Commercial_Health (ID)_New_Food Preparation_Natural Gas_Griddle_E6 | F2 | Commercial | Health (ID) | New | Food Preparation | Natural Gas | Griddle | E6 | RVT - Cost of Operation | 0 | 0 | 0 | 0 | 0 | 0 | 0 | 0 | 0 | 0 | 0 | 0 | 0 | 0 | 0 | 0 | 0 | 0 | 0 | 0 | 0 | 0 | 0 | 0 | 0 | 0 | 0
F2_Commercial_Health (ID)_New_Food Preparation_Natural Gas_Griddle_E7 | F2 | Commercial | Health (ID) | New | Food Preparation | Natural Gas | Griddle | E7 | RVT - Cost of Operation | 0 | 0 | 0 | 0 | 0 | 0 | 0 | 0 | 0 | 0 | 0 | 0 | 0 | 0 | 0 | 0 | 0 | 0 | 0 | 0 | 0 | 0 | 0 | 0 | 0 | 0 | 0
F2_Commercial_Health (ID)_New_Food Preparation_Natural Gas_Griddle_E8 | F2 | Commercial | Health (ID) | New | Food Preparation | Natural Gas | Griddle | E8 | RVT - Cost of Operation | 0 | 0 | 0 | 0 | 0 | 0 | 0 | 0 | 0 | 0 | 0 | 0 | 0 | 0 | 0 | 0 | 0 | 0 | 0 | 0 | 0 | 0 | 0 | 0 | 0 | 0 | 0
F2_Commercial_Health (ID)_New_Food Preparation_Natural Gas_Griddle_E9 | F2 | Commercial | Health (ID) | New | Food Preparation | Natural Gas | Griddle | E9 | RVT - Cost of Operation | 0 | 0 | 0 | 0 | 0 | 0 | 0 | 0 | 0 | 0 | 0 | 0 | 0 | 0 | 0 | 0 | 0 | 0 | 0 | 0 | 0 | 0 | 0 | 0 | 0 | 0 | 0
F2_Commercial_Health (ID)_New_Food Preparation_Natural Gas_Griddle_E10 | F2 | Commercial | Health (ID) | New | Food Preparation | Natural Gas | Griddle | E10 | RVT - Cost of Operation | 0 | 0 | 0 | 0 | 0 | 0 | 0 | 0 | 0 | 0 | 0 | 0 | 0 | 0 | 0 | 0 | 0 | 0 | 0 | 0 | 0 | 0 | 0 | 0 | 0 | 0 | 0
F3_Commercial_Health (ID)_New_Food Preparation_Natural Gas_Griddle_E1 | F3 | Commercial | Health (ID) | New | Food Preparation | Natural Gas | Griddle | E1 | System - kBTUs of Consumption | 24.0413 | 24.0413 | 24.0413 | 24.0413 | 24.0413 | 24.0413 | 24.0413 | 24.0413 | 24.0413 | 24.0413 | 24.0413 | 24.0413 | 24.0413 | 24.0413 | 24.0413 | 24.0413 | 24.0413 | 24.0413 | 24.0413 | 24.0413 | 24.0413 | 24.0413 | 24.0413 | 24.0413 | 24.0413 | 24.0413 | 24.0413
F3_Commercial_Health (ID)_New_Food Preparation_Natural Gas_Griddle_E2 | F3 | Commercial | Health (ID) | New | Food Preparation | Natural Gas | Griddle | E2 | System - kBTUs of Consumption | 21.1012 | 21.1012 | 21.1012 | 21.1012 | 21.1012 | 21.1012 | 21.1012 | 21.1012 | 21.1012 | 21.1012 | 21.1012 | 21.1012 | 21.1012 | 21.1012 | 21.1012 | 21.1012 | 21.1012 | 21.1012 | 21.1012 | 21.1012 | 21.1012 | 21.1012 | 21.1012 | 21.1012 | 21.1012 | 21.1012 | 21.1012
F3_Commercial_Health (ID)_New_Food Preparation_Natural Gas_Griddle_E3 | F3 | Commercial | Health (ID) | New | Food Preparation | Natural Gas | Griddle | E3 | System - kBTUs of Consumption | 0 | 0 | 0 | 0 | 0 | 0 | 0 | 0 | 0 | 0 | 0 | 0 | 0 | 0 | 0 | 0 | 0 | 0 | 0 | 0 | 0 | 0 | 0 | 0 | 0 | 0 | 0
F3_Commercial_Health (ID)_New_Food Preparation_Natural Gas_Griddle_E4 | F3 | Commercial | Health (ID) | New | Food Preparation | Natural Gas | Griddle | E4 | System - kBTUs of Consumption | 0 | 0 | 0 | 0 | 0 | 0 | 0 | 0 | 0 | 0 | 0 | 0 | 0 | 0 | 0 | 0 | 0 | 0 | 0 | 0 | 0 | 0 | 0 | 0 | 0 | 0 | 0
F3_Commercial_Health (ID)_New_Food Preparation_Natural Gas_Griddle_E5 | F3 | Commercial | Health (ID) | New | Food Preparation | Natural Gas | Griddle | E5 | System - kBTUs of Consumption | 0 | 0 | 0 | 0 | 0 | 0 | 0 | 0 | 0 | 0 | 0 | 0 | 0 | 0 | 0 | 0 | 0 | 0 | 0 | 0 | 0 | 0 | 0 | 0 | 0 | 0 | 0
F3_Commercial_Health (ID)_New_Food Preparation_Natural Gas_Griddle_E6 | F3 | Commercial | Health (ID) | New | Food Preparation | Natural Gas | Griddle | E6 | System - kBTUs of Consumption | 0 | 0 | 0 | 0 | 0 | 0 | 0 | 0 | 0 | 0 | 0 | 0 | 0 | 0 | 0 | 0 | 0 | 0 | 0 | 0 | 0 | 0 | 0 | 0 | 0 | 0 | 0
F3_Commercial_Health (ID)_New_Food Preparation_Natural Gas_Griddle_E7 | F3 | Commercial | Health (ID) | New | Food Preparation | Natural Gas | Griddle | E7 | System - kBTUs of Consumption | 0 | 0 | 0 | 0 | 0 | 0 | 0 | 0 | 0 | 0 | 0 | 0 | 0 | 0 | 0 | 0 | 0 | 0 | 0 | 0 | 0 | 0 | 0 | 0 | 0 | 0 | 0
F3_Commercial_Health (ID)_New_Food Preparation_Natural Gas_Griddle_E8 | F3 | Commercial | Health (ID) | New | Food Preparation | Natural Gas | Griddle | E8 | System - kBTUs of Consumption | 0 | 0 | 0 | 0 | 0 | 0 | 0 | 0 | 0 | 0 | 0 | 0 | 0 | 0 | 0 | 0 | 0 | 0 | 0 | 0 | 0 | 0 | 0 | 0 | 0 | 0 | 0
F3_Commercial_Health (ID)_New_Food Preparation_Natural Gas_Griddle_E9 | F3 | Commercial | Health (ID) | New | Food Preparation | Natural Gas | Griddle | E9 | System - kBTUs of Consumption | 0 | 0 | 0 | 0 | 0 | 0 | 0 | 0 | 0 | 0 | 0 | 0 | 0 | 0 | 0 | 0 | 0 | 0 | 0 | 0 | 0 | 0 | 0 | 0 | 0 | 0 | 0
F3_Commercial_Health (ID)_New_Food Preparation_Natural Gas_Griddle_E10 | F3 | Commercial | Health (ID) | New | Food Preparation | Natural Gas | Griddle | E10 | System - kBTUs of Consumption | 0 | 0 | 0 | 0 | 0 | 0 | 0 | 0 | 0 | 0 | 0 | 0 | 0 | 0 | 0 | 0 | 0 | 0 | 0 | 0 | 0 | 0 | 0 | 0 | 0 | 0 | 0
F4_Commercial_Health (ID)_New_Food Preparation_Natural Gas_Griddle_E1 | F4 | Commercial | Health (ID) | New | Food Preparation | Natural Gas | Griddle | E1 | Utility - Cost of Equipment | 0.0069813 | 0.0069813 | 0.0069813 | 0.0069813 | 0.0069813 | 0.0069813 | 0.0069813 | 0.0069813 | 0.0069813 | 0.0069813 | 0.0069813 | 0.0069813 | 0.0069813 | 0.0069813 | 0.0069813 | 0.0069813 | 0.0069813 | 0.0069813 | 0.0069813 | 0.0069813 | 0.0069813 | 0.0069813 | 0.0069813 | 0.0069813 | 0.0069813 | 0.0069813 | 0.0069813
F4_Commercial_Health (ID)_New_Food Preparation_Natural Gas_Griddle_E2 | F4 | Commercial | Health (ID) | New | Food Preparation | Natural Gas | Griddle | E2 | Utility - Cost of Equipment | 0.0074693 | 0.0074693 | 0.0074693 | 0.0074693 | 0.0074693 | 0.0074693 | 0.0074693 | 0.0074693 | 0.0074693 | 0.0074693 | 0.0074693 | 0.0074693 | 0.0074693 | 0.0074693 | 0.0074693 | 0.0074693 | 0.0074693 | 0.0074693 | 0.0074693 | 0.0074693 | 0.0074693 | 0.0074693 | 0.0074693 | 0.0074693 | 0.0074693 | 0.0074693 | 0.0074693
F4_Commercial_Health (ID)_New_Food Preparation_Natural Gas_Griddle_E3 | F4 | Commercial | Health (ID) | New | Food Preparation | Natural Gas | Griddle | E3 | Utility - Cost of Equipment | 0 | 0 | 0 | 0 | 0 | 0 | 0 | 0 | 0 | 0 | 0 | 0 | 0 | 0 | 0 | 0 | 0 | 0 | 0 | 0 | 0 | 0 | 0 | 0 | 0 | 0 | 0
F4_Commercial_Health (ID)_New_Food Preparation_Natural Gas_Griddle_E4 | F4 | Commercial | Health (ID) | New | Food Preparation | Natural Gas | Griddle | E4 | Utility - Cost of Equipment | 0 | 0 | 0 | 0 | 0 | 0 | 0 | 0 | 0 | 0 | 0 | 0 | 0 | 0 | 0 | 0 | 0 | 0 | 0 | 0 | 0 | 0 | 0 | 0 | 0 | 0 | 0
F4_Commercial_Health (ID)_New_Food Preparation_Natural Gas_Griddle_E5 | F4 | Commercial | Health (ID) | New | Food Preparation | Natural Gas | Griddle | E5 | Utility - Cost of Equipment | 0 | 0 | 0 | 0 | 0 | 0 | 0 | 0 | 0 | 0 | 0 | 0 | 0 | 0 | 0 | 0 | 0 | 0 | 0 | 0 | 0 | 0 | 0 | 0 | 0 | 0 | 0
F4_Commercial_Health (ID)_New_Food Preparation_Natural Gas_Griddle_E6 | F4 | Commercial | Health (ID) | New | Food Preparation | Natural Gas | Griddle | E6 | Utility - Cost of Equipment | 0 | 0 | 0 | 0 | 0 | 0 | 0 | 0 | 0 | 0 | 0 | 0 | 0 | 0 | 0 | 0 | 0 | 0 | 0 | 0 | 0 | 0 | 0 | 0 | 0 | 0 | 0
F4_Commercial_Health (ID)_New_Food Preparation_Natural Gas_Griddle_E7 | F4 | Commercial | Health (ID) | New | Food Preparation | Natural Gas | Griddle | E7 | Utility - Cost of Equipment | 0 | 0 | 0 | 0 | 0 | 0 | 0 | 0 | 0 | 0 | 0 | 0 | 0 | 0 | 0 | 0 | 0 | 0 | 0 | 0 | 0 | 0 | 0 | 0 | 0 | 0 | 0
F4_Commercial_Health (ID)_New_Food Preparation_Natural Gas_Griddle_E8 | F4 | Commercial | Health (ID) | New | Food Preparation | Natural Gas | Griddle | E8 | Utility - Cost of Equipment | 0 | 0 | 0 | 0 | 0 | 0 | 0 | 0 | 0 | 0 | 0 | 0 | 0 | 0 | 0 | 0 | 0 | 0 | 0 | 0 | 0 | 0 | 0 | 0 | 0 | 0 | 0
F4_Commercial_Health (ID)_New_Food Preparation_Natural Gas_Griddle_E9 | F4 | Commercial | Health (ID) | New | Food Preparation | Natural Gas | Griddle | E9 | Utility - Cost of Equipment | 0 | 0 | 0 | 0 | 0 | 0 | 0 | 0 | 0 | 0 | 0 | 0 | 0 | 0 | 0 | 0 | 0 | 0 | 0 | 0 | 0 | 0 | 0 | 0 | 0 | 0 | 0
F4_Commercial_Health (ID)_New_Food Preparation_Natural Gas_Griddle_E10 | F4 | Commercial | Health (ID) | New | Food Preparation | Natural Gas | Griddle | E10 | Utility - Cost of Equipment | 0 | 0 | 0 | 0 | 0 | 0 | 0 | 0 | 0 | 0 | 0 | 0 | 0 | 0 | 0 | 0 | 0 | 0 | 0 | 0 | 0 | 0 | 0 | 0 | 0 | 0 | 0
F5_Commercial_Health (ID)_New_Food Preparation_Natural Gas_Griddle_E1 | F5 | Commercial | Health (ID) | New | Food Preparation | Natural Gas | Griddle | E1 | Utility - Cost of Operation | 0.085563 | 0.087719 | 0.090274 | 0.093202 | 0.096513 | 0.10054 | 0.10469 | 0.10879 | 0.11275 | 0.11675 | 0.11994 | 0.12293 | 0.12614 | 0.12928 | 0.13209 | 0.13472 | 0.13708 | 0.13941 | 0.14189 | 0.14432 | 0.14681 | 0.1494 | 0.15202 | 0.15472 | 0.15747 | 0.16027 | 0.16312
F5_Commercial_Health (ID)_New_Food Preparation_Natural Gas_Griddle_E2 | F5 | Commercial | Health (ID) | New | Food Preparation | Natural Gas | Griddle | E2 | Utility - Cost of Operation | 0.075099 | 0.076992 | 0.079234 | 0.081804 | 0.08471 | 0.088246 | 0.091885 | 0.095489 | 0.098958 | 0.10248 | 0.10528 | 0.1079 | 0.11072 | 0.11347 | 0.11594 | 0.11825 | 0.12032 | 0.12236 | 0.12454 | 0.12667 | 0.12886 | 0.13113 | 0.13343 | 0.1358 | 0.13821 | 0.14067 | 0.14317
F5_Commercial_Health (ID)_New_Food Preparation_Natural Gas_Griddle_E3 | F5 | Commercial | Health (ID) | New | Food Preparation | Natural Gas | Griddle | E3 | Utility - Cost of Operation | 0 | 0 | 0 | 0 | 0 | 0 | 0 | 0 | 0 | 0 | 0 | 0 | 0 | 0 | 0 | 0 | 0 | 0 | 0 | 0 | 0 | 0 | 0 | 0 | 0 | 0 | 0
F5_Commercial_Health (ID)_New_Food Preparation_Natural Gas_Griddle_E4 | F5 | Commercial | Health (ID) | New | Food Preparation | Natural Gas | Griddle | E4 | Utility - Cost of Operation | 0 | 0 | 0 | 0 | 0 | 0 | 0 | 0 | 0 | 0 | 0 | 0 | 0 | 0 | 0 | 0 | 0 | 0 | 0 | 0 | 0 | 0 | 0 | 0 | 0 | 0 | 0
F5_Commercial_Health (ID)_New_Food Preparation_Natural Gas_Griddle_E5 | F5 | Commercial | Health (ID) | New | Food Preparation | Natural Gas | Griddle | E5 | Utility - Cost of Operation | 0 | 0 | 0 | 0 | 0 | 0 | 0 | 0 | 0 | 0 | 0 | 0 | 0 | 0 | 0 | 0 | 0 | 0 | 0 | 0 | 0 | 0 | 0 | 0 | 0 | 0 | 0
F5_Commercial_Health (ID)_New_Food Preparation_Natural Gas_Griddle_E6 | F5 | Commercial | Health (ID) | New | Food Preparation | Natural Gas | Griddle | E6 | Utility - Cost of Operation | 0 | 0 | 0 | 0 | 0 | 0 | 0 | 0 | 0 | 0 | 0 | 0 | 0 | 0 | 0 | 0 | 0 | 0 | 0 | 0 | 0 | 0 | 0 | 0 | 0 | 0 | 0
F5_Commercial_Health (ID)_New_Food Preparation_Natural Gas_Griddle_E7 | F5 | Commercial | Health (ID) | New | Food Preparation | Natural Gas | Griddle | E7 | Utility - Cost of Operation | 0 | 0 | 0 | 0 | 0 | 0 | 0 | 0 | 0 | 0 | 0 | 0 | 0 | 0 | 0 | 0 | 0 | 0 | 0 | 0 | 0 | 0 | 0 | 0 | 0 | 0 | 0
F5_Commercial_Health (ID)_New_Food Preparation_Natural Gas_Griddle_E8 | F5 | Commercial | Health (ID) | New | Food Preparation | Natural Gas | Griddle | E8 | Utility - Cost of Operation | 0 | 0 | 0 | 0 | 0 | 0 | 0 | 0 | 0 | 0 | 0 | 0 | 0 | 0 | 0 | 0 | 0 | 0 | 0 | 0 | 0 | 0 | 0 | 0 | 0 | 0 | 0
F5_Commercial_Health (ID)_New_Food Preparation_Natural Gas_Griddle_E9 | F5 | Commercial | Health (ID) | New | Food Preparation | Natural Gas | Griddle | E9 | Utility - Cost of Operation | 0 | 0 | 0 | 0 | 0 | 0 | 0 | 0 | 0 | 0 | 0 | 0 | 0 | 0 | 0 | 0 | 0 | 0 | 0 | 0 | 0 | 0 | 0 | 0 | 0 | 0 | 0
F5_Commercial_Health (ID)_New_Food Preparation_Natural Gas_Griddle_E10 | F5 | Commercial | Health (ID) | New | Food Preparation | Natural Gas | Griddle | E10 | Utility - Cost of Operation | 0 | 0 | 0 | 0 | 0 | 0 | 0 | 0 | 0 | 0 | 0 | 0 | 0 | 0 | 0 | 0 | 0 | 0 | 0 | 0 | 0 | 0 | 0 | 0 | 0 | 0 | 0
F6_Commercial_Health (ID)_New_Food Preparation_Natural Gas_Griddle_E1 | F6 | Commercial | Health (ID) | New | Food Preparation | Natural Gas | Griddle | E1 | Utility - Value of Sales | 0.10078 | 0.10268 | 0.10491 | 0.10752 | 0.1105 | 0.11423 | 0.11796 | 0.12151 | 0.12472 | 0.12783 | 0.13106 | 0.13399 | 0.13708 | 0.14001 | 0.14252 | 0.14479 | 0.14672 | 0.14855 | 0.1505 | 0.15232 | 0.15415 | 0.15687 | 0.15962 | 0.16246 | 0.16534 | 0.16828 | 0.17127
F6_Commercial_Health (ID)_New_Food Preparation_Natural Gas_Griddle_E2 | F6 | Commercial | Health (ID) | New | Food Preparation | Natural Gas | Griddle | E2 | Utility - Value of Sales | 0.088452 | 0.090123 | 0.092084 | 0.094371 | 0.09699 | 0.10026 | 0.10354 | 0.10665 | 0.10947 | 0.1122 | 0.11503 | 0.1176 | 0.12032 | 0.12288 | 0.12509 | 0.12709 | 0.12877 | 0.13038 | 0.1321 | 0.1337 | 0.1353 | 0.13769 | 0.1401 | 0.14259 | 0.14512 | 0.1477 | 0.15033
F6_Commercial_Health (ID)_New_Food Preparation_Natural Gas_Griddle_E3 | F6 | Commercial | Health (ID) | New | Food Preparation | Natural Gas | Griddle | E3 | Utility - Value of Sales | 0 | 0 | 0 | 0 | 0 | 0 | 0 | 0 | 0 | 0 | 0 | 0 | 0 | 0 | 0 | 0 | 0 | 0 | 0 | 0 | 0 | 0 | 0 | 0 | 0 | 0 | 0
F6_Commercial_Health (ID)_New_Food Preparation_Natural Gas_Griddle_E4 | F6 | Commercial | Health (ID) | New | Food Preparation | Natural Gas | Griddle | E4 | Utility - Value of Sales | 0 | 0 | 0 | 0 | 0 | 0 | 0 | 0 | 0 | 0 | 0 | 0 | 0 | 0 | 0 | 0 | 0 | 0 | 0 | 0 | 0 | 0 | 0 | 0 | 0 | 0 | 0
F6_Commercial_Health (ID)_New_Food Preparation_Natural Gas_Griddle_E5 | F6 | Commercial | Health (ID) | New | Food Preparation | Natural Gas | Griddle | E5 | Utility - Value of Sales | 0 | 0 | 0 | 0 | 0 | 0 | 0 | 0 | 0 | 0 | 0 | 0 | 0 | 0 | 0 | 0 | 0 | 0 | 0 | 0 | 0 | 0 | 0 | 0 | 0 | 0 | 0
F6_Commercial_Health (ID)_New_Food Preparation_Natural Gas_Griddle_E6 | F6 | Commercial | Health (ID) | New | Food Preparation | Natural Gas | Griddle | E6 | Utility - Value of Sales | 0 | 0 | 0 | 0 | 0 | 0 | 0 | 0 | 0 | 0 | 0 | 0 | 0 | 0 | 0 | 0 | 0 | 0 | 0 | 0 | 0 | 0 | 0 | 0 | 0 | 0 | 0
F6_Commercial_Health (ID)_New_Food Preparation_Natural Gas_Griddle_E7 | F6 | Commercial | Health (ID) | New | Food Preparation | Natural Gas | Griddle | E7 | Utility - Value of Sales | 0 | 0 | 0 | 0 | 0 | 0 | 0 | 0 | 0 | 0 | 0 | 0 | 0 | 0 | 0 | 0 | 0 | 0 | 0 | 0 | 0 | 0 | 0 | 0 | 0 | 0 | 0
F6_Commercial_Health (ID)_New_Food Preparation_Natural Gas_Griddle_E8 | F6 | Commercial | Health (ID) | New | Food Preparation | Natural Gas | Griddle | E8 | Utility - Value of Sales | 0 | 0 | 0 | 0 | 0 | 0 | 0 | 0 | 0 | 0 | 0 | 0 | 0 | 0 | 0 | 0 | 0 | 0 | 0 | 0 | 0 | 0 | 0 | 0 | 0 | 0 | 0
F6_Commercial_Health (ID)_New_Food Preparation_Natural Gas_Griddle_E9 | F6 | Commercial | Health (ID) | New | Food Preparation | Natural Gas | Griddle | E9 | Utility - Value of Sales | 0 | 0 | 0 | 0 | 0 | 0 | 0 | 0 | 0 | 0 | 0 | 0 | 0 | 0 | 0 | 0 | 0 | 0 | 0 | 0 | 0 | 0 | 0 | 0 | 0 | 0 | 0
F6_Commercial_Health (ID)_New_Food Preparation_Natural Gas_Griddle_E10 | F6 | Commercial | Health (ID) | New | Food Preparation | Natural Gas | Griddle | E10 | Utility - Value of Sales | 0 | 0 | 0 | 0 | 0 | 0 | 0 | 0 | 0 | 0 | 0 | 0 | 0 | 0 | 0 | 0 | 0 | 0 | 0 | 0 | 0 | 0 | 0 | 0 | 0 | 0 | 0
F1_Commercial_Health (ID)_New_Food Preparation_Natural Gas_Range_E1 | F1 | Commercial | Health (ID) | New | Food Preparation | Natural Gas | Range | E1 | RVT - Cost of Equipment | 0.034393 | 0.034393 | 0.034393 | 0.034393 | 0.034393 | 0.034393 | 0.034393 | 0.034393 | 0.034393 | 0.034393 | 0.034393 | 0.034393 | 0.034393 | 0.034393 | 0.034393 | 0.034393 | 0.034393 | 0.034393 | 0.034393 | 0.034393 | 0.034393 | 0.034393 | 0.034393 | 0.034393 | 0.034393 | 0.034393 | 0.034393
F1_Commercial_Health (ID)_New_Food Preparation_Natural Gas_Range_E2 | F1 | Commercial | Health (ID) | New | Food Preparation | Natural Gas | Range | E2 | RVT - Cost of Equipment | 0.03745 | 0.03745 | 0.03745 | 0.03745 | 0.03745 | 0.03745 | 0.03745 | 0.03745 | 0.03745 | 0.03745 | 0.03745 | 0.03745 | 0.03745 | 0.03745 | 0.03745 | 0.03745 | 0.03745 | 0.03745 | 0.03745 | 0.03745 | 0.03745 | 0.03745 | 0.03745 | 0.03745 | 0.03745 | 0.03745 | 0.03745
F1_Commercial_Health (ID)_New_Food Preparation_Natural Gas_Range_E3 | F1 | Commercial | Health (ID) | New | Food Preparation | Natural Gas | Range | E3 | RVT - Cost of Equipment | 0 | 0 | 0 | 0 | 0 | 0 | 0 | 0 | 0 | 0 | 0 | 0 | 0 | 0 | 0 | 0 | 0 | 0 | 0 | 0 | 0 | 0 | 0 | 0 | 0 | 0 | 0
F1_Commercial_Health (ID)_New_Food Preparation_Natural Gas_Range_E4 | F1 | Commercial | Health (ID) | New | Food Preparation | Natural Gas | Range | E4 | RVT - Cost of Equipment | 0 | 0 | 0 | 0 | 0 | 0 | 0 | 0 | 0 | 0 | 0 | 0 | 0 | 0 | 0 | 0 | 0 | 0 | 0 | 0 | 0 | 0 | 0 | 0 | 0 | 0 | 0
F1_Commercial_Health (ID)_New_Food Preparation_Natural Gas_Range_E5 | F1 | Commercial | Health (ID) | New | Food Preparation | Natural Gas | Range | E5 | RVT - Cost of Equipment | 0 | 0 | 0 | 0 | 0 | 0 | 0 | 0 | 0 | 0 | 0 | 0 | 0 | 0 | 0 | 0 | 0 | 0 | 0 | 0 | 0 | 0 | 0 | 0 | 0 | 0 | 0
F1_Commercial_Health (ID)_New_Food Preparation_Natural Gas_Range_E6 | F1 | Commercial | Health (ID) | New | Food Preparation | Natural Gas | Range | E6 | RVT - Cost of Equipment | 0 | 0 | 0 | 0 | 0 | 0 | 0 | 0 | 0 | 0 | 0 | 0 | 0 | 0 | 0 | 0 | 0 | 0 | 0 | 0 | 0 | 0 | 0 | 0 | 0 | 0 | 0
F1_Commercial_Health (ID)_New_Food Preparation_Natural Gas_Range_E7 | F1 | Commercial | Health (ID) | New | Food Preparation | Natural Gas | Range | E7 | RVT - Cost of Equipment | 0 | 0 | 0 | 0 | 0 | 0 | 0 | 0 | 0 | 0 | 0 | 0 | 0 | 0 | 0 | 0 | 0 | 0 | 0 | 0 | 0 | 0 | 0 | 0 | 0 | 0 | 0
F1_Commercial_Health (ID)_New_Food Preparation_Natural Gas_Range_E8 | F1 | Commercial | Health (ID) | New | Food Preparation | Natural Gas | Range | E8 | RVT - Cost of Equipment | 0 | 0 | 0 | 0 | 0 | 0 | 0 | 0 | 0 | 0 | 0 | 0 | 0 | 0 | 0 | 0 | 0 | 0 | 0 | 0 | 0 | 0 | 0 | 0 | 0 | 0 | 0
F1_Commercial_Health (ID)_New_Food Preparation_Natural Gas_Range_E9 | F1 | Commercial | Health (ID) | New | Food Preparation | Natural Gas | Range | E9 | RVT - Cost of Equipment | 0 | 0 | 0 | 0 | 0 | 0 | 0 | 0 | 0 | 0 | 0 | 0 | 0 | 0 | 0 | 0 | 0 | 0 | 0 | 0 | 0 | 0 | 0 | 0 | 0 | 0 | 0
F1_Commercial_Health (ID)_New_Food Preparation_Natural Gas_Range_E10 | F1 | Commercial | Health (ID) | New | Food Preparation | Natural Gas | Range | E10 | RVT - Cost of Equipment | 0 | 0 | 0 | 0 | 0 | 0 | 0 | 0 | 0 | 0 | 0 | 0 | 0 | 0 | 0 | 0 | 0 | 0 | 0 | 0 | 0 | 0 | 0 | 0 | 0 | 0 | 0
F2_Commercial_Health (ID)_New_Food Preparation_Natural Gas_Range_E1 | F2 | Commercial | Health (ID) | New | Food Preparation | Natural Gas | Range | E1 | RVT - Cost of Operation | 0.13406 | 0.13629 | 0.13901 | 0.14231 | 0.14625 | 0.15144 | 0.15677 | 0.16193 | 0.16668 | 0.17124 | 0.17592 | 0.1801 | 0.18447 | 0.1885 | 0.1919 | 0.19491 | 0.19738 | 0.1997 | 0.2022 | 0.20449 | 0.20678 | 0.21043 | 0.21411 | 0.21791 | 0.22178 | 0.22572 | 0.22973
F2_Commercial_Health (ID)_New_Food Preparation_Natural Gas_Range_E2 | F2 | Commercial | Health (ID) | New | Food Preparation | Natural Gas | Range | E2 | RVT - Cost of Operation | 0.067029 | 0.068145 | 0.069504 | 0.071157 | 0.073123 | 0.075722 | 0.078387 | 0.080966 | 0.08334 | 0.085619 | 0.087961 | 0.090052 | 0.092234 | 0.094251 | 0.095949 | 0.097454 | 0.098689 | 0.099852 | 0.1011 | 0.10224 | 0.10339 | 0.10521 | 0.10705 | 0.10896 | 0.11089 | 0.11286 | 0.11487
F2_Commercial_Health (ID)_New_Food Preparation_Natural Gas_Range_E3 | F2 | Commercial | Health (ID) | New | Food Preparation | Natural Gas | Range | E3 | RVT - Cost of Operation | 0 | 0 | 0 | 0 | 0 | 0 | 0 | 0 | 0 | 0 | 0 | 0 | 0 | 0 | 0 | 0 | 0 | 0 | 0 | 0 | 0 | 0 | 0 | 0 | 0 | 0 | 0
F2_Commercial_Health (ID)_New_Food Preparation_Natural Gas_Range_E4 | F2 | Commercial | Health (ID) | New | Food Preparation | Natural Gas | Range | E4 | RVT - Cost of Operation | 0 | 0 | 0 | 0 | 0 | 0 | 0 | 0 | 0 | 0 | 0 | 0 | 0 | 0 | 0 | 0 | 0 | 0 | 0 | 0 | 0 | 0 | 0 | 0 | 0 | 0 | 0
F2_Commercial_Health (ID)_New_Food Preparation_Natural Gas_Range_E5 | F2 | Commercial | Health (ID) | New | Food Preparation | Natural Gas | Range | E5 | RVT - Cost of Operation | 0 | 0 | 0 | 0 | 0 | 0 | 0 | 0 | 0 | 0 | 0 | 0 | 0 | 0 | 0 | 0 | 0 | 0 | 0 | 0 | 0 | 0 | 0 | 0 | 0 | 0 | 0
F2_Commercial_Health (ID)_New_Food Preparation_Natural Gas_Range_E6 | F2 | Commercial | Health (ID) | New | Food Preparation | Natural Gas | Range | E6 | RVT - Cost of Operation | 0 | 0 | 0 | 0 | 0 | 0 | 0 | 0 | 0 | 0 | 0 | 0 | 0 | 0 | 0 | 0 | 0 | 0 | 0 | 0 | 0 | 0 | 0 | 0 | 0 | 0 | 0
F2_Commercial_Health (ID)_New_Food Preparation_Natural Gas_Range_E7 | F2 | Commercial | Health (ID) | New | Food Preparation | Natural Gas | Range | E7 | RVT - Cost of Operation | 0 | 0 | 0 | 0 | 0 | 0 | 0 | 0 | 0 | 0 | 0 | 0 | 0 | 0 | 0 | 0 | 0 | 0 | 0 | 0 | 0 | 0 | 0 | 0 | 0 | 0 | 0
F2_Commercial_Health (ID)_New_Food Preparation_Natural Gas_Range_E8 | F2 | Commercial | Health (ID) | New | Food Preparation | Natural Gas | Range | E8 | RVT - Cost of Operation | 0 | 0 | 0 | 0 | 0 | 0 | 0 | 0 | 0 | 0 | 0 | 0 | 0 | 0 | 0 | 0 | 0 | 0 | 0 | 0 | 0 | 0 | 0 | 0 | 0 | 0 | 0
F2_Commercial_Health (ID)_New_Food Preparation_Natural Gas_Range_E9 | F2 | Commercial | Health (ID) | New | Food Preparation | Natural Gas | Range | E9 | RVT - Cost of Operation | 0 | 0 | 0 | 0 | 0 | 0 | 0 | 0 | 0 | 0 | 0 | 0 | 0 | 0 | 0 | 0 | 0 | 0 | 0 | 0 | 0 | 0 | 0 | 0 | 0 | 0 | 0
F2_Commercial_Health (ID)_New_Food Preparation_Natural Gas_Range_E10 | F2 | Commercial | Health (ID) | New | Food Preparation | Natural Gas | Range | E10 | RVT - Cost of Operation | 0 | 0 | 0 | 0 | 0 | 0 | 0 | 0 | 0 | 0 | 0 | 0 | 0 | 0 | 0 | 0 | 0 | 0 | 0 | 0 | 0 | 0 | 0 | 0 | 0 | 0 | 0
F3_Commercial_Health (ID)_New_Food Preparation_Natural Gas_Range_E1 | F3 | Commercial | Health (ID) | New | Food Preparation | Natural Gas | Range | E1 | System - kBTUs of Consumption | 32.4944 | 32.4944 | 32.4944 | 32.4944 | 32.4944 | 32.4944 | 32.4944 | 32.4944 | 32.4944 | 32.4944 | 32.4944 | 32.4944 | 32.4944 | 32.4944 | 32.4944 | 32.4944 | 32.4944 | 32.4944 | 32.4944 | 32.4944 | 32.4944 | 32.4944 | 32.4944 | 32.4944 | 32.4944 | 32.4944 | 32.4944
F3_Commercial_Health (ID)_New_Food Preparation_Natural Gas_Range_E2 | F3 | Commercial | Health (ID) | New | Food Preparation | Natural Gas | Range | E2 | System - kBTUs of Consumption | 16.2472 | 16.2472 | 16.2472 | 16.2472 | 16.2472 | 16.2472 | 16.2472 | 16.2472 | 16.2472 | 16.2472 | 16.2472 | 16.2472 | 16.2472 | 16.2472 | 16.2472 | 16.2472 | 16.2472 | 16.2472 | 16.2472 | 16.2472 | 16.2472 | 16.2472 | 16.2472 | 16.2472 | 16.2472 | 16.2472 | 16.2472
F3_Commercial_Health (ID)_New_Food Preparation_Natural Gas_Range_E3 | F3 | Commercial | Health (ID) | New | Food Preparation | Natural Gas | Range | E3 | System - kBTUs of Consumption | 0 | 0 | 0 | 0 | 0 | 0 | 0 | 0 | 0 | 0 | 0 | 0 | 0 | 0 | 0 | 0 | 0 | 0 | 0 | 0 | 0 | 0 | 0 | 0 | 0 | 0 | 0
F3_Commercial_Health (ID)_New_Food Preparation_Natural Gas_Range_E4 | F3 | Commercial | Health (ID) | New | Food Preparation | Natural Gas | Range | E4 | System - kBTUs of Consumption | 0 | 0 | 0 | 0 | 0 | 0 | 0 | 0 | 0 | 0 | 0 | 0 | 0 | 0 | 0 | 0 | 0 | 0 | 0 | 0 | 0 | 0 | 0 | 0 | 0 | 0 | 0
F3_Commercial_Health (ID)_New_Food Preparation_Natural Gas_Range_E5 | F3 | Commercial | Health (ID) | New | Food Preparation | Natural Gas | Range | E5 | System - kBTUs of Consumption | 0 | 0 | 0 | 0 | 0 | 0 | 0 | 0 | 0 | 0 | 0 | 0 | 0 | 0 | 0 | 0 | 0 | 0 | 0 | 0 | 0 | 0 | 0 | 0 | 0 | 0 | 0
F3_Commercial_Health (ID)_New_Food Preparation_Natural Gas_Range_E6 | F3 | Commercial | Health (ID) | New | Food Preparation | Natural Gas | Range | E6 | System - kBTUs of Consumption | 0 | 0 | 0 | 0 | 0 | 0 | 0 | 0 | 0 | 0 | 0 | 0 | 0 | 0 | 0 | 0 | 0 | 0 | 0 | 0 | 0 | 0 | 0 | 0 | 0 | 0 | 0
F3_Commercial_Health (ID)_New_Food Preparation_Natural Gas_Range_E7 | F3 | Commercial | Health (ID) | New | Food Preparation | Natural Gas | Range | E7 | System - kBTUs of Consumption | 0 | 0 | 0 | 0 | 0 | 0 | 0 | 0 | 0 | 0 | 0 | 0 | 0 | 0 | 0 | 0 | 0 | 0 | 0 | 0 | 0 | 0 | 0 | 0 | 0 | 0 | 0
F3_Commercial_Health (ID)_New_Food Preparation_Natural Gas_Range_E8 | F3 | Commercial | Health (ID) | New | Food Preparation | Natural Gas | Range | E8 | System - kBTUs of Consumption | 0 | 0 | 0 | 0 | 0 | 0 | 0 | 0 | 0 | 0 | 0 | 0 | 0 | 0 | 0 | 0 | 0 | 0 | 0 | 0 | 0 | 0 | 0 | 0 | 0 | 0 | 0
F3_Commercial_Health (ID)_New_Food Preparation_Natural Gas_Range_E9 | F3 | Commercial | Health (ID) | New | Food Preparation | Natural Gas | Range | E9 | System - kBTUs of Consumption | 0 | 0 | 0 | 0 | 0 | 0 | 0 | 0 | 0 | 0 | 0 | 0 | 0 | 0 | 0 | 0 | 0 | 0 | 0 | 0 | 0 | 0 | 0 | 0 | 0 | 0 | 0
F3_Commercial_Health (ID)_New_Food Preparation_Natural Gas_Range_E10 | F3 | Commercial | Health (ID) | New | Food Preparation | Natural Gas | Range | E10 | System - kBTUs of Consumption | 0 | 0 | 0 | 0 | 0 | 0 | 0 | 0 | 0 | 0 | 0 | 0 | 0 | 0 | 0 | 0 | 0 | 0 | 0 | 0 | 0 | 0 | 0 | 0 | 0 | 0 | 0
F4_Commercial_Health (ID)_New_Food Preparation_Natural Gas_Range_E1 | F4 | Commercial | Health (ID) | New | Food Preparation | Natural Gas | Range | E1 | Utility - Cost of Equipment | 0.034393 | 0.034393 | 0.034393 | 0.034393 | 0.034393 | 0.034393 | 0.034393 | 0.034393 | 0.034393 | 0.034393 | 0.034393 | 0.034393 | 0.034393 | 0.034393 | 0.034393 | 0.034393 | 0.034393 | 0.034393 | 0.034393 | 0.034393 | 0.034393 | 0.034393 | 0.034393 | 0.034393 | 0.034393 | 0.034393 | 0.034393
F4_Commercial_Health (ID)_New_Food Preparation_Natural Gas_Range_E2 | F4 | Commercial | Health (ID) | New | Food Preparation | Natural Gas | Range | E2 | Utility - Cost of Equipment | 0.03745 | 0.03745 | 0.03745 | 0.03745 | 0.03745 | 0.03745 | 0.03745 | 0.03745 | 0.03745 | 0.03745 | 0.03745 | 0.03745 | 0.03745 | 0.03745 | 0.03745 | 0.03745 | 0.03745 | 0.03745 | 0.03745 | 0.03745 | 0.03745 | 0.03745 | 0.03745 | 0.03745 | 0.03745 | 0.03745 | 0.03745
F4_Commercial_Health (ID)_New_Food Preparation_Natural Gas_Range_E3 | F4 | Commercial | Health (ID) | New | Food Preparation | Natural Gas | Range | E3 | Utility - Cost of Equipment | 0 | 0 | 0 | 0 | 0 | 0 | 0 | 0 | 0 | 0 | 0 | 0 | 0 | 0 | 0 | 0 | 0 | 0 | 0 | 0 | 0 | 0 | 0 | 0 | 0 | 0 | 0
F4_Commercial_Health (ID)_New_Food Preparation_Natural Gas_Range_E4 | F4 | Commercial | Health (ID) | New | Food Preparation | Natural Gas | Range | E4 | Utility - Cost of Equipment | 0 | 0 | 0 | 0 | 0 | 0 | 0 | 0 | 0 | 0 | 0 | 0 | 0 | 0 | 0 | 0 | 0 | 0 | 0 | 0 | 0 | 0 | 0 | 0 | 0 | 0 | 0
F4_Commercial_Health (ID)_New_Food Preparation_Natural Gas_Range_E5 | F4 | Commercial | Health (ID) | New | Food Preparation | Natural Gas | Range | E5 | Utility - Cost of Equipment | 0 | 0 | 0 | 0 | 0 | 0 | 0 | 0 | 0 | 0 | 0 | 0 | 0 | 0 | 0 | 0 | 0 | 0 | 0 | 0 | 0 | 0 | 0 | 0 | 0 | 0 | 0
F4_Commercial_Health (ID)_New_Food Preparation_Natural Gas_Range_E6 | F4 | Commercial | Health (ID) | New | Food Preparation | Natural Gas | Range | E6 | Utility - Cost of Equipment | 0 | 0 | 0 | 0 | 0 | 0 | 0 | 0 | 0 | 0 | 0 | 0 | 0 | 0 | 0 | 0 | 0 | 0 | 0 | 0 | 0 | 0 | 0 | 0 | 0 | 0 | 0
F4_Commercial_Health (ID)_New_Food Preparation_Natural Gas_Range_E7 | F4 | Commercial | Health (ID) | New | Food Preparation | Natural Gas | Range | E7 | Utility - Cost of Equipment | 0 | 0 | 0 | 0 | 0 | 0 | 0 | 0 | 0 | 0 | 0 | 0 | 0 | 0 | 0 | 0 | 0 | 0 | 0 | 0 | 0 | 0 | 0 | 0 | 0 | 0 | 0
F4_Commercial_Health (ID)_New_Food Preparation_Natural Gas_Range_E8 | F4 | Commercial | Health (ID) | New | Food Preparation | Natural Gas | Range | E8 | Utility - Cost of Equipment | 0 | 0 | 0 | 0 | 0 | 0 | 0 | 0 | 0 | 0 | 0 | 0 | 0 | 0 | 0 | 0 | 0 | 0 | 0 | 0 | 0 | 0 | 0 | 0 | 0 | 0 | 0
F4_Commercial_Health (ID)_New_Food Preparation_Natural Gas_Range_E9 | F4 | Commercial | Health (ID) | New | Food Preparation | Natural Gas | Range | E9 | Utility - Cost of Equipment | 0 | 0 | 0 | 0 | 0 | 0 | 0 | 0 | 0 | 0 | 0 | 0 | 0 | 0 | 0 | 0 | 0 | 0 | 0 | 0 | 0 | 0 | 0 | 0 | 0 | 0 | 0
F4_Commercial_Health (ID)_New_Food Preparation_Natural Gas_Range_E10 | F4 | Commercial | Health (ID) | New | Food Preparation | Natural Gas | Range | E10 | Utility - Cost of Equipment | 0 | 0 | 0 | 0 | 0 | 0 | 0 | 0 | 0 | 0 | 0 | 0 | 0 | 0 | 0 | 0 | 0 | 0 | 0 | 0 | 0 | 0 | 0 | 0 | 0 | 0 | 0
F5_Commercial_Health (ID)_New_Food Preparation_Natural Gas_Range_E1 | F5 | Commercial | Health (ID) | New | Food Preparation | Natural Gas | Range | E1 | Utility - Cost of Operation | 0.11269 | 0.1153 | 0.11857 | 0.12243 | 0.12692 | 0.13258 | 0.13848 | 0.14436 | 0.15003 | 0.15578 | 0.16027 | 0.16444 | 0.16894 | 0.17332 | 0.17719 | 0.18077 | 0.18393 | 0.18703 | 0.19037 | 0.1936 | 0.19693 | 0.20041 | 0.20391 | 0.20753 | 0.21122 | 0.21497 | 0.21879
F5_Commercial_Health (ID)_New_Food Preparation_Natural Gas_Range_E2 | F5 | Commercial | Health (ID) | New | Food Preparation | Natural Gas | Range | E2 | Utility - Cost of Operation | 0.056347 | 0.057648 | 0.059284 | 0.061214 | 0.063459 | 0.06629 | 0.069238 | 0.072178 | 0.075014 | 0.077889 | 0.080133 | 0.08222 | 0.08447 | 0.086662 | 0.088595 | 0.090385 | 0.091964 | 0.093515 | 0.095184 | 0.096802 | 0.098467 | 0.1002 | 0.10196 | 0.10377 | 0.10561 | 0.10749 | 0.1094
F5_Commercial_Health (ID)_New_Food Preparation_Natural Gas_Range_E3 | F5 | Commercial | Health (ID) | New | Food Preparation | Natural Gas | Range | E3 | Utility - Cost of Operation | 0 | 0 | 0 | 0 | 0 | 0 | 0 | 0 | 0 | 0 | 0 | 0 | 0 | 0 | 0 | 0 | 0 | 0 | 0 | 0 | 0 | 0 | 0 | 0 | 0 | 0 | 0
F5_Commercial_Health (ID)_New_Food Preparation_Natural Gas_Range_E4 | F5 | Commercial | Health (ID) | New | Food Preparation | Natural Gas | Range | E4 | Utility - Cost of Operation | 0 | 0 | 0 | 0 | 0 | 0 | 0 | 0 | 0 | 0 | 0 | 0 | 0 | 0 | 0 | 0 | 0 | 0 | 0 | 0 | 0 | 0 | 0 | 0 | 0 | 0 | 0
F5_Commercial_Health (ID)_New_Food Preparation_Natural Gas_Range_E5 | F5 | Commercial | Health (ID) | New | Food Preparation | Natural Gas | Range | E5 | Utility - Cost of Operation | 0 | 0 | 0 | 0 | 0 | 0 | 0 | 0 | 0 | 0 | 0 | 0 | 0 | 0 | 0 | 0 | 0 | 0 | 0 | 0 | 0 | 0 | 0 | 0 | 0 | 0 | 0
F5_Commercial_Health (ID)_New_Food Preparation_Natural Gas_Range_E6 | F5 | Commercial | Health (ID) | New | Food Preparation | Natural Gas | Range | E6 | Utility - Cost of Operation | 0 | 0 | 0 | 0 | 0 | 0 | 0 | 0 | 0 | 0 | 0 | 0 | 0 | 0 | 0 | 0 | 0 | 0 | 0 | 0 | 0 | 0 | 0 | 0 | 0 | 0 | 0
F5_Commercial_Health (ID)_New_Food Preparation_Natural Gas_Range_E7 | F5 | Commercial | Health (ID) | New | Food Preparation | Natural Gas | Range | E7 | Utility - Cost of Operation | 0 | 0 | 0 | 0 | 0 | 0 | 0 | 0 | 0 | 0 | 0 | 0 | 0 | 0 | 0 | 0 | 0 | 0 | 0 | 0 | 0 | 0 | 0 | 0 | 0 | 0 | 0
F5_Commercial_Health (ID)_New_Food Preparation_Natural Gas_Range_E8 | F5 | Commercial | Health (ID) | New | Food Preparation | Natural Gas | Range | E8 | Utility - Cost of Operation | 0 | 0 | 0 | 0 | 0 | 0 | 0 | 0 | 0 | 0 | 0 | 0 | 0 | 0 | 0 | 0 | 0 | 0 | 0 | 0 | 0 | 0 | 0 | 0 | 0 | 0 | 0
F5_Commercial_Health (ID)_New_Food Preparation_Natural Gas_Range_E9 | F5 | Commercial | Health (ID) | New | Food Preparation | Natural Gas | Range | E9 | Utility - Cost of Operation | 0 | 0 | 0 | 0 | 0 | 0 | 0 | 0 | 0 | 0 | 0 | 0 | 0 | 0 | 0 | 0 | 0 | 0 | 0 | 0 | 0 | 0 | 0 | 0 | 0 | 0 | 0
F5_Commercial_Health (ID)_New_Food Preparation_Natural Gas_Range_E10 | F5 | Commercial | Health (ID) | New | Food Preparation | Natural Gas | Range | E10 | Utility - Cost of Operation | 0 | 0 | 0 | 0 | 0 | 0 | 0 | 0 | 0 | 0 | 0 | 0 | 0 | 0 | 0 | 0 | 0 | 0 | 0 | 0 | 0 | 0 | 0 | 0 | 0 | 0 | 0
F6_Commercial_Health (ID)_New_Food Preparation_Natural Gas_Range_E1 | F6 | Commercial | Health (ID) | New | Food Preparation | Natural Gas | Range | E1 | Utility - Value of Sales | 0.13406 | 0.13629 | 0.13901 | 0.14231 | 0.14625 | 0.15144 | 0.15677 | 0.16193 | 0.16668 | 0.17124 | 0.17592 | 0.1801 | 0.18447 | 0.1885 | 0.1919 | 0.19491 | 0.19738 | 0.1997 | 0.2022 | 0.20449 | 0.20678 | 0.21043 | 0.21411 | 0.21791 | 0.22178 | 0.22572 | 0.22973
F6_Commercial_Health (ID)_New_Food Preparation_Natural Gas_Range_E2 | F6 | Commercial | Health (ID) | New | Food Preparation | Natural Gas | Range | E2 | Utility - Value of Sales | 0.067029 | 0.068145 | 0.069504 | 0.071157 | 0.073123 | 0.075722 | 0.078387 | 0.080966 | 0.08334 | 0.085619 | 0.087961 | 0.090052 | 0.092234 | 0.094251 | 0.095949 | 0.097454 | 0.098689 | 0.099852 | 0.1011 | 0.10224 | 0.10339 | 0.10521 | 0.10705 | 0.10896 | 0.11089 | 0.11286 | 0.11487
F6_Commercial_Health (ID)_New_Food Preparation_Natural Gas_Range_E3 | F6 | Commercial | Health (ID) | New | Food Preparation | Natural Gas | Range | E3 | Utility - Value of Sales | 0 | 0 | 0 | 0 | 0 | 0 | 0 | 0 | 0 | 0 | 0 | 0 | 0 | 0 | 0 | 0 | 0 | 0 | 0 | 0 | 0 | 0 | 0 | 0 | 0 | 0 | 0
F6_Commercial_Health (ID)_New_Food Preparation_Natural Gas_Range_E4 | F6 | Commercial | Health (ID) | New | Food Preparation | Natural Gas | Range | E4 | Utility - Value of Sales | 0 | 0 | 0 | 0 | 0 | 0 | 0 | 0 | 0 | 0 | 0 | 0 | 0 | 0 | 0 | 0 | 0 | 0 | 0 | 0 | 0 | 0 | 0 | 0 | 0 | 0 | 0
F6_Commercial_Health (ID)_New_Food Preparation_Natural Gas_Range_E5 | F6 | Commercial | Health (ID) | New | Food Preparation | Natural Gas | Range | E5 | Utility - Value of Sales | 0 | 0 | 0 | 0 | 0 | 0 | 0 | 0 | 0 | 0 | 0 | 0 | 0 | 0 | 0 | 0 | 0 | 0 | 0 | 0 | 0 | 0 | 0 | 0 | 0 | 0 | 0
F6_Commercial_Health (ID)_New_Food Preparation_Natural Gas_Range_E6 | F6 | Commercial | Health (ID) | New | Food Preparation | Natural Gas | Range | E6 | Utility - Value of Sales | 0 | 0 | 0 | 0 | 0 | 0 | 0 | 0 | 0 | 0 | 0 | 0 | 0 | 0 | 0 | 0 | 0 | 0 | 0 | 0 | 0 | 0 | 0 | 0 | 0 | 0 | 0
F6_Commercial_Health (ID)_New_Food Preparation_Natural Gas_Range_E7 | F6 | Commercial | Health (ID) | New | Food Preparation | Natural Gas | Range | E7 | Utility - Value of Sales | 0 | 0 | 0 | 0 | 0 | 0 | 0 | 0 | 0 | 0 | 0 | 0 | 0 | 0 | 0 | 0 | 0 | 0 | 0 | 0 | 0 | 0 | 0 | 0 | 0 | 0 | 0
F6_Commercial_Health (ID)_New_Food Preparation_Natural Gas_Range_E8 | F6 | Commercial | Health (ID) | New | Food Preparation | Natural Gas | Range | E8 | Utility - Value of Sales | 0 | 0 | 0 | 0 | 0 | 0 | 0 | 0 | 0 | 0 | 0 | 0 | 0 | 0 | 0 | 0 | 0 | 0 | 0 | 0 | 0 | 0 | 0 | 0 | 0 | 0 | 0
F6_Commercial_Health (ID)_New_Food Preparation_Natural Gas_Range_E9 | F6 | Commercial | Health (ID) | New | Food Preparation | Natural Gas | Range | E9 | Utility - Value of Sales | 0 | 0 | 0 | 0 | 0 | 0 | 0 | 0 | 0 | 0 | 0 | 0 | 0 | 0 | 0 | 0 | 0 | 0 | 0 | 0 | 0 | 0 | 0 | 0 | 0 | 0 | 0
F6_Commercial_Health (ID)_New_Food Preparation_Natural Gas_Range_E10 | F6 | Commercial | Health (ID) | New | Food Preparation | Natural Gas | Range | E10 | Utility - Value of Sales | 0 | 0 | 0 | 0 | 0 | 0 | 0 | 0 | 0 | 0 | 0 | 0 | 0 | 0 | 0 | 0 | 0 | 0 | 0 | 0 | 0 | 0 | 0 | 0 | 0 | 0 | 0
F1_Commercial_Health (ID)_New_Food Preparation_Natural Gas_Steamer_E1 | F1 | Commercial | Health (ID) | New | Food Preparation | Natural Gas | Steamer | E1 | RVT - Cost of Equipment | 0.015182 | 0.015182 | 0.015182 | 0.015182 | 0.015182 | 0.015182 | 0.015182 | 0.015182 | 0.015182 | 0.015182 | 0.015182 | 0.015182 | 0.015182 | 0.015182 | 0.015182 | 0.015182 | 0.015182 | 0.015182 | 0.015182 | 0.015182 | 0.015182 | 0.015182 | 0.015182 | 0.015182 | 0.015182 | 0.015182 | 0.015182
F1_Commercial_Health (ID)_New_Food Preparation_Natural Gas_Steamer_E2 | F1 | Commercial | Health (ID) | New | Food Preparation | Natural Gas | Steamer | E2 | RVT - Cost of Equipment | 0.016312 | 0.016312 | 0.016312 | 0.016312 | 0.016312 | 0.016312 | 0.016312 | 0.016312 | 0.016312 | 0.016312 | 0.016312 | 0.016312 | 0.016312 | 0.016312 | 0.016312 | 0.016312 | 0.016312 | 0.016312 | 0.016312 | 0.016312 | 0.016312 | 0.016312 | 0.016312 | 0.016312 | 0.016312 | 0.016312 | 0.016312
F1_Commercial_Health (ID)_New_Food Preparation_Natural Gas_Steamer_E3 | F1 | Commercial | Health (ID) | New | Food Preparation | Natural Gas | Steamer | E3 | RVT - Cost of Equipment | 0 | 0 | 0 | 0 | 0 | 0 | 0 | 0 | 0 | 0 | 0 | 0 | 0 | 0 | 0 | 0 | 0 | 0 | 0 | 0 | 0 | 0 | 0 | 0 | 0 | 0 | 0
F1_Commercial_Health (ID)_New_Food Preparation_Natural Gas_Steamer_E4 | F1 | Commercial | Health (ID) | New | Food Preparation | Natural Gas | Steamer | E4 | RVT - Cost of Equipment | 0 | 0 | 0 | 0 | 0 | 0 | 0 | 0 | 0 | 0 | 0 | 0 | 0 | 0 | 0 | 0 | 0 | 0 | 0 | 0 | 0 | 0 | 0 | 0 | 0 | 0 | 0
F1_Commercial_Health (ID)_New_Food Preparation_Natural Gas_Steamer_E5 | F1 | Commercial | Health (ID) | New | Food Preparation | Natural Gas | Steamer | E5 | RVT - Cost of Equipment | 0 | 0 | 0 | 0 | 0 | 0 | 0 | 0 | 0 | 0 | 0 | 0 | 0 | 0 | 0 | 0 | 0 | 0 | 0 | 0 | 0 | 0 | 0 | 0 | 0 | 0 | 0
F1_Commercial_Health (ID)_New_Food Preparation_Natural Gas_Steamer_E6 | F1 | Commercial | Health (ID) | New | Food Preparation | Natural Gas | Steamer | E6 | RVT - Cost of Equipment | 0 | 0 | 0 | 0 | 0 | 0 | 0 | 0 | 0 | 0 | 0 | 0 | 0 | 0 | 0 | 0 | 0 | 0 | 0 | 0 | 0 | 0 | 0 | 0 | 0 | 0 | 0
F1_Commercial_Health (ID)_New_Food Preparation_Natural Gas_Steamer_E7 | F1 | Commercial | Health (ID) | New | Food Preparation | Natural Gas | Steamer | E7 | RVT - Cost of Equipment | 0 | 0 | 0 | 0 | 0 | 0 | 0 | 0 | 0 | 0 | 0 | 0 | 0 | 0 | 0 | 0 | 0 | 0 | 0 | 0 | 0 | 0 | 0 | 0 | 0 | 0 | 0
F1_Commercial_Health (ID)_New_Food Preparation_Natural Gas_Steamer_E8 | F1 | Commercial | Health (ID) | New | Food Preparation | Natural Gas | Steamer | E8 | RVT - Cost of Equipment | 0 | 0 | 0 | 0 | 0 | 0 | 0 | 0 | 0 | 0 | 0 | 0 | 0 | 0 | 0 | 0 | 0 | 0 | 0 | 0 | 0 | 0 | 0 | 0 | 0 | 0 | 0
F1_Commercial_Health (ID)_New_Food Preparation_Natural Gas_Steamer_E9 | F1 | Commercial | Health (ID) | New | Food Preparation | Natural Gas | Steamer | E9 | RVT - Cost of Equipment | 0 | 0 | 0 | 0 | 0 | 0 | 0 | 0 | 0 | 0 | 0 | 0 | 0 | 0 | 0 | 0 | 0 | 0 | 0 | 0 | 0 | 0 | 0 | 0 | 0 | 0 | 0
F1_Commercial_Health (ID)_New_Food Preparation_Natural Gas_Steamer_E10 | F1 | Commercial | Health (ID) | New | Food Preparation | Natural Gas | Steamer | E10 | RVT - Cost of Equipment | 0 | 0 | 0 | 0 | 0 | 0 | 0 | 0 | 0 | 0 | 0 | 0 | 0 | 0 | 0 | 0 | 0 | 0 | 0 | 0 | 0 | 0 | 0 | 0 | 0 | 0 | 0
F2_Commercial_Health (ID)_New_Food Preparation_Natural Gas_Steamer_E1 | F2 | Commercial | Health (ID) | New | Food Preparation | Natural Gas | Steamer | E1 | RVT - Cost of Operation | 0.18671 | 0.19024 | 0.19438 | 0.19921 | 0.20473 | 0.21163 | 0.21855 | 0.22512 | 0.23107 | 0.23684 | 0.24281 | 0.24824 | 0.25397 | 0.25939 | 0.26406 | 0.26826 | 0.27183 | 0.27523 | 0.27884 | 0.28222 | 0.28561 | 0.29065 | 0.29574 | 0.30099 | 0.30634 | 0.31178 | 0.31732
F2_Commercial_Health (ID)_New_Food Preparation_Natural Gas_Steamer_E2 | F2 | Commercial | Health (ID) | New | Food Preparation | Natural Gas | Steamer | E2 | RVT - Cost of Operation | 0.035228 | 0.035893 | 0.036674 | 0.037585 | 0.038628 | 0.03993 | 0.041236 | 0.042475 | 0.043597 | 0.044685 | 0.045812 | 0.046837 | 0.047918 | 0.048941 | 0.049821 | 0.050614 | 0.051286 | 0.051928 | 0.05261 | 0.053247 | 0.053886 | 0.054837 | 0.055798 | 0.056789 | 0.057798 | 0.058825 | 0.05987
F2_Commercial_Health (ID)_New_Food Preparation_Natural Gas_Steamer_E3 | F2 | Commercial | Health (ID) | New | Food Preparation | Natural Gas | Steamer | E3 | RVT - Cost of Operation | 0 | 0 | 0 | 0 | 0 | 0 | 0 | 0 | 0 | 0 | 0 | 0 | 0 | 0 | 0 | 0 | 0 | 0 | 0 | 0 | 0 | 0 | 0 | 0 | 0 | 0 | 0
F2_Commercial_Health (ID)_New_Food Preparation_Natural Gas_Steamer_E4 | F2 | Commercial | Health (ID) | New | Food Preparation | Natural Gas | Steamer | E4 | RVT - Cost of Operation | 0 | 0 | 0 | 0 | 0 | 0 | 0 | 0 | 0 | 0 | 0 | 0 | 0 | 0 | 0 | 0 | 0 | 0 | 0 | 0 | 0 | 0 | 0 | 0 | 0 | 0 | 0
F2_Commercial_Health (ID)_New_Food Preparation_Natural Gas_Steamer_E5 | F2 | Commercial | Health (ID) | New | Food Preparation | Natural Gas | Steamer | E5 | RVT - Cost of Operation | 0 | 0 | 0 | 0 | 0 | 0 | 0 | 0 | 0 | 0 | 0 | 0 | 0 | 0 | 0 | 0 | 0 | 0 | 0 | 0 | 0 | 0 | 0 | 0 | 0 | 0 | 0
F2_Commercial_Health (ID)_New_Food Preparation_Natural Gas_Steamer_E6 | F2 | Commercial | Health (ID) | New | Food Preparation | Natural Gas | Steamer | E6 | RVT - Cost of Operation | 0 | 0 | 0 | 0 | 0 | 0 | 0 | 0 | 0 | 0 | 0 | 0 | 0 | 0 | 0 | 0 | 0 | 0 | 0 | 0 | 0 | 0 | 0 | 0 | 0 | 0 | 0
F2_Commercial_Health (ID)_New_Food Preparation_Natural Gas_Steamer_E7 | F2 | Commercial | Health (ID) | New | Food Preparation | Natural Gas | Steamer | E7 | RVT - Cost of Operation | 0 | 0 | 0 | 0 | 0 | 0 | 0 | 0 | 0 | 0 | 0 | 0 | 0 | 0 | 0 | 0 | 0 | 0 | 0 | 0 | 0 | 0 | 0 | 0 | 0 | 0 | 0
F2_Commercial_Health (ID)_New_Food Preparation_Natural Gas_Steamer_E8 | F2 | Commercial | Health (ID) | New | Food Preparation | Natural Gas | Steamer | E8 | RVT - Cost of Operation | 0 | 0 | 0 | 0 | 0 | 0 | 0 | 0 | 0 | 0 | 0 | 0 | 0 | 0 | 0 | 0 | 0 | 0 | 0 | 0 | 0 | 0 | 0 | 0 | 0 | 0 | 0
F2_Commercial_Health (ID)_New_Food Preparation_Natural Gas_Steamer_E9 | F2 | Commercial | Health (ID) | New | Food Preparation | Natural Gas | Steamer | E9 | RVT - Cost of Operation | 0 | 0 | 0 | 0 | 0 | 0 | 0 | 0 | 0 | 0 | 0 | 0 | 0 | 0 | 0 | 0 | 0 | 0 | 0 | 0 | 0 | 0 | 0 | 0 | 0 | 0 | 0
F2_Commercial_Health (ID)_New_Food Preparation_Natural Gas_Steamer_E10 | F2 | Commercial | Health (ID) | New | Food Preparation | Natural Gas | Steamer | E10 | RVT - Cost of Operation | 0 | 0 | 0 | 0 | 0 | 0 | 0 | 0 | 0 | 0 | 0 | 0 | 0 | 0 | 0 | 0 | 0 | 0 | 0 | 0 | 0 | 0 | 0 | 0 | 0 | 0 | 0
F3_Commercial_Health (ID)_New_Food Preparation_Natural Gas_Steamer_E1 | F3 | Commercial | Health (ID) | New | Food Preparation | Natural Gas | Steamer | E1 | System - kBTUs of Consumption | 44.5423 | 44.5423 | 44.5423 | 44.5423 | 44.5423 | 44.5423 | 44.5423 | 44.5423 | 44.5423 | 44.5423 | 44.5423 | 44.5423 | 44.5423 | 44.5423 | 44.5423 | 44.5423 | 44.5423 | 44.5423 | 44.5423 | 44.5423 | 44.5423 | 44.5423 | 44.5423 | 44.5423 | 44.5423 | 44.5423 | 44.5423
F3_Commercial_Health (ID)_New_Food Preparation_Natural Gas_Steamer_E2 | F3 | Commercial | Health (ID) | New | Food Preparation | Natural Gas | Steamer | E2 | System - kBTUs of Consumption | 8.404 | 8.404 | 8.404 | 8.404 | 8.404 | 8.404 | 8.404 | 8.404 | 8.404 | 8.404 | 8.404 | 8.404 | 8.404 | 8.404 | 8.404 | 8.404 | 8.404 | 8.404 | 8.404 | 8.404 | 8.404 | 8.404 | 8.404 | 8.404 | 8.404 | 8.404 | 8.404
F3_Commercial_Health (ID)_New_Food Preparation_Natural Gas_Steamer_E3 | F3 | Commercial | Health (ID) | New | Food Preparation | Natural Gas | Steamer | E3 | System - kBTUs of Consumption | 0 | 0 | 0 | 0 | 0 | 0 | 0 | 0 | 0 | 0 | 0 | 0 | 0 | 0 | 0 | 0 | 0 | 0 | 0 | 0 | 0 | 0 | 0 | 0 | 0 | 0 | 0
F3_Commercial_Health (ID)_New_Food Preparation_Natural Gas_Steamer_E4 | F3 | Commercial | Health (ID) | New | Food Preparation | Natural Gas | Steamer | E4 | System - kBTUs of Consumption | 0 | 0 | 0 | 0 | 0 | 0 | 0 | 0 | 0 | 0 | 0 | 0 | 0 | 0 | 0 | 0 | 0 | 0 | 0 | 0 | 0 | 0 | 0 | 0 | 0 | 0 | 0
F3_Commercial_Health (ID)_New_Food Preparation_Natural Gas_Steamer_E5 | F3 | Commercial | Health (ID) | New | Food Preparation | Natural Gas | Steamer | E5 | System - kBTUs of Consumption | 0 | 0 | 0 | 0 | 0 | 0 | 0 | 0 | 0 | 0 | 0 | 0 | 0 | 0 | 0 | 0 | 0 | 0 | 0 | 0 | 0 | 0 | 0 | 0 | 0 | 0 | 0
F3_Commercial_Health (ID)_New_Food Preparation_Natural Gas_Steamer_E6 | F3 | Commercial | Health (ID) | New | Food Preparation | Natural Gas | Steamer | E6 | System - kBTUs of Consumption | 0 | 0 | 0 | 0 | 0 | 0 | 0 | 0 | 0 | 0 | 0 | 0 | 0 | 0 | 0 | 0 | 0 | 0 | 0 | 0 | 0 | 0 | 0 | 0 | 0 | 0 | 0
F3_Commercial_Health (ID)_New_Food Preparation_Natural Gas_Steamer_E7 | F3 | Commercial | Health (ID) | New | Food Preparation | Natural Gas | Steamer | E7 | System - kBTUs of Consumption | 0 | 0 | 0 | 0 | 0 | 0 | 0 | 0 | 0 | 0 | 0 | 0 | 0 | 0 | 0 | 0 | 0 | 0 | 0 | 0 | 0 | 0 | 0 | 0 | 0 | 0 | 0
F3_Commercial_Health (ID)_New_Food Preparation_Natural Gas_Steamer_E8 | F3 | Commercial | Health (ID) | New | Food Preparation | Natural Gas | Steamer | E8 | System - kBTUs of Consumption | 0 | 0 | 0 | 0 | 0 | 0 | 0 | 0 | 0 | 0 | 0 | 0 | 0 | 0 | 0 | 0 | 0 | 0 | 0 | 0 | 0 | 0 | 0 | 0 | 0 | 0 | 0
F3_Commercial_Health (ID)_New_Food Preparation_Natural Gas_Steamer_E9 | F3 | Commercial | Health (ID) | New | Food Preparation | Natural Gas | Steamer | E9 | System - kBTUs of Consumption | 0 | 0 | 0 | 0 | 0 | 0 | 0 | 0 | 0 | 0 | 0 | 0 | 0 | 0 | 0 | 0 | 0 | 0 | 0 | 0 | 0 | 0 | 0 | 0 | 0 | 0 | 0
F3_Commercial_Health (ID)_New_Food Preparation_Natural Gas_Steamer_E10 | F3 | Commercial | Health (ID) | New | Food Preparation | Natural Gas | Steamer | E10 | System - kBTUs of Consumption | 0 | 0 | 0 | 0 | 0 | 0 | 0 | 0 | 0 | 0 | 0 | 0 | 0 | 0 | 0 | 0 | 0 | 0 | 0 | 0 | 0 | 0 | 0 | 0 | 0 | 0 | 0
F4_Commercial_Health (ID)_New_Food Preparation_Natural Gas_Steamer_E1 | F4 | Commercial | Health (ID) | New | Food Preparation | Natural Gas | Steamer | E1 | Utility - Cost of Equipment | 0.015182 | 0.015182 | 0.015182 | 0.015182 | 0.015182 | 0.015182 | 0.015182 | 0.015182 | 0.015182 | 0.015182 | 0.015182 | 0.015182 | 0.015182 | 0.015182 | 0.015182 | 0.015182 | 0.015182 | 0.015182 | 0.015182 | 0.015182 | 0.015182 | 0.015182 | 0.015182 | 0.015182 | 0.015182 | 0.015182 | 0.015182
F4_Commercial_Health (ID)_New_Food Preparation_Natural Gas_Steamer_E2 | F4 | Commercial | Health (ID) | New | Food Preparation | Natural Gas | Steamer | E2 | Utility - Cost of Equipment | 0.016312 | 0.016312 | 0.016312 | 0.016312 | 0.016312 | 0.016312 | 0.016312 | 0.016312 | 0.016312 | 0.016312 | 0.016312 | 0.016312 | 0.016312 | 0.016312 | 0.016312 | 0.016312 | 0.016312 | 0.016312 | 0.016312 | 0.016312 | 0.016312 | 0.016312 | 0.016312 | 0.016312 | 0.016312 | 0.016312 | 0.016312
F4_Commercial_Health (ID)_New_Food Preparation_Natural Gas_Steamer_E3 | F4 | Commercial | Health (ID) | New | Food Preparation | Natural Gas | Steamer | E3 | Utility - Cost of Equipment | 0 | 0 | 0 | 0 | 0 | 0 | 0 | 0 | 0 | 0 | 0 | 0 | 0 | 0 | 0 | 0 | 0 | 0 | 0 | 0 | 0 | 0 | 0 | 0 | 0 | 0 | 0
F4_Commercial_Health (ID)_New_Food Preparation_Natural Gas_Steamer_E4 | F4 | Commercial | Health (ID) | New | Food Preparation | Natural Gas | Steamer | E4 | Utility - Cost of Equipment | 0 | 0 | 0 | 0 | 0 | 0 | 0 | 0 | 0 | 0 | 0 | 0 | 0 | 0 | 0 | 0 | 0 | 0 | 0 | 0 | 0 | 0 | 0 | 0 | 0 | 0 | 0
F4_Commercial_Health (ID)_New_Food Preparation_Natural Gas_Steamer_E5 | F4 | Commercial | Health (ID) | New | Food Preparation | Natural Gas | Steamer | E5 | Utility - Cost of Equipment | 0 | 0 | 0 | 0 | 0 | 0 | 0 | 0 | 0 | 0 | 0 | 0 | 0 | 0 | 0 | 0 | 0 | 0 | 0 | 0 | 0 | 0 | 0 | 0 | 0 | 0 | 0
F4_Commercial_Health (ID)_New_Food Preparation_Natural Gas_Steamer_E6 | F4 | Commercial | Health (ID) | New | Food Preparation | Natural Gas | Steamer | E6 | Utility - Cost of Equipment | 0 | 0 | 0 | 0 | 0 | 0 | 0 | 0 | 0 | 0 | 0 | 0 | 0 | 0 | 0 | 0 | 0 | 0 | 0 | 0 | 0 | 0 | 0 | 0 | 0 | 0 | 0
F4_Commercial_Health (ID)_New_Food Preparation_Natural Gas_Steamer_E7 | F4 | Commercial | Health (ID) | New | Food Preparation | Natural Gas | Steamer | E7 | Utility - Cost of Equipment | 0 | 0 | 0 | 0 | 0 | 0 | 0 | 0 | 0 | 0 | 0 | 0 | 0 | 0 | 0 | 0 | 0 | 0 | 0 | 0 | 0 | 0 | 0 | 0 | 0 | 0 | 0
F4_Commercial_Health (ID)_New_Food Preparation_Natural Gas_Steamer_E8 | F4 | Commercial | Health (ID) | New | Food Preparation | Natural Gas | Steamer | E8 | Utility - Cost of Equipment | 0 | 0 | 0 | 0 | 0 | 0 | 0 | 0 | 0 | 0 | 0 | 0 | 0 | 0 | 0 | 0 | 0 | 0 | 0 | 0 | 0 | 0 | 0 | 0 | 0 | 0 | 0
F4_Commercial_Health (ID)_New_Food Preparation_Natural Gas_Steamer_E9 | F4 | Commercial | Health (ID) | New | Food Preparation | Natural Gas | Steamer | E9 | Utility - Cost of Equipment | 0 | 0 | 0 | 0 | 0 | 0 | 0 | 0 | 0 | 0 | 0 | 0 | 0 | 0 | 0 | 0 | 0 | 0 | 0 | 0 | 0 | 0 | 0 | 0 | 0 | 0 | 0
F4_Commercial_Health (ID)_New_Food Preparation_Natural Gas_Steamer_E10 | F4 | Commercial | Health (ID) | New | Food Preparation | Natural Gas | Steamer | E10 | Utility - Cost of Equipment | 0 | 0 | 0 | 0 | 0 | 0 | 0 | 0 | 0 | 0 | 0 | 0 | 0 | 0 | 0 | 0 | 0 | 0 | 0 | 0 | 0 | 0 | 0 | 0 | 0 | 0 | 0
F5_Commercial_Health (ID)_New_Food Preparation_Natural Gas_Steamer_E1 | F5 | Commercial | Health (ID) | New | Food Preparation | Natural Gas | Steamer | E1 | Utility - Cost of Operation | 0.15853 | 0.16252 | 0.16725 | 0.17268 | 0.17881 | 0.18628 | 0.19396 | 0.20157 | 0.20889 | 0.21632 | 0.22222 | 0.22776 | 0.23371 | 0.23953 | 0.24473 | 0.24961 | 0.25397 | 0.25829 | 0.26289 | 0.26739 | 0.272 | 0.2768 | 0.28166 | 0.28666 | 0.29175 | 0.29694 | 0.30221
F5_Commercial_Health (ID)_New_Food Preparation_Natural Gas_Steamer_E2 | F5 | Commercial | Health (ID) | New | Food Preparation | Natural Gas | Steamer | E2 | Utility - Cost of Operation | 0.02991 | 0.030664 | 0.031557 | 0.03258 | 0.033737 | 0.035146 | 0.036595 | 0.03803 | 0.039412 | 0.040813 | 0.041928 | 0.042972 | 0.044094 | 0.045193 | 0.046175 | 0.047094 | 0.047918 | 0.048732 | 0.049601 | 0.050449 | 0.05132 | 0.052226 | 0.053141 | 0.054085 | 0.055046 | 0.056024 | 0.057019
F5_Commercial_Health (ID)_New_Food Preparation_Natural Gas_Steamer_E3 | F5 | Commercial | Health (ID) | New | Food Preparation | Natural Gas | Steamer | E3 | Utility - Cost of Operation | 0 | 0 | 0 | 0 | 0 | 0 | 0 | 0 | 0 | 0 | 0 | 0 | 0 | 0 | 0 | 0 | 0 | 0 | 0 | 0 | 0 | 0 | 0 | 0 | 0 | 0 | 0
F5_Commercial_Health (ID)_New_Food Preparation_Natural Gas_Steamer_E4 | F5 | Commercial | Health (ID) | New | Food Preparation | Natural Gas | Steamer | E4 | Utility - Cost of Operation | 0 | 0 | 0 | 0 | 0 | 0 | 0 | 0 | 0 | 0 | 0 | 0 | 0 | 0 | 0 | 0 | 0 | 0 | 0 | 0 | 0 | 0 | 0 | 0 | 0 | 0 | 0
F5_Commercial_Health (ID)_New_Food Preparation_Natural Gas_Steamer_E5 | F5 | Commercial | Health (ID) | New | Food Preparation | Natural Gas | Steamer | E5 | Utility - Cost of Operation | 0 | 0 | 0 | 0 | 0 | 0 | 0 | 0 | 0 | 0 | 0 | 0 | 0 | 0 | 0 | 0 | 0 | 0 | 0 | 0 | 0 | 0 | 0 | 0 | 0 | 0 | 0
F5_Commercial_Health (ID)_New_Food Preparation_Natural Gas_Steamer_E6 | F5 | Commercial | Health (ID) | New | Food Preparation | Natural Gas | Steamer | E6 | Utility - Cost of Operation | 0 | 0 | 0 | 0 | 0 | 0 | 0 | 0 | 0 | 0 | 0 | 0 | 0 | 0 | 0 | 0 | 0 | 0 | 0 | 0 | 0 | 0 | 0 | 0 | 0 | 0 | 0
F5_Commercial_Health (ID)_New_Food Preparation_Natural Gas_Steamer_E7 | F5 | Commercial | Health (ID) | New | Food Preparation | Natural Gas | Steamer | E7 | Utility - Cost of Operation | 0 | 0 | 0 | 0 | 0 | 0 | 0 | 0 | 0 | 0 | 0 | 0 | 0 | 0 | 0 | 0 | 0 | 0 | 0 | 0 | 0 | 0 | 0 | 0 | 0 | 0 | 0
F5_Commercial_Health (ID)_New_Food Preparation_Natural Gas_Steamer_E8 | F5 | Commercial | Health (ID) | New | Food Preparation | Natural Gas | Steamer | E8 | Utility - Cost of Operation | 0 | 0 | 0 | 0 | 0 | 0 | 0 | 0 | 0 | 0 | 0 | 0 | 0 | 0 | 0 | 0 | 0 | 0 | 0 | 0 | 0 | 0 | 0 | 0 | 0 | 0 | 0
F5_Commercial_Health (ID)_New_Food Preparation_Natural Gas_Steamer_E9 | F5 | Commercial | Health (ID) | New | Food Preparation | Natural Gas | Steamer | E9 | Utility - Cost of Operation | 0 | 0 | 0 | 0 | 0 | 0 | 0 | 0 | 0 | 0 | 0 | 0 | 0 | 0 | 0 | 0 | 0 | 0 | 0 | 0 | 0 | 0 | 0 | 0 | 0 | 0 | 0
F5_Commercial_Health (ID)_New_Food Preparation_Natural Gas_Steamer_E10 | F5 | Commercial | Health (ID) | New | Food Preparation | Natural Gas | Steamer | E10 | Utility - Cost of Operation | 0 | 0 | 0 | 0 | 0 | 0 | 0 | 0 | 0 | 0 | 0 | 0 | 0 | 0 | 0 | 0 | 0 | 0 | 0 | 0 | 0 | 0 | 0 | 0 | 0 | 0 | 0
F6_Commercial_Health (ID)_New_Food Preparation_Natural Gas_Steamer_E1 | F6 | Commercial | Health (ID) | New | Food Preparation | Natural Gas | Steamer | E1 | Utility - Value of Sales | 0.18671 | 0.19024 | 0.19438 | 0.19921 | 0.20473 | 0.21163 | 0.21855 | 0.22512 | 0.23107 | 0.23684 | 0.24281 | 0.24824 | 0.25397 | 0.25939 | 0.26406 | 0.26826 | 0.27183 | 0.27523 | 0.27884 | 0.28222 | 0.28561 | 0.29065 | 0.29574 | 0.30099 | 0.30634 | 0.31178 | 0.31732
F6_Commercial_Health (ID)_New_Food Preparation_Natural Gas_Steamer_E2 | F6 | Commercial | Health (ID) | New | Food Preparation | Natural Gas | Steamer | E2 | Utility - Value of Sales | 0.035228 | 0.035893 | 0.036674 | 0.037585 | 0.038628 | 0.03993 | 0.041236 | 0.042475 | 0.043597 | 0.044685 | 0.045812 | 0.046837 | 0.047918 | 0.048941 | 0.049821 | 0.050614 | 0.051286 | 0.051928 | 0.05261 | 0.053247 | 0.053886 | 0.054837 | 0.055798 | 0.056789 | 0.057798 | 0.058825 | 0.05987
F6_Commercial_Health (ID)_New_Food Preparation_Natural Gas_Steamer_E3 | F6 | Commercial | Health (ID) | New | Food Preparation | Natural Gas | Steamer | E3 | Utility - Value of Sales | 0 | 0 | 0 | 0 | 0 | 0 | 0 | 0 | 0 | 0 | 0 | 0 | 0 | 0 | 0 | 0 | 0 | 0 | 0 | 0 | 0 | 0 | 0 | 0 | 0 | 0 | 0
F6_Commercial_Health (ID)_New_Food Preparation_Natural Gas_Steamer_E4 | F6 | Commercial | Health (ID) | New | Food Preparation | Natural Gas | Steamer | E4 | Utility - Value of Sales | 0 | 0 | 0 | 0 | 0 | 0 | 0 | 0 | 0 | 0 | 0 | 0 | 0 | 0 | 0 | 0 | 0 | 0 | 0 | 0 | 0 | 0 | 0 | 0 | 0 | 0 | 0
F6_Commercial_Health (ID)_New_Food Preparation_Natural Gas_Steamer_E5 | F6 | Commercial | Health (ID) | New | Food Preparation | Natural Gas | Steamer | E5 | Utility - Value of Sales | 0 | 0 | 0 | 0 | 0 | 0 | 0 | 0 | 0 | 0 | 0 | 0 | 0 | 0 | 0 | 0 | 0 | 0 | 0 | 0 | 0 | 0 | 0 | 0 | 0 | 0 | 0
F6_Commercial_Health (ID)_New_Food Preparation_Natural Gas_Steamer_E6 | F6 | Commercial | Health (ID) | New | Food Preparation | Natural Gas | Steamer | E6 | Utility - Value of Sales | 0 | 0 | 0 | 0 | 0 | 0 | 0 | 0 | 0 | 0 | 0 | 0 | 0 | 0 | 0 | 0 | 0 | 0 | 0 | 0 | 0 | 0 | 0 | 0 | 0 | 0 | 0
F6_Commercial_Health (ID)_New_Food Preparation_Natural Gas_Steamer_E7 | F6 | Commercial | Health (ID) | New | Food Preparation | Natural Gas | Steamer | E7 | Utility - Value of Sales | 0 | 0 | 0 | 0 | 0 | 0 | 0 | 0 | 0 | 0 | 0 | 0 | 0 | 0 | 0 | 0 | 0 | 0 | 0 | 0 | 0 | 0 | 0 | 0 | 0 | 0 | 0
F6_Commercial_Health (ID)_New_Food Preparation_Natural Gas_Steamer_E8 | F6 | Commercial | Health (ID) | New | Food Preparation | Natural Gas | Steamer | E8 | Utility - Value of Sales | 0 | 0 | 0 | 0 | 0 | 0 | 0 | 0 | 0 | 0 | 0 | 0 | 0 | 0 | 0 | 0 | 0 | 0 | 0 | 0 | 0 | 0 | 0 | 0 | 0 | 0 | 0
F6_Commercial_Health (ID)_New_Food Preparation_Natural Gas_Steamer_E9 | F6 | Commercial | Health (ID) | New | Food Preparation | Natural Gas | Steamer | E9 | Utility - Value of Sales | 0 | 0 | 0 | 0 | 0 | 0 | 0 | 0 | 0 | 0 | 0 | 0 | 0 | 0 | 0 | 0 | 0 | 0 | 0 | 0 | 0 | 0 | 0 | 0 | 0 | 0 | 0
F6_Commercial_Health (ID)_New_Food Preparation_Natural Gas_Steamer_E10 | F6 | Commercial | Health (ID) | New | Food Preparation | Natural Gas | Steamer | E10 | Utility - Value of Sales | 0 | 0 | 0 | 0 | 0 | 0 | 0 | 0 | 0 | 0 | 0 | 0 | 0 | 0 | 0 | 0 | 0 | 0 | 0 | 0 | 0 | 0 | 0 | 0 | 0 | 0 | 0
F1_Commercial_Health (ID)_New_Food Preparation_Natural Gas_Food Prep Other_E1 | F1 | Commercial | Health (ID) | New | Food Preparation | Natural Gas | Food Prep Other | E1 | RVT - Cost of Equipment | 0.010669 | 0.010669 | 0.010669 | 0.010669 | 0.010669 | 0.010669 | 0.010669 | 0.010669 | 0.010669 | 0.010669 | 0.010669 | 0.010669 | 0.010669 | 0.010669 | 0.010669 | 0.010669 | 0.010669 | 0.010669 | 0.010669 | 0.010669 | 0.010669 | 0.010669 | 0.010669 | 0.010669 | 0.010669 | 0.010669 | 0.010669
F1_Commercial_Health (ID)_New_Food Preparation_Natural Gas_Food Prep Other_E2 | F1 | Commercial | Health (ID) | New | Food Preparation | Natural Gas | Food Prep Other | E2 | RVT - Cost of Equipment | 0.01068 | 0.01068 | 0.01068 | 0.01068 | 0.01068 | 0.01068 | 0.01068 | 0.01068 | 0.01068 | 0.01068 | 0.01068 | 0.01068 | 0.01068 | 0.01068 | 0.01068 | 0.01068 | 0.01068 | 0.01068 | 0.01068 | 0.01068 | 0.01068 | 0.01068 | 0.01068 | 0.01068 | 0.01068 | 0.01068 | 0.01068
F1_Commercial_Health (ID)_New_Food Preparation_Natural Gas_Food Prep Other_E3 | F1 | Commercial | Health (ID) | New | Food Preparation | Natural Gas | Food Prep Other | E3 | RVT - Cost of Equipment | 0 | 0 | 0 | 0 | 0 | 0 | 0 | 0 | 0 | 0 | 0 | 0 | 0 | 0 | 0 | 0 | 0 | 0 | 0 | 0 | 0 | 0 | 0 | 0 | 0 | 0 | 0
F1_Commercial_Health (ID)_New_Food Preparation_Natural Gas_Food Prep Other_E4 | F1 | Commercial | Health (ID) | New | Food Preparation | Natural Gas | Food Prep Other | E4 | RVT - Cost of Equipment | 0 | 0 | 0 | 0 | 0 | 0 | 0 | 0 | 0 | 0 | 0 | 0 | 0 | 0 | 0 | 0 | 0 | 0 | 0 | 0 | 0 | 0 | 0 | 0 | 0 | 0 | 0
F1_Commercial_Health (ID)_New_Food Preparation_Natural Gas_Food Prep Other_E5 | F1 | Commercial | Health (ID) | New | Food Preparation | Natural Gas | Food Prep Other | E5 | RVT - Cost of Equipment | 0 | 0 | 0 | 0 | 0 | 0 | 0 | 0 | 0 | 0 | 0 | 0 | 0 | 0 | 0 | 0 | 0 | 0 | 0 | 0 | 0 | 0 | 0 | 0 | 0 | 0 | 0
F1_Commercial_Health (ID)_New_Food Preparation_Natural Gas_Food Prep Other_E6 | F1 | Commercial | Health (ID) | New | Food Preparation | Natural Gas | Food Prep Other | E6 | RVT - Cost of Equipment | 0 | 0 | 0 | 0 | 0 | 0 | 0 | 0 | 0 | 0 | 0 | 0 | 0 | 0 | 0 | 0 | 0 | 0 | 0 | 0 | 0 | 0 | 0 | 0 | 0 | 0 | 0
F1_Commercial_Health (ID)_New_Food Preparation_Natural Gas_Food Prep Other_E7 | F1 | Commercial | Health (ID) | New | Food Preparation | Natural Gas | Food Prep Other | E7 | RVT - Cost of Equipment | 0 | 0 | 0 | 0 | 0 | 0 | 0 | 0 | 0 | 0 | 0 | 0 | 0 | 0 | 0 | 0 | 0 | 0 | 0 | 0 | 0 | 0 | 0 | 0 | 0 | 0 | 0
F1_Commercial_Health (ID)_New_Food Preparation_Natural Gas_Food Prep Other_E8 | F1 | Commercial | Health (ID) | New | Food Preparation | Natural Gas | Food Prep Other | E8 | RVT - Cost of Equipment | 0 | 0 | 0 | 0 | 0 | 0 | 0 | 0 | 0 | 0 | 0 | 0 | 0 | 0 | 0 | 0 | 0 | 0 | 0 | 0 | 0 | 0 | 0 | 0 | 0 | 0 | 0
F1_Commercial_Health (ID)_New_Food Preparation_Natural Gas_Food Prep Other_E9 | F1 | Commercial | Health (ID) | New | Food Preparation | Natural Gas | Food Prep Other | E9 | RVT - Cost of Equipment | 0 | 0 | 0 | 0 | 0 | 0 | 0 | 0 | 0 | 0 | 0 | 0 | 0 | 0 | 0 | 0 | 0 | 0 | 0 | 0 | 0 | 0 | 0 | 0 | 0 | 0 | 0
F1_Commercial_Health (ID)_New_Food Preparation_Natural Gas_Food Prep Other_E10 | F1 | Commercial | Health (ID) | New | Food Preparation | Natural Gas | Food Prep Other | E10 | RVT - Cost of Equipment | 0 | 0 | 0 | 0 | 0 | 0 | 0 | 0 | 0 | 0 | 0 | 0 | 0 | 0 | 0 | 0 | 0 | 0 | 0 | 0 | 0 | 0 | 0 | 0 | 0 | 0 | 0
F2_Commercial_Health (ID)_New_Food Preparation_Natural Gas_Food Prep Other_E1 | F2 | Commercial | Health (ID) | New | Food Preparation | Natural Gas | Food Prep Other | E1 | RVT - Cost of Operation | 0.039443 | 0.040099 | 0.040899 | 0.041872 | 0.043029 | 0.044558 | 0.046126 | 0.047644 | 0.049041 | 0.050382 | 0.05176 | 0.052991 | 0.054275 | 0.055461 | 0.056461 | 0.057346 | 0.058073 | 0.058757 | 0.059492 | 0.060165 | 0.060839 | 0.061912 | 0.062995 | 0.064114 | 0.065253 | 0.066412 | 0.067592
F2_Commercial_Health (ID)_New_Food Preparation_Natural Gas_Food Prep Other_E2 | F2 | Commercial | Health (ID) | New | Food Preparation | Natural Gas | Food Prep Other | E2 | RVT - Cost of Operation | 0.039442 | 0.040099 | 0.040899 | 0.041872 | 0.043028 | 0.044558 | 0.046126 | 0.047644 | 0.04904 | 0.050382 | 0.05176 | 0.05299 | 0.054274 | 0.055461 | 0.05646 | 0.057346 | 0.058072 | 0.058757 | 0.059491 | 0.060165 | 0.060839 | 0.061911 | 0.062994 | 0.064113 | 0.065252 | 0.066412 | 0.067592
F2_Commercial_Health (ID)_New_Food Preparation_Natural Gas_Food Prep Other_E3 | F2 | Commercial | Health (ID) | New | Food Preparation | Natural Gas | Food Prep Other | E3 | RVT - Cost of Operation | 0 | 0 | 0 | 0 | 0 | 0 | 0 | 0 | 0 | 0 | 0 | 0 | 0 | 0 | 0 | 0 | 0 | 0 | 0 | 0 | 0 | 0 | 0 | 0 | 0 | 0 | 0
F2_Commercial_Health (ID)_New_Food Preparation_Natural Gas_Food Prep Other_E4 | F2 | Commercial | Health (ID) | New | Food Preparation | Natural Gas | Food Prep Other | E4 | RVT - Cost of Operation | 0 | 0 | 0 | 0 | 0 | 0 | 0 | 0 | 0 | 0 | 0 | 0 | 0 | 0 | 0 | 0 | 0 | 0 | 0 | 0 | 0 | 0 | 0 | 0 | 0 | 0 | 0
F2_Commercial_Health (ID)_New_Food Preparation_Natural Gas_Food Prep Other_E5 | F2 | Commercial | Health (ID) | New | Food Preparation | Natural Gas | Food Prep Other | E5 | RVT - Cost of Operation | 0 | 0 | 0 | 0 | 0 | 0 | 0 | 0 | 0 | 0 | 0 | 0 | 0 | 0 | 0 | 0 | 0 | 0 | 0 | 0 | 0 | 0 | 0 | 0 | 0 | 0 | 0
F2_Commercial_Health (ID)_New_Food Preparation_Natural Gas_Food Prep Other_E6 | F2 | Commercial | Health (ID) | New | Food Preparation | Natural Gas | Food Prep Other | E6 | RVT - Cost of Operation | 0 | 0 | 0 | 0 | 0 | 0 | 0 | 0 | 0 | 0 | 0 | 0 | 0 | 0 | 0 | 0 | 0 | 0 | 0 | 0 | 0 | 0 | 0 | 0 | 0 | 0 | 0
F2_Commercial_Health (ID)_New_Food Preparation_Natural Gas_Food Prep Other_E7 | F2 | Commercial | Health (ID) | New | Food Preparation | Natural Gas | Food Prep Other | E7 | RVT - Cost of Operation | 0 | 0 | 0 | 0 | 0 | 0 | 0 | 0 | 0 | 0 | 0 | 0 | 0 | 0 | 0 | 0 | 0 | 0 | 0 | 0 | 0 | 0 | 0 | 0 | 0 | 0 | 0
F2_Commercial_Health (ID)_New_Food Preparation_Natural Gas_Food Prep Other_E8 | F2 | Commercial | Health (ID) | New | Food Preparation | Natural Gas | Food Prep Other | E8 | RVT - Cost of Operation | 0 | 0 | 0 | 0 | 0 | 0 | 0 | 0 | 0 | 0 | 0 | 0 | 0 | 0 | 0 | 0 | 0 | 0 | 0 | 0 | 0 | 0 | 0 | 0 | 0 | 0 | 0
F2_Commercial_Health (ID)_New_Food Preparation_Natural Gas_Food Prep Other_E9 | F2 | Commercial | Health (ID) | New | Food Preparation | Natural Gas | Food Prep Other | E9 | RVT - Cost of Operation | 0 | 0 | 0 | 0 | 0 | 0 | 0 | 0 | 0 | 0 | 0 | 0 | 0 | 0 | 0 | 0 | 0 | 0 | 0 | 0 | 0 | 0 | 0 | 0 | 0 | 0 | 0
F2_Commercial_Health (ID)_New_Food Preparation_Natural Gas_Food Prep Other_E10 | F2 | Commercial | Health (ID) | New | Food Preparation | Natural Gas | Food Prep Other | E10 | RVT - Cost of Operation | 0 | 0 | 0 | 0 | 0 | 0 | 0 | 0 | 0 | 0 | 0 | 0 | 0 | 0 | 0 | 0 | 0 | 0 | 0 | 0 | 0 | 0 | 0 | 0 | 0 | 0 | 0
F3_Commercial_Health (ID)_New_Food Preparation_Natural Gas_Food Prep Other_E1 | F3 | Commercial | Health (ID) | New | Food Preparation | Natural Gas | Food Prep Other | E1 | System - kBTUs of Consumption | 9.5605 | 9.5605 | 9.5605 | 9.5605 | 9.5605 | 9.5605 | 9.5605 | 9.5605 | 9.5605 | 9.5605 | 9.5605 | 9.5605 | 9.5605 | 9.5605 | 9.5605 | 9.5605 | 9.5605 | 9.5605 | 9.5605 | 9.5605 | 9.5605 | 9.5605 | 9.5605 | 9.5605 | 9.5605 | 9.5605 | 9.5605
F3_Commercial_Health (ID)_New_Food Preparation_Natural Gas_Food Prep Other_E2 | F3 | Commercial | Health (ID) | New | Food Preparation | Natural Gas | Food Prep Other | E2 | System - kBTUs of Consumption | 9.5605 | 9.5605 | 9.5605 | 9.5605 | 9.5605 | 9.5605 | 9.5605 | 9.5605 | 9.5605 | 9.5605 | 9.5605 | 9.5605 | 9.5605 | 9.5605 | 9.5605 | 9.5605 | 9.5605 | 9.5605 | 9.5605 | 9.5605 | 9.5605 | 9.5605 | 9.5605 | 9.5605 | 9.5605 | 9.5605 | 9.5605
F3_Commercial_Health (ID)_New_Food Preparation_Natural Gas_Food Prep Other_E3 | F3 | Commercial | Health (ID) | New | Food Preparation | Natural Gas | Food Prep Other | E3 | System - kBTUs of Consumption | 0 | 0 | 0 | 0 | 0 | 0 | 0 | 0 | 0 | 0 | 0 | 0 | 0 | 0 | 0 | 0 | 0 | 0 | 0 | 0 | 0 | 0 | 0 | 0 | 0 | 0 | 0
F3_Commercial_Health (ID)_New_Food Preparation_Natural Gas_Food Prep Other_E4 | F3 | Commercial | Health (ID) | New | Food Preparation | Natural Gas | Food Prep Other | E4 | System - kBTUs of Consumption | 0 | 0 | 0 | 0 | 0 | 0 | 0 | 0 | 0 | 0 | 0 | 0 | 0 | 0 | 0 | 0 | 0 | 0 | 0 | 0 | 0 | 0 | 0 | 0 | 0 | 0 | 0
F3_Commercial_Health (ID)_New_Food Preparation_Natural Gas_Food Prep Other_E5 | F3 | Commercial | Health (ID) | New | Food Preparation | Natural Gas | Food Prep Other | E5 | System - kBTUs of Consumption | 0 | 0 | 0 | 0 | 0 | 0 | 0 | 0 | 0 | 0 | 0 | 0 | 0 | 0 | 0 | 0 | 0 | 0 | 0 | 0 | 0 | 0 | 0 | 0 | 0 | 0 | 0
F3_Commercial_Health (ID)_New_Food Preparation_Natural Gas_Food Prep Other_E6 | F3 | Commercial | Health (ID) | New | Food Preparation | Natural Gas | Food Prep Other | E6 | System - kBTUs of Consumption | 0 | 0 | 0 | 0 | 0 | 0 | 0 | 0 | 0 | 0 | 0 | 0 | 0 | 0 | 0 | 0 | 0 | 0 | 0 | 0 | 0 | 0 | 0 | 0 | 0 | 0 | 0
F3_Commercial_Health (ID)_New_Food Preparation_Natural Gas_Food Prep Other_E7 | F3 | Commercial | Health (ID) | New | Food Preparation | Natural Gas | Food Prep Other | E7 | System - kBTUs of Consumption | 0 | 0 | 0 | 0 | 0 | 0 | 0 | 0 | 0 | 0 | 0 | 0 | 0 | 0 | 0 | 0 | 0 | 0 | 0 | 0 | 0 | 0 | 0 | 0 | 0 | 0 | 0
F3_Commercial_Health (ID)_New_Food Preparation_Natural Gas_Food Prep Other_E8 | F3 | Commercial | Health (ID) | New | Food Preparation | Natural Gas | Food Prep Other | E8 | System - kBTUs of Consumption | 0 | 0 | 0 | 0 | 0 | 0 | 0 | 0 | 0 | 0 | 0 | 0 | 0 | 0 | 0 | 0 | 0 | 0 | 0 | 0 | 0 | 0 | 0 | 0 | 0 | 0 | 0
F3_Commercial_Health (ID)_New_Food Preparation_Natural Gas_Food Prep Other_E9 | F3 | Commercial | Health (ID) | New | Food Preparation | Natural Gas | Food Prep Other | E9 | System - kBTUs of Consumption | 0 | 0 | 0 | 0 | 0 | 0 | 0 | 0 | 0 | 0 | 0 | 0 | 0 | 0 | 0 | 0 | 0 | 0 | 0 | 0 | 0 | 0 | 0 | 0 | 0 | 0 | 0
F3_Commercial_Health (ID)_New_Food Preparation_Natural Gas_Food Prep Other_E10 | F3 | Commercial | Health (ID) | New | Food Preparation | Natural Gas | Food Prep Other | E10 | System - kBTUs of Consumption | 0 | 0 | 0 | 0 | 0 | 0 | 0 | 0 | 0 | 0 | 0 | 0 | 0 | 0 | 0 | 0 | 0 | 0 | 0 | 0 | 0 | 0 | 0 | 0 | 0 | 0 | 0
F4_Commercial_Health (ID)_New_Food Preparation_Natural Gas_Food Prep Other_E1 | F4 | Commercial | Health (ID) | New | Food Preparation | Natural Gas | Food Prep Other | E1 | Utility - Cost of Equipment | 0.010669 | 0.010669 | 0.010669 | 0.010669 | 0.010669 | 0.010669 | 0.010669 | 0.010669 | 0.010669 | 0.010669 | 0.010669 | 0.010669 | 0.010669 | 0.010669 | 0.010669 | 0.010669 | 0.010669 | 0.010669 | 0.010669 | 0.010669 | 0.010669 | 0.010669 | 0.010669 | 0.010669 | 0.010669 | 0.010669 | 0.010669
F4_Commercial_Health (ID)_New_Food Preparation_Natural Gas_Food Prep Other_E2 | F4 | Commercial | Health (ID) | New | Food Preparation | Natural Gas | Food Prep Other | E2 | Utility - Cost of Equipment | 0.01068 | 0.01068 | 0.01068 | 0.01068 | 0.01068 | 0.01068 | 0.01068 | 0.01068 | 0.01068 | 0.01068 | 0.01068 | 0.01068 | 0.01068 | 0.01068 | 0.01068 | 0.01068 | 0.01068 | 0.01068 | 0.01068 | 0.01068 | 0.01068 | 0.01068 | 0.01068 | 0.01068 | 0.01068 | 0.01068 | 0.01068
F4_Commercial_Health (ID)_New_Food Preparation_Natural Gas_Food Prep Other_E3 | F4 | Commercial | Health (ID) | New | Food Preparation | Natural Gas | Food Prep Other | E3 | Utility - Cost of Equipment | 0 | 0 | 0 | 0 | 0 | 0 | 0 | 0 | 0 | 0 | 0 | 0 | 0 | 0 | 0 | 0 | 0 | 0 | 0 | 0 | 0 | 0 | 0 | 0 | 0 | 0 | 0
F4_Commercial_Health (ID)_New_Food Preparation_Natural Gas_Food Prep Other_E4 | F4 | Commercial | Health (ID) | New | Food Preparation | Natural Gas | Food Prep Other | E4 | Utility - Cost of Equipment | 0 | 0 | 0 | 0 | 0 | 0 | 0 | 0 | 0 | 0 | 0 | 0 | 0 | 0 | 0 | 0 | 0 | 0 | 0 | 0 | 0 | 0 | 0 | 0 | 0 | 0 | 0
F4_Commercial_Health (ID)_New_Food Preparation_Natural Gas_Food Prep Other_E5 | F4 | Commercial | Health (ID) | New | Food Preparation | Natural Gas | Food Prep Other | E5 | Utility - Cost of Equipment | 0 | 0 | 0 | 0 | 0 | 0 | 0 | 0 | 0 | 0 | 0 | 0 | 0 | 0 | 0 | 0 | 0 | 0 | 0 | 0 | 0 | 0 | 0 | 0 | 0 | 0 | 0
F4_Commercial_Health (ID)_New_Food Preparation_Natural Gas_Food Prep Other_E6 | F4 | Commercial | Health (ID) | New | Food Preparation | Natural Gas | Food Prep Other | E6 | Utility - Cost of Equipment | 0 | 0 | 0 | 0 | 0 | 0 | 0 | 0 | 0 | 0 | 0 | 0 | 0 | 0 | 0 | 0 | 0 | 0 | 0 | 0 | 0 | 0 | 0 | 0 | 0 | 0 | 0
F4_Commercial_Health (ID)_New_Food Preparation_Natural Gas_Food Prep Other_E7 | F4 | Commercial | Health (ID) | New | Food Preparation | Natural Gas | Food Prep Other | E7 | Utility - Cost of Equipment | 0 | 0 | 0 | 0 | 0 | 0 | 0 | 0 | 0 | 0 | 0 | 0 | 0 | 0 | 0 | 0 | 0 | 0 | 0 | 0 | 0 | 0 | 0 | 0 | 0 | 0 | 0
F4_Commercial_Health (ID)_New_Food Preparation_Natural Gas_Food Prep Other_E8 | F4 | Commercial | Health (ID) | New | Food Preparation | Natural Gas | Food Prep Other | E8 | Utility - Cost of Equipment | 0 | 0 | 0 | 0 | 0 | 0 | 0 | 0 | 0 | 0 | 0 | 0 | 0 | 0 | 0 | 0 | 0 | 0 | 0 | 0 | 0 | 0 | 0 | 0 | 0 | 0 | 0
F4_Commercial_Health (ID)_New_Food Preparation_Natural Gas_Food Prep Other_E9 | F4 | Commercial | Health (ID) | New | Food Preparation | Natural Gas | Food Prep Other | E9 | Utility - Cost of Equipment | 0 | 0 | 0 | 0 | 0 | 0 | 0 | 0 | 0 | 0 | 0 | 0 | 0 | 0 | 0 | 0 | 0 | 0 | 0 | 0 | 0 | 0 | 0 | 0 | 0 | 0 | 0
F4_Commercial_Health (ID)_New_Food Preparation_Natural Gas_Food Prep Other_E10 | F4 | Commercial | Health (ID) | New | Food Preparation | Natural Gas | Food Prep Other | E10 | Utility - Cost of Equipment | 0 | 0 | 0 | 0 | 0 | 0 | 0 | 0 | 0 | 0 | 0 | 0 | 0 | 0 | 0 | 0 | 0 | 0 | 0 | 0 | 0 | 0 | 0 | 0 | 0 | 0 | 0
F5_Commercial_Health (ID)_New_Food Preparation_Natural Gas_Food Prep Other_E1 | F5 | Commercial | Health (ID) | New | Food Preparation | Natural Gas | Food Prep Other | E1 | Utility - Cost of Operation | 0.033157 | 0.033922 | 0.034885 | 0.036021 | 0.037342 | 0.039008 | 0.040743 | 0.042473 | 0.044142 | 0.045833 | 0.047153 | 0.048382 | 0.049706 | 0.050996 | 0.052133 | 0.053186 | 0.054115 | 0.055028 | 0.05601 | 0.056963 | 0.057942 | 0.058964 | 0.059995 | 0.061061 | 0.062146 | 0.06325 | 0.064373
F5_Commercial_Health (ID)_New_Food Preparation_Natural Gas_Food Prep Other_E2 | F5 | Commercial | Health (ID) | New | Food Preparation | Natural Gas | Food Prep Other | E2 | Utility - Cost of Operation | 0.033157 | 0.033922 | 0.034885 | 0.036021 | 0.037342 | 0.039007 | 0.040743 | 0.042473 | 0.044141 | 0.045833 | 0.047153 | 0.048381 | 0.049705 | 0.050995 | 0.052133 | 0.053186 | 0.054115 | 0.055028 | 0.05601 | 0.056962 | 0.057942 | 0.058963 | 0.059995 | 0.06106 | 0.062145 | 0.063249 | 0.064373
F5_Commercial_Health (ID)_New_Food Preparation_Natural Gas_Food Prep Other_E3 | F5 | Commercial | Health (ID) | New | Food Preparation | Natural Gas | Food Prep Other | E3 | Utility - Cost of Operation | 0 | 0 | 0 | 0 | 0 | 0 | 0 | 0 | 0 | 0 | 0 | 0 | 0 | 0 | 0 | 0 | 0 | 0 | 0 | 0 | 0 | 0 | 0 | 0 | 0 | 0 | 0
F5_Commercial_Health (ID)_New_Food Preparation_Natural Gas_Food Prep Other_E4 | F5 | Commercial | Health (ID) | New | Food Preparation | Natural Gas | Food Prep Other | E4 | Utility - Cost of Operation | 0 | 0 | 0 | 0 | 0 | 0 | 0 | 0 | 0 | 0 | 0 | 0 | 0 | 0 | 0 | 0 | 0 | 0 | 0 | 0 | 0 | 0 | 0 | 0 | 0 | 0 | 0
F5_Commercial_Health (ID)_New_Food Preparation_Natural Gas_Food Prep Other_E5 | F5 | Commercial | Health (ID) | New | Food Preparation | Natural Gas | Food Prep Other | E5 | Utility - Cost of Operation | 0 | 0 | 0 | 0 | 0 | 0 | 0 | 0 | 0 | 0 | 0 | 0 | 0 | 0 | 0 | 0 | 0 | 0 | 0 | 0 | 0 | 0 | 0 | 0 | 0 | 0 | 0
F5_Commercial_Health (ID)_New_Food Preparation_Natural Gas_Food Prep Other_E6 | F5 | Commercial | Health (ID) | New | Food Preparation | Natural Gas | Food Prep Other | E6 | Utility - Cost of Operation | 0 | 0 | 0 | 0 | 0 | 0 | 0 | 0 | 0 | 0 | 0 | 0 | 0 | 0 | 0 | 0 | 0 | 0 | 0 | 0 | 0 | 0 | 0 | 0 | 0 | 0 | 0
F5_Commercial_Health (ID)_New_Food Preparation_Natural Gas_Food Prep Other_E7 | F5 | Commercial | Health (ID) | New | Food Preparation | Natural Gas | Food Prep Other | E7 | Utility - Cost of Operation | 0 | 0 | 0 | 0 | 0 | 0 | 0 | 0 | 0 | 0 | 0 | 0 | 0 | 0 | 0 | 0 | 0 | 0 | 0 | 0 | 0 | 0 | 0 | 0 | 0 | 0 | 0
F5_Commercial_Health (ID)_New_Food Preparation_Natural Gas_Food Prep Other_E8 | F5 | Commercial | Health (ID) | New | Food Preparation | Natural Gas | Food Prep Other | E8 | Utility - Cost of Operation | 0 | 0 | 0 | 0 | 0 | 0 | 0 | 0 | 0 | 0 | 0 | 0 | 0 | 0 | 0 | 0 | 0 | 0 | 0 | 0 | 0 | 0 | 0 | 0 | 0 | 0 | 0
F5_Commercial_Health (ID)_New_Food Preparation_Natural Gas_Food Prep Other_E9 | F5 | Commercial | Health (ID) | New | Food Preparation | Natural Gas | Food Prep Other | E9 | Utility - Cost of Operation | 0 | 0 | 0 | 0 | 0 | 0 | 0 | 0 | 0 | 0 | 0 | 0 | 0 | 0 | 0 | 0 | 0 | 0 | 0 | 0 | 0 | 0 | 0 | 0 | 0 | 0 | 0
F5_Commercial_Health (ID)_New_Food Preparation_Natural Gas_Food Prep Other_E10 | F5 | Commercial | Health (ID) | New | Food Preparation | Natural Gas | Food Prep Other | E10 | Utility - Cost of Operation | 0 | 0 | 0 | 0 | 0 | 0 | 0 | 0 | 0 | 0 | 0 | 0 | 0 | 0 | 0 | 0 | 0 | 0 | 0 | 0 | 0 | 0 | 0 | 0 | 0 | 0 | 0
F6_Commercial_Health (ID)_New_Food Preparation_Natural Gas_Food Prep Other_E1 | F6 | Commercial | Health (ID) | New | Food Preparation | Natural Gas | Food Prep Other | E1 | Utility - Value of Sales | 0.039443 | 0.040099 | 0.040899 | 0.041872 | 0.043029 | 0.044558 | 0.046126 | 0.047644 | 0.049041 | 0.050382 | 0.05176 | 0.052991 | 0.054275 | 0.055461 | 0.056461 | 0.057346 | 0.058073 | 0.058757 | 0.059492 | 0.060165 | 0.060839 | 0.061912 | 0.062995 | 0.064114 | 0.065253 | 0.066412 | 0.067592
F6_Commercial_Health (ID)_New_Food Preparation_Natural Gas_Food Prep Other_E2 | F6 | Commercial | Health (ID) | New | Food Preparation | Natural Gas | Food Prep Other | E2 | Utility - Value of Sales | 0.039442 | 0.040099 | 0.040899 | 0.041872 | 0.043028 | 0.044558 | 0.046126 | 0.047644 | 0.04904 | 0.050382 | 0.05176 | 0.05299 | 0.054274 | 0.055461 | 0.05646 | 0.057346 | 0.058072 | 0.058757 | 0.059491 | 0.060165 | 0.060839 | 0.061911 | 0.062994 | 0.064113 | 0.065252 | 0.066412 | 0.067592
F6_Commercial_Health (ID)_New_Food Preparation_Natural Gas_Food Prep Other_E3 | F6 | Commercial | Health (ID) | New | Food Preparation | Natural Gas | Food Prep Other | E3 | Utility - Value of Sales | 0 | 0 | 0 | 0 | 0 | 0 | 0 | 0 | 0 | 0 | 0 | 0 | 0 | 0 | 0 | 0 | 0 | 0 | 0 | 0 | 0 | 0 | 0 | 0 | 0 | 0 | 0
F6_Commercial_Health (ID)_New_Food Preparation_Natural Gas_Food Prep Other_E4 | F6 | Commercial | Health (ID) | New | Food Preparation | Natural Gas | Food Prep Other | E4 | Utility - Value of Sales | 0 | 0 | 0 | 0 | 0 | 0 | 0 | 0 | 0 | 0 | 0 | 0 | 0 | 0 | 0 | 0 | 0 | 0 | 0 | 0 | 0 | 0 | 0 | 0 | 0 | 0 | 0
F6_Commercial_Health (ID)_New_Food Preparation_Natural Gas_Food Prep Other_E5 | F6 | Commercial | Health (ID) | New | Food Preparation | Natural Gas | Food Prep Other | E5 | Utility - Value of Sales | 0 | 0 | 0 | 0 | 0 | 0 | 0 | 0 | 0 | 0 | 0 | 0 | 0 | 0 | 0 | 0 | 0 | 0 | 0 | 0 | 0 | 0 | 0 | 0 | 0 | 0 | 0
F6_Commercial_Health (ID)_New_Food Preparation_Natural Gas_Food Prep Other_E6 | F6 | Commercial | Health (ID) | New | Food Preparation | Natural Gas | Food Prep Other | E6 | Utility - Value of Sales | 0 | 0 | 0 | 0 | 0 | 0 | 0 | 0 | 0 | 0 | 0 | 0 | 0 | 0 | 0 | 0 | 0 | 0 | 0 | 0 | 0 | 0 | 0 | 0 | 0 | 0 | 0
F6_Commercial_Health (ID)_New_Food Preparation_Natural Gas_Food Prep Other_E7 | F6 | Commercial | Health (ID) | New | Food Preparation | Natural Gas | Food Prep Other | E7 | Utility - Value of Sales | 0 | 0 | 0 | 0 | 0 | 0 | 0 | 0 | 0 | 0 | 0 | 0 | 0 | 0 | 0 | 0 | 0 | 0 | 0 | 0 | 0 | 0 | 0 | 0 | 0 | 0 | 0
F6_Commercial_Health (ID)_New_Food Preparation_Natural Gas_Food Prep Other_E8 | F6 | Commercial | Health (ID) | New | Food Preparation | Natural Gas | Food Prep Other | E8 | Utility - Value of Sales | 0 | 0 | 0 | 0 | 0 | 0 | 0 | 0 | 0 | 0 | 0 | 0 | 0 | 0 | 0 | 0 | 0 | 0 | 0 | 0 | 0 | 0 | 0 | 0 | 0 | 0 | 0
F6_Commercial_Health (ID)_New_Food Preparation_Natural Gas_Food Prep Other_E9 | F6 | Commercial | Health (ID) | New | Food Preparation | Natural Gas | Food Prep Other | E9 | Utility - Value of Sales | 0 | 0 | 0 | 0 | 0 | 0 | 0 | 0 | 0 | 0 | 0 | 0 | 0 | 0 | 0 | 0 | 0 | 0 | 0 | 0 | 0 | 0 | 0 | 0 | 0 | 0 | 0
F6_Commercial_Health (ID)_New_Food Preparation_Natural Gas_Food Prep Other_E10 | F6 | Commercial | Health (ID) | New | Food Preparation | Natural Gas | Food Prep Other | E10 | Utility - Value of Sales | 0 | 0 | 0 | 0 | 0 | 0 | 0 | 0 | 0 | 0 | 0 | 0 | 0 | 0 | 0 | 0 | 0 | 0 | 0 | 0 | 0 | 0 | 0 | 0 | 0 | 0 | 0
F1_Commercial_Health (ID)_New_Miscellaneous_Natural Gas_Pool Heater_E1 | F1 | Commercial | Health (ID) | New | Miscellaneous | Natural Gas | Pool Heater | E1 | RVT - Cost of Equipment | 0.0026828 | 0.0026828 | 0.0026828 | 0.0026828 | 0.0026828 | 0.0026828 | 0.0026828 | 0.0026828 | 0.0026828 | 0.0026828 | 0.0026828 | 0.0026828 | 0.0026828 | 0.0026828 | 0.0026828 | 0.0026828 | 0.0026828 | 0.0026828 | 0.0026828 | 0.0026828 | 0.0026828 | 0.0026828 | 0.0026828 | 0.0026828 | 0.0026828 | 0.0026828 | 0.0026828
F1_Commercial_Health (ID)_New_Miscellaneous_Natural Gas_Pool Heater_E2 | F1 | Commercial | Health (ID) | New | Miscellaneous | Natural Gas | Pool Heater | E2 | RVT - Cost of Equipment | 0.0043927 | 0.0043927 | 0.0043927 | 0.0043927 | 0.0043927 | 0.0043927 | 0.0043927 | 0.0043927 | 0.0043927 | 0.0043927 | 0.0043927 | 0.0043927 | 0.0043927 | 0.0043927 | 0.0043927 | 0.0043927 | 0.0043927 | 0.0043927 | 0.0043927 | 0.0043927 | 0.0043927 | 0.0043927 | 0.0043927 | 0.0043927 | 0.0043927 | 0.0043927 | 0.0043927
F1_Commercial_Health (ID)_New_Miscellaneous_Natural Gas_Pool Heater_E3 | F1 | Commercial | Health (ID) | New | Miscellaneous | Natural Gas | Pool Heater | E3 | RVT - Cost of Equipment | 0 | 0 | 0 | 0 | 0 | 0 | 0 | 0 | 0 | 0 | 0 | 0 | 0 | 0 | 0 | 0 | 0 | 0 | 0 | 0 | 0 | 0 | 0 | 0 | 0 | 0 | 0
F1_Commercial_Health (ID)_New_Miscellaneous_Natural Gas_Pool Heater_E4 | F1 | Commercial | Health (ID) | New | Miscellaneous | Natural Gas | Pool Heater | E4 | RVT - Cost of Equipment | 0 | 0 | 0 | 0 | 0 | 0 | 0 | 0 | 0 | 0 | 0 | 0 | 0 | 0 | 0 | 0 | 0 | 0 | 0 | 0 | 0 | 0 | 0 | 0 | 0 | 0 | 0
F1_Commercial_Health (ID)_New_Miscellaneous_Natural Gas_Pool Heater_E5 | F1 | Commercial | Health (ID) | New | Miscellaneous | Natural Gas | Pool Heater | E5 | RVT - Cost of Equipment | 0 | 0 | 0 | 0 | 0 | 0 | 0 | 0 | 0 | 0 | 0 | 0 | 0 | 0 | 0 | 0 | 0 | 0 | 0 | 0 | 0 | 0 | 0 | 0 | 0 | 0 | 0
F1_Commercial_Health (ID)_New_Miscellaneous_Natural Gas_Pool Heater_E6 | F1 | Commercial | Health (ID) | New | Miscellaneous | Natural Gas | Pool Heater | E6 | RVT - Cost of Equipment | 0 | 0 | 0 | 0 | 0 | 0 | 0 | 0 | 0 | 0 | 0 | 0 | 0 | 0 | 0 | 0 | 0 | 0 | 0 | 0 | 0 | 0 | 0 | 0 | 0 | 0 | 0
F1_Commercial_Health (ID)_New_Miscellaneous_Natural Gas_Pool Heater_E7 | F1 | Commercial | Health (ID) | New | Miscellaneous | Natural Gas | Pool Heater | E7 | RVT - Cost of Equipment | 0 | 0 | 0 | 0 | 0 | 0 | 0 | 0 | 0 | 0 | 0 | 0 | 0 | 0 | 0 | 0 | 0 | 0 | 0 | 0 | 0 | 0 | 0 | 0 | 0 | 0 | 0
F1_Commercial_Health (ID)_New_Miscellaneous_Natural Gas_Pool Heater_E8 | F1 | Commercial | Health (ID) | New | Miscellaneous | Natural Gas | Pool Heater | E8 | RVT - Cost of Equipment | 0 | 0 | 0 | 0 | 0 | 0 | 0 | 0 | 0 | 0 | 0 | 0 | 0 | 0 | 0 | 0 | 0 | 0 | 0 | 0 | 0 | 0 | 0 | 0 | 0 | 0 | 0
F1_Commercial_Health (ID)_New_Miscellaneous_Natural Gas_Pool Heater_E9 | F1 | Commercial | Health (ID) | New | Miscellaneous | Natural Gas | Pool Heater | E9 | RVT - Cost of Equipment | 0 | 0 | 0 | 0 | 0 | 0 | 0 | 0 | 0 | 0 | 0 | 0 | 0 | 0 | 0 | 0 | 0 | 0 | 0 | 0 | 0 | 0 | 0 | 0 | 0 | 0 | 0
F1_Commercial_Health (ID)_New_Miscellaneous_Natural Gas_Pool Heater_E10 | F1 | Commercial | Health (ID) | New | Miscellaneous | Natural Gas | Pool Heater | E10 | RVT - Cost of Equipment | 0 | 0 | 0 | 0 | 0 | 0 | 0 | 0 | 0 | 0 | 0 | 0 | 0 | 0 | 0 | 0 | 0 | 0 | 0 | 0 | 0 | 0 | 0 | 0 | 0 | 0 | 0
F2_Commercial_Health (ID)_New_Miscellaneous_Natural Gas_Pool Heater_E1 | F2 | Commercial | Health (ID) | New | Miscellaneous | Natural Gas | Pool Heater | E1 | RVT - Cost of Operation | 0.0040313 | 0.0040618 | 0.0041171 | 0.0042004 | 0.0043098 | 0.0044691 | 0.0046299 | 0.0047841 | 0.0049232 | 0.0050695 | 0.0052372 | 0.0053946 | 0.0055725 | 0.0057371 | 0.0058657 | 0.0059701 | 0.0060403 | 0.0060938 | 0.006154 | 0.0062033 | 0.0062516 | 0.0063614 | 0.0064717 | 0.0065867 | 0.0067037 | 0.0068228 | 0.006944
F2_Commercial_Health (ID)_New_Miscellaneous_Natural Gas_Pool Heater_E2 | F2 | Commercial | Health (ID) | New | Miscellaneous | Natural Gas | Pool Heater | E2 | RVT - Cost of Operation | 0.0034266 | 0.0034526 | 0.0034995 | 0.0035703 | 0.0036633 | 0.0037987 | 0.0039354 | 0.0040665 | 0.0041847 | 0.0043091 | 0.0044516 | 0.0045854 | 0.0047366 | 0.0048765 | 0.0049858 | 0.0050746 | 0.0051343 | 0.0051797 | 0.0052309 | 0.0052728 | 0.0053139 | 0.0054072 | 0.005501 | 0.0055987 | 0.0056982 | 0.0057994 | 0.0059024
F2_Commercial_Health (ID)_New_Miscellaneous_Natural Gas_Pool Heater_E3 | F2 | Commercial | Health (ID) | New | Miscellaneous | Natural Gas | Pool Heater | E3 | RVT - Cost of Operation | 0 | 0 | 0 | 0 | 0 | 0 | 0 | 0 | 0 | 0 | 0 | 0 | 0 | 0 | 0 | 0 | 0 | 0 | 0 | 0 | 0 | 0 | 0 | 0 | 0 | 0 | 0
F2_Commercial_Health (ID)_New_Miscellaneous_Natural Gas_Pool Heater_E4 | F2 | Commercial | Health (ID) | New | Miscellaneous | Natural Gas | Pool Heater | E4 | RVT - Cost of Operation | 0 | 0 | 0 | 0 | 0 | 0 | 0 | 0 | 0 | 0 | 0 | 0 | 0 | 0 | 0 | 0 | 0 | 0 | 0 | 0 | 0 | 0 | 0 | 0 | 0 | 0 | 0
F2_Commercial_Health (ID)_New_Miscellaneous_Natural Gas_Pool Heater_E5 | F2 | Commercial | Health (ID) | New | Miscellaneous | Natural Gas | Pool Heater | E5 | RVT - Cost of Operation | 0 | 0 | 0 | 0 | 0 | 0 | 0 | 0 | 0 | 0 | 0 | 0 | 0 | 0 | 0 | 0 | 0 | 0 | 0 | 0 | 0 | 0 | 0 | 0 | 0 | 0 | 0
F2_Commercial_Health (ID)_New_Miscellaneous_Natural Gas_Pool Heater_E6 | F2 | Commercial | Health (ID) | New | Miscellaneous | Natural Gas | Pool Heater | E6 | RVT - Cost of Operation | 0 | 0 | 0 | 0 | 0 | 0 | 0 | 0 | 0 | 0 | 0 | 0 | 0 | 0 | 0 | 0 | 0 | 0 | 0 | 0 | 0 | 0 | 0 | 0 | 0 | 0 | 0
F2_Commercial_Health (ID)_New_Miscellaneous_Natural Gas_Pool Heater_E7 | F2 | Commercial | Health (ID) | New | Miscellaneous | Natural Gas | Pool Heater | E7 | RVT - Cost of Operation | 0 | 0 | 0 | 0 | 0 | 0 | 0 | 0 | 0 | 0 | 0 | 0 | 0 | 0 | 0 | 0 | 0 | 0 | 0 | 0 | 0 | 0 | 0 | 0 | 0 | 0 | 0
F2_Commercial_Health (ID)_New_Miscellaneous_Natural Gas_Pool Heater_E8 | F2 | Commercial | Health (ID) | New | Miscellaneous | Natural Gas | Pool Heater | E8 | RVT - Cost of Operation | 0 | 0 | 0 | 0 | 0 | 0 | 0 | 0 | 0 | 0 | 0 | 0 | 0 | 0 | 0 | 0 | 0 | 0 | 0 | 0 | 0 | 0 | 0 | 0 | 0 | 0 | 0
F2_Commercial_Health (ID)_New_Miscellaneous_Natural Gas_Pool Heater_E9 | F2 | Commercial | Health (ID) | New | Miscellaneous | Natural Gas | Pool Heater | E9 | RVT - Cost of Operation | 0 | 0 | 0 | 0 | 0 | 0 | 0 | 0 | 0 | 0 | 0 | 0 | 0 | 0 | 0 | 0 | 0 | 0 | 0 | 0 | 0 | 0 | 0 | 0 | 0 | 0 | 0
F2_Commercial_Health (ID)_New_Miscellaneous_Natural Gas_Pool Heater_E10 | F2 | Commercial | Health (ID) | New | Miscellaneous | Natural Gas | Pool Heater | E10 | RVT - Cost of Operation | 0 | 0 | 0 | 0 | 0 | 0 | 0 | 0 | 0 | 0 | 0 | 0 | 0 | 0 | 0 | 0 | 0 | 0 | 0 | 0 | 0 | 0 | 0 | 0 | 0 | 0 | 0
F3_Commercial_Health (ID)_New_Miscellaneous_Natural Gas_Pool Heater_E1 | F3 | Commercial | Health (ID) | New | Miscellaneous | Natural Gas | Pool Heater | E1 | System - kBTUs of Consumption | 1.0152 | 1.0152 | 1.0152 | 1.0152 | 1.0152 | 1.0152 | 1.0152 | 1.0152 | 1.0152 | 1.0152 | 1.0152 | 1.0152 | 1.0152 | 1.0152 | 1.0152 | 1.0152 | 1.0152 | 1.0152 | 1.0152 | 1.0152 | 1.0152 | 1.0152 | 1.0152 | 1.0152 | 1.0152 | 1.0152 | 1.0152
F3_Commercial_Health (ID)_New_Miscellaneous_Natural Gas_Pool Heater_E2 | F3 | Commercial | Health (ID) | New | Miscellaneous | Natural Gas | Pool Heater | E2 | System - kBTUs of Consumption | 0.86294 | 0.86294 | 0.86294 | 0.86294 | 0.86294 | 0.86294 | 0.86294 | 0.86294 | 0.86294 | 0.86294 | 0.86294 | 0.86294 | 0.86294 | 0.86294 | 0.86294 | 0.86294 | 0.86294 | 0.86294 | 0.86294 | 0.86294 | 0.86294 | 0.86294 | 0.86294 | 0.86294 | 0.86294 | 0.86294 | 0.86294
F3_Commercial_Health (ID)_New_Miscellaneous_Natural Gas_Pool Heater_E3 | F3 | Commercial | Health (ID) | New | Miscellaneous | Natural Gas | Pool Heater | E3 | System - kBTUs of Consumption | 0 | 0 | 0 | 0 | 0 | 0 | 0 | 0 | 0 | 0 | 0 | 0 | 0 | 0 | 0 | 0 | 0 | 0 | 0 | 0 | 0 | 0 | 0 | 0 | 0 | 0 | 0
F3_Commercial_Health (ID)_New_Miscellaneous_Natural Gas_Pool Heater_E4 | F3 | Commercial | Health (ID) | New | Miscellaneous | Natural Gas | Pool Heater | E4 | System - kBTUs of Consumption | 0 | 0 | 0 | 0 | 0 | 0 | 0 | 0 | 0 | 0 | 0 | 0 | 0 | 0 | 0 | 0 | 0 | 0 | 0 | 0 | 0 | 0 | 0 | 0 | 0 | 0 | 0
F3_Commercial_Health (ID)_New_Miscellaneous_Natural Gas_Pool Heater_E5 | F3 | Commercial | Health (ID) | New | Miscellaneous | Natural Gas | Pool Heater | E5 | System - kBTUs of Consumption | 0 | 0 | 0 | 0 | 0 | 0 | 0 | 0 | 0 | 0 | 0 | 0 | 0 | 0 | 0 | 0 | 0 | 0 | 0 | 0 | 0 | 0 | 0 | 0 | 0 | 0 | 0
F3_Commercial_Health (ID)_New_Miscellaneous_Natural Gas_Pool Heater_E6 | F3 | Commercial | Health (ID) | New | Miscellaneous | Natural Gas | Pool Heater | E6 | System - kBTUs of Consumption | 0 | 0 | 0 | 0 | 0 | 0 | 0 | 0 | 0 | 0 | 0 | 0 | 0 | 0 | 0 | 0 | 0 | 0 | 0 | 0 | 0 | 0 | 0 | 0 | 0 | 0 | 0
F3_Commercial_Health (ID)_New_Miscellaneous_Natural Gas_Pool Heater_E7 | F3 | Commercial | Health (ID) | New | Miscellaneous | Natural Gas | Pool Heater | E7 | System - kBTUs of Consumption | 0 | 0 | 0 | 0 | 0 | 0 | 0 | 0 | 0 | 0 | 0 | 0 | 0 | 0 | 0 | 0 | 0 | 0 | 0 | 0 | 0 | 0 | 0 | 0 | 0 | 0 | 0
F3_Commercial_Health (ID)_New_Miscellaneous_Natural Gas_Pool Heater_E8 | F3 | Commercial | Health (ID) | New | Miscellaneous | Natural Gas | Pool Heater | E8 | System - kBTUs of Consumption | 0 | 0 | 0 | 0 | 0 | 0 | 0 | 0 | 0 | 0 | 0 | 0 | 0 | 0 | 0 | 0 | 0 | 0 | 0 | 0 | 0 | 0 | 0 | 0 | 0 | 0 | 0
F3_Commercial_Health (ID)_New_Miscellaneous_Natural Gas_Pool Heater_E9 | F3 | Commercial | Health (ID) | New | Miscellaneous | Natural Gas | Pool Heater | E9 | System - kBTUs of Consumption | 0 | 0 | 0 | 0 | 0 | 0 | 0 | 0 | 0 | 0 | 0 | 0 | 0 | 0 | 0 | 0 | 0 | 0 | 0 | 0 | 0 | 0 | 0 | 0 | 0 | 0 | 0
F3_Commercial_Health (ID)_New_Miscellaneous_Natural Gas_Pool Heater_E10 | F3 | Commercial | Health (ID) | New | Miscellaneous | Natural Gas | Pool Heater | E10 | System - kBTUs of Consumption | 0 | 0 | 0 | 0 | 0 | 0 | 0 | 0 | 0 | 0 | 0 | 0 | 0 | 0 | 0 | 0 | 0 | 0 | 0 | 0 | 0 | 0 | 0 | 0 | 0 | 0 | 0
F4_Commercial_Health (ID)_New_Miscellaneous_Natural Gas_Pool Heater_E1 | F4 | Commercial | Health (ID) | New | Miscellaneous | Natural Gas | Pool Heater | E1 | Utility - Cost of Equipment | 0.0026828 | 0.0026828 | 0.0026828 | 0.0026828 | 0.0026828 | 0.0026828 | 0.0026828 | 0.0026828 | 0.0026828 | 0.0026828 | 0.0026828 | 0.0026828 | 0.0026828 | 0.0026828 | 0.0026828 | 0.0026828 | 0.0026828 | 0.0026828 | 0.0026828 | 0.0026828 | 0.0026828 | 0.0026828 | 0.0026828 | 0.0026828 | 0.0026828 | 0.0026828 | 0.0026828
F4_Commercial_Health (ID)_New_Miscellaneous_Natural Gas_Pool Heater_E2 | F4 | Commercial | Health (ID) | New | Miscellaneous | Natural Gas | Pool Heater | E2 | Utility - Cost of Equipment | 0.0043927 | 0.0043927 | 0.0043927 | 0.0043927 | 0.0043927 | 0.0043927 | 0.0043927 | 0.0043927 | 0.0043927 | 0.0043927 | 0.0043927 | 0.0043927 | 0.0043927 | 0.0043927 | 0.0043927 | 0.0043927 | 0.0043927 | 0.0043927 | 0.0043927 | 0.0043927 | 0.0043927 | 0.0043927 | 0.0043927 | 0.0043927 | 0.0043927 | 0.0043927 | 0.0043927
F4_Commercial_Health (ID)_New_Miscellaneous_Natural Gas_Pool Heater_E3 | F4 | Commercial | Health (ID) | New | Miscellaneous | Natural Gas | Pool Heater | E3 | Utility - Cost of Equipment | 0 | 0 | 0 | 0 | 0 | 0 | 0 | 0 | 0 | 0 | 0 | 0 | 0 | 0 | 0 | 0 | 0 | 0 | 0 | 0 | 0 | 0 | 0 | 0 | 0 | 0 | 0
F4_Commercial_Health (ID)_New_Miscellaneous_Natural Gas_Pool Heater_E4 | F4 | Commercial | Health (ID) | New | Miscellaneous | Natural Gas | Pool Heater | E4 | Utility - Cost of Equipment | 0 | 0 | 0 | 0 | 0 | 0 | 0 | 0 | 0 | 0 | 0 | 0 | 0 | 0 | 0 | 0 | 0 | 0 | 0 | 0 | 0 | 0 | 0 | 0 | 0 | 0 | 0
F4_Commercial_Health (ID)_New_Miscellaneous_Natural Gas_Pool Heater_E5 | F4 | Commercial | Health (ID) | New | Miscellaneous | Natural Gas | Pool Heater | E5 | Utility - Cost of Equipment | 0 | 0 | 0 | 0 | 0 | 0 | 0 | 0 | 0 | 0 | 0 | 0 | 0 | 0 | 0 | 0 | 0 | 0 | 0 | 0 | 0 | 0 | 0 | 0 | 0 | 0 | 0
F4_Commercial_Health (ID)_New_Miscellaneous_Natural Gas_Pool Heater_E6 | F4 | Commercial | Health (ID) | New | Miscellaneous | Natural Gas | Pool Heater | E6 | Utility - Cost of Equipment | 0 | 0 | 0 | 0 | 0 | 0 | 0 | 0 | 0 | 0 | 0 | 0 | 0 | 0 | 0 | 0 | 0 | 0 | 0 | 0 | 0 | 0 | 0 | 0 | 0 | 0 | 0
F4_Commercial_Health (ID)_New_Miscellaneous_Natural Gas_Pool Heater_E7 | F4 | Commercial | Health (ID) | New | Miscellaneous | Natural Gas | Pool Heater | E7 | Utility - Cost of Equipment | 0 | 0 | 0 | 0 | 0 | 0 | 0 | 0 | 0 | 0 | 0 | 0 | 0 | 0 | 0 | 0 | 0 | 0 | 0 | 0 | 0 | 0 | 0 | 0 | 0 | 0 | 0
F4_Commercial_Health (ID)_New_Miscellaneous_Natural Gas_Pool Heater_E8 | F4 | Commercial | Health (ID) | New | Miscellaneous | Natural Gas | Pool Heater | E8 | Utility - Cost of Equipment | 0 | 0 | 0 | 0 | 0 | 0 | 0 | 0 | 0 | 0 | 0 | 0 | 0 | 0 | 0 | 0 | 0 | 0 | 0 | 0 | 0 | 0 | 0 | 0 | 0 | 0 | 0
F4_Commercial_Health (ID)_New_Miscellaneous_Natural Gas_Pool Heater_E9 | F4 | Commercial | Health (ID) | New | Miscellaneous | Natural Gas | Pool Heater | E9 | Utility - Cost of Equipment | 0 | 0 | 0 | 0 | 0 | 0 | 0 | 0 | 0 | 0 | 0 | 0 | 0 | 0 | 0 | 0 | 0 | 0 | 0 | 0 | 0 | 0 | 0 | 0 | 0 | 0 | 0
F4_Commercial_Health (ID)_New_Miscellaneous_Natural Gas_Pool Heater_E10 | F4 | Commercial | Health (ID) | New | Miscellaneous | Natural Gas | Pool Heater | E10 | Utility - Cost of Equipment | 0 | 0 | 0 | 0 | 0 | 0 | 0 | 0 | 0 | 0 | 0 | 0 | 0 | 0 | 0 | 0 | 0 | 0 | 0 | 0 | 0 | 0 | 0 | 0 | 0 | 0 | 0
F5_Commercial_Health (ID)_New_Miscellaneous_Natural Gas_Pool Heater_E1 | F5 | Commercial | Health (ID) | New | Miscellaneous | Natural Gas | Pool Heater | E1 | Utility - Cost of Operation | 0.0033594 | 0.0033849 | 0.0034397 | 0.0035283 | 0.0036504 | 0.0038279 | 0.0040225 | 0.0042176 | 0.0044066 | 0.0046086 | 0.0047611 | 0.0049042 | 0.0050659 | 0.005222 | 0.0053527 | 0.00547 | 0.0055659 | 0.0056578 | 0.0057594 | 0.005855 | 0.0059539 | 0.0060585 | 0.0061636 | 0.0062731 | 0.0063845 | 0.0064979 | 0.0066134
F5_Commercial_Health (ID)_New_Miscellaneous_Natural Gas_Pool Heater_E2 | F5 | Commercial | Health (ID) | New | Miscellaneous | Natural Gas | Pool Heater | E2 | Utility - Cost of Operation | 0.0028555 | 0.0028771 | 0.0029237 | 0.002999 | 0.0031029 | 0.0032537 | 0.0034191 | 0.003585 | 0.0037456 | 0.0039173 | 0.0040469 | 0.0041685 | 0.004306 | 0.0044387 | 0.0045498 | 0.0046495 | 0.004731 | 0.0048091 | 0.0048955 | 0.0049767 | 0.0050608 | 0.0051497 | 0.005239 | 0.0053321 | 0.0054268 | 0.0055232 | 0.0056214
F5_Commercial_Health (ID)_New_Miscellaneous_Natural Gas_Pool Heater_E3 | F5 | Commercial | Health (ID) | New | Miscellaneous | Natural Gas | Pool Heater | E3 | Utility - Cost of Operation | 0 | 0 | 0 | 0 | 0 | 0 | 0 | 0 | 0 | 0 | 0 | 0 | 0 | 0 | 0 | 0 | 0 | 0 | 0 | 0 | 0 | 0 | 0 | 0 | 0 | 0 | 0
F5_Commercial_Health (ID)_New_Miscellaneous_Natural Gas_Pool Heater_E4 | F5 | Commercial | Health (ID) | New | Miscellaneous | Natural Gas | Pool Heater | E4 | Utility - Cost of Operation | 0 | 0 | 0 | 0 | 0 | 0 | 0 | 0 | 0 | 0 | 0 | 0 | 0 | 0 | 0 | 0 | 0 | 0 | 0 | 0 | 0 | 0 | 0 | 0 | 0 | 0 | 0
F5_Commercial_Health (ID)_New_Miscellaneous_Natural Gas_Pool Heater_E5 | F5 | Commercial | Health (ID) | New | Miscellaneous | Natural Gas | Pool Heater | E5 | Utility - Cost of Operation | 0 | 0 | 0 | 0 | 0 | 0 | 0 | 0 | 0 | 0 | 0 | 0 | 0 | 0 | 0 | 0 | 0 | 0 | 0 | 0 | 0 | 0 | 0 | 0 | 0 | 0 | 0
F5_Commercial_Health (ID)_New_Miscellaneous_Natural Gas_Pool Heater_E6 | F5 | Commercial | Health (ID) | New | Miscellaneous | Natural Gas | Pool Heater | E6 | Utility - Cost of Operation | 0 | 0 | 0 | 0 | 0 | 0 | 0 | 0 | 0 | 0 | 0 | 0 | 0 | 0 | 0 | 0 | 0 | 0 | 0 | 0 | 0 | 0 | 0 | 0 | 0 | 0 | 0
F5_Commercial_Health (ID)_New_Miscellaneous_Natural Gas_Pool Heater_E7 | F5 | Commercial | Health (ID) | New | Miscellaneous | Natural Gas | Pool Heater | E7 | Utility - Cost of Operation | 0 | 0 | 0 | 0 | 0 | 0 | 0 | 0 | 0 | 0 | 0 | 0 | 0 | 0 | 0 | 0 | 0 | 0 | 0 | 0 | 0 | 0 | 0 | 0 | 0 | 0 | 0
F5_Commercial_Health (ID)_New_Miscellaneous_Natural Gas_Pool Heater_E8 | F5 | Commercial | Health (ID) | New | Miscellaneous | Natural Gas | Pool Heater | E8 | Utility - Cost of Operation | 0 | 0 | 0 | 0 | 0 | 0 | 0 | 0 | 0 | 0 | 0 | 0 | 0 | 0 | 0 | 0 | 0 | 0 | 0 | 0 | 0 | 0 | 0 | 0 | 0 | 0 | 0
F5_Commercial_Health (ID)_New_Miscellaneous_Natural Gas_Pool Heater_E9 | F5 | Commercial | Health (ID) | New | Miscellaneous | Natural Gas | Pool Heater | E9 | Utility - Cost of Operation | 0 | 0 | 0 | 0 | 0 | 0 | 0 | 0 | 0 | 0 | 0 | 0 | 0 | 0 | 0 | 0 | 0 | 0 | 0 | 0 | 0 | 0 | 0 | 0 | 0 | 0 | 0
F5_Commercial_Health (ID)_New_Miscellaneous_Natural Gas_Pool Heater_E10 | F5 | Commercial | Health (ID) | New | Miscellaneous | Natural Gas | Pool Heater | E10 | Utility - Cost of Operation | 0 | 0 | 0 | 0 | 0 | 0 | 0 | 0 | 0 | 0 | 0 | 0 | 0 | 0 | 0 | 0 | 0 | 0 | 0 | 0 | 0 | 0 | 0 | 0 | 0 | 0 | 0
F6_Commercial_Health (ID)_New_Miscellaneous_Natural Gas_Pool Heater_E1 | F6 | Commercial | Health (ID) | New | Miscellaneous | Natural Gas | Pool Heater | E1 | Utility - Value of Sales | 0.0040313 | 0.0040618 | 0.0041171 | 0.0042004 | 0.0043098 | 0.0044691 | 0.0046299 | 0.0047841 | 0.0049232 | 0.0050695 | 0.0052372 | 0.0053946 | 0.0055725 | 0.0057371 | 0.0058657 | 0.0059701 | 0.0060403 | 0.0060938 | 0.006154 | 0.0062033 | 0.0062516 | 0.0063614 | 0.0064717 | 0.0065867 | 0.0067037 | 0.0068228 | 0.006944
F6_Commercial_Health (ID)_New_Miscellaneous_Natural Gas_Pool Heater_E2 | F6 | Commercial | Health (ID) | New | Miscellaneous | Natural Gas | Pool Heater | E2 | Utility - Value of Sales | 0.0034266 | 0.0034526 | 0.0034995 | 0.0035703 | 0.0036633 | 0.0037987 | 0.0039354 | 0.0040665 | 0.0041847 | 0.0043091 | 0.0044516 | 0.0045854 | 0.0047366 | 0.0048765 | 0.0049858 | 0.0050746 | 0.0051343 | 0.0051797 | 0.0052309 | 0.0052728 | 0.0053139 | 0.0054072 | 0.005501 | 0.0055987 | 0.0056982 | 0.0057994 | 0.0059024
F6_Commercial_Health (ID)_New_Miscellaneous_Natural Gas_Pool Heater_E3 | F6 | Commercial | Health (ID) | New | Miscellaneous | Natural Gas | Pool Heater | E3 | Utility - Value of Sales | 0 | 0 | 0 | 0 | 0 | 0 | 0 | 0 | 0 | 0 | 0 | 0 | 0 | 0 | 0 | 0 | 0 | 0 | 0 | 0 | 0 | 0 | 0 | 0 | 0 | 0 | 0
F6_Commercial_Health (ID)_New_Miscellaneous_Natural Gas_Pool Heater_E4 | F6 | Commercial | Health (ID) | New | Miscellaneous | Natural Gas | Pool Heater | E4 | Utility - Value of Sales | 0 | 0 | 0 | 0 | 0 | 0 | 0 | 0 | 0 | 0 | 0 | 0 | 0 | 0 | 0 | 0 | 0 | 0 | 0 | 0 | 0 | 0 | 0 | 0 | 0 | 0 | 0
F6_Commercial_Health (ID)_New_Miscellaneous_Natural Gas_Pool Heater_E5 | F6 | Commercial | Health (ID) | New | Miscellaneous | Natural Gas | Pool Heater | E5 | Utility - Value of Sales | 0 | 0 | 0 | 0 | 0 | 0 | 0 | 0 | 0 | 0 | 0 | 0 | 0 | 0 | 0 | 0 | 0 | 0 | 0 | 0 | 0 | 0 | 0 | 0 | 0 | 0 | 0
F6_Commercial_Health (ID)_New_Miscellaneous_Natural Gas_Pool Heater_E6 | F6 | Commercial | Health (ID) | New | Miscellaneous | Natural Gas | Pool Heater | E6 | Utility - Value of Sales | 0 | 0 | 0 | 0 | 0 | 0 | 0 | 0 | 0 | 0 | 0 | 0 | 0 | 0 | 0 | 0 | 0 | 0 | 0 | 0 | 0 | 0 | 0 | 0 | 0 | 0 | 0
F6_Commercial_Health (ID)_New_Miscellaneous_Natural Gas_Pool Heater_E7 | F6 | Commercial | Health (ID) | New | Miscellaneous | Natural Gas | Pool Heater | E7 | Utility - Value of Sales | 0 | 0 | 0 | 0 | 0 | 0 | 0 | 0 | 0 | 0 | 0 | 0 | 0 | 0 | 0 | 0 | 0 | 0 | 0 | 0 | 0 | 0 | 0 | 0 | 0 | 0 | 0
F6_Commercial_Health (ID)_New_Miscellaneous_Natural Gas_Pool Heater_E8 | F6 | Commercial | Health (ID) | New | Miscellaneous | Natural Gas | Pool Heater | E8 | Utility - Value of Sales | 0 | 0 | 0 | 0 | 0 | 0 | 0 | 0 | 0 | 0 | 0 | 0 | 0 | 0 | 0 | 0 | 0 | 0 | 0 | 0 | 0 | 0 | 0 | 0 | 0 | 0 | 0
F6_Commercial_Health (ID)_New_Miscellaneous_Natural Gas_Pool Heater_E9 | F6 | Commercial | Health (ID) | New | Miscellaneous | Natural Gas | Pool Heater | E9 | Utility - Value of Sales | 0 | 0 | 0 | 0 | 0 | 0 | 0 | 0 | 0 | 0 | 0 | 0 | 0 | 0 | 0 | 0 | 0 | 0 | 0 | 0 | 0 | 0 | 0 | 0 | 0 | 0 | 0
F6_Commercial_Health (ID)_New_Miscellaneous_Natural Gas_Pool Heater_E10 | F6 | Commercial | Health (ID) | New | Miscellaneous | Natural Gas | Pool Heater | E10 | Utility - Value of Sales | 0 | 0 | 0 | 0 | 0 | 0 | 0 | 0 | 0 | 0 | 0 | 0 | 0 | 0 | 0 | 0 | 0 | 0 | 0 | 0 | 0 | 0 | 0 | 0 | 0 | 0 | 0
F1_Commercial_Health (ID)_New_Miscellaneous_Natural Gas_Miscellaneous_E1 | F1 | Commercial | Health (ID) | New | Miscellaneous | Natural Gas | Miscellaneous | E1 | RVT - Cost of Equipment | 0.24753 | 0.24753 | 0.24753 | 0.24753 | 0.24753 | 0.24753 | 0.24753 | 0.24753 | 0.24753 | 0.24753 | 0.24753 | 0.24753 | 0.24753 | 0.24753 | 0.24753 | 0.24753 | 0.24753 | 0.24753 | 0.24753 | 0.24753 | 0.24753 | 0.24753 | 0.24753 | 0.24753 | 0.24753 | 0.24753 | 0.24753
F1_Commercial_Health (ID)_New_Miscellaneous_Natural Gas_Miscellaneous_E2 | F1 | Commercial | Health (ID) | New | Miscellaneous | Natural Gas | Miscellaneous | E2 | RVT - Cost of Equipment | 0 | 0 | 0 | 0 | 0 | 0 | 0 | 0 | 0 | 0 | 0 | 0 | 0 | 0 | 0 | 0 | 0 | 0 | 0 | 0 | 0 | 0 | 0 | 0 | 0 | 0 | 0
F1_Commercial_Health (ID)_New_Miscellaneous_Natural Gas_Miscellaneous_E3 | F1 | Commercial | Health (ID) | New | Miscellaneous | Natural Gas | Miscellaneous | E3 | RVT - Cost of Equipment | 0 | 0 | 0 | 0 | 0 | 0 | 0 | 0 | 0 | 0 | 0 | 0 | 0 | 0 | 0 | 0 | 0 | 0 | 0 | 0 | 0 | 0 | 0 | 0 | 0 | 0 | 0
F1_Commercial_Health (ID)_New_Miscellaneous_Natural Gas_Miscellaneous_E4 | F1 | Commercial | Health (ID) | New | Miscellaneous | Natural Gas | Miscellaneous | E4 | RVT - Cost of Equipment | 0 | 0 | 0 | 0 | 0 | 0 | 0 | 0 | 0 | 0 | 0 | 0 | 0 | 0 | 0 | 0 | 0 | 0 | 0 | 0 | 0 | 0 | 0 | 0 | 0 | 0 | 0
F1_Commercial_Health (ID)_New_Miscellaneous_Natural Gas_Miscellaneous_E5 | F1 | Commercial | Health (ID) | New | Miscellaneous | Natural Gas | Miscellaneous | E5 | RVT - Cost of Equipment | 0 | 0 | 0 | 0 | 0 | 0 | 0 | 0 | 0 | 0 | 0 | 0 | 0 | 0 | 0 | 0 | 0 | 0 | 0 | 0 | 0 | 0 | 0 | 0 | 0 | 0 | 0
F1_Commercial_Health (ID)_New_Miscellaneous_Natural Gas_Miscellaneous_E6 | F1 | Commercial | Health (ID) | New | Miscellaneous | Natural Gas | Miscellaneous | E6 | RVT - Cost of Equipment | 0 | 0 | 0 | 0 | 0 | 0 | 0 | 0 | 0 | 0 | 0 | 0 | 0 | 0 | 0 | 0 | 0 | 0 | 0 | 0 | 0 | 0 | 0 | 0 | 0 | 0 | 0
F1_Commercial_Health (ID)_New_Miscellaneous_Natural Gas_Miscellaneous_E7 | F1 | Commercial | Health (ID) | New | Miscellaneous | Natural Gas | Miscellaneous | E7 | RVT - Cost of Equipment | 0 | 0 | 0 | 0 | 0 | 0 | 0 | 0 | 0 | 0 | 0 | 0 | 0 | 0 | 0 | 0 | 0 | 0 | 0 | 0 | 0 | 0 | 0 | 0 | 0 | 0 | 0
F1_Commercial_Health (ID)_New_Miscellaneous_Natural Gas_Miscellaneous_E8 | F1 | Commercial | Health (ID) | New | Miscellaneous | Natural Gas | Miscellaneous | E8 | RVT - Cost of Equipment | 0 | 0 | 0 | 0 | 0 | 0 | 0 | 0 | 0 | 0 | 0 | 0 | 0 | 0 | 0 | 0 | 0 | 0 | 0 | 0 | 0 | 0 | 0 | 0 | 0 | 0 | 0
F1_Commercial_Health (ID)_New_Miscellaneous_Natural Gas_Miscellaneous_E9 | F1 | Commercial | Health (ID) | New | Miscellaneous | Natural Gas | Miscellaneous | E9 | RVT - Cost of Equipment | 0 | 0 | 0 | 0 | 0 | 0 | 0 | 0 | 0 | 0 | 0 | 0 | 0 | 0 | 0 | 0 | 0 | 0 | 0 | 0 | 0 | 0 | 0 | 0 | 0 | 0 | 0
F1_Commercial_Health (ID)_New_Miscellaneous_Natural Gas_Miscellaneous_E10 | F1 | Commercial | Health (ID) | New | Miscellaneous | Natural Gas | Miscellaneous | E10 | RVT - Cost of Equipment | 0 | 0 | 0 | 0 | 0 | 0 | 0 | 0 | 0 | 0 | 0 | 0 | 0 | 0 | 0 | 0 | 0 | 0 | 0 | 0 | 0 | 0 | 0 | 0 | 0 | 0 | 0
F2_Commercial_Health (ID)_New_Miscellaneous_Natural Gas_Miscellaneous_E1 | F2 | Commercial | Health (ID) | New | Miscellaneous | Natural Gas | Miscellaneous | E1 | RVT - Cost of Operation | 0.0065245 | 0.0065662 | 0.006636 | 0.0067443 | 0.0069042 | 0.0071676 | 0.0074384 | 0.0076914 | 0.0079125 | 0.0081419 | 0.0084048 | 0.008652 | 0.0089464 | 0.0092281 | 0.0094526 | 0.0096345 | 0.0097568 | 0.0098552 | 0.0099534 | 0.010016 | 0.010077 | 0.010253 | 0.010431 | 0.010616 | 0.010804 | 0.010996 | 0.011192
F2_Commercial_Health (ID)_New_Miscellaneous_Natural Gas_Miscellaneous_E2 | F2 | Commercial | Health (ID) | New | Miscellaneous | Natural Gas | Miscellaneous | E2 | RVT - Cost of Operation | 0 | 0 | 0 | 0 | 0 | 0 | 0 | 0 | 0 | 0 | 0 | 0 | 0 | 0 | 0 | 0 | 0 | 0 | 0 | 0 | 0 | 0 | 0 | 0 | 0 | 0 | 0
F2_Commercial_Health (ID)_New_Miscellaneous_Natural Gas_Miscellaneous_E3 | F2 | Commercial | Health (ID) | New | Miscellaneous | Natural Gas | Miscellaneous | E3 | RVT - Cost of Operation | 0 | 0 | 0 | 0 | 0 | 0 | 0 | 0 | 0 | 0 | 0 | 0 | 0 | 0 | 0 | 0 | 0 | 0 | 0 | 0 | 0 | 0 | 0 | 0 | 0 | 0 | 0
F2_Commercial_Health (ID)_New_Miscellaneous_Natural Gas_Miscellaneous_E4 | F2 | Commercial | Health (ID) | New | Miscellaneous | Natural Gas | Miscellaneous | E4 | RVT - Cost of Operation | 0 | 0 | 0 | 0 | 0 | 0 | 0 | 0 | 0 | 0 | 0 | 0 | 0 | 0 | 0 | 0 | 0 | 0 | 0 | 0 | 0 | 0 | 0 | 0 | 0 | 0 | 0
F2_Commercial_Health (ID)_New_Miscellaneous_Natural Gas_Miscellaneous_E5 | F2 | Commercial | Health (ID) | New | Miscellaneous | Natural Gas | Miscellaneous | E5 | RVT - Cost of Operation | 0 | 0 | 0 | 0 | 0 | 0 | 0 | 0 | 0 | 0 | 0 | 0 | 0 | 0 | 0 | 0 | 0 | 0 | 0 | 0 | 0 | 0 | 0 | 0 | 0 | 0 | 0
F2_Commercial_Health (ID)_New_Miscellaneous_Natural Gas_Miscellaneous_E6 | F2 | Commercial | Health (ID) | New | Miscellaneous | Natural Gas | Miscellaneous | E6 | RVT - Cost of Operation | 0 | 0 | 0 | 0 | 0 | 0 | 0 | 0 | 0 | 0 | 0 | 0 | 0 | 0 | 0 | 0 | 0 | 0 | 0 | 0 | 0 | 0 | 0 | 0 | 0 | 0 | 0
F2_Commercial_Health (ID)_New_Miscellaneous_Natural Gas_Miscellaneous_E7 | F2 | Commercial | Health (ID) | New | Miscellaneous | Natural Gas | Miscellaneous | E7 | RVT - Cost of Operation | 0 | 0 | 0 | 0 | 0 | 0 | 0 | 0 | 0 | 0 | 0 | 0 | 0 | 0 | 0 | 0 | 0 | 0 | 0 | 0 | 0 | 0 | 0 | 0 | 0 | 0 | 0
F2_Commercial_Health (ID)_New_Miscellaneous_Natural Gas_Miscellaneous_E8 | F2 | Commercial | Health (ID) | New | Miscellaneous | Natural Gas | Miscellaneous | E8 | RVT - Cost of Operation | 0 | 0 | 0 | 0 | 0 | 0 | 0 | 0 | 0 | 0 | 0 | 0 | 0 | 0 | 0 | 0 | 0 | 0 | 0 | 0 | 0 | 0 | 0 | 0 | 0 | 0 | 0
F2_Commercial_Health (ID)_New_Miscellaneous_Natural Gas_Miscellaneous_E9 | F2 | Commercial | Health (ID) | New | Miscellaneous | Natural Gas | Miscellaneous | E9 | RVT - Cost of Operation | 0 | 0 | 0 | 0 | 0 | 0 | 0 | 0 | 0 | 0 | 0 | 0 | 0 | 0 | 0 | 0 | 0 | 0 | 0 | 0 | 0 | 0 | 0 | 0 | 0 | 0 | 0
F2_Commercial_Health (ID)_New_Miscellaneous_Natural Gas_Miscellaneous_E10 | F2 | Commercial | Health (ID) | New | Miscellaneous | Natural Gas | Miscellaneous | E10 | RVT - Cost of Operation | 0 | 0 | 0 | 0 | 0 | 0 | 0 | 0 | 0 | 0 | 0 | 0 | 0 | 0 | 0 | 0 | 0 | 0 | 0 | 0 | 0 | 0 | 0 | 0 | 0 | 0 | 0
F3_Commercial_Health (ID)_New_Miscellaneous_Natural Gas_Miscellaneous_E1 | F3 | Commercial | Health (ID) | New | Miscellaneous | Natural Gas | Miscellaneous | E1 | System - kBTUs of Consumption | 1.6665 | 1.6665 | 1.6665 | 1.6665 | 1.6665 | 1.6665 | 1.6665 | 1.6665 | 1.6665 | 1.6665 | 1.6665 | 1.6665 | 1.6665 | 1.6665 | 1.6665 | 1.6665 | 1.6665 | 1.6665 | 1.6665 | 1.6665 | 1.6665 | 1.6665 | 1.6665 | 1.6665 | 1.6665 | 1.6665 | 1.6665
F3_Commercial_Health (ID)_New_Miscellaneous_Natural Gas_Miscellaneous_E2 | F3 | Commercial | Health (ID) | New | Miscellaneous | Natural Gas | Miscellaneous | E2 | System - kBTUs of Consumption | 0 | 0 | 0 | 0 | 0 | 0 | 0 | 0 | 0 | 0 | 0 | 0 | 0 | 0 | 0 | 0 | 0 | 0 | 0 | 0 | 0 | 0 | 0 | 0 | 0 | 0 | 0
F3_Commercial_Health (ID)_New_Miscellaneous_Natural Gas_Miscellaneous_E3 | F3 | Commercial | Health (ID) | New | Miscellaneous | Natural Gas | Miscellaneous | E3 | System - kBTUs of Consumption | 0 | 0 | 0 | 0 | 0 | 0 | 0 | 0 | 0 | 0 | 0 | 0 | 0 | 0 | 0 | 0 | 0 | 0 | 0 | 0 | 0 | 0 | 0 | 0 | 0 | 0 | 0
F3_Commercial_Health (ID)_New_Miscellaneous_Natural Gas_Miscellaneous_E4 | F3 | Commercial | Health (ID) | New | Miscellaneous | Natural Gas | Miscellaneous | E4 | System - kBTUs of Consumption | 0 | 0 | 0 | 0 | 0 | 0 | 0 | 0 | 0 | 0 | 0 | 0 | 0 | 0 | 0 | 0 | 0 | 0 | 0 | 0 | 0 | 0 | 0 | 0 | 0 | 0 | 0
F3_Commercial_Health (ID)_New_Miscellaneous_Natural Gas_Miscellaneous_E5 | F3 | Commercial | Health (ID) | New | Miscellaneous | Natural Gas | Miscellaneous | E5 | System - kBTUs of Consumption | 0 | 0 | 0 | 0 | 0 | 0 | 0 | 0 | 0 | 0 | 0 | 0 | 0 | 0 | 0 | 0 | 0 | 0 | 0 | 0 | 0 | 0 | 0 | 0 | 0 | 0 | 0
F3_Commercial_Health (ID)_New_Miscellaneous_Natural Gas_Miscellaneous_E6 | F3 | Commercial | Health (ID) | New | Miscellaneous | Natural Gas | Miscellaneous | E6 | System - kBTUs of Consumption | 0 | 0 | 0 | 0 | 0 | 0 | 0 | 0 | 0 | 0 | 0 | 0 | 0 | 0 | 0 | 0 | 0 | 0 | 0 | 0 | 0 | 0 | 0 | 0 | 0 | 0 | 0
F3_Commercial_Health (ID)_New_Miscellaneous_Natural Gas_Miscellaneous_E7 | F3 | Commercial | Health (ID) | New | Miscellaneous | Natural Gas | Miscellaneous | E7 | System - kBTUs of Consumption | 0 | 0 | 0 | 0 | 0 | 0 | 0 | 0 | 0 | 0 | 0 | 0 | 0 | 0 | 0 | 0 | 0 | 0 | 0 | 0 | 0 | 0 | 0 | 0 | 0 | 0 | 0
F3_Commercial_Health (ID)_New_Miscellaneous_Natural Gas_Miscellaneous_E8 | F3 | Commercial | Health (ID) | New | Miscellaneous | Natural Gas | Miscellaneous | E8 | System - kBTUs of Consumption | 0 | 0 | 0 | 0 | 0 | 0 | 0 | 0 | 0 | 0 | 0 | 0 | 0 | 0 | 0 | 0 | 0 | 0 | 0 | 0 | 0 | 0 | 0 | 0 | 0 | 0 | 0
F3_Commercial_Health (ID)_New_Miscellaneous_Natural Gas_Miscellaneous_E9 | F3 | Commercial | Health (ID) | New | Miscellaneous | Natural Gas | Miscellaneous | E9 | System - kBTUs of Consumption | 0 | 0 | 0 | 0 | 0 | 0 | 0 | 0 | 0 | 0 | 0 | 0 | 0 | 0 | 0 | 0 | 0 | 0 | 0 | 0 | 0 | 0 | 0 | 0 | 0 | 0 | 0
F3_Commercial_Health (ID)_New_Miscellaneous_Natural Gas_Miscellaneous_E10 | F3 | Commercial | Health (ID) | New | Miscellaneous | Natural Gas | Miscellaneous | E10 | System - kBTUs of Consumption | 0 | 0 | 0 | 0 | 0 | 0 | 0 | 0 | 0 | 0 | 0 | 0 | 0 | 0 | 0 | 0 | 0 | 0 | 0 | 0 | 0 | 0 | 0 | 0 | 0 | 0 | 0
F4_Commercial_Health (ID)_New_Miscellaneous_Natural Gas_Miscellaneous_E1 | F4 | Commercial | Health (ID) | New | Miscellaneous | Natural Gas | Miscellaneous | E1 | Utility - Cost of Equipment | 0.24753 | 0.24753 | 0.24753 | 0.24753 | 0.24753 | 0.24753 | 0.24753 | 0.24753 | 0.24753 | 0.24753 | 0.24753 | 0.24753 | 0.24753 | 0.24753 | 0.24753 | 0.24753 | 0.24753 | 0.24753 | 0.24753 | 0.24753 | 0.24753 | 0.24753 | 0.24753 | 0.24753 | 0.24753 | 0.24753 | 0.24753
F4_Commercial_Health (ID)_New_Miscellaneous_Natural Gas_Miscellaneous_E2 | F4 | Commercial | Health (ID) | New | Miscellaneous | Natural Gas | Miscellaneous | E2 | Utility - Cost of Equipment | 0 | 0 | 0 | 0 | 0 | 0 | 0 | 0 | 0 | 0 | 0 | 0 | 0 | 0 | 0 | 0 | 0 | 0 | 0 | 0 | 0 | 0 | 0 | 0 | 0 | 0 | 0
F4_Commercial_Health (ID)_New_Miscellaneous_Natural Gas_Miscellaneous_E3 | F4 | Commercial | Health (ID) | New | Miscellaneous | Natural Gas | Miscellaneous | E3 | Utility - Cost of Equipment | 0 | 0 | 0 | 0 | 0 | 0 | 0 | 0 | 0 | 0 | 0 | 0 | 0 | 0 | 0 | 0 | 0 | 0 | 0 | 0 | 0 | 0 | 0 | 0 | 0 | 0 | 0
F4_Commercial_Health (ID)_New_Miscellaneous_Natural Gas_Miscellaneous_E4 | F4 | Commercial | Health (ID) | New | Miscellaneous | Natural Gas | Miscellaneous | E4 | Utility - Cost of Equipment | 0 | 0 | 0 | 0 | 0 | 0 | 0 | 0 | 0 | 0 | 0 | 0 | 0 | 0 | 0 | 0 | 0 | 0 | 0 | 0 | 0 | 0 | 0 | 0 | 0 | 0 | 0
F4_Commercial_Health (ID)_New_Miscellaneous_Natural Gas_Miscellaneous_E5 | F4 | Commercial | Health (ID) | New | Miscellaneous | Natural Gas | Miscellaneous | E5 | Utility - Cost of Equipment | 0 | 0 | 0 | 0 | 0 | 0 | 0 | 0 | 0 | 0 | 0 | 0 | 0 | 0 | 0 | 0 | 0 | 0 | 0 | 0 | 0 | 0 | 0 | 0 | 0 | 0 | 0
F4_Commercial_Health (ID)_New_Miscellaneous_Natural Gas_Miscellaneous_E6 | F4 | Commercial | Health (ID) | New | Miscellaneous | Natural Gas | Miscellaneous | E6 | Utility - Cost of Equipment | 0 | 0 | 0 | 0 | 0 | 0 | 0 | 0 | 0 | 0 | 0 | 0 | 0 | 0 | 0 | 0 | 0 | 0 | 0 | 0 | 0 | 0 | 0 | 0 | 0 | 0 | 0
F4_Commercial_Health (ID)_New_Miscellaneous_Natural Gas_Miscellaneous_E7 | F4 | Commercial | Health (ID) | New | Miscellaneous | Natural Gas | Miscellaneous | E7 | Utility - Cost of Equipment | 0 | 0 | 0 | 0 | 0 | 0 | 0 | 0 | 0 | 0 | 0 | 0 | 0 | 0 | 0 | 0 | 0 | 0 | 0 | 0 | 0 | 0 | 0 | 0 | 0 | 0 | 0
F4_Commercial_Health (ID)_New_Miscellaneous_Natural Gas_Miscellaneous_E8 | F4 | Commercial | Health (ID) | New | Miscellaneous | Natural Gas | Miscellaneous | E8 | Utility - Cost of Equipment | 0 | 0 | 0 | 0 | 0 | 0 | 0 | 0 | 0 | 0 | 0 | 0 | 0 | 0 | 0 | 0 | 0 | 0 | 0 | 0 | 0 | 0 | 0 | 0 | 0 | 0 | 0
F4_Commercial_Health (ID)_New_Miscellaneous_Natural Gas_Miscellaneous_E9 | F4 | Commercial | Health (ID) | New | Miscellaneous | Natural Gas | Miscellaneous | E9 | Utility - Cost of Equipment | 0 | 0 | 0 | 0 | 0 | 0 | 0 | 0 | 0 | 0 | 0 | 0 | 0 | 0 | 0 | 0 | 0 | 0 | 0 | 0 | 0 | 0 | 0 | 0 | 0 | 0 | 0
F4_Commercial_Health (ID)_New_Miscellaneous_Natural Gas_Miscellaneous_E10 | F4 | Commercial | Health (ID) | New | Miscellaneous | Natural Gas | Miscellaneous | E10 | Utility - Cost of Equipment | 0 | 0 | 0 | 0 | 0 | 0 | 0 | 0 | 0 | 0 | 0 | 0 | 0 | 0 | 0 | 0 | 0 | 0 | 0 | 0 | 0 | 0 | 0 | 0 | 0 | 0 | 0
F5_Commercial_Health (ID)_New_Miscellaneous_Natural Gas_Miscellaneous_E1 | F5 | Commercial | Health (ID) | New | Miscellaneous | Natural Gas | Miscellaneous | E1 | Utility - Cost of Operation | 0.0054371 | 0.0054719 | 0.0055419 | 0.0056584 | 0.0058339 | 0.0061143 | 0.0064226 | 0.006741 | 0.0070613 | 0.0074018 | 0.0076407 | 0.0078655 | 0.0081331 | 0.008398 | 0.0086209 | 0.0088168 | 0.0089717 | 0.0091202 | 0.0092855 | 0.0094385 | 0.0095971 | 0.0097652 | 0.0099339 | 0.01011 | 0.01029 | 0.010473 | 0.010659
F5_Commercial_Health (ID)_New_Miscellaneous_Natural Gas_Miscellaneous_E2 | F5 | Commercial | Health (ID) | New | Miscellaneous | Natural Gas | Miscellaneous | E2 | Utility - Cost of Operation | 0 | 0 | 0 | 0 | 0 | 0 | 0 | 0 | 0 | 0 | 0 | 0 | 0 | 0 | 0 | 0 | 0 | 0 | 0 | 0 | 0 | 0 | 0 | 0 | 0 | 0 | 0
F5_Commercial_Health (ID)_New_Miscellaneous_Natural Gas_Miscellaneous_E3 | F5 | Commercial | Health (ID) | New | Miscellaneous | Natural Gas | Miscellaneous | E3 | Utility - Cost of Operation | 0 | 0 | 0 | 0 | 0 | 0 | 0 | 0 | 0 | 0 | 0 | 0 | 0 | 0 | 0 | 0 | 0 | 0 | 0 | 0 | 0 | 0 | 0 | 0 | 0 | 0 | 0
F5_Commercial_Health (ID)_New_Miscellaneous_Natural Gas_Miscellaneous_E4 | F5 | Commercial | Health (ID) | New | Miscellaneous | Natural Gas | Miscellaneous | E4 | Utility - Cost of Operation | 0 | 0 | 0 | 0 | 0 | 0 | 0 | 0 | 0 | 0 | 0 | 0 | 0 | 0 | 0 | 0 | 0 | 0 | 0 | 0 | 0 | 0 | 0 | 0 | 0 | 0 | 0
F5_Commercial_Health (ID)_New_Miscellaneous_Natural Gas_Miscellaneous_E5 | F5 | Commercial | Health (ID) | New | Miscellaneous | Natural Gas | Miscellaneous | E5 | Utility - Cost of Operation | 0 | 0 | 0 | 0 | 0 | 0 | 0 | 0 | 0 | 0 | 0 | 0 | 0 | 0 | 0 | 0 | 0 | 0 | 0 | 0 | 0 | 0 | 0 | 0 | 0 | 0 | 0
F5_Commercial_Health (ID)_New_Miscellaneous_Natural Gas_Miscellaneous_E6 | F5 | Commercial | Health (ID) | New | Miscellaneous | Natural Gas | Miscellaneous | E6 | Utility - Cost of Operation | 0 | 0 | 0 | 0 | 0 | 0 | 0 | 0 | 0 | 0 | 0 | 0 | 0 | 0 | 0 | 0 | 0 | 0 | 0 | 0 | 0 | 0 | 0 | 0 | 0 | 0 | 0
F5_Commercial_Health (ID)_New_Miscellaneous_Natural Gas_Miscellaneous_E7 | F5 | Commercial | Health (ID) | New | Miscellaneous | Natural Gas | Miscellaneous | E7 | Utility - Cost of Operation | 0 | 0 | 0 | 0 | 0 | 0 | 0 | 0 | 0 | 0 | 0 | 0 | 0 | 0 | 0 | 0 | 0 | 0 | 0 | 0 | 0 | 0 | 0 | 0 | 0 | 0 | 0
F5_Commercial_Health (ID)_New_Miscellaneous_Natural Gas_Miscellaneous_E8 | F5 | Commercial | Health (ID) | New | Miscellaneous | Natural Gas | Miscellaneous | E8 | Utility - Cost of Operation | 0 | 0 | 0 | 0 | 0 | 0 | 0 | 0 | 0 | 0 | 0 | 0 | 0 | 0 | 0 | 0 | 0 | 0 | 0 | 0 | 0 | 0 | 0 | 0 | 0 | 0 | 0
F5_Commercial_Health (ID)_New_Miscellaneous_Natural Gas_Miscellaneous_E9 | F5 | Commercial | Health (ID) | New | Miscellaneous | Natural Gas | Miscellaneous | E9 | Utility - Cost of Operation | 0 | 0 | 0 | 0 | 0 | 0 | 0 | 0 | 0 | 0 | 0 | 0 | 0 | 0 | 0 | 0 | 0 | 0 | 0 | 0 | 0 | 0 | 0 | 0 | 0 | 0 | 0
F5_Commercial_Health (ID)_New_Miscellaneous_Natural Gas_Miscellaneous_E10 | F5 | Commercial | Health (ID) | New | Miscellaneous | Natural Gas | Miscellaneous | E10 | Utility - Cost of Operation | 0 | 0 | 0 | 0 | 0 | 0 | 0 | 0 | 0 | 0 | 0 | 0 | 0 | 0 | 0 | 0 | 0 | 0 | 0 | 0 | 0 | 0 | 0 | 0 | 0 | 0 | 0
F6_Commercial_Health (ID)_New_Miscellaneous_Natural Gas_Miscellaneous_E1 | F6 | Commercial | Health (ID) | New | Miscellaneous | Natural Gas | Miscellaneous | E1 | Utility - Value of Sales | 0.0065245 | 0.0065662 | 0.006636 | 0.0067443 | 0.0069042 | 0.0071676 | 0.0074384 | 0.0076914 | 0.0079125 | 0.0081419 | 0.0084048 | 0.008652 | 0.0089464 | 0.0092281 | 0.0094526 | 0.0096345 | 0.0097568 | 0.0098552 | 0.0099534 | 0.010016 | 0.010077 | 0.010253 | 0.010431 | 0.010616 | 0.010804 | 0.010996 | 0.011192
F6_Commercial_Health (ID)_New_Miscellaneous_Natural Gas_Miscellaneous_E2 | F6 | Commercial | Health (ID) | New | Miscellaneous | Natural Gas | Miscellaneous | E2 | Utility - Value of Sales | 0 | 0 | 0 | 0 | 0 | 0 | 0 | 0 | 0 | 0 | 0 | 0 | 0 | 0 | 0 | 0 | 0 | 0 | 0 | 0 | 0 | 0 | 0 | 0 | 0 | 0 | 0
F6_Commercial_Health (ID)_New_Miscellaneous_Natural Gas_Miscellaneous_E3 | F6 | Commercial | Health (ID) | New | Miscellaneous | Natural Gas | Miscellaneous | E3 | Utility - Value of Sales | 0 | 0 | 0 | 0 | 0 | 0 | 0 | 0 | 0 | 0 | 0 | 0 | 0 | 0 | 0 | 0 | 0 | 0 | 0 | 0 | 0 | 0 | 0 | 0 | 0 | 0 | 0
F6_Commercial_Health (ID)_New_Miscellaneous_Natural Gas_Miscellaneous_E4 | F6 | Commercial | Health (ID) | New | Miscellaneous | Natural Gas | Miscellaneous | E4 | Utility - Value of Sales | 0 | 0 | 0 | 0 | 0 | 0 | 0 | 0 | 0 | 0 | 0 | 0 | 0 | 0 | 0 | 0 | 0 | 0 | 0 | 0 | 0 | 0 | 0 | 0 | 0 | 0 | 0
F6_Commercial_Health (ID)_New_Miscellaneous_Natural Gas_Miscellaneous_E5 | F6 | Commercial | Health (ID) | New | Miscellaneous | Natural Gas | Miscellaneous | E5 | Utility - Value of Sales | 0 | 0 | 0 | 0 | 0 | 0 | 0 | 0 | 0 | 0 | 0 | 0 | 0 | 0 | 0 | 0 | 0 | 0 | 0 | 0 | 0 | 0 | 0 | 0 | 0 | 0 | 0
F6_Commercial_Health (ID)_New_Miscellaneous_Natural Gas_Miscellaneous_E6 | F6 | Commercial | Health (ID) | New | Miscellaneous | Natural Gas | Miscellaneous | E6 | Utility - Value of Sales | 0 | 0 | 0 | 0 | 0 | 0 | 0 | 0 | 0 | 0 | 0 | 0 | 0 | 0 | 0 | 0 | 0 | 0 | 0 | 0 | 0 | 0 | 0 | 0 | 0 | 0 | 0
F6_Commercial_Health (ID)_New_Miscellaneous_Natural Gas_Miscellaneous_E7 | F6 | Commercial | Health (ID) | New | Miscellaneous | Natural Gas | Miscellaneous | E7 | Utility - Value of Sales | 0 | 0 | 0 | 0 | 0 | 0 | 0 | 0 | 0 | 0 | 0 | 0 | 0 | 0 | 0 | 0 | 0 | 0 | 0 | 0 | 0 | 0 | 0 | 0 | 0 | 0 | 0
F6_Commercial_Health (ID)_New_Miscellaneous_Natural Gas_Miscellaneous_E8 | F6 | Commercial | Health (ID) | New | Miscellaneous | Natural Gas | Miscellaneous | E8 | Utility - Value of Sales | 0 | 0 | 0 | 0 | 0 | 0 | 0 | 0 | 0 | 0 | 0 | 0 | 0 | 0 | 0 | 0 | 0 | 0 | 0 | 0 | 0 | 0 | 0 | 0 | 0 | 0 | 0
F6_Commercial_Health (ID)_New_Miscellaneous_Natural Gas_Miscellaneous_E9 | F6 | Commercial | Health (ID) | New | Miscellaneous | Natural Gas | Miscellaneous | E9 | Utility - Value of Sales | 0 | 0 | 0 | 0 | 0 | 0 | 0 | 0 | 0 | 0 | 0 | 0 | 0 | 0 | 0 | 0 | 0 | 0 | 0 | 0 | 0 | 0 | 0 | 0 | 0 | 0 | 0
F6_Commercial_Health (ID)_New_Miscellaneous_Natural Gas_Miscellaneous_E10 | F6 | Commercial | Health (ID) | New | Miscellaneous | Natural Gas | Miscellaneous | E10 | Utility - Value of Sales | 0 | 0 | 0 | 0 | 0 | 0 | 0 | 0 | 0 | 0 | 0 | 0 | 0 | 0 | 0 | 0 | 0 | 0 | 0 | 0 | 0 | 0 | 0 | 0 | 0 | 0 | 0
F1_Commercial_Lodging (ID)_Existing_Space Heating_Natural Gas_Furnace_E1 | F1 | Commercial | Lodging (ID) | Existing | Space Heating | Natural Gas | Furnace | E1 | RVT - Cost of Equipment | 0.062162 | 0.062162 | 0.062162 | 0.062162 | 0.062162 | 0.062162 | 0.062162 | 0.062162 | 0.062162 | 0.062162 | 0.062162 | 0.062162 | 0.062162 | 0.062162 | 0.062162 | 0.062162 | 0.062162 | 0.062162 | 0.062162 | 0.062162 | 0.062162 | 0.062162 | 0.062162 | 0.062162 | 0.062162 | 0.062162 | 0.062162
F1_Commercial_Lodging (ID)_Existing_Space Heating_Natural Gas_Furnace_E2 | F1 | Commercial | Lodging (ID) | Existing | Space Heating | Natural Gas | Furnace | E2 | RVT - Cost of Equipment | 0.12565 | 0.12565 | 0.12565 | 0.12565 | 0.12565 | 0.12565 | 0.12565 | 0.12565 | 0.12565 | 0.12565 | 0.12565 | 0.12565 | 0.12565 | 0.12565 | 0.12565 | 0.12565 | 0.12565 | 0.12565 | 0.12565 | 0.12565 | 0.12565 | 0.12565 | 0.12565 | 0.12565 | 0.12565 | 0.12565 | 0.12565
F1_Commercial_Lodging (ID)_Existing_Space Heating_Natural Gas_Furnace_E3 | F1 | Commercial | Lodging (ID) | Existing | Space Heating | Natural Gas | Furnace | E3 | RVT - Cost of Equipment | 0.07638 | 0.07638 | 0.07638 | 0.07638 | 0.07638 | 0.07638 | 0.07638 | 0.07638 | 0.07638 | 0.07638 | 0.07638 | 0.07638 | 0.07638 | 0.07638 | 0.07638 | 0.07638 | 0.07638 | 0.07638 | 0.07638 | 0.07638 | 0.07638 | 0.07638 | 0.07638 | 0.07638 | 0.07638 | 0.07638 | 0.07638
F1_Commercial_Lodging (ID)_Existing_Space Heating_Natural Gas_Furnace_E4 | F1 | Commercial | Lodging (ID) | Existing | Space Heating | Natural Gas | Furnace | E4 | RVT - Cost of Equipment | 0 | 0 | 0 | 0 | 0 | 0 | 0 | 0 | 0 | 0 | 0 | 0 | 0 | 0 | 0 | 0 | 0 | 0 | 0 | 0 | 0 | 0 | 0 | 0 | 0 | 0 | 0
F1_Commercial_Lodging (ID)_Existing_Space Heating_Natural Gas_Furnace_E5 | F1 | Commercial | Lodging (ID) | Existing | Space Heating | Natural Gas | Furnace | E5 | RVT - Cost of Equipment | 0 | 0 | 0 | 0 | 0 | 0 | 0 | 0 | 0 | 0 | 0 | 0 | 0 | 0 | 0 | 0 | 0 | 0 | 0 | 0 | 0 | 0 | 0 | 0 | 0 | 0 | 0
F1_Commercial_Lodging (ID)_Existing_Space Heating_Natural Gas_Furnace_E6 | F1 | Commercial | Lodging (ID) | Existing | Space Heating | Natural Gas | Furnace | E6 | RVT - Cost of Equipment | 0 | 0 | 0 | 0 | 0 | 0 | 0 | 0 | 0 | 0 | 0 | 0 | 0 | 0 | 0 | 0 | 0 | 0 | 0 | 0 | 0 | 0 | 0 | 0 | 0 | 0 | 0
F1_Commercial_Lodging (ID)_Existing_Space Heating_Natural Gas_Furnace_E7 | F1 | Commercial | Lodging (ID) | Existing | Space Heating | Natural Gas | Furnace | E7 | RVT - Cost of Equipment | 0 | 0 | 0 | 0 | 0 | 0 | 0 | 0 | 0 | 0 | 0 | 0 | 0 | 0 | 0 | 0 | 0 | 0 | 0 | 0 | 0 | 0 | 0 | 0 | 0 | 0 | 0
F1_Commercial_Lodging (ID)_Existing_Space Heating_Natural Gas_Furnace_E8 | F1 | Commercial | Lodging (ID) | Existing | Space Heating | Natural Gas | Furnace | E8 | RVT - Cost of Equipment | 0 | 0 | 0 | 0 | 0 | 0 | 0 | 0 | 0 | 0 | 0 | 0 | 0 | 0 | 0 | 0 | 0 | 0 | 0 | 0 | 0 | 0 | 0 | 0 | 0 | 0 | 0
F1_Commercial_Lodging (ID)_Existing_Space Heating_Natural Gas_Furnace_E9 | F1 | Commercial | Lodging (ID) | Existing | Space Heating | Natural Gas | Furnace | E9 | RVT - Cost of Equipment | 0 | 0 | 0 | 0 | 0 | 0 | 0 | 0 | 0 | 0 | 0 | 0 | 0 | 0 | 0 | 0 | 0 | 0 | 0 | 0 | 0 | 0 | 0 | 0 | 0 | 0 | 0
F1_Commercial_Lodging (ID)_Existing_Space Heating_Natural Gas_Furnace_E10 | F1 | Commercial | Lodging (ID) | Existing | Space Heating | Natural Gas | Furnace | E10 | RVT - Cost of Equipment | 0 | 0 | 0 | 0 | 0 | 0 | 0 | 0 | 0 | 0 | 0 | 0 | 0 | 0 | 0 | 0 | 0 | 0 | 0 | 0 | 0 | 0 | 0 | 0 | 0 | 0 | 0
F2_Commercial_Lodging (ID)_Existing_Space Heating_Natural Gas_Furnace_E1 | F2 | Commercial | Lodging (ID) | Existing | Space Heating | Natural Gas | Furnace | E1 | RVT - Cost of Operation | 0.12028 | 0.12127 | 0.12294 | 0.12486 | 0.12706 | 0.13065 | 0.13421 | 0.13793 | 0.1412 | 0.14437 | 0.14796 | 0.1511 | 0.15459 | 0.15819 | 0.16139 | 0.16447 | 0.16717 | 0.16994 | 0.17281 | 0.17571 | 0.17861 | 0.18251 | 0.18712 | 0.1911 | 0.19515 | 0.19929 | 0.20352
F2_Commercial_Lodging (ID)_Existing_Space Heating_Natural Gas_Furnace_E2 | F2 | Commercial | Lodging (ID) | Existing | Space Heating | Natural Gas | Furnace | E2 | RVT - Cost of Operation | 0.10691 | 0.1078 | 0.10927 | 0.11098 | 0.11294 | 0.11613 | 0.11929 | 0.1226 | 0.12551 | 0.12832 | 0.13152 | 0.1343 | 0.13741 | 0.14061 | 0.14346 | 0.14619 | 0.1486 | 0.15105 | 0.1536 | 0.15618 | 0.15876 | 0.16222 | 0.16633 | 0.16986 | 0.17346 | 0.17715 | 0.18091
F2_Commercial_Lodging (ID)_Existing_Space Heating_Natural Gas_Furnace_E3 | F2 | Commercial | Lodging (ID) | Existing | Space Heating | Natural Gas | Furnace | E3 | RVT - Cost of Operation | 0.10022 | 0.10106 | 0.10244 | 0.10405 | 0.10588 | 0.10887 | 0.11184 | 0.11494 | 0.11766 | 0.1203 | 0.12329 | 0.12591 | 0.12882 | 0.13182 | 0.13449 | 0.13705 | 0.13931 | 0.14161 | 0.144 | 0.14642 | 0.14884 | 0.15208 | 0.15593 | 0.15924 | 0.16262 | 0.16607 | 0.1696
F2_Commercial_Lodging (ID)_Existing_Space Heating_Natural Gas_Furnace_E4 | F2 | Commercial | Lodging (ID) | Existing | Space Heating | Natural Gas | Furnace | E4 | RVT - Cost of Operation | 0 | 0 | 0 | 0 | 0 | 0 | 0 | 0 | 0 | 0 | 0 | 0 | 0 | 0 | 0 | 0 | 0 | 0 | 0 | 0 | 0 | 0 | 0 | 0 | 0 | 0 | 0
F2_Commercial_Lodging (ID)_Existing_Space Heating_Natural Gas_Furnace_E5 | F2 | Commercial | Lodging (ID) | Existing | Space Heating | Natural Gas | Furnace | E5 | RVT - Cost of Operation | 0 | 0 | 0 | 0 | 0 | 0 | 0 | 0 | 0 | 0 | 0 | 0 | 0 | 0 | 0 | 0 | 0 | 0 | 0 | 0 | 0 | 0 | 0 | 0 | 0 | 0 | 0
F2_Commercial_Lodging (ID)_Existing_Space Heating_Natural Gas_Furnace_E6 | F2 | Commercial | Lodging (ID) | Existing | Space Heating | Natural Gas | Furnace | E6 | RVT - Cost of Operation | 0 | 0 | 0 | 0 | 0 | 0 | 0 | 0 | 0 | 0 | 0 | 0 | 0 | 0 | 0 | 0 | 0 | 0 | 0 | 0 | 0 | 0 | 0 | 0 | 0 | 0 | 0
F2_Commercial_Lodging (ID)_Existing_Space Heating_Natural Gas_Furnace_E7 | F2 | Commercial | Lodging (ID) | Existing | Space Heating | Natural Gas | Furnace | E7 | RVT - Cost of Operation | 0 | 0 | 0 | 0 | 0 | 0 | 0 | 0 | 0 | 0 | 0 | 0 | 0 | 0 | 0 | 0 | 0 | 0 | 0 | 0 | 0 | 0 | 0 | 0 | 0 | 0 | 0
F2_Commercial_Lodging (ID)_Existing_Space Heating_Natural Gas_Furnace_E8 | F2 | Commercial | Lodging (ID) | Existing | Space Heating | Natural Gas | Furnace | E8 | RVT - Cost of Operation | 0 | 0 | 0 | 0 | 0 | 0 | 0 | 0 | 0 | 0 | 0 | 0 | 0 | 0 | 0 | 0 | 0 | 0 | 0 | 0 | 0 | 0 | 0 | 0 | 0 | 0 | 0
F2_Commercial_Lodging (ID)_Existing_Space Heating_Natural Gas_Furnace_E9 | F2 | Commercial | Lodging (ID) | Existing | Space Heating | Natural Gas | Furnace | E9 | RVT - Cost of Operation | 0 | 0 | 0 | 0 | 0 | 0 | 0 | 0 | 0 | 0 | 0 | 0 | 0 | 0 | 0 | 0 | 0 | 0 | 0 | 0 | 0 | 0 | 0 | 0 | 0 | 0 | 0
F2_Commercial_Lodging (ID)_Existing_Space Heating_Natural Gas_Furnace_E10 | F2 | Commercial | Lodging (ID) | Existing | Space Heating | Natural Gas | Furnace | E10 | RVT - Cost of Operation | 0 | 0 | 0 | 0 | 0 | 0 | 0 | 0 | 0 | 0 | 0 | 0 | 0 | 0 | 0 | 0 | 0 | 0 | 0 | 0 | 0 | 0 | 0 | 0 | 0 | 0 | 0
F3_Commercial_Lodging (ID)_Existing_Space Heating_Natural Gas_Furnace_E1 | F3 | Commercial | Lodging (ID) | Existing | Space Heating | Natural Gas | Furnace | E1 | System - kBTUs of Consumption | 26.4683 | 26.4018 | 26.4018 | 26.4018 | 26.4018 | 26.4018 | 26.4018 | 26.4018 | 26.4018 | 26.4018 | 26.4018 | 26.4018 | 26.4018 | 26.4018 | 26.4018 | 26.4018 | 26.4018 | 26.4018 | 26.4018 | 26.4018 | 26.4018 | 26.4018 | 26.4018 | 26.4018 | 26.4018 | 26.4018 | 26.4018
F3_Commercial_Lodging (ID)_Existing_Space Heating_Natural Gas_Furnace_E2 | F3 | Commercial | Lodging (ID) | Existing | Space Heating | Natural Gas | Furnace | E2 | System - kBTUs of Consumption | 23.5267 | 23.4676 | 23.4676 | 23.4676 | 23.4676 | 23.4676 | 23.4676 | 23.4676 | 23.4676 | 23.4676 | 23.4676 | 23.4676 | 23.4676 | 23.4676 | 23.4676 | 23.4676 | 23.4676 | 23.4676 | 23.4676 | 23.4676 | 23.4676 | 23.4676 | 23.4676 | 23.4676 | 23.4676 | 23.4676 | 23.4676
F3_Commercial_Lodging (ID)_Existing_Space Heating_Natural Gas_Furnace_E3 | F3 | Commercial | Lodging (ID) | Existing | Space Heating | Natural Gas | Furnace | E3 | System - kBTUs of Consumption | 22.0559 | 22.0005 | 22.0005 | 22.0005 | 22.0005 | 22.0005 | 22.0005 | 22.0005 | 22.0005 | 22.0005 | 22.0005 | 22.0005 | 22.0005 | 22.0005 | 22.0005 | 22.0005 | 22.0005 | 22.0005 | 22.0005 | 22.0005 | 22.0005 | 22.0005 | 22.0005 | 22.0005 | 22.0005 | 22.0005 | 22.0005
F3_Commercial_Lodging (ID)_Existing_Space Heating_Natural Gas_Furnace_E4 | F3 | Commercial | Lodging (ID) | Existing | Space Heating | Natural Gas | Furnace | E4 | System - kBTUs of Consumption | 0 | 0 | 0 | 0 | 0 | 0 | 0 | 0 | 0 | 0 | 0 | 0 | 0 | 0 | 0 | 0 | 0 | 0 | 0 | 0 | 0 | 0 | 0 | 0 | 0 | 0 | 0
F3_Commercial_Lodging (ID)_Existing_Space Heating_Natural Gas_Furnace_E5 | F3 | Commercial | Lodging (ID) | Existing | Space Heating | Natural Gas | Furnace | E5 | System - kBTUs of Consumption | 0 | 0 | 0 | 0 | 0 | 0 | 0 | 0 | 0 | 0 | 0 | 0 | 0 | 0 | 0 | 0 | 0 | 0 | 0 | 0 | 0 | 0 | 0 | 0 | 0 | 0 | 0
F3_Commercial_Lodging (ID)_Existing_Space Heating_Natural Gas_Furnace_E6 | F3 | Commercial | Lodging (ID) | Existing | Space Heating | Natural Gas | Furnace | E6 | System - kBTUs of Consumption | 0 | 0 | 0 | 0 | 0 | 0 | 0 | 0 | 0 | 0 | 0 | 0 | 0 | 0 | 0 | 0 | 0 | 0 | 0 | 0 | 0 | 0 | 0 | 0 | 0 | 0 | 0
F3_Commercial_Lodging (ID)_Existing_Space Heating_Natural Gas_Furnace_E7 | F3 | Commercial | Lodging (ID) | Existing | Space Heating | Natural Gas | Furnace | E7 | System - kBTUs of Consumption | 0 | 0 | 0 | 0 | 0 | 0 | 0 | 0 | 0 | 0 | 0 | 0 | 0 | 0 | 0 | 0 | 0 | 0 | 0 | 0 | 0 | 0 | 0 | 0 | 0 | 0 | 0
F3_Commercial_Lodging (ID)_Existing_Space Heating_Natural Gas_Furnace_E8 | F3 | Commercial | Lodging (ID) | Existing | Space Heating | Natural Gas | Furnace | E8 | System - kBTUs of Consumption | 0 | 0 | 0 | 0 | 0 | 0 | 0 | 0 | 0 | 0 | 0 | 0 | 0 | 0 | 0 | 0 | 0 | 0 | 0 | 0 | 0 | 0 | 0 | 0 | 0 | 0 | 0
F3_Commercial_Lodging (ID)_Existing_Space Heating_Natural Gas_Furnace_E9 | F3 | Commercial | Lodging (ID) | Existing | Space Heating | Natural Gas | Furnace | E9 | System - kBTUs of Consumption | 0 | 0 | 0 | 0 | 0 | 0 | 0 | 0 | 0 | 0 | 0 | 0 | 0 | 0 | 0 | 0 | 0 | 0 | 0 | 0 | 0 | 0 | 0 | 0 | 0 | 0 | 0
F3_Commercial_Lodging (ID)_Existing_Space Heating_Natural Gas_Furnace_E10 | F3 | Commercial | Lodging (ID) | Existing | Space Heating | Natural Gas | Furnace | E10 | System - kBTUs of Consumption | 0 | 0 | 0 | 0 | 0 | 0 | 0 | 0 | 0 | 0 | 0 | 0 | 0 | 0 | 0 | 0 | 0 | 0 | 0 | 0 | 0 | 0 | 0 | 0 | 0 | 0 | 0
F4_Commercial_Lodging (ID)_Existing_Space Heating_Natural Gas_Furnace_E1 | F4 | Commercial | Lodging (ID) | Existing | Space Heating | Natural Gas | Furnace | E1 | Utility - Cost of Equipment | 0.062162 | 0.062162 | 0.062162 | 0.062162 | 0.062162 | 0.062162 | 0.062162 | 0.062162 | 0.062162 | 0.062162 | 0.062162 | 0.062162 | 0.062162 | 0.062162 | 0.062162 | 0.062162 | 0.062162 | 0.062162 | 0.062162 | 0.062162 | 0.062162 | 0.062162 | 0.062162 | 0.062162 | 0.062162 | 0.062162 | 0.062162
F4_Commercial_Lodging (ID)_Existing_Space Heating_Natural Gas_Furnace_E2 | F4 | Commercial | Lodging (ID) | Existing | Space Heating | Natural Gas | Furnace | E2 | Utility - Cost of Equipment | 0.12565 | 0.12565 | 0.12565 | 0.12565 | 0.12565 | 0.12565 | 0.12565 | 0.12565 | 0.12565 | 0.12565 | 0.12565 | 0.12565 | 0.12565 | 0.12565 | 0.12565 | 0.12565 | 0.12565 | 0.12565 | 0.12565 | 0.12565 | 0.12565 | 0.12565 | 0.12565 | 0.12565 | 0.12565 | 0.12565 | 0.12565
F4_Commercial_Lodging (ID)_Existing_Space Heating_Natural Gas_Furnace_E3 | F4 | Commercial | Lodging (ID) | Existing | Space Heating | Natural Gas | Furnace | E3 | Utility - Cost of Equipment | 0.07638 | 0.07638 | 0.07638 | 0.07638 | 0.07638 | 0.07638 | 0.07638 | 0.07638 | 0.07638 | 0.07638 | 0.07638 | 0.07638 | 0.07638 | 0.07638 | 0.07638 | 0.07638 | 0.07638 | 0.07638 | 0.07638 | 0.07638 | 0.07638 | 0.07638 | 0.07638 | 0.07638 | 0.07638 | 0.07638 | 0.07638
F4_Commercial_Lodging (ID)_Existing_Space Heating_Natural Gas_Furnace_E4 | F4 | Commercial | Lodging (ID) | Existing | Space Heating | Natural Gas | Furnace | E4 | Utility - Cost of Equipment | 0 | 0 | 0 | 0 | 0 | 0 | 0 | 0 | 0 | 0 | 0 | 0 | 0 | 0 | 0 | 0 | 0 | 0 | 0 | 0 | 0 | 0 | 0 | 0 | 0 | 0 | 0
F4_Commercial_Lodging (ID)_Existing_Space Heating_Natural Gas_Furnace_E5 | F4 | Commercial | Lodging (ID) | Existing | Space Heating | Natural Gas | Furnace | E5 | Utility - Cost of Equipment | 0 | 0 | 0 | 0 | 0 | 0 | 0 | 0 | 0 | 0 | 0 | 0 | 0 | 0 | 0 | 0 | 0 | 0 | 0 | 0 | 0 | 0 | 0 | 0 | 0 | 0 | 0
F4_Commercial_Lodging (ID)_Existing_Space Heating_Natural Gas_Furnace_E6 | F4 | Commercial | Lodging (ID) | Existing | Space Heating | Natural Gas | Furnace | E6 | Utility - Cost of Equipment | 0 | 0 | 0 | 0 | 0 | 0 | 0 | 0 | 0 | 0 | 0 | 0 | 0 | 0 | 0 | 0 | 0 | 0 | 0 | 0 | 0 | 0 | 0 | 0 | 0 | 0 | 0
F4_Commercial_Lodging (ID)_Existing_Space Heating_Natural Gas_Furnace_E7 | F4 | Commercial | Lodging (ID) | Existing | Space Heating | Natural Gas | Furnace | E7 | Utility - Cost of Equipment | 0 | 0 | 0 | 0 | 0 | 0 | 0 | 0 | 0 | 0 | 0 | 0 | 0 | 0 | 0 | 0 | 0 | 0 | 0 | 0 | 0 | 0 | 0 | 0 | 0 | 0 | 0
F4_Commercial_Lodging (ID)_Existing_Space Heating_Natural Gas_Furnace_E8 | F4 | Commercial | Lodging (ID) | Existing | Space Heating | Natural Gas | Furnace | E8 | Utility - Cost of Equipment | 0 | 0 | 0 | 0 | 0 | 0 | 0 | 0 | 0 | 0 | 0 | 0 | 0 | 0 | 0 | 0 | 0 | 0 | 0 | 0 | 0 | 0 | 0 | 0 | 0 | 0 | 0
F4_Commercial_Lodging (ID)_Existing_Space Heating_Natural Gas_Furnace_E9 | F4 | Commercial | Lodging (ID) | Existing | Space Heating | Natural Gas | Furnace | E9 | Utility - Cost of Equipment | 0 | 0 | 0 | 0 | 0 | 0 | 0 | 0 | 0 | 0 | 0 | 0 | 0 | 0 | 0 | 0 | 0 | 0 | 0 | 0 | 0 | 0 | 0 | 0 | 0 | 0 | 0
F4_Commercial_Lodging (ID)_Existing_Space Heating_Natural Gas_Furnace_E10 | F4 | Commercial | Lodging (ID) | Existing | Space Heating | Natural Gas | Furnace | E10 | Utility - Cost of Equipment | 0 | 0 | 0 | 0 | 0 | 0 | 0 | 0 | 0 | 0 | 0 | 0 | 0 | 0 | 0 | 0 | 0 | 0 | 0 | 0 | 0 | 0 | 0 | 0 | 0 | 0 | 0
F5_Commercial_Lodging (ID)_Existing_Space Heating_Natural Gas_Furnace_E1 | F5 | Commercial | Lodging (ID) | Existing | Space Heating | Natural Gas | Furnace | E1 | Utility - Cost of Operation | 0.10304 | 0.10454 | 0.10666 | 0.10909 | 0.11184 | 0.11583 | 0.11992 | 0.12425 | 0.12833 | 0.13246 | 0.13608 | 0.13935 | 0.14298 | 0.14675 | 0.1502 | 0.15357 | 0.15666 | 0.15985 | 0.16319 | 0.16661 | 0.17011 | 0.17382 | 0.17821 | 0.182 | 0.18586 | 0.1898 | 0.19383
F5_Commercial_Lodging (ID)_Existing_Space Heating_Natural Gas_Furnace_E2 | F5 | Commercial | Lodging (ID) | Existing | Space Heating | Natural Gas | Furnace | E2 | Utility - Cost of Operation | 0.09159 | 0.092921 | 0.094809 | 0.096963 | 0.099406 | 0.10296 | 0.10659 | 0.11044 | 0.11407 | 0.11774 | 0.12096 | 0.12387 | 0.12709 | 0.13044 | 0.1335 | 0.1365 | 0.13925 | 0.14209 | 0.14505 | 0.1481 | 0.1512 | 0.1545 | 0.15841 | 0.16177 | 0.1652 | 0.16871 | 0.17229
F5_Commercial_Lodging (ID)_Existing_Space Heating_Natural Gas_Furnace_E3 | F5 | Commercial | Lodging (ID) | Existing | Space Heating | Natural Gas | Furnace | E3 | Utility - Cost of Operation | 0.085864 | 0.087112 | 0.088882 | 0.090901 | 0.093192 | 0.096524 | 0.099927 | 0.10354 | 0.10694 | 0.11038 | 0.1134 | 0.11612 | 0.11915 | 0.12229 | 0.12516 | 0.12797 | 0.13054 | 0.1332 | 0.13598 | 0.13884 | 0.14175 | 0.14484 | 0.1485 | 0.15166 | 0.15488 | 0.15816 | 0.16152
F5_Commercial_Lodging (ID)_Existing_Space Heating_Natural Gas_Furnace_E4 | F5 | Commercial | Lodging (ID) | Existing | Space Heating | Natural Gas | Furnace | E4 | Utility - Cost of Operation | 0 | 0 | 0 | 0 | 0 | 0 | 0 | 0 | 0 | 0 | 0 | 0 | 0 | 0 | 0 | 0 | 0 | 0 | 0 | 0 | 0 | 0 | 0 | 0 | 0 | 0 | 0
F5_Commercial_Lodging (ID)_Existing_Space Heating_Natural Gas_Furnace_E5 | F5 | Commercial | Lodging (ID) | Existing | Space Heating | Natural Gas | Furnace | E5 | Utility - Cost of Operation | 0 | 0 | 0 | 0 | 0 | 0 | 0 | 0 | 0 | 0 | 0 | 0 | 0 | 0 | 0 | 0 | 0 | 0 | 0 | 0 | 0 | 0 | 0 | 0 | 0 | 0 | 0
F5_Commercial_Lodging (ID)_Existing_Space Heating_Natural Gas_Furnace_E6 | F5 | Commercial | Lodging (ID) | Existing | Space Heating | Natural Gas | Furnace | E6 | Utility - Cost of Operation | 0 | 0 | 0 | 0 | 0 | 0 | 0 | 0 | 0 | 0 | 0 | 0 | 0 | 0 | 0 | 0 | 0 | 0 | 0 | 0 | 0 | 0 | 0 | 0 | 0 | 0 | 0
F5_Commercial_Lodging (ID)_Existing_Space Heating_Natural Gas_Furnace_E7 | F5 | Commercial | Lodging (ID) | Existing | Space Heating | Natural Gas | Furnace | E7 | Utility - Cost of Operation | 0 | 0 | 0 | 0 | 0 | 0 | 0 | 0 | 0 | 0 | 0 | 0 | 0 | 0 | 0 | 0 | 0 | 0 | 0 | 0 | 0 | 0 | 0 | 0 | 0 | 0 | 0
F5_Commercial_Lodging (ID)_Existing_Space Heating_Natural Gas_Furnace_E8 | F5 | Commercial | Lodging (ID) | Existing | Space Heating | Natural Gas | Furnace | E8 | Utility - Cost of Operation | 0 | 0 | 0 | 0 | 0 | 0 | 0 | 0 | 0 | 0 | 0 | 0 | 0 | 0 | 0 | 0 | 0 | 0 | 0 | 0 | 0 | 0 | 0 | 0 | 0 | 0 | 0
F5_Commercial_Lodging (ID)_Existing_Space Heating_Natural Gas_Furnace_E9 | F5 | Commercial | Lodging (ID) | Existing | Space Heating | Natural Gas | Furnace | E9 | Utility - Cost of Operation | 0 | 0 | 0 | 0 | 0 | 0 | 0 | 0 | 0 | 0 | 0 | 0 | 0 | 0 | 0 | 0 | 0 | 0 | 0 | 0 | 0 | 0 | 0 | 0 | 0 | 0 | 0
F5_Commercial_Lodging (ID)_Existing_Space Heating_Natural Gas_Furnace_E10 | F5 | Commercial | Lodging (ID) | Existing | Space Heating | Natural Gas | Furnace | E10 | Utility - Cost of Operation | 0 | 0 | 0 | 0 | 0 | 0 | 0 | 0 | 0 | 0 | 0 | 0 | 0 | 0 | 0 | 0 | 0 | 0 | 0 | 0 | 0 | 0 | 0 | 0 | 0 | 0 | 0
F6_Commercial_Lodging (ID)_Existing_Space Heating_Natural Gas_Furnace_E1 | F6 | Commercial | Lodging (ID) | Existing | Space Heating | Natural Gas | Furnace | E1 | Utility - Value of Sales | 0.12028 | 0.12127 | 0.12294 | 0.12486 | 0.12706 | 0.13065 | 0.13421 | 0.13793 | 0.1412 | 0.14437 | 0.14796 | 0.1511 | 0.15459 | 0.15819 | 0.16139 | 0.16447 | 0.16717 | 0.16994 | 0.17281 | 0.17571 | 0.17861 | 0.18251 | 0.18712 | 0.1911 | 0.19515 | 0.19929 | 0.20352
F6_Commercial_Lodging (ID)_Existing_Space Heating_Natural Gas_Furnace_E2 | F6 | Commercial | Lodging (ID) | Existing | Space Heating | Natural Gas | Furnace | E2 | Utility - Value of Sales | 0.10691 | 0.1078 | 0.10927 | 0.11098 | 0.11294 | 0.11613 | 0.11929 | 0.1226 | 0.12551 | 0.12832 | 0.13152 | 0.1343 | 0.13741 | 0.14061 | 0.14346 | 0.14619 | 0.1486 | 0.15105 | 0.1536 | 0.15618 | 0.15876 | 0.16222 | 0.16633 | 0.16986 | 0.17346 | 0.17715 | 0.18091
F6_Commercial_Lodging (ID)_Existing_Space Heating_Natural Gas_Furnace_E3 | F6 | Commercial | Lodging (ID) | Existing | Space Heating | Natural Gas | Furnace | E3 | Utility - Value of Sales | 0.10022 | 0.10106 | 0.10244 | 0.10405 | 0.10588 | 0.10887 | 0.11184 | 0.11494 | 0.11766 | 0.1203 | 0.12329 | 0.12591 | 0.12882 | 0.13182 | 0.13449 | 0.13705 | 0.13931 | 0.14161 | 0.144 | 0.14642 | 0.14884 | 0.15208 | 0.15593 | 0.15924 | 0.16262 | 0.16607 | 0.1696
F6_Commercial_Lodging (ID)_Existing_Space Heating_Natural Gas_Furnace_E4 | F6 | Commercial | Lodging (ID) | Existing | Space Heating | Natural Gas | Furnace | E4 | Utility - Value of Sales | 0 | 0 | 0 | 0 | 0 | 0 | 0 | 0 | 0 | 0 | 0 | 0 | 0 | 0 | 0 | 0 | 0 | 0 | 0 | 0 | 0 | 0 | 0 | 0 | 0 | 0 | 0
F6_Commercial_Lodging (ID)_Existing_Space Heating_Natural Gas_Furnace_E5 | F6 | Commercial | Lodging (ID) | Existing | Space Heating | Natural Gas | Furnace | E5 | Utility - Value of Sales | 0 | 0 | 0 | 0 | 0 | 0 | 0 | 0 | 0 | 0 | 0 | 0 | 0 | 0 | 0 | 0 | 0 | 0 | 0 | 0 | 0 | 0 | 0 | 0 | 0 | 0 | 0
F6_Commercial_Lodging (ID)_Existing_Space Heating_Natural Gas_Furnace_E6 | F6 | Commercial | Lodging (ID) | Existing | Space Heating | Natural Gas | Furnace | E6 | Utility - Value of Sales | 0 | 0 | 0 | 0 | 0 | 0 | 0 | 0 | 0 | 0 | 0 | 0 | 0 | 0 | 0 | 0 | 0 | 0 | 0 | 0 | 0 | 0 | 0 | 0 | 0 | 0 | 0
F6_Commercial_Lodging (ID)_Existing_Space Heating_Natural Gas_Furnace_E7 | F6 | Commercial | Lodging (ID) | Existing | Space Heating | Natural Gas | Furnace | E7 | Utility - Value of Sales | 0 | 0 | 0 | 0 | 0 | 0 | 0 | 0 | 0 | 0 | 0 | 0 | 0 | 0 | 0 | 0 | 0 | 0 | 0 | 0 | 0 | 0 | 0 | 0 | 0 | 0 | 0
F6_Commercial_Lodging (ID)_Existing_Space Heating_Natural Gas_Furnace_E8 | F6 | Commercial | Lodging (ID) | Existing | Space Heating | Natural Gas | Furnace | E8 | Utility - Value of Sales | 0 | 0 | 0 | 0 | 0 | 0 | 0 | 0 | 0 | 0 | 0 | 0 | 0 | 0 | 0 | 0 | 0 | 0 | 0 | 0 | 0 | 0 | 0 | 0 | 0 | 0 | 0
F6_Commercial_Lodging (ID)_Existing_Space Heating_Natural Gas_Furnace_E9 | F6 | Commercial | Lodging (ID) | Existing | Space Heating | Natural Gas | Furnace | E9 | Utility - Value of Sales | 0 | 0 | 0 | 0 | 0 | 0 | 0 | 0 | 0 | 0 | 0 | 0 | 0 | 0 | 0 | 0 | 0 | 0 | 0 | 0 | 0 | 0 | 0 | 0 | 0 | 0 | 0
F6_Commercial_Lodging (ID)_Existing_Space Heating_Natural Gas_Furnace_E10 | F6 | Commercial | Lodging (ID) | Existing | Space Heating | Natural Gas | Furnace | E10 | Utility - Value of Sales | 0 | 0 | 0 | 0 | 0 | 0 | 0 | 0 | 0 | 0 | 0 | 0 | 0 | 0 | 0 | 0 | 0 | 0 | 0 | 0 | 0 | 0 | 0 | 0 | 0 | 0 | 0
F1_Commercial_Lodging (ID)_Existing_Space Heating_Natural Gas_Boiler_E1 | F1 | Commercial | Lodging (ID) | Existing | Space Heating | Natural Gas | Boiler | E1 | RVT - Cost of Equipment | 0.11662 | 0.11662 | 0.11662 | 0.11662 | 0.11662 | 0.11662 | 0.11662 | 0.11662 | 0.11662 | 0.11662 | 0.11662 | 0.11662 | 0.11662 | 0.11662 | 0.11662 | 0.11662 | 0.11662 | 0.11662 | 0.11662 | 0.11662 | 0.11662 | 0.11662 | 0.11662 | 0.11662 | 0.11662 | 0.11662 | 0.11662
F1_Commercial_Lodging (ID)_Existing_Space Heating_Natural Gas_Boiler_E2 | F1 | Commercial | Lodging (ID) | Existing | Space Heating | Natural Gas | Boiler | E2 | RVT - Cost of Equipment | 0.12151 | 0.12151 | 0.12151 | 0.12151 | 0.12151 | 0.12151 | 0.12151 | 0.12151 | 0.12151 | 0.12151 | 0.12151 | 0.12151 | 0.12151 | 0.12151 | 0.12151 | 0.12151 | 0.12151 | 0.12151 | 0.12151 | 0.12151 | 0.12151 | 0.12151 | 0.12151 | 0.12151 | 0.12151 | 0.12151 | 0.12151
F1_Commercial_Lodging (ID)_Existing_Space Heating_Natural Gas_Boiler_E3 | F1 | Commercial | Lodging (ID) | Existing | Space Heating | Natural Gas | Boiler | E3 | RVT - Cost of Equipment | 0.11344 | 0.11344 | 0.11344 | 0.11344 | 0.11344 | 0.11344 | 0.11344 | 0.11344 | 0.11344 | 0.11344 | 0.11344 | 0.11344 | 0.11344 | 0.11344 | 0.11344 | 0.11344 | 0.11344 | 0.11344 | 0.11344 | 0.11344 | 0.11344 | 0.11344 | 0.11344 | 0.11344 | 0.11344 | 0.11344 | 0.11344
F1_Commercial_Lodging (ID)_Existing_Space Heating_Natural Gas_Boiler_E4 | F1 | Commercial | Lodging (ID) | Existing | Space Heating | Natural Gas | Boiler | E4 | RVT - Cost of Equipment | 0.93554 | 0.93554 | 0.93554 | 0.93554 | 0.93554 | 0.93554 | 0.93554 | 0.93554 | 0.93554 | 0.93554 | 0.93554 | 0.93554 | 0.93554 | 0.93554 | 0.93554 | 0.93554 | 0.93554 | 0.93554 | 0.93554 | 0.93554 | 0.93554 | 0.93554 | 0.93554 | 0.93554 | 0.93554 | 0.93554 | 0.93554
F1_Commercial_Lodging (ID)_Existing_Space Heating_Natural Gas_Boiler_E5 | F1 | Commercial | Lodging (ID) | Existing | Space Heating | Natural Gas | Boiler | E5 | RVT - Cost of Equipment | 0 | 0 | 0 | 0 | 0 | 0 | 0 | 0 | 0 | 0 | 0 | 0 | 0 | 0 | 0 | 0 | 0 | 0 | 0 | 0 | 0 | 0 | 0 | 0 | 0 | 0 | 0
F1_Commercial_Lodging (ID)_Existing_Space Heating_Natural Gas_Boiler_E6 | F1 | Commercial | Lodging (ID) | Existing | Space Heating | Natural Gas | Boiler | E6 | RVT - Cost of Equipment | 0 | 0 | 0 | 0 | 0 | 0 | 0 | 0 | 0 | 0 | 0 | 0 | 0 | 0 | 0 | 0 | 0 | 0 | 0 | 0 | 0 | 0 | 0 | 0 | 0 | 0 | 0
F1_Commercial_Lodging (ID)_Existing_Space Heating_Natural Gas_Boiler_E7 | F1 | Commercial | Lodging (ID) | Existing | Space Heating | Natural Gas | Boiler | E7 | RVT - Cost of Equipment | 0 | 0 | 0 | 0 | 0 | 0 | 0 | 0 | 0 | 0 | 0 | 0 | 0 | 0 | 0 | 0 | 0 | 0 | 0 | 0 | 0 | 0 | 0 | 0 | 0 | 0 | 0
F1_Commercial_Lodging (ID)_Existing_Space Heating_Natural Gas_Boiler_E8 | F1 | Commercial | Lodging (ID) | Existing | Space Heating | Natural Gas | Boiler | E8 | RVT - Cost of Equipment | 0 | 0 | 0 | 0 | 0 | 0 | 0 | 0 | 0 | 0 | 0 | 0 | 0 | 0 | 0 | 0 | 0 | 0 | 0 | 0 | 0 | 0 | 0 | 0 | 0 | 0 | 0
F1_Commercial_Lodging (ID)_Existing_Space Heating_Natural Gas_Boiler_E9 | F1 | Commercial | Lodging (ID) | Existing | Space Heating | Natural Gas | Boiler | E9 | RVT - Cost of Equipment | 0 | 0 | 0 | 0 | 0 | 0 | 0 | 0 | 0 | 0 | 0 | 0 | 0 | 0 | 0 | 0 | 0 | 0 | 0 | 0 | 0 | 0 | 0 | 0 | 0 | 0 | 0
F1_Commercial_Lodging (ID)_Existing_Space Heating_Natural Gas_Boiler_E10 | F1 | Commercial | Lodging (ID) | Existing | Space Heating | Natural Gas | Boiler | E10 | RVT - Cost of Equipment | 0 | 0 | 0 | 0 | 0 | 0 | 0 | 0 | 0 | 0 | 0 | 0 | 0 | 0 | 0 | 0 | 0 | 0 | 0 | 0 | 0 | 0 | 0 | 0 | 0 | 0 | 0
F2_Commercial_Lodging (ID)_Existing_Space Heating_Natural Gas_Boiler_E1 | F2 | Commercial | Lodging (ID) | Existing | Space Heating | Natural Gas | Boiler | E1 | RVT - Cost of Operation | 0.25977 | 0.2629 | 0.26703 | 0.27155 | 0.27647 | 0.28341 | 0.29037 | 0.29764 | 0.30435 | 0.311 | 0.31835 | 0.32516 | 0.33252 | 0.34004 | 0.34703 | 0.35389 | 0.36028 | 0.3668 | 0.37352 | 0.38034 | 0.38722 | 0.39555 | 0.40491 | 0.41333 | 0.42183 | 0.42833 | 0.43418
F2_Commercial_Lodging (ID)_Existing_Space Heating_Natural Gas_Boiler_E2 | F2 | Commercial | Lodging (ID) | Existing | Space Heating | Natural Gas | Boiler | E2 | RVT - Cost of Operation | 0.2445 | 0.24744 | 0.25133 | 0.25558 | 0.26021 | 0.26675 | 0.2733 | 0.28014 | 0.28645 | 0.29271 | 0.29964 | 0.30604 | 0.31297 | 0.32005 | 0.32663 | 0.33309 | 0.3391 | 0.34523 | 0.35155 | 0.35798 | 0.36445 | 0.37229 | 0.38111 | 0.38903 | 0.39703 | 0.40314 | 0.40865
F2_Commercial_Lodging (ID)_Existing_Space Heating_Natural Gas_Boiler_E3 | F2 | Commercial | Lodging (ID) | Existing | Space Heating | Natural Gas | Boiler | E3 | RVT - Cost of Operation | 0.21425 | 0.21683 | 0.22024 | 0.22396 | 0.22802 | 0.23375 | 0.23948 | 0.24548 | 0.25101 | 0.2565 | 0.26256 | 0.26818 | 0.27425 | 0.28045 | 0.28622 | 0.29188 | 0.29714 | 0.30252 | 0.30806 | 0.31369 | 0.31936 | 0.32623 | 0.33395 | 0.3409 | 0.34791 | 0.35327 | 0.35809
F2_Commercial_Lodging (ID)_Existing_Space Heating_Natural Gas_Boiler_E4 | F2 | Commercial | Lodging (ID) | Existing | Space Heating | Natural Gas | Boiler | E4 | RVT - Cost of Operation | 0.13535 | 0.13648 | 0.13835 | 0.14051 | 0.14299 | 0.14703 | 0.15103 | 0.15522 | 0.1589 | 0.16246 | 0.16651 | 0.17004 | 0.17397 | 0.17802 | 0.18162 | 0.18508 | 0.18813 | 0.19124 | 0.19447 | 0.19773 | 0.201 | 0.20538 | 0.21058 | 0.21505 | 0.21961 | 0.22428 | 0.22904
F2_Commercial_Lodging (ID)_Existing_Space Heating_Natural Gas_Boiler_E5 | F2 | Commercial | Lodging (ID) | Existing | Space Heating | Natural Gas | Boiler | E5 | RVT - Cost of Operation | 0 | 0 | 0 | 0 | 0 | 0 | 0 | 0 | 0 | 0 | 0 | 0 | 0 | 0 | 0 | 0 | 0 | 0 | 0 | 0 | 0 | 0 | 0 | 0 | 0 | 0 | 0
F2_Commercial_Lodging (ID)_Existing_Space Heating_Natural Gas_Boiler_E6 | F2 | Commercial | Lodging (ID) | Existing | Space Heating | Natural Gas | Boiler | E6 | RVT - Cost of Operation | 0 | 0 | 0 | 0 | 0 | 0 | 0 | 0 | 0 | 0 | 0 | 0 | 0 | 0 | 0 | 0 | 0 | 0 | 0 | 0 | 0 | 0 | 0 | 0 | 0 | 0 | 0
F2_Commercial_Lodging (ID)_Existing_Space Heating_Natural Gas_Boiler_E7 | F2 | Commercial | Lodging (ID) | Existing | Space Heating | Natural Gas | Boiler | E7 | RVT - Cost of Operation | 0 | 0 | 0 | 0 | 0 | 0 | 0 | 0 | 0 | 0 | 0 | 0 | 0 | 0 | 0 | 0 | 0 | 0 | 0 | 0 | 0 | 0 | 0 | 0 | 0 | 0 | 0
F2_Commercial_Lodging (ID)_Existing_Space Heating_Natural Gas_Boiler_E8 | F2 | Commercial | Lodging (ID) | Existing | Space Heating | Natural Gas | Boiler | E8 | RVT - Cost of Operation | 0 | 0 | 0 | 0 | 0 | 0 | 0 | 0 | 0 | 0 | 0 | 0 | 0 | 0 | 0 | 0 | 0 | 0 | 0 | 0 | 0 | 0 | 0 | 0 | 0 | 0 | 0
F2_Commercial_Lodging (ID)_Existing_Space Heating_Natural Gas_Boiler_E9 | F2 | Commercial | Lodging (ID) | Existing | Space Heating | Natural Gas | Boiler | E9 | RVT - Cost of Operation | 0 | 0 | 0 | 0 | 0 | 0 | 0 | 0 | 0 | 0 | 0 | 0 | 0 | 0 | 0 | 0 | 0 | 0 | 0 | 0 | 0 | 0 | 0 | 0 | 0 | 0 | 0
F2_Commercial_Lodging (ID)_Existing_Space Heating_Natural Gas_Boiler_E10 | F2 | Commercial | Lodging (ID) | Existing | Space Heating | Natural Gas | Boiler | E10 | RVT - Cost of Operation | 0 | 0 | 0 | 0 | 0 | 0 | 0 | 0 | 0 | 0 | 0 | 0 | 0 | 0 | 0 | 0 | 0 | 0 | 0 | 0 | 0 | 0 | 0 | 0 | 0 | 0 | 0
F3_Commercial_Lodging (ID)_Existing_Space Heating_Natural Gas_Boiler_E1 | F3 | Commercial | Lodging (ID) | Existing | Space Heating | Natural Gas | Boiler | E1 | System - kBTUs of Consumption | 51.1149 | 51.0494 | 51.0494 | 51.0494 | 51.0494 | 51.0494 | 51.0494 | 51.0494 | 51.0494 | 51.0494 | 51.0494 | 51.0494 | 51.0494 | 51.0494 | 51.0494 | 51.0494 | 51.0494 | 51.0494 | 51.0494 | 51.0494 | 51.0494 | 51.0494 | 51.0494 | 51.0494 | 51.0494 | 50.4192 | 49.6314
F3_Commercial_Lodging (ID)_Existing_Space Heating_Natural Gas_Boiler_E2 | F3 | Commercial | Lodging (ID) | Existing | Space Heating | Natural Gas | Boiler | E2 | System - kBTUs of Consumption | 48.1094 | 48.0478 | 48.0478 | 48.0478 | 48.0478 | 48.0478 | 48.0478 | 48.0478 | 48.0478 | 48.0478 | 48.0478 | 48.0478 | 48.0478 | 48.0478 | 48.0478 | 48.0478 | 48.0478 | 48.0478 | 48.0478 | 48.0478 | 48.0478 | 48.0478 | 48.0478 | 48.0478 | 48.0478 | 47.4546 | 46.7131
F3_Commercial_Lodging (ID)_Existing_Space Heating_Natural Gas_Boiler_E3 | F3 | Commercial | Lodging (ID) | Existing | Space Heating | Natural Gas | Boiler | E3 | System - kBTUs of Consumption | 42.1573 | 42.1033 | 42.1033 | 42.1033 | 42.1033 | 42.1033 | 42.1033 | 42.1033 | 42.1033 | 42.1033 | 42.1033 | 42.1033 | 42.1033 | 42.1033 | 42.1033 | 42.1033 | 42.1033 | 42.1033 | 42.1033 | 42.1033 | 42.1033 | 42.1033 | 42.1033 | 42.1033 | 42.1033 | 41.5835 | 40.9338
F3_Commercial_Lodging (ID)_Existing_Space Heating_Natural Gas_Boiler_E4 | F3 | Commercial | Lodging (ID) | Existing | Space Heating | Natural Gas | Boiler | E4 | System - kBTUs of Consumption | 29.7861 | 29.7113 | 29.7113 | 29.7113 | 29.7113 | 29.7113 | 29.7113 | 29.7113 | 29.7113 | 29.7113 | 29.7113 | 29.7113 | 29.7113 | 29.7113 | 29.7113 | 29.7113 | 29.7113 | 29.7113 | 29.7113 | 29.7113 | 29.7113 | 29.7113 | 29.7113 | 29.7113 | 29.7113 | 29.7113 | 29.7113
F3_Commercial_Lodging (ID)_Existing_Space Heating_Natural Gas_Boiler_E5 | F3 | Commercial | Lodging (ID) | Existing | Space Heating | Natural Gas | Boiler | E5 | System - kBTUs of Consumption | 0 | 0 | 0 | 0 | 0 | 0 | 0 | 0 | 0 | 0 | 0 | 0 | 0 | 0 | 0 | 0 | 0 | 0 | 0 | 0 | 0 | 0 | 0 | 0 | 0 | 0 | 0
F3_Commercial_Lodging (ID)_Existing_Space Heating_Natural Gas_Boiler_E6 | F3 | Commercial | Lodging (ID) | Existing | Space Heating | Natural Gas | Boiler | E6 | System - kBTUs of Consumption | 0 | 0 | 0 | 0 | 0 | 0 | 0 | 0 | 0 | 0 | 0 | 0 | 0 | 0 | 0 | 0 | 0 | 0 | 0 | 0 | 0 | 0 | 0 | 0 | 0 | 0 | 0
F3_Commercial_Lodging (ID)_Existing_Space Heating_Natural Gas_Boiler_E7 | F3 | Commercial | Lodging (ID) | Existing | Space Heating | Natural Gas | Boiler | E7 | System - kBTUs of Consumption | 0 | 0 | 0 | 0 | 0 | 0 | 0 | 0 | 0 | 0 | 0 | 0 | 0 | 0 | 0 | 0 | 0 | 0 | 0 | 0 | 0 | 0 | 0 | 0 | 0 | 0 | 0
F3_Commercial_Lodging (ID)_Existing_Space Heating_Natural Gas_Boiler_E8 | F3 | Commercial | Lodging (ID) | Existing | Space Heating | Natural Gas | Boiler | E8 | System - kBTUs of Consumption | 0 | 0 | 0 | 0 | 0 | 0 | 0 | 0 | 0 | 0 | 0 | 0 | 0 | 0 | 0 | 0 | 0 | 0 | 0 | 0 | 0 | 0 | 0 | 0 | 0 | 0 | 0
F3_Commercial_Lodging (ID)_Existing_Space Heating_Natural Gas_Boiler_E9 | F3 | Commercial | Lodging (ID) | Existing | Space Heating | Natural Gas | Boiler | E9 | System - kBTUs of Consumption | 0 | 0 | 0 | 0 | 0 | 0 | 0 | 0 | 0 | 0 | 0 | 0 | 0 | 0 | 0 | 0 | 0 | 0 | 0 | 0 | 0 | 0 | 0 | 0 | 0 | 0 | 0
F3_Commercial_Lodging (ID)_Existing_Space Heating_Natural Gas_Boiler_E10 | F3 | Commercial | Lodging (ID) | Existing | Space Heating | Natural Gas | Boiler | E10 | System - kBTUs of Consumption | 0 | 0 | 0 | 0 | 0 | 0 | 0 | 0 | 0 | 0 | 0 | 0 | 0 | 0 | 0 | 0 | 0 | 0 | 0 | 0 | 0 | 0 | 0 | 0 | 0 | 0 | 0
F4_Commercial_Lodging (ID)_Existing_Space Heating_Natural Gas_Boiler_E1 | F4 | Commercial | Lodging (ID) | Existing | Space Heating | Natural Gas | Boiler | E1 | Utility - Cost of Equipment | 0.11662 | 0.11662 | 0.11662 | 0.11662 | 0.11662 | 0.11662 | 0.11662 | 0.11662 | 0.11662 | 0.11662 | 0.11662 | 0.11662 | 0.11662 | 0.11662 | 0.11662 | 0.11662 | 0.11662 | 0.11662 | 0.11662 | 0.11662 | 0.11662 | 0.11662 | 0.11662 | 0.11662 | 0.11662 | 0.11662 | 0.11662
F4_Commercial_Lodging (ID)_Existing_Space Heating_Natural Gas_Boiler_E2 | F4 | Commercial | Lodging (ID) | Existing | Space Heating | Natural Gas | Boiler | E2 | Utility - Cost of Equipment | 0.12151 | 0.12151 | 0.12151 | 0.12151 | 0.12151 | 0.12151 | 0.12151 | 0.12151 | 0.12151 | 0.12151 | 0.12151 | 0.12151 | 0.12151 | 0.12151 | 0.12151 | 0.12151 | 0.12151 | 0.12151 | 0.12151 | 0.12151 | 0.12151 | 0.12151 | 0.12151 | 0.12151 | 0.12151 | 0.12151 | 0.12151
F4_Commercial_Lodging (ID)_Existing_Space Heating_Natural Gas_Boiler_E3 | F4 | Commercial | Lodging (ID) | Existing | Space Heating | Natural Gas | Boiler | E3 | Utility - Cost of Equipment | 0.11344 | 0.11344 | 0.11344 | 0.11344 | 0.11344 | 0.11344 | 0.11344 | 0.11344 | 0.11344 | 0.11344 | 0.11344 | 0.11344 | 0.11344 | 0.11344 | 0.11344 | 0.11344 | 0.11344 | 0.11344 | 0.11344 | 0.11344 | 0.11344 | 0.11344 | 0.11344 | 0.11344 | 0.11344 | 0.11344 | 0.11344
F4_Commercial_Lodging (ID)_Existing_Space Heating_Natural Gas_Boiler_E4 | F4 | Commercial | Lodging (ID) | Existing | Space Heating | Natural Gas | Boiler | E4 | Utility - Cost of Equipment | 0.93554 | 0.93554 | 0.93554 | 0.93554 | 0.93554 | 0.93554 | 0.93554 | 0.93554 | 0.93554 | 0.93554 | 0.93554 | 0.93554 | 0.93554 | 0.93554 | 0.93554 | 0.93554 | 0.93554 | 0.93554 | 0.93554 | 0.93554 | 0.93554 | 0.93554 | 0.93554 | 0.93554 | 0.93554 | 0.93554 | 0.93554
F4_Commercial_Lodging (ID)_Existing_Space Heating_Natural Gas_Boiler_E5 | F4 | Commercial | Lodging (ID) | Existing | Space Heating | Natural Gas | Boiler | E5 | Utility - Cost of Equipment | 0 | 0 | 0 | 0 | 0 | 0 | 0 | 0 | 0 | 0 | 0 | 0 | 0 | 0 | 0 | 0 | 0 | 0 | 0 | 0 | 0 | 0 | 0 | 0 | 0 | 0 | 0
F4_Commercial_Lodging (ID)_Existing_Space Heating_Natural Gas_Boiler_E6 | F4 | Commercial | Lodging (ID) | Existing | Space Heating | Natural Gas | Boiler | E6 | Utility - Cost of Equipment | 0 | 0 | 0 | 0 | 0 | 0 | 0 | 0 | 0 | 0 | 0 | 0 | 0 | 0 | 0 | 0 | 0 | 0 | 0 | 0 | 0 | 0 | 0 | 0 | 0 | 0 | 0
F4_Commercial_Lodging (ID)_Existing_Space Heating_Natural Gas_Boiler_E7 | F4 | Commercial | Lodging (ID) | Existing | Space Heating | Natural Gas | Boiler | E7 | Utility - Cost of Equipment | 0 | 0 | 0 | 0 | 0 | 0 | 0 | 0 | 0 | 0 | 0 | 0 | 0 | 0 | 0 | 0 | 0 | 0 | 0 | 0 | 0 | 0 | 0 | 0 | 0 | 0 | 0
F4_Commercial_Lodging (ID)_Existing_Space Heating_Natural Gas_Boiler_E8 | F4 | Commercial | Lodging (ID) | Existing | Space Heating | Natural Gas | Boiler | E8 | Utility - Cost of Equipment | 0 | 0 | 0 | 0 | 0 | 0 | 0 | 0 | 0 | 0 | 0 | 0 | 0 | 0 | 0 | 0 | 0 | 0 | 0 | 0 | 0 | 0 | 0 | 0 | 0 | 0 | 0
F4_Commercial_Lodging (ID)_Existing_Space Heating_Natural Gas_Boiler_E9 | F4 | Commercial | Lodging (ID) | Existing | Space Heating | Natural Gas | Boiler | E9 | Utility - Cost of Equipment | 0 | 0 | 0 | 0 | 0 | 0 | 0 | 0 | 0 | 0 | 0 | 0 | 0 | 0 | 0 | 0 | 0 | 0 | 0 | 0 | 0 | 0 | 0 | 0 | 0 | 0 | 0
F4_Commercial_Lodging (ID)_Existing_Space Heating_Natural Gas_Boiler_E10 | F4 | Commercial | Lodging (ID) | Existing | Space Heating | Natural Gas | Boiler | E10 | Utility - Cost of Equipment | 0 | 0 | 0 | 0 | 0 | 0 | 0 | 0 | 0 | 0 | 0 | 0 | 0 | 0 | 0 | 0 | 0 | 0 | 0 | 0 | 0 | 0 | 0 | 0 | 0 | 0 | 0
F5_Commercial_Lodging (ID)_Existing_Space Heating_Natural Gas_Boiler_E1 | F5 | Commercial | Lodging (ID) | Existing | Space Heating | Natural Gas | Boiler | E1 | Utility - Cost of Operation | 0.22914 | 0.23314 | 0.23808 | 0.24345 | 0.24929 | 0.25694 | 0.26474 | 0.27296 | 0.28086 | 0.2889 | 0.29624 | 0.30313 | 0.31058 | 0.31822 | 0.32545 | 0.33263 | 0.33944 | 0.34645 | 0.35373 | 0.36118 | 0.36878 | 0.37671 | 0.38563 | 0.39365 | 0.40174 | 0.40793 | 0.4135
F5_Commercial_Lodging (ID)_Existing_Space Heating_Natural Gas_Boiler_E2 | F5 | Commercial | Lodging (ID) | Existing | Space Heating | Natural Gas | Boiler | E2 | Utility - Cost of Operation | 0.21567 | 0.21943 | 0.22408 | 0.22914 | 0.23463 | 0.24183 | 0.24918 | 0.25691 | 0.26435 | 0.27191 | 0.27882 | 0.2853 | 0.29231 | 0.29951 | 0.30632 | 0.31307 | 0.31948 | 0.32608 | 0.33293 | 0.33995 | 0.3471 | 0.35456 | 0.36296 | 0.3705 | 0.37812 | 0.38395 | 0.38919
F5_Commercial_Lodging (ID)_Existing_Space Heating_Natural Gas_Boiler_E3 | F5 | Commercial | Lodging (ID) | Existing | Space Heating | Natural Gas | Boiler | E3 | Utility - Cost of Operation | 0.18899 | 0.19228 | 0.19636 | 0.20079 | 0.2056 | 0.21191 | 0.21835 | 0.22512 | 0.23164 | 0.23827 | 0.24432 | 0.25 | 0.25615 | 0.26245 | 0.26842 | 0.27434 | 0.27996 | 0.28574 | 0.29174 | 0.29789 | 0.30416 | 0.3107 | 0.31805 | 0.32466 | 0.33134 | 0.33645 | 0.34104
F5_Commercial_Lodging (ID)_Existing_Space Heating_Natural Gas_Boiler_E4 | F5 | Commercial | Lodging (ID) | Existing | Space Heating | Natural Gas | Boiler | E4 | Utility - Cost of Operation | 0.11596 | 0.11764 | 0.12003 | 0.12276 | 0.12585 | 0.13035 | 0.13495 | 0.13983 | 0.14442 | 0.14907 | 0.15314 | 0.15682 | 0.16091 | 0.16514 | 0.16902 | 0.17282 | 0.1763 | 0.17989 | 0.18364 | 0.1875 | 0.19143 | 0.1956 | 0.20055 | 0.20481 | 0.20916 | 0.2136 | 0.21813
F5_Commercial_Lodging (ID)_Existing_Space Heating_Natural Gas_Boiler_E5 | F5 | Commercial | Lodging (ID) | Existing | Space Heating | Natural Gas | Boiler | E5 | Utility - Cost of Operation | 0 | 0 | 0 | 0 | 0 | 0 | 0 | 0 | 0 | 0 | 0 | 0 | 0 | 0 | 0 | 0 | 0 | 0 | 0 | 0 | 0 | 0 | 0 | 0 | 0 | 0 | 0
F5_Commercial_Lodging (ID)_Existing_Space Heating_Natural Gas_Boiler_E6 | F5 | Commercial | Lodging (ID) | Existing | Space Heating | Natural Gas | Boiler | E6 | Utility - Cost of Operation | 0 | 0 | 0 | 0 | 0 | 0 | 0 | 0 | 0 | 0 | 0 | 0 | 0 | 0 | 0 | 0 | 0 | 0 | 0 | 0 | 0 | 0 | 0 | 0 | 0 | 0 | 0
F5_Commercial_Lodging (ID)_Existing_Space Heating_Natural Gas_Boiler_E7 | F5 | Commercial | Lodging (ID) | Existing | Space Heating | Natural Gas | Boiler | E7 | Utility - Cost of Operation | 0 | 0 | 0 | 0 | 0 | 0 | 0 | 0 | 0 | 0 | 0 | 0 | 0 | 0 | 0 | 0 | 0 | 0 | 0 | 0 | 0 | 0 | 0 | 0 | 0 | 0 | 0
F5_Commercial_Lodging (ID)_Existing_Space Heating_Natural Gas_Boiler_E8 | F5 | Commercial | Lodging (ID) | Existing | Space Heating | Natural Gas | Boiler | E8 | Utility - Cost of Operation | 0 | 0 | 0 | 0 | 0 | 0 | 0 | 0 | 0 | 0 | 0 | 0 | 0 | 0 | 0 | 0 | 0 | 0 | 0 | 0 | 0 | 0 | 0 | 0 | 0 | 0 | 0
F5_Commercial_Lodging (ID)_Existing_Space Heating_Natural Gas_Boiler_E9 | F5 | Commercial | Lodging (ID) | Existing | Space Heating | Natural Gas | Boiler | E9 | Utility - Cost of Operation | 0 | 0 | 0 | 0 | 0 | 0 | 0 | 0 | 0 | 0 | 0 | 0 | 0 | 0 | 0 | 0 | 0 | 0 | 0 | 0 | 0 | 0 | 0 | 0 | 0 | 0 | 0
F5_Commercial_Lodging (ID)_Existing_Space Heating_Natural Gas_Boiler_E10 | F5 | Commercial | Lodging (ID) | Existing | Space Heating | Natural Gas | Boiler | E10 | Utility - Cost of Operation | 0 | 0 | 0 | 0 | 0 | 0 | 0 | 0 | 0 | 0 | 0 | 0 | 0 | 0 | 0 | 0 | 0 | 0 | 0 | 0 | 0 | 0 | 0 | 0 | 0 | 0 | 0
F6_Commercial_Lodging (ID)_Existing_Space Heating_Natural Gas_Boiler_E1 | F6 | Commercial | Lodging (ID) | Existing | Space Heating | Natural Gas | Boiler | E1 | Utility - Value of Sales | 0.25977 | 0.2629 | 0.26703 | 0.27155 | 0.27647 | 0.28341 | 0.29037 | 0.29764 | 0.30435 | 0.311 | 0.31835 | 0.32516 | 0.33252 | 0.34004 | 0.34703 | 0.35389 | 0.36028 | 0.3668 | 0.37352 | 0.38034 | 0.38722 | 0.39555 | 0.40491 | 0.41333 | 0.42183 | 0.42833 | 0.43418
F6_Commercial_Lodging (ID)_Existing_Space Heating_Natural Gas_Boiler_E2 | F6 | Commercial | Lodging (ID) | Existing | Space Heating | Natural Gas | Boiler | E2 | Utility - Value of Sales | 0.2445 | 0.24744 | 0.25133 | 0.25558 | 0.26021 | 0.26675 | 0.2733 | 0.28014 | 0.28645 | 0.29271 | 0.29964 | 0.30604 | 0.31297 | 0.32005 | 0.32663 | 0.33309 | 0.3391 | 0.34523 | 0.35155 | 0.35798 | 0.36445 | 0.37229 | 0.38111 | 0.38903 | 0.39703 | 0.40314 | 0.40865
F6_Commercial_Lodging (ID)_Existing_Space Heating_Natural Gas_Boiler_E3 | F6 | Commercial | Lodging (ID) | Existing | Space Heating | Natural Gas | Boiler | E3 | Utility - Value of Sales | 0.21425 | 0.21683 | 0.22024 | 0.22396 | 0.22802 | 0.23375 | 0.23948 | 0.24548 | 0.25101 | 0.2565 | 0.26256 | 0.26818 | 0.27425 | 0.28045 | 0.28622 | 0.29188 | 0.29714 | 0.30252 | 0.30806 | 0.31369 | 0.31936 | 0.32623 | 0.33395 | 0.3409 | 0.34791 | 0.35327 | 0.35809
F6_Commercial_Lodging (ID)_Existing_Space Heating_Natural Gas_Boiler_E4 | F6 | Commercial | Lodging (ID) | Existing | Space Heating | Natural Gas | Boiler | E4 | Utility - Value of Sales | 0.13535 | 0.13648 | 0.13835 | 0.14051 | 0.14299 | 0.14703 | 0.15103 | 0.15522 | 0.1589 | 0.16246 | 0.16651 | 0.17004 | 0.17397 | 0.17802 | 0.18162 | 0.18508 | 0.18813 | 0.19124 | 0.19447 | 0.19773 | 0.201 | 0.20538 | 0.21058 | 0.21505 | 0.21961 | 0.22428 | 0.22904
F6_Commercial_Lodging (ID)_Existing_Space Heating_Natural Gas_Boiler_E5 | F6 | Commercial | Lodging (ID) | Existing | Space Heating | Natural Gas | Boiler | E5 | Utility - Value of Sales | 0 | 0 | 0 | 0 | 0 | 0 | 0 | 0 | 0 | 0 | 0 | 0 | 0 | 0 | 0 | 0 | 0 | 0 | 0 | 0 | 0 | 0 | 0 | 0 | 0 | 0 | 0
F6_Commercial_Lodging (ID)_Existing_Space Heating_Natural Gas_Boiler_E6 | F6 | Commercial | Lodging (ID) | Existing | Space Heating | Natural Gas | Boiler | E6 | Utility - Value of Sales | 0 | 0 | 0 | 0 | 0 | 0 | 0 | 0 | 0 | 0 | 0 | 0 | 0 | 0 | 0 | 0 | 0 | 0 | 0 | 0 | 0 | 0 | 0 | 0 | 0 | 0 | 0
F6_Commercial_Lodging (ID)_Existing_Space Heating_Natural Gas_Boiler_E7 | F6 | Commercial | Lodging (ID) | Existing | Space Heating | Natural Gas | Boiler | E7 | Utility - Value of Sales | 0 | 0 | 0 | 0 | 0 | 0 | 0 | 0 | 0 | 0 | 0 | 0 | 0 | 0 | 0 | 0 | 0 | 0 | 0 | 0 | 0 | 0 | 0 | 0 | 0 | 0 | 0
F6_Commercial_Lodging (ID)_Existing_Space Heating_Natural Gas_Boiler_E8 | F6 | Commercial | Lodging (ID) | Existing | Space Heating | Natural Gas | Boiler | E8 | Utility - Value of Sales | 0 | 0 | 0 | 0 | 0 | 0 | 0 | 0 | 0 | 0 | 0 | 0 | 0 | 0 | 0 | 0 | 0 | 0 | 0 | 0 | 0 | 0 | 0 | 0 | 0 | 0 | 0
F6_Commercial_Lodging (ID)_Existing_Space Heating_Natural Gas_Boiler_E9 | F6 | Commercial | Lodging (ID) | Existing | Space Heating | Natural Gas | Boiler | E9 | Utility - Value of Sales | 0 | 0 | 0 | 0 | 0 | 0 | 0 | 0 | 0 | 0 | 0 | 0 | 0 | 0 | 0 | 0 | 0 | 0 | 0 | 0 | 0 | 0 | 0 | 0 | 0 | 0 | 0
F6_Commercial_Lodging (ID)_Existing_Space Heating_Natural Gas_Boiler_E10 | F6 | Commercial | Lodging (ID) | Existing | Space Heating | Natural Gas | Boiler | E10 | Utility - Value of Sales | 0 | 0 | 0 | 0 | 0 | 0 | 0 | 0 | 0 | 0 | 0 | 0 | 0 | 0 | 0 | 0 | 0 | 0 | 0 | 0 | 0 | 0 | 0 | 0 | 0 | 0 | 0
F1_Commercial_Lodging (ID)_Existing_Space Heating_Natural Gas_Unit Heater_E1 | F1 | Commercial | Lodging (ID) | Existing | Space Heating | Natural Gas | Unit Heater | E1 | RVT - Cost of Equipment | 0.00013308 | 0.00013308 | 0.00013308 | 0.00013308 | 0.00013308 | 0.00013308 | 0.00013308 | 0.00013308 | 0.00013308 | 0.00013308 | 0.00013308 | 0.00013308 | 0.00013308 | 0.00013308 | 0.00013308 | 0.00013308 | 0.00013308 | 0.00013308 | 0.00013308 | 0.00013308 | 0.00013308 | 0.00013308 | 0.00013308 | 0.00013308 | 0.00013308 | 0.00013308 | 0.00013308
F1_Commercial_Lodging (ID)_Existing_Space Heating_Natural Gas_Unit Heater_E2 | F1 | Commercial | Lodging (ID) | Existing | Space Heating | Natural Gas | Unit Heater | E2 | RVT - Cost of Equipment | 0.00029187 | 0.00029187 | 0.00029187 | 0.00029187 | 0.00029187 | 0.00029187 | 0.00029187 | 0.00029187 | 0.00029187 | 0.00029187 | 0.00029187 | 0.00029187 | 0.00029187 | 0.00029187 | 0.00029187 | 0.00029187 | 0.00029187 | 0.00029187 | 0.00029187 | 0.00029187 | 0.00029187 | 0.00029187 | 0.00029187 | 0.00029187 | 0.00029187 | 0.00029187 | 0.00029187
F1_Commercial_Lodging (ID)_Existing_Space Heating_Natural Gas_Unit Heater_E3 | F1 | Commercial | Lodging (ID) | Existing | Space Heating | Natural Gas | Unit Heater | E3 | RVT - Cost of Equipment | 0.00018509 | 0.00018509 | 0.00018509 | 0.00018509 | 0.00018509 | 0.00018509 | 0.00018509 | 0.00018509 | 0.00018509 | 0.00018509 | 0.00018509 | 0.00018509 | 0.00018509 | 0.00018509 | 0.00018509 | 0.00018509 | 0.00018509 | 0.00018509 | 0.00018509 | 0.00018509 | 0.00018509 | 0.00018509 | 0.00018509 | 0.00018509 | 0.00018509 | 0.00018509 | 0.00018509
F1_Commercial_Lodging (ID)_Existing_Space Heating_Natural Gas_Unit Heater_E4 | F1 | Commercial | Lodging (ID) | Existing | Space Heating | Natural Gas | Unit Heater | E4 | RVT - Cost of Equipment | 0 | 0 | 0 | 0 | 0 | 0 | 0 | 0 | 0 | 0 | 0 | 0 | 0 | 0 | 0 | 0 | 0 | 0 | 0 | 0 | 0 | 0 | 0 | 0 | 0 | 0 | 0
F1_Commercial_Lodging (ID)_Existing_Space Heating_Natural Gas_Unit Heater_E5 | F1 | Commercial | Lodging (ID) | Existing | Space Heating | Natural Gas | Unit Heater | E5 | RVT - Cost of Equipment | 0 | 0 | 0 | 0 | 0 | 0 | 0 | 0 | 0 | 0 | 0 | 0 | 0 | 0 | 0 | 0 | 0 | 0 | 0 | 0 | 0 | 0 | 0 | 0 | 0 | 0 | 0
F1_Commercial_Lodging (ID)_Existing_Space Heating_Natural Gas_Unit Heater_E6 | F1 | Commercial | Lodging (ID) | Existing | Space Heating | Natural Gas | Unit Heater | E6 | RVT - Cost of Equipment | 0 | 0 | 0 | 0 | 0 | 0 | 0 | 0 | 0 | 0 | 0 | 0 | 0 | 0 | 0 | 0 | 0 | 0 | 0 | 0 | 0 | 0 | 0 | 0 | 0 | 0 | 0
F1_Commercial_Lodging (ID)_Existing_Space Heating_Natural Gas_Unit Heater_E7 | F1 | Commercial | Lodging (ID) | Existing | Space Heating | Natural Gas | Unit Heater | E7 | RVT - Cost of Equipment | 0 | 0 | 0 | 0 | 0 | 0 | 0 | 0 | 0 | 0 | 0 | 0 | 0 | 0 | 0 | 0 | 0 | 0 | 0 | 0 | 0 | 0 | 0 | 0 | 0 | 0 | 0
F1_Commercial_Lodging (ID)_Existing_Space Heating_Natural Gas_Unit Heater_E8 | F1 | Commercial | Lodging (ID) | Existing | Space Heating | Natural Gas | Unit Heater | E8 | RVT - Cost of Equipment | 0 | 0 | 0 | 0 | 0 | 0 | 0 | 0 | 0 | 0 | 0 | 0 | 0 | 0 | 0 | 0 | 0 | 0 | 0 | 0 | 0 | 0 | 0 | 0 | 0 | 0 | 0
F1_Commercial_Lodging (ID)_Existing_Space Heating_Natural Gas_Unit Heater_E9 | F1 | Commercial | Lodging (ID) | Existing | Space Heating | Natural Gas | Unit Heater | E9 | RVT - Cost of Equipment | 0 | 0 | 0 | 0 | 0 | 0 | 0 | 0 | 0 | 0 | 0 | 0 | 0 | 0 | 0 | 0 | 0 | 0 | 0 | 0 | 0 | 0 | 0 | 0 | 0 | 0 | 0
F1_Commercial_Lodging (ID)_Existing_Space Heating_Natural Gas_Unit Heater_E10 | F1 | Commercial | Lodging (ID) | Existing | Space Heating | Natural Gas | Unit Heater | E10 | RVT - Cost of Equipment | 0 | 0 | 0 | 0 | 0 | 0 | 0 | 0 | 0 | 0 | 0 | 0 | 0 | 0 | 0 | 0 | 0 | 0 | 0 | 0 | 0 | 0 | 0 | 0 | 0 | 0 | 0
F2_Commercial_Lodging (ID)_Existing_Space Heating_Natural Gas_Unit Heater_E1 | F2 | Commercial | Lodging (ID) | Existing | Space Heating | Natural Gas | Unit Heater | E1 | RVT - Cost of Operation | 0.071545 | 0.072298 | 0.073376 | 0.074566 | 0.075875 | 0.077854 | 0.079814 | 0.081874 | 0.083743 | 0.085585 | 0.087659 | 0.089537 | 0.091595 | 0.093695 | 0.095608 | 0.097464 | 0.09915 | 0.10087 | 0.10265 | 0.10445 | 0.10626 | 0.10857 | 0.11124 | 0.1136 | 0.11601 | 0.11847 | 0.12099
F2_Commercial_Lodging (ID)_Existing_Space Heating_Natural Gas_Unit Heater_E2 | F2 | Commercial | Lodging (ID) | Existing | Space Heating | Natural Gas | Unit Heater | E2 | RVT - Cost of Operation | 0.063634 | 0.064304 | 0.065263 | 0.06632 | 0.067485 | 0.069245 | 0.070988 | 0.07282 | 0.074483 | 0.076122 | 0.077966 | 0.079636 | 0.081467 | 0.083334 | 0.085036 | 0.086687 | 0.088186 | 0.089716 | 0.091297 | 0.0929 | 0.094512 | 0.096563 | 0.098938 | 0.10104 | 0.10318 | 0.10537 | 0.10761
F2_Commercial_Lodging (ID)_Existing_Space Heating_Natural Gas_Unit Heater_E3 | F2 | Commercial | Lodging (ID) | Existing | Space Heating | Natural Gas | Unit Heater | E3 | RVT - Cost of Operation | 0.0608 | 0.061305 | 0.062145 | 0.063117 | 0.064231 | 0.066044 | 0.067843 | 0.069725 | 0.071376 | 0.072978 | 0.074794 | 0.07638 | 0.078146 | 0.079965 | 0.081584 | 0.083138 | 0.084508 | 0.085905 | 0.087355 | 0.088821 | 0.090289 | 0.092257 | 0.094592 | 0.0966 | 0.09865 | 0.10074 | 0.10288
F2_Commercial_Lodging (ID)_Existing_Space Heating_Natural Gas_Unit Heater_E4 | F2 | Commercial | Lodging (ID) | Existing | Space Heating | Natural Gas | Unit Heater | E4 | RVT - Cost of Operation | 0 | 0 | 0 | 0 | 0 | 0 | 0 | 0 | 0 | 0 | 0 | 0 | 0 | 0 | 0 | 0 | 0 | 0 | 0 | 0 | 0 | 0 | 0 | 0 | 0 | 0 | 0
F2_Commercial_Lodging (ID)_Existing_Space Heating_Natural Gas_Unit Heater_E5 | F2 | Commercial | Lodging (ID) | Existing | Space Heating | Natural Gas | Unit Heater | E5 | RVT - Cost of Operation | 0 | 0 | 0 | 0 | 0 | 0 | 0 | 0 | 0 | 0 | 0 | 0 | 0 | 0 | 0 | 0 | 0 | 0 | 0 | 0 | 0 | 0 | 0 | 0 | 0 | 0 | 0
F2_Commercial_Lodging (ID)_Existing_Space Heating_Natural Gas_Unit Heater_E6 | F2 | Commercial | Lodging (ID) | Existing | Space Heating | Natural Gas | Unit Heater | E6 | RVT - Cost of Operation | 0 | 0 | 0 | 0 | 0 | 0 | 0 | 0 | 0 | 0 | 0 | 0 | 0 | 0 | 0 | 0 | 0 | 0 | 0 | 0 | 0 | 0 | 0 | 0 | 0 | 0 | 0
F2_Commercial_Lodging (ID)_Existing_Space Heating_Natural Gas_Unit Heater_E7 | F2 | Commercial | Lodging (ID) | Existing | Space Heating | Natural Gas | Unit Heater | E7 | RVT - Cost of Operation | 0 | 0 | 0 | 0 | 0 | 0 | 0 | 0 | 0 | 0 | 0 | 0 | 0 | 0 | 0 | 0 | 0 | 0 | 0 | 0 | 0 | 0 | 0 | 0 | 0 | 0 | 0
F2_Commercial_Lodging (ID)_Existing_Space Heating_Natural Gas_Unit Heater_E8 | F2 | Commercial | Lodging (ID) | Existing | Space Heating | Natural Gas | Unit Heater | E8 | RVT - Cost of Operation | 0 | 0 | 0 | 0 | 0 | 0 | 0 | 0 | 0 | 0 | 0 | 0 | 0 | 0 | 0 | 0 | 0 | 0 | 0 | 0 | 0 | 0 | 0 | 0 | 0 | 0 | 0
F2_Commercial_Lodging (ID)_Existing_Space Heating_Natural Gas_Unit Heater_E9 | F2 | Commercial | Lodging (ID) | Existing | Space Heating | Natural Gas | Unit Heater | E9 | RVT - Cost of Operation | 0 | 0 | 0 | 0 | 0 | 0 | 0 | 0 | 0 | 0 | 0 | 0 | 0 | 0 | 0 | 0 | 0 | 0 | 0 | 0 | 0 | 0 | 0 | 0 | 0 | 0 | 0
F2_Commercial_Lodging (ID)_Existing_Space Heating_Natural Gas_Unit Heater_E10 | F2 | Commercial | Lodging (ID) | Existing | Space Heating | Natural Gas | Unit Heater | E10 | RVT - Cost of Operation | 0 | 0 | 0 | 0 | 0 | 0 | 0 | 0 | 0 | 0 | 0 | 0 | 0 | 0 | 0 | 0 | 0 | 0 | 0 | 0 | 0 | 0 | 0 | 0 | 0 | 0 | 0
F3_Commercial_Lodging (ID)_Existing_Space Heating_Natural Gas_Unit Heater_E1 | F3 | Commercial | Lodging (ID) | Existing | Space Heating | Natural Gas | Unit Heater | E1 | System - kBTUs of Consumption | 15.1155 | 15.087 | 15.087 | 15.087 | 15.087 | 15.087 | 15.087 | 15.087 | 15.087 | 15.087 | 15.087 | 15.087 | 15.087 | 15.087 | 15.087 | 15.087 | 15.087 | 15.087 | 15.087 | 15.087 | 15.087 | 15.087 | 15.087 | 15.087 | 15.087 | 15.087 | 15.087
F3_Commercial_Lodging (ID)_Existing_Space Heating_Natural Gas_Unit Heater_E2 | F3 | Commercial | Lodging (ID) | Existing | Space Heating | Natural Gas | Unit Heater | E2 | System - kBTUs of Consumption | 13.4441 | 13.4188 | 13.4188 | 13.4188 | 13.4188 | 13.4188 | 13.4188 | 13.4188 | 13.4188 | 13.4188 | 13.4188 | 13.4188 | 13.4188 | 13.4188 | 13.4188 | 13.4188 | 13.4188 | 13.4188 | 13.4188 | 13.4188 | 13.4188 | 13.4188 | 13.4188 | 13.4188 | 13.4188 | 13.4188 | 13.4188
F3_Commercial_Lodging (ID)_Existing_Space Heating_Natural Gas_Unit Heater_E3 | F3 | Commercial | Lodging (ID) | Existing | Space Heating | Natural Gas | Unit Heater | E3 | System - kBTUs of Consumption | 13.3798 | 13.3462 | 13.3462 | 13.3462 | 13.3462 | 13.3462 | 13.3462 | 13.3462 | 13.3462 | 13.3462 | 13.3462 | 13.3462 | 13.3462 | 13.3462 | 13.3462 | 13.3462 | 13.3462 | 13.3462 | 13.3462 | 13.3462 | 13.3462 | 13.3462 | 13.3462 | 13.3462 | 13.3462 | 13.3462 | 13.3462
F3_Commercial_Lodging (ID)_Existing_Space Heating_Natural Gas_Unit Heater_E4 | F3 | Commercial | Lodging (ID) | Existing | Space Heating | Natural Gas | Unit Heater | E4 | System - kBTUs of Consumption | 0 | 0 | 0 | 0 | 0 | 0 | 0 | 0 | 0 | 0 | 0 | 0 | 0 | 0 | 0 | 0 | 0 | 0 | 0 | 0 | 0 | 0 | 0 | 0 | 0 | 0 | 0
F3_Commercial_Lodging (ID)_Existing_Space Heating_Natural Gas_Unit Heater_E5 | F3 | Commercial | Lodging (ID) | Existing | Space Heating | Natural Gas | Unit Heater | E5 | System - kBTUs of Consumption | 0 | 0 | 0 | 0 | 0 | 0 | 0 | 0 | 0 | 0 | 0 | 0 | 0 | 0 | 0 | 0 | 0 | 0 | 0 | 0 | 0 | 0 | 0 | 0 | 0 | 0 | 0
F3_Commercial_Lodging (ID)_Existing_Space Heating_Natural Gas_Unit Heater_E6 | F3 | Commercial | Lodging (ID) | Existing | Space Heating | Natural Gas | Unit Heater | E6 | System - kBTUs of Consumption | 0 | 0 | 0 | 0 | 0 | 0 | 0 | 0 | 0 | 0 | 0 | 0 | 0 | 0 | 0 | 0 | 0 | 0 | 0 | 0 | 0 | 0 | 0 | 0 | 0 | 0 | 0
F3_Commercial_Lodging (ID)_Existing_Space Heating_Natural Gas_Unit Heater_E7 | F3 | Commercial | Lodging (ID) | Existing | Space Heating | Natural Gas | Unit Heater | E7 | System - kBTUs of Consumption | 0 | 0 | 0 | 0 | 0 | 0 | 0 | 0 | 0 | 0 | 0 | 0 | 0 | 0 | 0 | 0 | 0 | 0 | 0 | 0 | 0 | 0 | 0 | 0 | 0 | 0 | 0
F3_Commercial_Lodging (ID)_Existing_Space Heating_Natural Gas_Unit Heater_E8 | F3 | Commercial | Lodging (ID) | Existing | Space Heating | Natural Gas | Unit Heater | E8 | System - kBTUs of Consumption | 0 | 0 | 0 | 0 | 0 | 0 | 0 | 0 | 0 | 0 | 0 | 0 | 0 | 0 | 0 | 0 | 0 | 0 | 0 | 0 | 0 | 0 | 0 | 0 | 0 | 0 | 0
F3_Commercial_Lodging (ID)_Existing_Space Heating_Natural Gas_Unit Heater_E9 | F3 | Commercial | Lodging (ID) | Existing | Space Heating | Natural Gas | Unit Heater | E9 | System - kBTUs of Consumption | 0 | 0 | 0 | 0 | 0 | 0 | 0 | 0 | 0 | 0 | 0 | 0 | 0 | 0 | 0 | 0 | 0 | 0 | 0 | 0 | 0 | 0 | 0 | 0 | 0 | 0 | 0
F3_Commercial_Lodging (ID)_Existing_Space Heating_Natural Gas_Unit Heater_E10 | F3 | Commercial | Lodging (ID) | Existing | Space Heating | Natural Gas | Unit Heater | E10 | System - kBTUs of Consumption | 0 | 0 | 0 | 0 | 0 | 0 | 0 | 0 | 0 | 0 | 0 | 0 | 0 | 0 | 0 | 0 | 0 | 0 | 0 | 0 | 0 | 0 | 0 | 0 | 0 | 0 | 0
F4_Commercial_Lodging (ID)_Existing_Space Heating_Natural Gas_Unit Heater_E1 | F4 | Commercial | Lodging (ID) | Existing | Space Heating | Natural Gas | Unit Heater | E1 | Utility - Cost of Equipment | 0.00013308 | 0.00013308 | 0.00013308 | 0.00013308 | 0.00013308 | 0.00013308 | 0.00013308 | 0.00013308 | 0.00013308 | 0.00013308 | 0.00013308 | 0.00013308 | 0.00013308 | 0.00013308 | 0.00013308 | 0.00013308 | 0.00013308 | 0.00013308 | 0.00013308 | 0.00013308 | 0.00013308 | 0.00013308 | 0.00013308 | 0.00013308 | 0.00013308 | 0.00013308 | 0.00013308
F4_Commercial_Lodging (ID)_Existing_Space Heating_Natural Gas_Unit Heater_E2 | F4 | Commercial | Lodging (ID) | Existing | Space Heating | Natural Gas | Unit Heater | E2 | Utility - Cost of Equipment | 0.00029187 | 0.00029187 | 0.00029187 | 0.00029187 | 0.00029187 | 0.00029187 | 0.00029187 | 0.00029187 | 0.00029187 | 0.00029187 | 0.00029187 | 0.00029187 | 0.00029187 | 0.00029187 | 0.00029187 | 0.00029187 | 0.00029187 | 0.00029187 | 0.00029187 | 0.00029187 | 0.00029187 | 0.00029187 | 0.00029187 | 0.00029187 | 0.00029187 | 0.00029187 | 0.00029187
F4_Commercial_Lodging (ID)_Existing_Space Heating_Natural Gas_Unit Heater_E3 | F4 | Commercial | Lodging (ID) | Existing | Space Heating | Natural Gas | Unit Heater | E3 | Utility - Cost of Equipment | 0.00018509 | 0.00018509 | 0.00018509 | 0.00018509 | 0.00018509 | 0.00018509 | 0.00018509 | 0.00018509 | 0.00018509 | 0.00018509 | 0.00018509 | 0.00018509 | 0.00018509 | 0.00018509 | 0.00018509 | 0.00018509 | 0.00018509 | 0.00018509 | 0.00018509 | 0.00018509 | 0.00018509 | 0.00018509 | 0.00018509 | 0.00018509 | 0.00018509 | 0.00018509 | 0.00018509
F4_Commercial_Lodging (ID)_Existing_Space Heating_Natural Gas_Unit Heater_E4 | F4 | Commercial | Lodging (ID) | Existing | Space Heating | Natural Gas | Unit Heater | E4 | Utility - Cost of Equipment | 0 | 0 | 0 | 0 | 0 | 0 | 0 | 0 | 0 | 0 | 0 | 0 | 0 | 0 | 0 | 0 | 0 | 0 | 0 | 0 | 0 | 0 | 0 | 0 | 0 | 0 | 0
F4_Commercial_Lodging (ID)_Existing_Space Heating_Natural Gas_Unit Heater_E5 | F4 | Commercial | Lodging (ID) | Existing | Space Heating | Natural Gas | Unit Heater | E5 | Utility - Cost of Equipment | 0 | 0 | 0 | 0 | 0 | 0 | 0 | 0 | 0 | 0 | 0 | 0 | 0 | 0 | 0 | 0 | 0 | 0 | 0 | 0 | 0 | 0 | 0 | 0 | 0 | 0 | 0
F4_Commercial_Lodging (ID)_Existing_Space Heating_Natural Gas_Unit Heater_E6 | F4 | Commercial | Lodging (ID) | Existing | Space Heating | Natural Gas | Unit Heater | E6 | Utility - Cost of Equipment | 0 | 0 | 0 | 0 | 0 | 0 | 0 | 0 | 0 | 0 | 0 | 0 | 0 | 0 | 0 | 0 | 0 | 0 | 0 | 0 | 0 | 0 | 0 | 0 | 0 | 0 | 0
F4_Commercial_Lodging (ID)_Existing_Space Heating_Natural Gas_Unit Heater_E7 | F4 | Commercial | Lodging (ID) | Existing | Space Heating | Natural Gas | Unit Heater | E7 | Utility - Cost of Equipment | 0 | 0 | 0 | 0 | 0 | 0 | 0 | 0 | 0 | 0 | 0 | 0 | 0 | 0 | 0 | 0 | 0 | 0 | 0 | 0 | 0 | 0 | 0 | 0 | 0 | 0 | 0
F4_Commercial_Lodging (ID)_Existing_Space Heating_Natural Gas_Unit Heater_E8 | F4 | Commercial | Lodging (ID) | Existing | Space Heating | Natural Gas | Unit Heater | E8 | Utility - Cost of Equipment | 0 | 0 | 0 | 0 | 0 | 0 | 0 | 0 | 0 | 0 | 0 | 0 | 0 | 0 | 0 | 0 | 0 | 0 | 0 | 0 | 0 | 0 | 0 | 0 | 0 | 0 | 0
F4_Commercial_Lodging (ID)_Existing_Space Heating_Natural Gas_Unit Heater_E9 | F4 | Commercial | Lodging (ID) | Existing | Space Heating | Natural Gas | Unit Heater | E9 | Utility - Cost of Equipment | 0 | 0 | 0 | 0 | 0 | 0 | 0 | 0 | 0 | 0 | 0 | 0 | 0 | 0 | 0 | 0 | 0 | 0 | 0 | 0 | 0 | 0 | 0 | 0 | 0 | 0 | 0
F4_Commercial_Lodging (ID)_Existing_Space Heating_Natural Gas_Unit Heater_E10 | F4 | Commercial | Lodging (ID) | Existing | Space Heating | Natural Gas | Unit Heater | E10 | Utility - Cost of Equipment | 0 | 0 | 0 | 0 | 0 | 0 | 0 | 0 | 0 | 0 | 0 | 0 | 0 | 0 | 0 | 0 | 0 | 0 | 0 | 0 | 0 | 0 | 0 | 0 | 0 | 0 | 0
F5_Commercial_Lodging (ID)_Existing_Space Heating_Natural Gas_Unit Heater_E1 | F5 | Commercial | Lodging (ID) | Existing | Space Heating | Natural Gas | Unit Heater | E1 | Utility - Cost of Operation | 0.062066 | 0.063086 | 0.064417 | 0.065884 | 0.0675 | 0.069727 | 0.071994 | 0.074395 | 0.076693 | 0.079026 | 0.081115 | 0.083042 | 0.085151 | 0.087317 | 0.089333 | 0.09132 | 0.093175 | 0.095087 | 0.097078 | 0.09912 | 0.1012 | 0.1034 | 0.10594 | 0.10819 | 0.11049 | 0.11283 | 0.11523
F5_Commercial_Lodging (ID)_Existing_Space Heating_Natural Gas_Unit Heater_E2 | F5 | Commercial | Lodging (ID) | Existing | Space Heating | Natural Gas | Unit Heater | E2 | Utility - Cost of Operation | 0.055203 | 0.05611 | 0.057294 | 0.058599 | 0.060036 | 0.062016 | 0.064033 | 0.066169 | 0.068212 | 0.070288 | 0.072146 | 0.073859 | 0.075735 | 0.077661 | 0.079455 | 0.081222 | 0.082872 | 0.084572 | 0.086343 | 0.08816 | 0.090011 | 0.091965 | 0.094226 | 0.096226 | 0.098269 | 0.10035 | 0.10248
F5_Commercial_Lodging (ID)_Existing_Space Heating_Natural Gas_Unit Heater_E3 | F5 | Commercial | Lodging (ID) | Existing | Space Heating | Natural Gas | Unit Heater | E3 | Utility - Cost of Operation | 0.052088 | 0.052845 | 0.053918 | 0.055144 | 0.056533 | 0.058555 | 0.060619 | 0.062809 | 0.064871 | 0.066961 | 0.068791 | 0.070444 | 0.072279 | 0.074183 | 0.075925 | 0.077631 | 0.079192 | 0.080805 | 0.082492 | 0.084224 | 0.085989 | 0.087864 | 0.090088 | 0.092 | 0.093953 | 0.095947 | 0.097983
F5_Commercial_Lodging (ID)_Existing_Space Heating_Natural Gas_Unit Heater_E4 | F5 | Commercial | Lodging (ID) | Existing | Space Heating | Natural Gas | Unit Heater | E4 | Utility - Cost of Operation | 0 | 0 | 0 | 0 | 0 | 0 | 0 | 0 | 0 | 0 | 0 | 0 | 0 | 0 | 0 | 0 | 0 | 0 | 0 | 0 | 0 | 0 | 0 | 0 | 0 | 0 | 0
F5_Commercial_Lodging (ID)_Existing_Space Heating_Natural Gas_Unit Heater_E5 | F5 | Commercial | Lodging (ID) | Existing | Space Heating | Natural Gas | Unit Heater | E5 | Utility - Cost of Operation | 0 | 0 | 0 | 0 | 0 | 0 | 0 | 0 | 0 | 0 | 0 | 0 | 0 | 0 | 0 | 0 | 0 | 0 | 0 | 0 | 0 | 0 | 0 | 0 | 0 | 0 | 0
F5_Commercial_Lodging (ID)_Existing_Space Heating_Natural Gas_Unit Heater_E6 | F5 | Commercial | Lodging (ID) | Existing | Space Heating | Natural Gas | Unit Heater | E6 | Utility - Cost of Operation | 0 | 0 | 0 | 0 | 0 | 0 | 0 | 0 | 0 | 0 | 0 | 0 | 0 | 0 | 0 | 0 | 0 | 0 | 0 | 0 | 0 | 0 | 0 | 0 | 0 | 0 | 0
F5_Commercial_Lodging (ID)_Existing_Space Heating_Natural Gas_Unit Heater_E7 | F5 | Commercial | Lodging (ID) | Existing | Space Heating | Natural Gas | Unit Heater | E7 | Utility - Cost of Operation | 0 | 0 | 0 | 0 | 0 | 0 | 0 | 0 | 0 | 0 | 0 | 0 | 0 | 0 | 0 | 0 | 0 | 0 | 0 | 0 | 0 | 0 | 0 | 0 | 0 | 0 | 0
F5_Commercial_Lodging (ID)_Existing_Space Heating_Natural Gas_Unit Heater_E8 | F5 | Commercial | Lodging (ID) | Existing | Space Heating | Natural Gas | Unit Heater | E8 | Utility - Cost of Operation | 0 | 0 | 0 | 0 | 0 | 0 | 0 | 0 | 0 | 0 | 0 | 0 | 0 | 0 | 0 | 0 | 0 | 0 | 0 | 0 | 0 | 0 | 0 | 0 | 0 | 0 | 0
F5_Commercial_Lodging (ID)_Existing_Space Heating_Natural Gas_Unit Heater_E9 | F5 | Commercial | Lodging (ID) | Existing | Space Heating | Natural Gas | Unit Heater | E9 | Utility - Cost of Operation | 0 | 0 | 0 | 0 | 0 | 0 | 0 | 0 | 0 | 0 | 0 | 0 | 0 | 0 | 0 | 0 | 0 | 0 | 0 | 0 | 0 | 0 | 0 | 0 | 0 | 0 | 0
F5_Commercial_Lodging (ID)_Existing_Space Heating_Natural Gas_Unit Heater_E10 | F5 | Commercial | Lodging (ID) | Existing | Space Heating | Natural Gas | Unit Heater | E10 | Utility - Cost of Operation | 0 | 0 | 0 | 0 | 0 | 0 | 0 | 0 | 0 | 0 | 0 | 0 | 0 | 0 | 0 | 0 | 0 | 0 | 0 | 0 | 0 | 0 | 0 | 0 | 0 | 0 | 0
F6_Commercial_Lodging (ID)_Existing_Space Heating_Natural Gas_Unit Heater_E1 | F6 | Commercial | Lodging (ID) | Existing | Space Heating | Natural Gas | Unit Heater | E1 | Utility - Value of Sales | 0.071545 | 0.072298 | 0.073376 | 0.074566 | 0.075875 | 0.077854 | 0.079814 | 0.081874 | 0.083743 | 0.085585 | 0.087659 | 0.089537 | 0.091595 | 0.093695 | 0.095608 | 0.097464 | 0.09915 | 0.10087 | 0.10265 | 0.10445 | 0.10626 | 0.10857 | 0.11124 | 0.1136 | 0.11601 | 0.11847 | 0.12099
F6_Commercial_Lodging (ID)_Existing_Space Heating_Natural Gas_Unit Heater_E2 | F6 | Commercial | Lodging (ID) | Existing | Space Heating | Natural Gas | Unit Heater | E2 | Utility - Value of Sales | 0.063634 | 0.064304 | 0.065263 | 0.06632 | 0.067485 | 0.069245 | 0.070988 | 0.07282 | 0.074483 | 0.076122 | 0.077966 | 0.079636 | 0.081467 | 0.083334 | 0.085036 | 0.086687 | 0.088186 | 0.089716 | 0.091297 | 0.0929 | 0.094512 | 0.096563 | 0.098938 | 0.10104 | 0.10318 | 0.10537 | 0.10761
F6_Commercial_Lodging (ID)_Existing_Space Heating_Natural Gas_Unit Heater_E3 | F6 | Commercial | Lodging (ID) | Existing | Space Heating | Natural Gas | Unit Heater | E3 | Utility - Value of Sales | 0.0608 | 0.061305 | 0.062145 | 0.063117 | 0.064231 | 0.066044 | 0.067843 | 0.069725 | 0.071376 | 0.072978 | 0.074794 | 0.07638 | 0.078146 | 0.079965 | 0.081584 | 0.083138 | 0.084508 | 0.085905 | 0.087355 | 0.088821 | 0.090289 | 0.092257 | 0.094592 | 0.0966 | 0.09865 | 0.10074 | 0.10288
F6_Commercial_Lodging (ID)_Existing_Space Heating_Natural Gas_Unit Heater_E4 | F6 | Commercial | Lodging (ID) | Existing | Space Heating | Natural Gas | Unit Heater | E4 | Utility - Value of Sales | 0 | 0 | 0 | 0 | 0 | 0 | 0 | 0 | 0 | 0 | 0 | 0 | 0 | 0 | 0 | 0 | 0 | 0 | 0 | 0 | 0 | 0 | 0 | 0 | 0 | 0 | 0
F6_Commercial_Lodging (ID)_Existing_Space Heating_Natural Gas_Unit Heater_E5 | F6 | Commercial | Lodging (ID) | Existing | Space Heating | Natural Gas | Unit Heater | E5 | Utility - Value of Sales | 0 | 0 | 0 | 0 | 0 | 0 | 0 | 0 | 0 | 0 | 0 | 0 | 0 | 0 | 0 | 0 | 0 | 0 | 0 | 0 | 0 | 0 | 0 | 0 | 0 | 0 | 0
F6_Commercial_Lodging (ID)_Existing_Space Heating_Natural Gas_Unit Heater_E6 | F6 | Commercial | Lodging (ID) | Existing | Space Heating | Natural Gas | Unit Heater | E6 | Utility - Value of Sales | 0 | 0 | 0 | 0 | 0 | 0 | 0 | 0 | 0 | 0 | 0 | 0 | 0 | 0 | 0 | 0 | 0 | 0 | 0 | 0 | 0 | 0 | 0 | 0 | 0 | 0 | 0
F6_Commercial_Lodging (ID)_Existing_Space Heating_Natural Gas_Unit Heater_E7 | F6 | Commercial | Lodging (ID) | Existing | Space Heating | Natural Gas | Unit Heater | E7 | Utility - Value of Sales | 0 | 0 | 0 | 0 | 0 | 0 | 0 | 0 | 0 | 0 | 0 | 0 | 0 | 0 | 0 | 0 | 0 | 0 | 0 | 0 | 0 | 0 | 0 | 0 | 0 | 0 | 0
F6_Commercial_Lodging (ID)_Existing_Space Heating_Natural Gas_Unit Heater_E8 | F6 | Commercial | Lodging (ID) | Existing | Space Heating | Natural Gas | Unit Heater | E8 | Utility - Value of Sales | 0 | 0 | 0 | 0 | 0 | 0 | 0 | 0 | 0 | 0 | 0 | 0 | 0 | 0 | 0 | 0 | 0 | 0 | 0 | 0 | 0 | 0 | 0 | 0 | 0 | 0 | 0
F6_Commercial_Lodging (ID)_Existing_Space Heating_Natural Gas_Unit Heater_E9 | F6 | Commercial | Lodging (ID) | Existing | Space Heating | Natural Gas | Unit Heater | E9 | Utility - Value of Sales | 0 | 0 | 0 | 0 | 0 | 0 | 0 | 0 | 0 | 0 | 0 | 0 | 0 | 0 | 0 | 0 | 0 | 0 | 0 | 0 | 0 | 0 | 0 | 0 | 0 | 0 | 0
F6_Commercial_Lodging (ID)_Existing_Space Heating_Natural Gas_Unit Heater_E10 | F6 | Commercial | Lodging (ID) | Existing | Space Heating | Natural Gas | Unit Heater | E10 | Utility - Value of Sales | 0 | 0 | 0 | 0 | 0 | 0 | 0 | 0 | 0 | 0 | 0 | 0 | 0 | 0 | 0 | 0 | 0 | 0 | 0 | 0 | 0 | 0 | 0 | 0 | 0 | 0 | 0
F1_Commercial_Lodging (ID)_Existing_Water Heating_Natural Gas_Water Heater_E1 | F1 | Commercial | Lodging (ID) | Existing | Water Heating | Natural Gas | Water Heater | E1 | RVT - Cost of Equipment | 0.040603 | 0.040603 | 0.040603 | 0.040603 | 0.040603 | 0.040603 | 0.040603 | 0.040603 | 0.040603 | 0.040603 | 0.040603 | 0.040603 | 0.040603 | 0.040603 | 0.040603 | 0.040603 | 0.040603 | 0.040603 | 0.040603 | 0.040603 | 0.040603 | 0.040603 | 0.040603 | 0.040603 | 0.040603 | 0.040603 | 0.040603
F1_Commercial_Lodging (ID)_Existing_Water Heating_Natural Gas_Water Heater_E2 | F1 | Commercial | Lodging (ID) | Existing | Water Heating | Natural Gas | Water Heater | E2 | RVT - Cost of Equipment | 0.048724 | 0.048724 | 0.048724 | 0.048724 | 0.048724 | 0.048724 | 0.048724 | 0.048724 | 0.048724 | 0.048724 | 0.048724 | 0.048724 | 0.048724 | 0.048724 | 0.048724 | 0.048724 | 0.048724 | 0.048724 | 0.048724 | 0.048724 | 0.048724 | 0.048724 | 0.048724 | 0.048724 | 0.048724 | 0.048724 | 0.048724
F1_Commercial_Lodging (ID)_Existing_Water Heating_Natural Gas_Water Heater_E3 | F1 | Commercial | Lodging (ID) | Existing | Water Heating | Natural Gas | Water Heater | E3 | RVT - Cost of Equipment | 0.059895 | 0.059895 | 0.059895 | 0.059895 | 0.059895 | 0.059895 | 0.059895 | 0.059895 | 0.059895 | 0.059895 | 0.059895 | 0.059895 | 0.059895 | 0.059895 | 0.059895 | 0.059895 | 0.059895 | 0.059895 | 0.059895 | 0.059895 | 0.059895 | 0.059895 | 0.059895 | 0.059895 | 0.059895 | 0.059895 | 0.059895
F1_Commercial_Lodging (ID)_Existing_Water Heating_Natural Gas_Water Heater_E4 | F1 | Commercial | Lodging (ID) | Existing | Water Heating | Natural Gas | Water Heater | E4 | RVT - Cost of Equipment | 0.060369 | 0.060369 | 0.060369 | 0.060369 | 0.060369 | 0.060369 | 0.060369 | 0.060369 | 0.060369 | 0.060369 | 0.060369 | 0.060369 | 0.060369 | 0.060369 | 0.060369 | 0.060369 | 0.060369 | 0.060369 | 0.060369 | 0.060369 | 0.060369 | 0.060369 | 0.060369 | 0.060369 | 0.060369 | 0.060369 | 0.060369
F1_Commercial_Lodging (ID)_Existing_Water Heating_Natural Gas_Water Heater_E5 | F1 | Commercial | Lodging (ID) | Existing | Water Heating | Natural Gas | Water Heater | E5 | RVT - Cost of Equipment | 0.13031 | 0.13031 | 0.13031 | 0.13031 | 0.13031 | 0.13031 | 0.13031 | 0.13031 | 0.13031 | 0.13031 | 0.13031 | 0.13031 | 0.13031 | 0.13031 | 0.13031 | 0.13031 | 0.13031 | 0.13031 | 0.13031 | 0.13031 | 0.13031 | 0.13031 | 0.13031 | 0.13031 | 0.13031 | 0.13031 | 0.13031
F1_Commercial_Lodging (ID)_Existing_Water Heating_Natural Gas_Water Heater_E6 | F1 | Commercial | Lodging (ID) | Existing | Water Heating | Natural Gas | Water Heater | E6 | RVT - Cost of Equipment | 0 | 0 | 0 | 0 | 0 | 0 | 0 | 0 | 0 | 0 | 0 | 0 | 0 | 0 | 0 | 0 | 0 | 0 | 0 | 0 | 0 | 0 | 0 | 0 | 0 | 0 | 0
F1_Commercial_Lodging (ID)_Existing_Water Heating_Natural Gas_Water Heater_E7 | F1 | Commercial | Lodging (ID) | Existing | Water Heating | Natural Gas | Water Heater | E7 | RVT - Cost of Equipment | 0 | 0 | 0 | 0 | 0 | 0 | 0 | 0 | 0 | 0 | 0 | 0 | 0 | 0 | 0 | 0 | 0 | 0 | 0 | 0 | 0 | 0 | 0 | 0 | 0 | 0 | 0
F1_Commercial_Lodging (ID)_Existing_Water Heating_Natural Gas_Water Heater_E8 | F1 | Commercial | Lodging (ID) | Existing | Water Heating | Natural Gas | Water Heater | E8 | RVT - Cost of Equipment | 0 | 0 | 0 | 0 | 0 | 0 | 0 | 0 | 0 | 0 | 0 | 0 | 0 | 0 | 0 | 0 | 0 | 0 | 0 | 0 | 0 | 0 | 0 | 0 | 0 | 0 | 0
F1_Commercial_Lodging (ID)_Existing_Water Heating_Natural Gas_Water Heater_E9 | F1 | Commercial | Lodging (ID) | Existing | Water Heating | Natural Gas | Water Heater | E9 | RVT - Cost of Equipment | 0 | 0 | 0 | 0 | 0 | 0 | 0 | 0 | 0 | 0 | 0 | 0 | 0 | 0 | 0 | 0 | 0 | 0 | 0 | 0 | 0 | 0 | 0 | 0 | 0 | 0 | 0
F1_Commercial_Lodging (ID)_Existing_Water Heating_Natural Gas_Water Heater_E10 | F1 | Commercial | Lodging (ID) | Existing | Water Heating | Natural Gas | Water Heater | E10 | RVT - Cost of Equipment | 0 | 0 | 0 | 0 | 0 | 0 | 0 | 0 | 0 | 0 | 0 | 0 | 0 | 0 | 0 | 0 | 0 | 0 | 0 | 0 | 0 | 0 | 0 | 0 | 0 | 0 | 0
F2_Commercial_Lodging (ID)_Existing_Water Heating_Natural Gas_Water Heater_E1 | F2 | Commercial | Lodging (ID) | Existing | Water Heating | Natural Gas | Water Heater | E1 | RVT - Cost of Operation | 0.16066 | 0.16389 | 0.16752 | 0.1716 | 0.17616 | 0.18166 | 0.18712 | 0.19228 | 0.19696 | 0.20151 | 0.20624 | 0.21056 | 0.21519 | 0.21967 | 0.2236 | 0.22723 | 0.23039 | 0.23344 | 0.23666 | 0.23972 | 0.2428 | 0.24708 | 0.25142 | 0.25589 | 0.26044 | 0.26506 | 0.26977
F2_Commercial_Lodging (ID)_Existing_Water Heating_Natural Gas_Water Heater_E2 | F2 | Commercial | Lodging (ID) | Existing | Water Heating | Natural Gas | Water Heater | E2 | RVT - Cost of Operation | 0.14281 | 0.14568 | 0.14891 | 0.15254 | 0.15658 | 0.16147 | 0.16632 | 0.17091 | 0.17507 | 0.17912 | 0.18332 | 0.18717 | 0.19128 | 0.19526 | 0.19876 | 0.20198 | 0.20479 | 0.2075 | 0.21037 | 0.21308 | 0.21582 | 0.21963 | 0.22349 | 0.22746 | 0.2315 | 0.23561 | 0.2398
F2_Commercial_Lodging (ID)_Existing_Water Heating_Natural Gas_Water Heater_E3 | F2 | Commercial | Lodging (ID) | Existing | Water Heating | Natural Gas | Water Heater | E3 | RVT - Cost of Operation | 0.13673 | 0.13948 | 0.14257 | 0.14605 | 0.14992 | 0.1546 | 0.15925 | 0.16364 | 0.16762 | 0.1715 | 0.17552 | 0.1792 | 0.18314 | 0.18695 | 0.1903 | 0.19338 | 0.19607 | 0.19867 | 0.20141 | 0.20402 | 0.20663 | 0.21028 | 0.21398 | 0.21778 | 0.22165 | 0.22559 | 0.22959
F2_Commercial_Lodging (ID)_Existing_Water Heating_Natural Gas_Water Heater_E4 | F2 | Commercial | Lodging (ID) | Existing | Water Heating | Natural Gas | Water Heater | E4 | RVT - Cost of Operation | 0.14335 | 0.14623 | 0.14938 | 0.1528 | 0.15652 | 0.16091 | 0.16524 | 0.16938 | 0.17321 | 0.17698 | 0.18092 | 0.18461 | 0.18853 | 0.19236 | 0.19581 | 0.19903 | 0.20193 | 0.20475 | 0.20772 | 0.21057 | 0.21345 | 0.21722 | 0.22104 | 0.22497 | 0.22897 | 0.23303 | 0.23717
F2_Commercial_Lodging (ID)_Existing_Water Heating_Natural Gas_Water Heater_E5 | F2 | Commercial | Lodging (ID) | Existing | Water Heating | Natural Gas | Water Heater | E5 | RVT - Cost of Operation | 0.084287 | 0.085943 | 0.087863 | 0.090085 | 0.092623 | 0.095718 | 0.098787 | 0.10167 | 0.10426 | 0.10676 | 0.10934 | 0.11167 | 0.11417 | 0.11658 | 0.11867 | 0.12058 | 0.12221 | 0.12378 | 0.12544 | 0.127 | 0.12857 | 0.13084 | 0.13313 | 0.1355 | 0.1379 | 0.14035 | 0.14285
F2_Commercial_Lodging (ID)_Existing_Water Heating_Natural Gas_Water Heater_E6 | F2 | Commercial | Lodging (ID) | Existing | Water Heating | Natural Gas | Water Heater | E6 | RVT - Cost of Operation | 0 | 0 | 0 | 0 | 0 | 0 | 0 | 0 | 0 | 0 | 0 | 0 | 0 | 0 | 0 | 0 | 0 | 0 | 0 | 0 | 0 | 0 | 0 | 0 | 0 | 0 | 0
F2_Commercial_Lodging (ID)_Existing_Water Heating_Natural Gas_Water Heater_E7 | F2 | Commercial | Lodging (ID) | Existing | Water Heating | Natural Gas | Water Heater | E7 | RVT - Cost of Operation | 0 | 0 | 0 | 0 | 0 | 0 | 0 | 0 | 0 | 0 | 0 | 0 | 0 | 0 | 0 | 0 | 0 | 0 | 0 | 0 | 0 | 0 | 0 | 0 | 0 | 0 | 0
F2_Commercial_Lodging (ID)_Existing_Water Heating_Natural Gas_Water Heater_E8 | F2 | Commercial | Lodging (ID) | Existing | Water Heating | Natural Gas | Water Heater | E8 | RVT - Cost of Operation | 0 | 0 | 0 | 0 | 0 | 0 | 0 | 0 | 0 | 0 | 0 | 0 | 0 | 0 | 0 | 0 | 0 | 0 | 0 | 0 | 0 | 0 | 0 | 0 | 0 | 0 | 0
F2_Commercial_Lodging (ID)_Existing_Water Heating_Natural Gas_Water Heater_E9 | F2 | Commercial | Lodging (ID) | Existing | Water Heating | Natural Gas | Water Heater | E9 | RVT - Cost of Operation | 0 | 0 | 0 | 0 | 0 | 0 | 0 | 0 | 0 | 0 | 0 | 0 | 0 | 0 | 0 | 0 | 0 | 0 | 0 | 0 | 0 | 0 | 0 | 0 | 0 | 0 | 0
F2_Commercial_Lodging (ID)_Existing_Water Heating_Natural Gas_Water Heater_E10 | F2 | Commercial | Lodging (ID) | Existing | Water Heating | Natural Gas | Water Heater | E10 | RVT - Cost of Operation | 0 | 0 | 0 | 0 | 0 | 0 | 0 | 0 | 0 | 0 | 0 | 0 | 0 | 0 | 0 | 0 | 0 | 0 | 0 | 0 | 0 | 0 | 0 | 0 | 0 | 0 | 0
F3_Commercial_Lodging (ID)_Existing_Water Heating_Natural Gas_Water Heater_E1 | F3 | Commercial | Lodging (ID) | Existing | Water Heating | Natural Gas | Water Heater | E1 | System - kBTUs of Consumption | 37.1708 | 37.1708 | 37.1708 | 37.1708 | 37.1708 | 37.1708 | 37.1708 | 37.1708 | 37.1708 | 37.1708 | 37.1708 | 37.1708 | 37.1708 | 37.1708 | 37.1708 | 37.1708 | 37.1708 | 37.1708 | 37.1708 | 37.1708 | 37.1708 | 37.1708 | 37.1708 | 37.1708 | 37.1708 | 37.1708 | 37.1708
F3_Commercial_Lodging (ID)_Existing_Water Heating_Natural Gas_Water Heater_E2 | F3 | Commercial | Lodging (ID) | Existing | Water Heating | Natural Gas | Water Heater | E2 | System - kBTUs of Consumption | 33.0407 | 33.0407 | 33.0407 | 33.0407 | 33.0407 | 33.0407 | 33.0407 | 33.0407 | 33.0407 | 33.0407 | 33.0407 | 33.0407 | 33.0407 | 33.0407 | 33.0407 | 33.0407 | 33.0407 | 33.0407 | 33.0407 | 33.0407 | 33.0407 | 33.0407 | 33.0407 | 33.0407 | 33.0407 | 33.0407 | 33.0407
F3_Commercial_Lodging (ID)_Existing_Water Heating_Natural Gas_Water Heater_E3 | F3 | Commercial | Lodging (ID) | Existing | Water Heating | Natural Gas | Water Heater | E3 | System - kBTUs of Consumption | 31.6347 | 31.6347 | 31.6347 | 31.6347 | 31.6347 | 31.6347 | 31.6347 | 31.6347 | 31.6347 | 31.6347 | 31.6347 | 31.6347 | 31.6347 | 31.6347 | 31.6347 | 31.6347 | 31.6347 | 31.6347 | 31.6347 | 31.6347 | 31.6347 | 31.6347 | 31.6347 | 31.6347 | 31.6347 | 31.6347 | 31.6347
F3_Commercial_Lodging (ID)_Existing_Water Heating_Natural Gas_Water Heater_E4 | F3 | Commercial | Lodging (ID) | Existing | Water Heating | Natural Gas | Water Heater | E4 | System - kBTUs of Consumption | 31.6011 | 31.6011 | 31.6011 | 31.6011 | 31.6011 | 31.6011 | 31.6011 | 31.6011 | 31.6011 | 31.6011 | 31.6011 | 31.6011 | 31.6011 | 31.6011 | 31.6011 | 31.6011 | 31.6011 | 31.6011 | 31.6011 | 31.6011 | 31.6011 | 31.6011 | 31.6011 | 31.6011 | 31.6011 | 31.6011 | 31.6011
F3_Commercial_Lodging (ID)_Existing_Water Heating_Natural Gas_Water Heater_E5 | F3 | Commercial | Lodging (ID) | Existing | Water Heating | Natural Gas | Water Heater | E5 | System - kBTUs of Consumption | 19.8244 | 19.8244 | 19.8244 | 19.8244 | 19.8244 | 19.8244 | 19.8244 | 19.8244 | 19.8244 | 19.8244 | 19.8244 | 19.8244 | 19.8244 | 19.8244 | 19.8244 | 19.8244 | 19.8244 | 19.8244 | 19.8244 | 19.8244 | 19.8244 | 19.8244 | 19.8244 | 19.8244 | 19.8244 | 19.8244 | 19.8244
F3_Commercial_Lodging (ID)_Existing_Water Heating_Natural Gas_Water Heater_E6 | F3 | Commercial | Lodging (ID) | Existing | Water Heating | Natural Gas | Water Heater | E6 | System - kBTUs of Consumption | 0 | 0 | 0 | 0 | 0 | 0 | 0 | 0 | 0 | 0 | 0 | 0 | 0 | 0 | 0 | 0 | 0 | 0 | 0 | 0 | 0 | 0 | 0 | 0 | 0 | 0 | 0
F3_Commercial_Lodging (ID)_Existing_Water Heating_Natural Gas_Water Heater_E7 | F3 | Commercial | Lodging (ID) | Existing | Water Heating | Natural Gas | Water Heater | E7 | System - kBTUs of Consumption | 0 | 0 | 0 | 0 | 0 | 0 | 0 | 0 | 0 | 0 | 0 | 0 | 0 | 0 | 0 | 0 | 0 | 0 | 0 | 0 | 0 | 0 | 0 | 0 | 0 | 0 | 0
F3_Commercial_Lodging (ID)_Existing_Water Heating_Natural Gas_Water Heater_E8 | F3 | Commercial | Lodging (ID) | Existing | Water Heating | Natural Gas | Water Heater | E8 | System - kBTUs of Consumption | 0 | 0 | 0 | 0 | 0 | 0 | 0 | 0 | 0 | 0 | 0 | 0 | 0 | 0 | 0 | 0 | 0 | 0 | 0 | 0 | 0 | 0 | 0 | 0 | 0 | 0 | 0
F3_Commercial_Lodging (ID)_Existing_Water Heating_Natural Gas_Water Heater_E9 | F3 | Commercial | Lodging (ID) | Existing | Water Heating | Natural Gas | Water Heater | E9 | System - kBTUs of Consumption | 0 | 0 | 0 | 0 | 0 | 0 | 0 | 0 | 0 | 0 | 0 | 0 | 0 | 0 | 0 | 0 | 0 | 0 | 0 | 0 | 0 | 0 | 0 | 0 | 0 | 0 | 0
F3_Commercial_Lodging (ID)_Existing_Water Heating_Natural Gas_Water Heater_E10 | F3 | Commercial | Lodging (ID) | Existing | Water Heating | Natural Gas | Water Heater | E10 | System - kBTUs of Consumption | 0 | 0 | 0 | 0 | 0 | 0 | 0 | 0 | 0 | 0 | 0 | 0 | 0 | 0 | 0 | 0 | 0 | 0 | 0 | 0 | 0 | 0 | 0 | 0 | 0 | 0 | 0
F4_Commercial_Lodging (ID)_Existing_Water Heating_Natural Gas_Water Heater_E1 | F4 | Commercial | Lodging (ID) | Existing | Water Heating | Natural Gas | Water Heater | E1 | Utility - Cost of Equipment | 0.040603 | 0.040603 | 0.040603 | 0.040603 | 0.040603 | 0.040603 | 0.040603 | 0.040603 | 0.040603 | 0.040603 | 0.040603 | 0.040603 | 0.040603 | 0.040603 | 0.040603 | 0.040603 | 0.040603 | 0.040603 | 0.040603 | 0.040603 | 0.040603 | 0.040603 | 0.040603 | 0.040603 | 0.040603 | 0.040603 | 0.040603
F4_Commercial_Lodging (ID)_Existing_Water Heating_Natural Gas_Water Heater_E2 | F4 | Commercial | Lodging (ID) | Existing | Water Heating | Natural Gas | Water Heater | E2 | Utility - Cost of Equipment | 0.048724 | 0.048724 | 0.048724 | 0.048724 | 0.048724 | 0.048724 | 0.048724 | 0.048724 | 0.048724 | 0.048724 | 0.048724 | 0.048724 | 0.048724 | 0.048724 | 0.048724 | 0.048724 | 0.048724 | 0.048724 | 0.048724 | 0.048724 | 0.048724 | 0.048724 | 0.048724 | 0.048724 | 0.048724 | 0.048724 | 0.048724
F4_Commercial_Lodging (ID)_Existing_Water Heating_Natural Gas_Water Heater_E3 | F4 | Commercial | Lodging (ID) | Existing | Water Heating | Natural Gas | Water Heater | E3 | Utility - Cost of Equipment | 0.059895 | 0.059895 | 0.059895 | 0.059895 | 0.059895 | 0.059895 | 0.059895 | 0.059895 | 0.059895 | 0.059895 | 0.059895 | 0.059895 | 0.059895 | 0.059895 | 0.059895 | 0.059895 | 0.059895 | 0.059895 | 0.059895 | 0.059895 | 0.059895 | 0.059895 | 0.059895 | 0.059895 | 0.059895 | 0.059895 | 0.059895
F4_Commercial_Lodging (ID)_Existing_Water Heating_Natural Gas_Water Heater_E4 | F4 | Commercial | Lodging (ID) | Existing | Water Heating | Natural Gas | Water Heater | E4 | Utility - Cost of Equipment | 0.060369 | 0.060369 | 0.060369 | 0.060369 | 0.060369 | 0.060369 | 0.060369 | 0.060369 | 0.060369 | 0.060369 | 0.060369 | 0.060369 | 0.060369 | 0.060369 | 0.060369 | 0.060369 | 0.060369 | 0.060369 | 0.060369 | 0.060369 | 0.060369 | 0.060369 | 0.060369 | 0.060369 | 0.060369 | 0.060369 | 0.060369
F4_Commercial_Lodging (ID)_Existing_Water Heating_Natural Gas_Water Heater_E5 | F4 | Commercial | Lodging (ID) | Existing | Water Heating | Natural Gas | Water Heater | E5 | Utility - Cost of Equipment | 0.13031 | 0.13031 | 0.13031 | 0.13031 | 0.13031 | 0.13031 | 0.13031 | 0.13031 | 0.13031 | 0.13031 | 0.13031 | 0.13031 | 0.13031 | 0.13031 | 0.13031 | 0.13031 | 0.13031 | 0.13031 | 0.13031 | 0.13031 | 0.13031 | 0.13031 | 0.13031 | 0.13031 | 0.13031 | 0.13031 | 0.13031
F4_Commercial_Lodging (ID)_Existing_Water Heating_Natural Gas_Water Heater_E6 | F4 | Commercial | Lodging (ID) | Existing | Water Heating | Natural Gas | Water Heater | E6 | Utility - Cost of Equipment | 0 | 0 | 0 | 0 | 0 | 0 | 0 | 0 | 0 | 0 | 0 | 0 | 0 | 0 | 0 | 0 | 0 | 0 | 0 | 0 | 0 | 0 | 0 | 0 | 0 | 0 | 0
F4_Commercial_Lodging (ID)_Existing_Water Heating_Natural Gas_Water Heater_E7 | F4 | Commercial | Lodging (ID) | Existing | Water Heating | Natural Gas | Water Heater | E7 | Utility - Cost of Equipment | 0 | 0 | 0 | 0 | 0 | 0 | 0 | 0 | 0 | 0 | 0 | 0 | 0 | 0 | 0 | 0 | 0 | 0 | 0 | 0 | 0 | 0 | 0 | 0 | 0 | 0 | 0
F4_Commercial_Lodging (ID)_Existing_Water Heating_Natural Gas_Water Heater_E8 | F4 | Commercial | Lodging (ID) | Existing | Water Heating | Natural Gas | Water Heater | E8 | Utility - Cost of Equipment | 0 | 0 | 0 | 0 | 0 | 0 | 0 | 0 | 0 | 0 | 0 | 0 | 0 | 0 | 0 | 0 | 0 | 0 | 0 | 0 | 0 | 0 | 0 | 0 | 0 | 0 | 0
F4_Commercial_Lodging (ID)_Existing_Water Heating_Natural Gas_Water Heater_E9 | F4 | Commercial | Lodging (ID) | Existing | Water Heating | Natural Gas | Water Heater | E9 | Utility - Cost of Equipment | 0 | 0 | 0 | 0 | 0 | 0 | 0 | 0 | 0 | 0 | 0 | 0 | 0 | 0 | 0 | 0 | 0 | 0 | 0 | 0 | 0 | 0 | 0 | 0 | 0 | 0 | 0
F4_Commercial_Lodging (ID)_Existing_Water Heating_Natural Gas_Water Heater_E10 | F4 | Commercial | Lodging (ID) | Existing | Water Heating | Natural Gas | Water Heater | E10 | Utility - Cost of Equipment | 0 | 0 | 0 | 0 | 0 | 0 | 0 | 0 | 0 | 0 | 0 | 0 | 0 | 0 | 0 | 0 | 0 | 0 | 0 | 0 | 0 | 0 | 0 | 0 | 0 | 0 | 0
F5_Commercial_Lodging (ID)_Existing_Water Heating_Natural Gas_Water Heater_E1 | F5 | Commercial | Lodging (ID) | Existing | Water Heating | Natural Gas | Water Heater | E1 | Utility - Cost of Operation | 0.13782 | 0.14144 | 0.1455 | 0.15005 | 0.15512 | 0.16111 | 0.16722 | 0.17323 | 0.17902 | 0.18489 | 0.18967 | 0.19417 | 0.199 | 0.20374 | 0.20805 | 0.21213 | 0.21585 | 0.21954 | 0.22345 | 0.22729 | 0.23123 | 0.23532 | 0.23945 | 0.2437 | 0.24803 | 0.25244 | 0.25693
F5_Commercial_Lodging (ID)_Existing_Water Heating_Natural Gas_Water Heater_E2 | F5 | Commercial | Lodging (ID) | Existing | Water Heating | Natural Gas | Water Heater | E2 | Utility - Cost of Operation | 0.1225 | 0.12572 | 0.12933 | 0.13338 | 0.13788 | 0.14321 | 0.14864 | 0.15399 | 0.15913 | 0.16434 | 0.16859 | 0.1726 | 0.17689 | 0.18111 | 0.18493 | 0.18856 | 0.19186 | 0.19514 | 0.19862 | 0.20204 | 0.20554 | 0.20917 | 0.21284 | 0.21663 | 0.22047 | 0.22439 | 0.22838
F5_Commercial_Lodging (ID)_Existing_Water Heating_Natural Gas_Water Heater_E3 | F5 | Commercial | Lodging (ID) | Existing | Water Heating | Natural Gas | Water Heater | E3 | Utility - Cost of Operation | 0.11729 | 0.12037 | 0.12383 | 0.1277 | 0.13202 | 0.13712 | 0.14231 | 0.14743 | 0.15236 | 0.15735 | 0.16142 | 0.16525 | 0.16936 | 0.1734 | 0.17706 | 0.18053 | 0.1837 | 0.18684 | 0.19017 | 0.19344 | 0.19679 | 0.20027 | 0.20379 | 0.20741 | 0.21109 | 0.21484 | 0.21866
F5_Commercial_Lodging (ID)_Existing_Water Heating_Natural Gas_Water Heater_E4 | F5 | Commercial | Lodging (ID) | Existing | Water Heating | Natural Gas | Water Heater | E4 | Utility - Cost of Operation | 0.12454 | 0.12776 | 0.13128 | 0.13511 | 0.1393 | 0.14414 | 0.14906 | 0.15391 | 0.15862 | 0.16339 | 0.16737 | 0.17118 | 0.17522 | 0.17922 | 0.1829 | 0.18643 | 0.18971 | 0.19297 | 0.19641 | 0.1998 | 0.20328 | 0.20688 | 0.21052 | 0.21426 | 0.21806 | 0.22194 | 0.22588
F5_Commercial_Lodging (ID)_Existing_Water Heating_Natural Gas_Water Heater_E5 | F5 | Commercial | Lodging (ID) | Existing | Water Heating | Natural Gas | Water Heater | E5 | Utility - Cost of Operation | 0.071833 | 0.073722 | 0.075878 | 0.078336 | 0.081112 | 0.084436 | 0.087828 | 0.091164 | 0.094362 | 0.097607 | 0.10021 | 0.10266 | 0.10528 | 0.10785 | 0.11017 | 0.11235 | 0.11432 | 0.11626 | 0.11834 | 0.12036 | 0.12245 | 0.12461 | 0.12679 | 0.12904 | 0.13134 | 0.13367 | 0.13605
F5_Commercial_Lodging (ID)_Existing_Water Heating_Natural Gas_Water Heater_E6 | F5 | Commercial | Lodging (ID) | Existing | Water Heating | Natural Gas | Water Heater | E6 | Utility - Cost of Operation | 0 | 0 | 0 | 0 | 0 | 0 | 0 | 0 | 0 | 0 | 0 | 0 | 0 | 0 | 0 | 0 | 0 | 0 | 0 | 0 | 0 | 0 | 0 | 0 | 0 | 0 | 0
F5_Commercial_Lodging (ID)_Existing_Water Heating_Natural Gas_Water Heater_E7 | F5 | Commercial | Lodging (ID) | Existing | Water Heating | Natural Gas | Water Heater | E7 | Utility - Cost of Operation | 0 | 0 | 0 | 0 | 0 | 0 | 0 | 0 | 0 | 0 | 0 | 0 | 0 | 0 | 0 | 0 | 0 | 0 | 0 | 0 | 0 | 0 | 0 | 0 | 0 | 0 | 0
F5_Commercial_Lodging (ID)_Existing_Water Heating_Natural Gas_Water Heater_E8 | F5 | Commercial | Lodging (ID) | Existing | Water Heating | Natural Gas | Water Heater | E8 | Utility - Cost of Operation | 0 | 0 | 0 | 0 | 0 | 0 | 0 | 0 | 0 | 0 | 0 | 0 | 0 | 0 | 0 | 0 | 0 | 0 | 0 | 0 | 0 | 0 | 0 | 0 | 0 | 0 | 0
F5_Commercial_Lodging (ID)_Existing_Water Heating_Natural Gas_Water Heater_E9 | F5 | Commercial | Lodging (ID) | Existing | Water Heating | Natural Gas | Water Heater | E9 | Utility - Cost of Operation | 0 | 0 | 0 | 0 | 0 | 0 | 0 | 0 | 0 | 0 | 0 | 0 | 0 | 0 | 0 | 0 | 0 | 0 | 0 | 0 | 0 | 0 | 0 | 0 | 0 | 0 | 0
F5_Commercial_Lodging (ID)_Existing_Water Heating_Natural Gas_Water Heater_E10 | F5 | Commercial | Lodging (ID) | Existing | Water Heating | Natural Gas | Water Heater | E10 | Utility - Cost of Operation | 0 | 0 | 0 | 0 | 0 | 0 | 0 | 0 | 0 | 0 | 0 | 0 | 0 | 0 | 0 | 0 | 0 | 0 | 0 | 0 | 0 | 0 | 0 | 0 | 0 | 0 | 0
F6_Commercial_Lodging (ID)_Existing_Water Heating_Natural Gas_Water Heater_E1 | F6 | Commercial | Lodging (ID) | Existing | Water Heating | Natural Gas | Water Heater | E1 | Utility - Value of Sales | 0.16066 | 0.16389 | 0.16752 | 0.1716 | 0.17616 | 0.18166 | 0.18712 | 0.19228 | 0.19696 | 0.20151 | 0.20624 | 0.21056 | 0.21519 | 0.21967 | 0.2236 | 0.22723 | 0.23039 | 0.23344 | 0.23666 | 0.23972 | 0.2428 | 0.24708 | 0.25142 | 0.25589 | 0.26044 | 0.26506 | 0.26977
F6_Commercial_Lodging (ID)_Existing_Water Heating_Natural Gas_Water Heater_E2 | F6 | Commercial | Lodging (ID) | Existing | Water Heating | Natural Gas | Water Heater | E2 | Utility - Value of Sales | 0.14281 | 0.14568 | 0.14891 | 0.15254 | 0.15658 | 0.16147 | 0.16632 | 0.17091 | 0.17507 | 0.17912 | 0.18332 | 0.18717 | 0.19128 | 0.19526 | 0.19876 | 0.20198 | 0.20479 | 0.2075 | 0.21037 | 0.21308 | 0.21582 | 0.21963 | 0.22349 | 0.22746 | 0.2315 | 0.23561 | 0.2398
F6_Commercial_Lodging (ID)_Existing_Water Heating_Natural Gas_Water Heater_E3 | F6 | Commercial | Lodging (ID) | Existing | Water Heating | Natural Gas | Water Heater | E3 | Utility - Value of Sales | 0.13673 | 0.13948 | 0.14257 | 0.14605 | 0.14992 | 0.1546 | 0.15925 | 0.16364 | 0.16762 | 0.1715 | 0.17552 | 0.1792 | 0.18314 | 0.18695 | 0.1903 | 0.19338 | 0.19607 | 0.19867 | 0.20141 | 0.20402 | 0.20663 | 0.21028 | 0.21398 | 0.21778 | 0.22165 | 0.22559 | 0.22959
F6_Commercial_Lodging (ID)_Existing_Water Heating_Natural Gas_Water Heater_E4 | F6 | Commercial | Lodging (ID) | Existing | Water Heating | Natural Gas | Water Heater | E4 | Utility - Value of Sales | 0.14335 | 0.14623 | 0.14938 | 0.1528 | 0.15652 | 0.16091 | 0.16524 | 0.16938 | 0.17321 | 0.17698 | 0.18092 | 0.18461 | 0.18853 | 0.19236 | 0.19581 | 0.19903 | 0.20193 | 0.20475 | 0.20772 | 0.21057 | 0.21345 | 0.21722 | 0.22104 | 0.22497 | 0.22897 | 0.23303 | 0.23717
F6_Commercial_Lodging (ID)_Existing_Water Heating_Natural Gas_Water Heater_E5 | F6 | Commercial | Lodging (ID) | Existing | Water Heating | Natural Gas | Water Heater | E5 | Utility - Value of Sales | 0.084287 | 0.085943 | 0.087863 | 0.090085 | 0.092623 | 0.095718 | 0.098787 | 0.10167 | 0.10426 | 0.10676 | 0.10934 | 0.11167 | 0.11417 | 0.11658 | 0.11867 | 0.12058 | 0.12221 | 0.12378 | 0.12544 | 0.127 | 0.12857 | 0.13084 | 0.13313 | 0.1355 | 0.1379 | 0.14035 | 0.14285
F6_Commercial_Lodging (ID)_Existing_Water Heating_Natural Gas_Water Heater_E6 | F6 | Commercial | Lodging (ID) | Existing | Water Heating | Natural Gas | Water Heater | E6 | Utility - Value of Sales | 0 | 0 | 0 | 0 | 0 | 0 | 0 | 0 | 0 | 0 | 0 | 0 | 0 | 0 | 0 | 0 | 0 | 0 | 0 | 0 | 0 | 0 | 0 | 0 | 0 | 0 | 0
F6_Commercial_Lodging (ID)_Existing_Water Heating_Natural Gas_Water Heater_E7 | F6 | Commercial | Lodging (ID) | Existing | Water Heating | Natural Gas | Water Heater | E7 | Utility - Value of Sales | 0 | 0 | 0 | 0 | 0 | 0 | 0 | 0 | 0 | 0 | 0 | 0 | 0 | 0 | 0 | 0 | 0 | 0 | 0 | 0 | 0 | 0 | 0 | 0 | 0 | 0 | 0
F6_Commercial_Lodging (ID)_Existing_Water Heating_Natural Gas_Water Heater_E8 | F6 | Commercial | Lodging (ID) | Existing | Water Heating | Natural Gas | Water Heater | E8 | Utility - Value of Sales | 0 | 0 | 0 | 0 | 0 | 0 | 0 | 0 | 0 | 0 | 0 | 0 | 0 | 0 | 0 | 0 | 0 | 0 | 0 | 0 | 0 | 0 | 0 | 0 | 0 | 0 | 0
F6_Commercial_Lodging (ID)_Existing_Water Heating_Natural Gas_Water Heater_E9 | F6 | Commercial | Lodging (ID) | Existing | Water Heating | Natural Gas | Water Heater | E9 | Utility - Value of Sales | 0 | 0 | 0 | 0 | 0 | 0 | 0 | 0 | 0 | 0 | 0 | 0 | 0 | 0 | 0 | 0 | 0 | 0 | 0 | 0 | 0 | 0 | 0 | 0 | 0 | 0 | 0
F6_Commercial_Lodging (ID)_Existing_Water Heating_Natural Gas_Water Heater_E10 | F6 | Commercial | Lodging (ID) | Existing | Water Heating | Natural Gas | Water Heater | E10 | Utility - Value of Sales | 0 | 0 | 0 | 0 | 0 | 0 | 0 | 0 | 0 | 0 | 0 | 0 | 0 | 0 | 0 | 0 | 0 | 0 | 0 | 0 | 0 | 0 | 0 | 0 | 0 | 0 | 0
F1_Commercial_Lodging (ID)_Existing_Food Preparation_Natural Gas_Oven_E1 | F1 | Commercial | Lodging (ID) | Existing | Food Preparation | Natural Gas | Oven | E1 | RVT - Cost of Equipment | 0.00070005 | 0.00070005 | 0.00070005 | 0.00070005 | 0.00070005 | 0.00070005 | 0.00070005 | 0.00070005 | 0.00070005 | 0.00070005 | 0.00070005 | 0.00070005 | 0.00070005 | 0.00070005 | 0.00070005 | 0.00070005 | 0.00070005 | 0.00070005 | 0.00070005 | 0.00070005 | 0.00070005 | 0.00070005 | 0.00070005 | 0.00070005 | 0.00070005 | 0.00070005 | 0.00070005
F1_Commercial_Lodging (ID)_Existing_Food Preparation_Natural Gas_Oven_E2 | F1 | Commercial | Lodging (ID) | Existing | Food Preparation | Natural Gas | Oven | E2 | RVT - Cost of Equipment | 0.00095389 | 0.00095389 | 0.00095389 | 0.00095389 | 0.00095389 | 0.00095389 | 0.00095389 | 0.00095389 | 0.00095389 | 0.00095389 | 0.00095389 | 0.00095389 | 0.00095389 | 0.00095389 | 0.00095389 | 0.00095389 | 0.00095389 | 0.00095389 | 0.00095389 | 0.00095389 | 0.00095389 | 0.00095389 | 0.00095389 | 0.00095389 | 0.00095389 | 0.00095389 | 0.00095389
F1_Commercial_Lodging (ID)_Existing_Food Preparation_Natural Gas_Oven_E3 | F1 | Commercial | Lodging (ID) | Existing | Food Preparation | Natural Gas | Oven | E3 | RVT - Cost of Equipment | 0 | 0 | 0 | 0 | 0 | 0 | 0 | 0 | 0 | 0 | 0 | 0 | 0 | 0 | 0 | 0 | 0 | 0 | 0 | 0 | 0 | 0 | 0 | 0 | 0 | 0 | 0
F1_Commercial_Lodging (ID)_Existing_Food Preparation_Natural Gas_Oven_E4 | F1 | Commercial | Lodging (ID) | Existing | Food Preparation | Natural Gas | Oven | E4 | RVT - Cost of Equipment | 0 | 0 | 0 | 0 | 0 | 0 | 0 | 0 | 0 | 0 | 0 | 0 | 0 | 0 | 0 | 0 | 0 | 0 | 0 | 0 | 0 | 0 | 0 | 0 | 0 | 0 | 0
F1_Commercial_Lodging (ID)_Existing_Food Preparation_Natural Gas_Oven_E5 | F1 | Commercial | Lodging (ID) | Existing | Food Preparation | Natural Gas | Oven | E5 | RVT - Cost of Equipment | 0 | 0 | 0 | 0 | 0 | 0 | 0 | 0 | 0 | 0 | 0 | 0 | 0 | 0 | 0 | 0 | 0 | 0 | 0 | 0 | 0 | 0 | 0 | 0 | 0 | 0 | 0
F1_Commercial_Lodging (ID)_Existing_Food Preparation_Natural Gas_Oven_E6 | F1 | Commercial | Lodging (ID) | Existing | Food Preparation | Natural Gas | Oven | E6 | RVT - Cost of Equipment | 0 | 0 | 0 | 0 | 0 | 0 | 0 | 0 | 0 | 0 | 0 | 0 | 0 | 0 | 0 | 0 | 0 | 0 | 0 | 0 | 0 | 0 | 0 | 0 | 0 | 0 | 0
F1_Commercial_Lodging (ID)_Existing_Food Preparation_Natural Gas_Oven_E7 | F1 | Commercial | Lodging (ID) | Existing | Food Preparation | Natural Gas | Oven | E7 | RVT - Cost of Equipment | 0 | 0 | 0 | 0 | 0 | 0 | 0 | 0 | 0 | 0 | 0 | 0 | 0 | 0 | 0 | 0 | 0 | 0 | 0 | 0 | 0 | 0 | 0 | 0 | 0 | 0 | 0
F1_Commercial_Lodging (ID)_Existing_Food Preparation_Natural Gas_Oven_E8 | F1 | Commercial | Lodging (ID) | Existing | Food Preparation | Natural Gas | Oven | E8 | RVT - Cost of Equipment | 0 | 0 | 0 | 0 | 0 | 0 | 0 | 0 | 0 | 0 | 0 | 0 | 0 | 0 | 0 | 0 | 0 | 0 | 0 | 0 | 0 | 0 | 0 | 0 | 0 | 0 | 0
F1_Commercial_Lodging (ID)_Existing_Food Preparation_Natural Gas_Oven_E9 | F1 | Commercial | Lodging (ID) | Existing | Food Preparation | Natural Gas | Oven | E9 | RVT - Cost of Equipment | 0 | 0 | 0 | 0 | 0 | 0 | 0 | 0 | 0 | 0 | 0 | 0 | 0 | 0 | 0 | 0 | 0 | 0 | 0 | 0 | 0 | 0 | 0 | 0 | 0 | 0 | 0
F1_Commercial_Lodging (ID)_Existing_Food Preparation_Natural Gas_Oven_E10 | F1 | Commercial | Lodging (ID) | Existing | Food Preparation | Natural Gas | Oven | E10 | RVT - Cost of Equipment | 0 | 0 | 0 | 0 | 0 | 0 | 0 | 0 | 0 | 0 | 0 | 0 | 0 | 0 | 0 | 0 | 0 | 0 | 0 | 0 | 0 | 0 | 0 | 0 | 0 | 0 | 0
F2_Commercial_Lodging (ID)_Existing_Food Preparation_Natural Gas_Oven_E1 | F2 | Commercial | Lodging (ID) | Existing | Food Preparation | Natural Gas | Oven | E1 | RVT - Cost of Operation | 0.032887 | 0.033434 | 0.034101 | 0.034912 | 0.035877 | 0.037152 | 0.03846 | 0.039725 | 0.04089 | 0.042008 | 0.043157 | 0.044183 | 0.045254 | 0.046243 | 0.047076 | 0.047815 | 0.04842 | 0.048991 | 0.049603 | 0.050165 | 0.050727 | 0.051621 | 0.052524 | 0.053458 | 0.054407 | 0.055374 | 0.056358
F2_Commercial_Lodging (ID)_Existing_Food Preparation_Natural Gas_Oven_E2 | F2 | Commercial | Lodging (ID) | Existing | Food Preparation | Natural Gas | Oven | E2 | RVT - Cost of Operation | 0.023353 | 0.023742 | 0.024215 | 0.024791 | 0.025476 | 0.026381 | 0.02731 | 0.028209 | 0.029036 | 0.02983 | 0.030646 | 0.031374 | 0.032134 | 0.032837 | 0.033429 | 0.033953 | 0.034383 | 0.034788 | 0.035223 | 0.035622 | 0.036021 | 0.036656 | 0.037297 | 0.03796 | 0.038634 | 0.039321 | 0.040019
F2_Commercial_Lodging (ID)_Existing_Food Preparation_Natural Gas_Oven_E3 | F2 | Commercial | Lodging (ID) | Existing | Food Preparation | Natural Gas | Oven | E3 | RVT - Cost of Operation | 0 | 0 | 0 | 0 | 0 | 0 | 0 | 0 | 0 | 0 | 0 | 0 | 0 | 0 | 0 | 0 | 0 | 0 | 0 | 0 | 0 | 0 | 0 | 0 | 0 | 0 | 0
F2_Commercial_Lodging (ID)_Existing_Food Preparation_Natural Gas_Oven_E4 | F2 | Commercial | Lodging (ID) | Existing | Food Preparation | Natural Gas | Oven | E4 | RVT - Cost of Operation | 0 | 0 | 0 | 0 | 0 | 0 | 0 | 0 | 0 | 0 | 0 | 0 | 0 | 0 | 0 | 0 | 0 | 0 | 0 | 0 | 0 | 0 | 0 | 0 | 0 | 0 | 0
F2_Commercial_Lodging (ID)_Existing_Food Preparation_Natural Gas_Oven_E5 | F2 | Commercial | Lodging (ID) | Existing | Food Preparation | Natural Gas | Oven | E5 | RVT - Cost of Operation | 0 | 0 | 0 | 0 | 0 | 0 | 0 | 0 | 0 | 0 | 0 | 0 | 0 | 0 | 0 | 0 | 0 | 0 | 0 | 0 | 0 | 0 | 0 | 0 | 0 | 0 | 0
F2_Commercial_Lodging (ID)_Existing_Food Preparation_Natural Gas_Oven_E6 | F2 | Commercial | Lodging (ID) | Existing | Food Preparation | Natural Gas | Oven | E6 | RVT - Cost of Operation | 0 | 0 | 0 | 0 | 0 | 0 | 0 | 0 | 0 | 0 | 0 | 0 | 0 | 0 | 0 | 0 | 0 | 0 | 0 | 0 | 0 | 0 | 0 | 0 | 0 | 0 | 0
F2_Commercial_Lodging (ID)_Existing_Food Preparation_Natural Gas_Oven_E7 | F2 | Commercial | Lodging (ID) | Existing | Food Preparation | Natural Gas | Oven | E7 | RVT - Cost of Operation | 0 | 0 | 0 | 0 | 0 | 0 | 0 | 0 | 0 | 0 | 0 | 0 | 0 | 0 | 0 | 0 | 0 | 0 | 0 | 0 | 0 | 0 | 0 | 0 | 0 | 0 | 0
F2_Commercial_Lodging (ID)_Existing_Food Preparation_Natural Gas_Oven_E8 | F2 | Commercial | Lodging (ID) | Existing | Food Preparation | Natural Gas | Oven | E8 | RVT - Cost of Operation | 0 | 0 | 0 | 0 | 0 | 0 | 0 | 0 | 0 | 0 | 0 | 0 | 0 | 0 | 0 | 0 | 0 | 0 | 0 | 0 | 0 | 0 | 0 | 0 | 0 | 0 | 0
F2_Commercial_Lodging (ID)_Existing_Food Preparation_Natural Gas_Oven_E9 | F2 | Commercial | Lodging (ID) | Existing | Food Preparation | Natural Gas | Oven | E9 | RVT - Cost of Operation | 0 | 0 | 0 | 0 | 0 | 0 | 0 | 0 | 0 | 0 | 0 | 0 | 0 | 0 | 0 | 0 | 0 | 0 | 0 | 0 | 0 | 0 | 0 | 0 | 0 | 0 | 0
F2_Commercial_Lodging (ID)_Existing_Food Preparation_Natural Gas_Oven_E10 | F2 | Commercial | Lodging (ID) | Existing | Food Preparation | Natural Gas | Oven | E10 | RVT - Cost of Operation | 0 | 0 | 0 | 0 | 0 | 0 | 0 | 0 | 0 | 0 | 0 | 0 | 0 | 0 | 0 | 0 | 0 | 0 | 0 | 0 | 0 | 0 | 0 | 0 | 0 | 0 | 0
F3_Commercial_Lodging (ID)_Existing_Food Preparation_Natural Gas_Oven_E1 | F3 | Commercial | Lodging (ID) | Existing | Food Preparation | Natural Gas | Oven | E1 | System - kBTUs of Consumption | 7.9715 | 7.9715 | 7.9715 | 7.9715 | 7.9715 | 7.9715 | 7.9715 | 7.9715 | 7.9715 | 7.9715 | 7.9715 | 7.9715 | 7.9715 | 7.9715 | 7.9715 | 7.9715 | 7.9715 | 7.9715 | 7.9715 | 7.9715 | 7.9715 | 7.9715 | 7.9715 | 7.9715 | 7.9715 | 7.9715 | 7.9715
F3_Commercial_Lodging (ID)_Existing_Food Preparation_Natural Gas_Oven_E2 | F3 | Commercial | Lodging (ID) | Existing | Food Preparation | Natural Gas | Oven | E2 | System - kBTUs of Consumption | 5.6605 | 5.6605 | 5.6605 | 5.6605 | 5.6605 | 5.6605 | 5.6605 | 5.6605 | 5.6605 | 5.6605 | 5.6605 | 5.6605 | 5.6605 | 5.6605 | 5.6605 | 5.6605 | 5.6605 | 5.6605 | 5.6605 | 5.6605 | 5.6605 | 5.6605 | 5.6605 | 5.6605 | 5.6605 | 5.6605 | 5.6605
F3_Commercial_Lodging (ID)_Existing_Food Preparation_Natural Gas_Oven_E3 | F3 | Commercial | Lodging (ID) | Existing | Food Preparation | Natural Gas | Oven | E3 | System - kBTUs of Consumption | 0 | 0 | 0 | 0 | 0 | 0 | 0 | 0 | 0 | 0 | 0 | 0 | 0 | 0 | 0 | 0 | 0 | 0 | 0 | 0 | 0 | 0 | 0 | 0 | 0 | 0 | 0
F3_Commercial_Lodging (ID)_Existing_Food Preparation_Natural Gas_Oven_E4 | F3 | Commercial | Lodging (ID) | Existing | Food Preparation | Natural Gas | Oven | E4 | System - kBTUs of Consumption | 0 | 0 | 0 | 0 | 0 | 0 | 0 | 0 | 0 | 0 | 0 | 0 | 0 | 0 | 0 | 0 | 0 | 0 | 0 | 0 | 0 | 0 | 0 | 0 | 0 | 0 | 0
F3_Commercial_Lodging (ID)_Existing_Food Preparation_Natural Gas_Oven_E5 | F3 | Commercial | Lodging (ID) | Existing | Food Preparation | Natural Gas | Oven | E5 | System - kBTUs of Consumption | 0 | 0 | 0 | 0 | 0 | 0 | 0 | 0 | 0 | 0 | 0 | 0 | 0 | 0 | 0 | 0 | 0 | 0 | 0 | 0 | 0 | 0 | 0 | 0 | 0 | 0 | 0
F3_Commercial_Lodging (ID)_Existing_Food Preparation_Natural Gas_Oven_E6 | F3 | Commercial | Lodging (ID) | Existing | Food Preparation | Natural Gas | Oven | E6 | System - kBTUs of Consumption | 0 | 0 | 0 | 0 | 0 | 0 | 0 | 0 | 0 | 0 | 0 | 0 | 0 | 0 | 0 | 0 | 0 | 0 | 0 | 0 | 0 | 0 | 0 | 0 | 0 | 0 | 0
F3_Commercial_Lodging (ID)_Existing_Food Preparation_Natural Gas_Oven_E7 | F3 | Commercial | Lodging (ID) | Existing | Food Preparation | Natural Gas | Oven | E7 | System - kBTUs of Consumption | 0 | 0 | 0 | 0 | 0 | 0 | 0 | 0 | 0 | 0 | 0 | 0 | 0 | 0 | 0 | 0 | 0 | 0 | 0 | 0 | 0 | 0 | 0 | 0 | 0 | 0 | 0
F3_Commercial_Lodging (ID)_Existing_Food Preparation_Natural Gas_Oven_E8 | F3 | Commercial | Lodging (ID) | Existing | Food Preparation | Natural Gas | Oven | E8 | System - kBTUs of Consumption | 0 | 0 | 0 | 0 | 0 | 0 | 0 | 0 | 0 | 0 | 0 | 0 | 0 | 0 | 0 | 0 | 0 | 0 | 0 | 0 | 0 | 0 | 0 | 0 | 0 | 0 | 0
F3_Commercial_Lodging (ID)_Existing_Food Preparation_Natural Gas_Oven_E9 | F3 | Commercial | Lodging (ID) | Existing | Food Preparation | Natural Gas | Oven | E9 | System - kBTUs of Consumption | 0 | 0 | 0 | 0 | 0 | 0 | 0 | 0 | 0 | 0 | 0 | 0 | 0 | 0 | 0 | 0 | 0 | 0 | 0 | 0 | 0 | 0 | 0 | 0 | 0 | 0 | 0
F3_Commercial_Lodging (ID)_Existing_Food Preparation_Natural Gas_Oven_E10 | F3 | Commercial | Lodging (ID) | Existing | Food Preparation | Natural Gas | Oven | E10 | System - kBTUs of Consumption | 0 | 0 | 0 | 0 | 0 | 0 | 0 | 0 | 0 | 0 | 0 | 0 | 0 | 0 | 0 | 0 | 0 | 0 | 0 | 0 | 0 | 0 | 0 | 0 | 0 | 0 | 0
F4_Commercial_Lodging (ID)_Existing_Food Preparation_Natural Gas_Oven_E1 | F4 | Commercial | Lodging (ID) | Existing | Food Preparation | Natural Gas | Oven | E1 | Utility - Cost of Equipment | 0.00070005 | 0.00070005 | 0.00070005 | 0.00070005 | 0.00070005 | 0.00070005 | 0.00070005 | 0.00070005 | 0.00070005 | 0.00070005 | 0.00070005 | 0.00070005 | 0.00070005 | 0.00070005 | 0.00070005 | 0.00070005 | 0.00070005 | 0.00070005 | 0.00070005 | 0.00070005 | 0.00070005 | 0.00070005 | 0.00070005 | 0.00070005 | 0.00070005 | 0.00070005 | 0.00070005
F4_Commercial_Lodging (ID)_Existing_Food Preparation_Natural Gas_Oven_E2 | F4 | Commercial | Lodging (ID) | Existing | Food Preparation | Natural Gas | Oven | E2 | Utility - Cost of Equipment | 0.00095389 | 0.00095389 | 0.00095389 | 0.00095389 | 0.00095389 | 0.00095389 | 0.00095389 | 0.00095389 | 0.00095389 | 0.00095389 | 0.00095389 | 0.00095389 | 0.00095389 | 0.00095389 | 0.00095389 | 0.00095389 | 0.00095389 | 0.00095389 | 0.00095389 | 0.00095389 | 0.00095389 | 0.00095389 | 0.00095389 | 0.00095389 | 0.00095389 | 0.00095389 | 0.00095389
F4_Commercial_Lodging (ID)_Existing_Food Preparation_Natural Gas_Oven_E3 | F4 | Commercial | Lodging (ID) | Existing | Food Preparation | Natural Gas | Oven | E3 | Utility - Cost of Equipment | 0 | 0 | 0 | 0 | 0 | 0 | 0 | 0 | 0 | 0 | 0 | 0 | 0 | 0 | 0 | 0 | 0 | 0 | 0 | 0 | 0 | 0 | 0 | 0 | 0 | 0 | 0
F4_Commercial_Lodging (ID)_Existing_Food Preparation_Natural Gas_Oven_E4 | F4 | Commercial | Lodging (ID) | Existing | Food Preparation | Natural Gas | Oven | E4 | Utility - Cost of Equipment | 0 | 0 | 0 | 0 | 0 | 0 | 0 | 0 | 0 | 0 | 0 | 0 | 0 | 0 | 0 | 0 | 0 | 0 | 0 | 0 | 0 | 0 | 0 | 0 | 0 | 0 | 0
F4_Commercial_Lodging (ID)_Existing_Food Preparation_Natural Gas_Oven_E5 | F4 | Commercial | Lodging (ID) | Existing | Food Preparation | Natural Gas | Oven | E5 | Utility - Cost of Equipment | 0 | 0 | 0 | 0 | 0 | 0 | 0 | 0 | 0 | 0 | 0 | 0 | 0 | 0 | 0 | 0 | 0 | 0 | 0 | 0 | 0 | 0 | 0 | 0 | 0 | 0 | 0
F4_Commercial_Lodging (ID)_Existing_Food Preparation_Natural Gas_Oven_E6 | F4 | Commercial | Lodging (ID) | Existing | Food Preparation | Natural Gas | Oven | E6 | Utility - Cost of Equipment | 0 | 0 | 0 | 0 | 0 | 0 | 0 | 0 | 0 | 0 | 0 | 0 | 0 | 0 | 0 | 0 | 0 | 0 | 0 | 0 | 0 | 0 | 0 | 0 | 0 | 0 | 0
F4_Commercial_Lodging (ID)_Existing_Food Preparation_Natural Gas_Oven_E7 | F4 | Commercial | Lodging (ID) | Existing | Food Preparation | Natural Gas | Oven | E7 | Utility - Cost of Equipment | 0 | 0 | 0 | 0 | 0 | 0 | 0 | 0 | 0 | 0 | 0 | 0 | 0 | 0 | 0 | 0 | 0 | 0 | 0 | 0 | 0 | 0 | 0 | 0 | 0 | 0 | 0
F4_Commercial_Lodging (ID)_Existing_Food Preparation_Natural Gas_Oven_E8 | F4 | Commercial | Lodging (ID) | Existing | Food Preparation | Natural Gas | Oven | E8 | Utility - Cost of Equipment | 0 | 0 | 0 | 0 | 0 | 0 | 0 | 0 | 0 | 0 | 0 | 0 | 0 | 0 | 0 | 0 | 0 | 0 | 0 | 0 | 0 | 0 | 0 | 0 | 0 | 0 | 0
F4_Commercial_Lodging (ID)_Existing_Food Preparation_Natural Gas_Oven_E9 | F4 | Commercial | Lodging (ID) | Existing | Food Preparation | Natural Gas | Oven | E9 | Utility - Cost of Equipment | 0 | 0 | 0 | 0 | 0 | 0 | 0 | 0 | 0 | 0 | 0 | 0 | 0 | 0 | 0 | 0 | 0 | 0 | 0 | 0 | 0 | 0 | 0 | 0 | 0 | 0 | 0
F4_Commercial_Lodging (ID)_Existing_Food Preparation_Natural Gas_Oven_E10 | F4 | Commercial | Lodging (ID) | Existing | Food Preparation | Natural Gas | Oven | E10 | Utility - Cost of Equipment | 0 | 0 | 0 | 0 | 0 | 0 | 0 | 0 | 0 | 0 | 0 | 0 | 0 | 0 | 0 | 0 | 0 | 0 | 0 | 0 | 0 | 0 | 0 | 0 | 0 | 0 | 0
F5_Commercial_Lodging (ID)_Existing_Food Preparation_Natural Gas_Oven_E1 | F5 | Commercial | Lodging (ID) | Existing | Food Preparation | Natural Gas | Oven | E1 | Utility - Cost of Operation | 0.027646 | 0.028284 | 0.029087 | 0.030034 | 0.031135 | 0.032524 | 0.033971 | 0.035413 | 0.036805 | 0.038215 | 0.039316 | 0.04034 | 0.041444 | 0.04252 | 0.043468 | 0.044346 | 0.045121 | 0.045882 | 0.046701 | 0.047495 | 0.048312 | 0.049163 | 0.050023 | 0.050912 | 0.051816 | 0.052737 | 0.053674
F5_Commercial_Lodging (ID)_Existing_Food Preparation_Natural Gas_Oven_E2 | F5 | Commercial | Lodging (ID) | Existing | Food Preparation | Natural Gas | Oven | E2 | Utility - Cost of Operation | 0.019631 | 0.020084 | 0.020654 | 0.021327 | 0.022109 | 0.023095 | 0.024123 | 0.025147 | 0.026135 | 0.027137 | 0.027918 | 0.028645 | 0.029429 | 0.030193 | 0.030867 | 0.03149 | 0.03204 | 0.032581 | 0.033162 | 0.033726 | 0.034306 | 0.034911 | 0.035521 | 0.036152 | 0.036795 | 0.037448 | 0.038114
F5_Commercial_Lodging (ID)_Existing_Food Preparation_Natural Gas_Oven_E3 | F5 | Commercial | Lodging (ID) | Existing | Food Preparation | Natural Gas | Oven | E3 | Utility - Cost of Operation | 0 | 0 | 0 | 0 | 0 | 0 | 0 | 0 | 0 | 0 | 0 | 0 | 0 | 0 | 0 | 0 | 0 | 0 | 0 | 0 | 0 | 0 | 0 | 0 | 0 | 0 | 0
F5_Commercial_Lodging (ID)_Existing_Food Preparation_Natural Gas_Oven_E4 | F5 | Commercial | Lodging (ID) | Existing | Food Preparation | Natural Gas | Oven | E4 | Utility - Cost of Operation | 0 | 0 | 0 | 0 | 0 | 0 | 0 | 0 | 0 | 0 | 0 | 0 | 0 | 0 | 0 | 0 | 0 | 0 | 0 | 0 | 0 | 0 | 0 | 0 | 0 | 0 | 0
F5_Commercial_Lodging (ID)_Existing_Food Preparation_Natural Gas_Oven_E5 | F5 | Commercial | Lodging (ID) | Existing | Food Preparation | Natural Gas | Oven | E5 | Utility - Cost of Operation | 0 | 0 | 0 | 0 | 0 | 0 | 0 | 0 | 0 | 0 | 0 | 0 | 0 | 0 | 0 | 0 | 0 | 0 | 0 | 0 | 0 | 0 | 0 | 0 | 0 | 0 | 0
F5_Commercial_Lodging (ID)_Existing_Food Preparation_Natural Gas_Oven_E6 | F5 | Commercial | Lodging (ID) | Existing | Food Preparation | Natural Gas | Oven | E6 | Utility - Cost of Operation | 0 | 0 | 0 | 0 | 0 | 0 | 0 | 0 | 0 | 0 | 0 | 0 | 0 | 0 | 0 | 0 | 0 | 0 | 0 | 0 | 0 | 0 | 0 | 0 | 0 | 0 | 0
F5_Commercial_Lodging (ID)_Existing_Food Preparation_Natural Gas_Oven_E7 | F5 | Commercial | Lodging (ID) | Existing | Food Preparation | Natural Gas | Oven | E7 | Utility - Cost of Operation | 0 | 0 | 0 | 0 | 0 | 0 | 0 | 0 | 0 | 0 | 0 | 0 | 0 | 0 | 0 | 0 | 0 | 0 | 0 | 0 | 0 | 0 | 0 | 0 | 0 | 0 | 0
F5_Commercial_Lodging (ID)_Existing_Food Preparation_Natural Gas_Oven_E8 | F5 | Commercial | Lodging (ID) | Existing | Food Preparation | Natural Gas | Oven | E8 | Utility - Cost of Operation | 0 | 0 | 0 | 0 | 0 | 0 | 0 | 0 | 0 | 0 | 0 | 0 | 0 | 0 | 0 | 0 | 0 | 0 | 0 | 0 | 0 | 0 | 0 | 0 | 0 | 0 | 0
F5_Commercial_Lodging (ID)_Existing_Food Preparation_Natural Gas_Oven_E9 | F5 | Commercial | Lodging (ID) | Existing | Food Preparation | Natural Gas | Oven | E9 | Utility - Cost of Operation | 0 | 0 | 0 | 0 | 0 | 0 | 0 | 0 | 0 | 0 | 0 | 0 | 0 | 0 | 0 | 0 | 0 | 0 | 0 | 0 | 0 | 0 | 0 | 0 | 0 | 0 | 0
F5_Commercial_Lodging (ID)_Existing_Food Preparation_Natural Gas_Oven_E10 | F5 | Commercial | Lodging (ID) | Existing | Food Preparation | Natural Gas | Oven | E10 | Utility - Cost of Operation | 0 | 0 | 0 | 0 | 0 | 0 | 0 | 0 | 0 | 0 | 0 | 0 | 0 | 0 | 0 | 0 | 0 | 0 | 0 | 0 | 0 | 0 | 0 | 0 | 0 | 0 | 0
F6_Commercial_Lodging (ID)_Existing_Food Preparation_Natural Gas_Oven_E1 | F6 | Commercial | Lodging (ID) | Existing | Food Preparation | Natural Gas | Oven | E1 | Utility - Value of Sales | 0.032887 | 0.033434 | 0.034101 | 0.034912 | 0.035877 | 0.037152 | 0.03846 | 0.039725 | 0.04089 | 0.042008 | 0.043157 | 0.044183 | 0.045254 | 0.046243 | 0.047076 | 0.047815 | 0.04842 | 0.048991 | 0.049603 | 0.050165 | 0.050727 | 0.051621 | 0.052524 | 0.053458 | 0.054407 | 0.055374 | 0.056358
F6_Commercial_Lodging (ID)_Existing_Food Preparation_Natural Gas_Oven_E2 | F6 | Commercial | Lodging (ID) | Existing | Food Preparation | Natural Gas | Oven | E2 | Utility - Value of Sales | 0.023353 | 0.023742 | 0.024215 | 0.024791 | 0.025476 | 0.026381 | 0.02731 | 0.028209 | 0.029036 | 0.02983 | 0.030646 | 0.031374 | 0.032134 | 0.032837 | 0.033429 | 0.033953 | 0.034383 | 0.034788 | 0.035223 | 0.035622 | 0.036021 | 0.036656 | 0.037297 | 0.03796 | 0.038634 | 0.039321 | 0.040019
F6_Commercial_Lodging (ID)_Existing_Food Preparation_Natural Gas_Oven_E3 | F6 | Commercial | Lodging (ID) | Existing | Food Preparation | Natural Gas | Oven | E3 | Utility - Value of Sales | 0 | 0 | 0 | 0 | 0 | 0 | 0 | 0 | 0 | 0 | 0 | 0 | 0 | 0 | 0 | 0 | 0 | 0 | 0 | 0 | 0 | 0 | 0 | 0 | 0 | 0 | 0
F6_Commercial_Lodging (ID)_Existing_Food Preparation_Natural Gas_Oven_E4 | F6 | Commercial | Lodging (ID) | Existing | Food Preparation | Natural Gas | Oven | E4 | Utility - Value of Sales | 0 | 0 | 0 | 0 | 0 | 0 | 0 | 0 | 0 | 0 | 0 | 0 | 0 | 0 | 0 | 0 | 0 | 0 | 0 | 0 | 0 | 0 | 0 | 0 | 0 | 0 | 0
F6_Commercial_Lodging (ID)_Existing_Food Preparation_Natural Gas_Oven_E5 | F6 | Commercial | Lodging (ID) | Existing | Food Preparation | Natural Gas | Oven | E5 | Utility - Value of Sales | 0 | 0 | 0 | 0 | 0 | 0 | 0 | 0 | 0 | 0 | 0 | 0 | 0 | 0 | 0 | 0 | 0 | 0 | 0 | 0 | 0 | 0 | 0 | 0 | 0 | 0 | 0
F6_Commercial_Lodging (ID)_Existing_Food Preparation_Natural Gas_Oven_E6 | F6 | Commercial | Lodging (ID) | Existing | Food Preparation | Natural Gas | Oven | E6 | Utility - Value of Sales | 0 | 0 | 0 | 0 | 0 | 0 | 0 | 0 | 0 | 0 | 0 | 0 | 0 | 0 | 0 | 0 | 0 | 0 | 0 | 0 | 0 | 0 | 0 | 0 | 0 | 0 | 0
F6_Commercial_Lodging (ID)_Existing_Food Preparation_Natural Gas_Oven_E7 | F6 | Commercial | Lodging (ID) | Existing | Food Preparation | Natural Gas | Oven | E7 | Utility - Value of Sales | 0 | 0 | 0 | 0 | 0 | 0 | 0 | 0 | 0 | 0 | 0 | 0 | 0 | 0 | 0 | 0 | 0 | 0 | 0 | 0 | 0 | 0 | 0 | 0 | 0 | 0 | 0
F6_Commercial_Lodging (ID)_Existing_Food Preparation_Natural Gas_Oven_E8 | F6 | Commercial | Lodging (ID) | Existing | Food Preparation | Natural Gas | Oven | E8 | Utility - Value of Sales | 0 | 0 | 0 | 0 | 0 | 0 | 0 | 0 | 0 | 0 | 0 | 0 | 0 | 0 | 0 | 0 | 0 | 0 | 0 | 0 | 0 | 0 | 0 | 0 | 0 | 0 | 0
F6_Commercial_Lodging (ID)_Existing_Food Preparation_Natural Gas_Oven_E9 | F6 | Commercial | Lodging (ID) | Existing | Food Preparation | Natural Gas | Oven | E9 | Utility - Value of Sales | 0 | 0 | 0 | 0 | 0 | 0 | 0 | 0 | 0 | 0 | 0 | 0 | 0 | 0 | 0 | 0 | 0 | 0 | 0 | 0 | 0 | 0 | 0 | 0 | 0 | 0 | 0
F6_Commercial_Lodging (ID)_Existing_Food Preparation_Natural Gas_Oven_E10 | F6 | Commercial | Lodging (ID) | Existing | Food Preparation | Natural Gas | Oven | E10 | Utility - Value of Sales | 0 | 0 | 0 | 0 | 0 | 0 | 0 | 0 | 0 | 0 | 0 | 0 | 0 | 0 | 0 | 0 | 0 | 0 | 0 | 0 | 0 | 0 | 0 | 0 | 0 | 0 | 0
F1_Commercial_Lodging (ID)_Existing_Food Preparation_Natural Gas_Conveyor Oven_E1 | F1 | Commercial | Lodging (ID) | Existing | Food Preparation | Natural Gas | Conveyor Oven | E1 | RVT - Cost of Equipment | 0.00040553 | 0.00040553 | 0.00040553 | 0.00040553 | 0.00040553 | 0.00040553 | 0.00040553 | 0.00040553 | 0.00040553 | 0.00040553 | 0.00040553 | 0.00040553 | 0.00040553 | 0.00040553 | 0.00040553 | 0.00040553 | 0.00040553 | 0.00040553 | 0.00040553 | 0.00040553 | 0.00040553 | 0.00040553 | 0.00040553 | 0.00040553 | 0.00040553 | 0.00040553 | 0.00040553
F1_Commercial_Lodging (ID)_Existing_Food Preparation_Natural Gas_Conveyor Oven_E2 | F1 | Commercial | Lodging (ID) | Existing | Food Preparation | Natural Gas | Conveyor Oven | E2 | RVT - Cost of Equipment | 0.00085915 | 0.00085915 | 0.00085915 | 0.00085915 | 0.00085915 | 0.00085915 | 0.00085915 | 0.00085915 | 0.00085915 | 0.00085915 | 0.00085915 | 0.00085915 | 0.00085915 | 0.00085915 | 0.00085915 | 0.00085915 | 0.00085915 | 0.00085915 | 0.00085915 | 0.00085915 | 0.00085915 | 0.00085915 | 0.00085915 | 0.00085915 | 0.00085915 | 0.00085915 | 0.00085915
F1_Commercial_Lodging (ID)_Existing_Food Preparation_Natural Gas_Conveyor Oven_E3 | F1 | Commercial | Lodging (ID) | Existing | Food Preparation | Natural Gas | Conveyor Oven | E3 | RVT - Cost of Equipment | 0 | 0 | 0 | 0 | 0 | 0 | 0 | 0 | 0 | 0 | 0 | 0 | 0 | 0 | 0 | 0 | 0 | 0 | 0 | 0 | 0 | 0 | 0 | 0 | 0 | 0 | 0
F1_Commercial_Lodging (ID)_Existing_Food Preparation_Natural Gas_Conveyor Oven_E4 | F1 | Commercial | Lodging (ID) | Existing | Food Preparation | Natural Gas | Conveyor Oven | E4 | RVT - Cost of Equipment | 0 | 0 | 0 | 0 | 0 | 0 | 0 | 0 | 0 | 0 | 0 | 0 | 0 | 0 | 0 | 0 | 0 | 0 | 0 | 0 | 0 | 0 | 0 | 0 | 0 | 0 | 0
F1_Commercial_Lodging (ID)_Existing_Food Preparation_Natural Gas_Conveyor Oven_E5 | F1 | Commercial | Lodging (ID) | Existing | Food Preparation | Natural Gas | Conveyor Oven | E5 | RVT - Cost of Equipment | 0 | 0 | 0 | 0 | 0 | 0 | 0 | 0 | 0 | 0 | 0 | 0 | 0 | 0 | 0 | 0 | 0 | 0 | 0 | 0 | 0 | 0 | 0 | 0 | 0 | 0 | 0
F1_Commercial_Lodging (ID)_Existing_Food Preparation_Natural Gas_Conveyor Oven_E6 | F1 | Commercial | Lodging (ID) | Existing | Food Preparation | Natural Gas | Conveyor Oven | E6 | RVT - Cost of Equipment | 0 | 0 | 0 | 0 | 0 | 0 | 0 | 0 | 0 | 0 | 0 | 0 | 0 | 0 | 0 | 0 | 0 | 0 | 0 | 0 | 0 | 0 | 0 | 0 | 0 | 0 | 0
F1_Commercial_Lodging (ID)_Existing_Food Preparation_Natural Gas_Conveyor Oven_E7 | F1 | Commercial | Lodging (ID) | Existing | Food Preparation | Natural Gas | Conveyor Oven | E7 | RVT - Cost of Equipment | 0 | 0 | 0 | 0 | 0 | 0 | 0 | 0 | 0 | 0 | 0 | 0 | 0 | 0 | 0 | 0 | 0 | 0 | 0 | 0 | 0 | 0 | 0 | 0 | 0 | 0 | 0
F1_Commercial_Lodging (ID)_Existing_Food Preparation_Natural Gas_Conveyor Oven_E8 | F1 | Commercial | Lodging (ID) | Existing | Food Preparation | Natural Gas | Conveyor Oven | E8 | RVT - Cost of Equipment | 0 | 0 | 0 | 0 | 0 | 0 | 0 | 0 | 0 | 0 | 0 | 0 | 0 | 0 | 0 | 0 | 0 | 0 | 0 | 0 | 0 | 0 | 0 | 0 | 0 | 0 | 0
F1_Commercial_Lodging (ID)_Existing_Food Preparation_Natural Gas_Conveyor Oven_E9 | F1 | Commercial | Lodging (ID) | Existing | Food Preparation | Natural Gas | Conveyor Oven | E9 | RVT - Cost of Equipment | 0 | 0 | 0 | 0 | 0 | 0 | 0 | 0 | 0 | 0 | 0 | 0 | 0 | 0 | 0 | 0 | 0 | 0 | 0 | 0 | 0 | 0 | 0 | 0 | 0 | 0 | 0
F1_Commercial_Lodging (ID)_Existing_Food Preparation_Natural Gas_Conveyor Oven_E10 | F1 | Commercial | Lodging (ID) | Existing | Food Preparation | Natural Gas | Conveyor Oven | E10 | RVT - Cost of Equipment | 0 | 0 | 0 | 0 | 0 | 0 | 0 | 0 | 0 | 0 | 0 | 0 | 0 | 0 | 0 | 0 | 0 | 0 | 0 | 0 | 0 | 0 | 0 | 0 | 0 | 0 | 0
F2_Commercial_Lodging (ID)_Existing_Food Preparation_Natural Gas_Conveyor Oven_E1 | F2 | Commercial | Lodging (ID) | Existing | Food Preparation | Natural Gas | Conveyor Oven | E1 | RVT - Cost of Operation | 0.057213 | 0.058436 | 0.059766 | 0.061207 | 0.06277 | 0.064611 | 0.066412 | 0.068127 | 0.069698 | 0.071243 | 0.072859 | 0.074366 | 0.075971 | 0.077532 | 0.078922 | 0.08021 | 0.081353 | 0.082463 | 0.083629 | 0.084744 | 0.085868 | 0.087386 | 0.088922 | 0.090502 | 0.09211 | 0.093746 | 0.095411
F2_Commercial_Lodging (ID)_Existing_Food Preparation_Natural Gas_Conveyor Oven_E2 | F2 | Commercial | Lodging (ID) | Existing | Food Preparation | Natural Gas | Conveyor Oven | E2 | RVT - Cost of Operation | 0.045469 | 0.046441 | 0.047498 | 0.048644 | 0.049885 | 0.051348 | 0.05278 | 0.054143 | 0.055392 | 0.05662 | 0.057903 | 0.059101 | 0.060377 | 0.061618 | 0.062722 | 0.063746 | 0.064654 | 0.065536 | 0.066463 | 0.067349 | 0.068243 | 0.069449 | 0.070669 | 0.071925 | 0.073203 | 0.074503 | 0.075827
F2_Commercial_Lodging (ID)_Existing_Food Preparation_Natural Gas_Conveyor Oven_E3 | F2 | Commercial | Lodging (ID) | Existing | Food Preparation | Natural Gas | Conveyor Oven | E3 | RVT - Cost of Operation | 0 | 0 | 0 | 0 | 0 | 0 | 0 | 0 | 0 | 0 | 0 | 0 | 0 | 0 | 0 | 0 | 0 | 0 | 0 | 0 | 0 | 0 | 0 | 0 | 0 | 0 | 0
F2_Commercial_Lodging (ID)_Existing_Food Preparation_Natural Gas_Conveyor Oven_E4 | F2 | Commercial | Lodging (ID) | Existing | Food Preparation | Natural Gas | Conveyor Oven | E4 | RVT - Cost of Operation | 0 | 0 | 0 | 0 | 0 | 0 | 0 | 0 | 0 | 0 | 0 | 0 | 0 | 0 | 0 | 0 | 0 | 0 | 0 | 0 | 0 | 0 | 0 | 0 | 0 | 0 | 0
F2_Commercial_Lodging (ID)_Existing_Food Preparation_Natural Gas_Conveyor Oven_E5 | F2 | Commercial | Lodging (ID) | Existing | Food Preparation | Natural Gas | Conveyor Oven | E5 | RVT - Cost of Operation | 0 | 0 | 0 | 0 | 0 | 0 | 0 | 0 | 0 | 0 | 0 | 0 | 0 | 0 | 0 | 0 | 0 | 0 | 0 | 0 | 0 | 0 | 0 | 0 | 0 | 0 | 0
F2_Commercial_Lodging (ID)_Existing_Food Preparation_Natural Gas_Conveyor Oven_E6 | F2 | Commercial | Lodging (ID) | Existing | Food Preparation | Natural Gas | Conveyor Oven | E6 | RVT - Cost of Operation | 0 | 0 | 0 | 0 | 0 | 0 | 0 | 0 | 0 | 0 | 0 | 0 | 0 | 0 | 0 | 0 | 0 | 0 | 0 | 0 | 0 | 0 | 0 | 0 | 0 | 0 | 0
F2_Commercial_Lodging (ID)_Existing_Food Preparation_Natural Gas_Conveyor Oven_E7 | F2 | Commercial | Lodging (ID) | Existing | Food Preparation | Natural Gas | Conveyor Oven | E7 | RVT - Cost of Operation | 0 | 0 | 0 | 0 | 0 | 0 | 0 | 0 | 0 | 0 | 0 | 0 | 0 | 0 | 0 | 0 | 0 | 0 | 0 | 0 | 0 | 0 | 0 | 0 | 0 | 0 | 0
F2_Commercial_Lodging (ID)_Existing_Food Preparation_Natural Gas_Conveyor Oven_E8 | F2 | Commercial | Lodging (ID) | Existing | Food Preparation | Natural Gas | Conveyor Oven | E8 | RVT - Cost of Operation | 0 | 0 | 0 | 0 | 0 | 0 | 0 | 0 | 0 | 0 | 0 | 0 | 0 | 0 | 0 | 0 | 0 | 0 | 0 | 0 | 0 | 0 | 0 | 0 | 0 | 0 | 0
F2_Commercial_Lodging (ID)_Existing_Food Preparation_Natural Gas_Conveyor Oven_E9 | F2 | Commercial | Lodging (ID) | Existing | Food Preparation | Natural Gas | Conveyor Oven | E9 | RVT - Cost of Operation | 0 | 0 | 0 | 0 | 0 | 0 | 0 | 0 | 0 | 0 | 0 | 0 | 0 | 0 | 0 | 0 | 0 | 0 | 0 | 0 | 0 | 0 | 0 | 0 | 0 | 0 | 0
F2_Commercial_Lodging (ID)_Existing_Food Preparation_Natural Gas_Conveyor Oven_E10 | F2 | Commercial | Lodging (ID) | Existing | Food Preparation | Natural Gas | Conveyor Oven | E10 | RVT - Cost of Operation | 0 | 0 | 0 | 0 | 0 | 0 | 0 | 0 | 0 | 0 | 0 | 0 | 0 | 0 | 0 | 0 | 0 | 0 | 0 | 0 | 0 | 0 | 0 | 0 | 0 | 0 | 0
F3_Commercial_Lodging (ID)_Existing_Food Preparation_Natural Gas_Conveyor Oven_E1 | F3 | Commercial | Lodging (ID) | Existing | Food Preparation | Natural Gas | Conveyor Oven | E1 | System - kBTUs of Consumption | 12.8648 | 12.8648 | 12.8648 | 12.8648 | 12.8648 | 12.8648 | 12.8648 | 12.8648 | 12.8648 | 12.8648 | 12.8648 | 12.8648 | 12.8648 | 12.8648 | 12.8648 | 12.8648 | 12.8648 | 12.8648 | 12.8648 | 12.8648 | 12.8648 | 12.8648 | 12.8648 | 12.8648 | 12.8648 | 12.8648 | 12.8648
F3_Commercial_Lodging (ID)_Existing_Food Preparation_Natural Gas_Conveyor Oven_E2 | F3 | Commercial | Lodging (ID) | Existing | Food Preparation | Natural Gas | Conveyor Oven | E2 | System - kBTUs of Consumption | 10.2241 | 10.2241 | 10.2241 | 10.2241 | 10.2241 | 10.2241 | 10.2241 | 10.2241 | 10.2241 | 10.2241 | 10.2241 | 10.2241 | 10.2241 | 10.2241 | 10.2241 | 10.2241 | 10.2241 | 10.2241 | 10.2241 | 10.2241 | 10.2241 | 10.2241 | 10.2241 | 10.2241 | 10.2241 | 10.2241 | 10.2241
F3_Commercial_Lodging (ID)_Existing_Food Preparation_Natural Gas_Conveyor Oven_E3 | F3 | Commercial | Lodging (ID) | Existing | Food Preparation | Natural Gas | Conveyor Oven | E3 | System - kBTUs of Consumption | 0 | 0 | 0 | 0 | 0 | 0 | 0 | 0 | 0 | 0 | 0 | 0 | 0 | 0 | 0 | 0 | 0 | 0 | 0 | 0 | 0 | 0 | 0 | 0 | 0 | 0 | 0
F3_Commercial_Lodging (ID)_Existing_Food Preparation_Natural Gas_Conveyor Oven_E4 | F3 | Commercial | Lodging (ID) | Existing | Food Preparation | Natural Gas | Conveyor Oven | E4 | System - kBTUs of Consumption | 0 | 0 | 0 | 0 | 0 | 0 | 0 | 0 | 0 | 0 | 0 | 0 | 0 | 0 | 0 | 0 | 0 | 0 | 0 | 0 | 0 | 0 | 0 | 0 | 0 | 0 | 0
F3_Commercial_Lodging (ID)_Existing_Food Preparation_Natural Gas_Conveyor Oven_E5 | F3 | Commercial | Lodging (ID) | Existing | Food Preparation | Natural Gas | Conveyor Oven | E5 | System - kBTUs of Consumption | 0 | 0 | 0 | 0 | 0 | 0 | 0 | 0 | 0 | 0 | 0 | 0 | 0 | 0 | 0 | 0 | 0 | 0 | 0 | 0 | 0 | 0 | 0 | 0 | 0 | 0 | 0
F3_Commercial_Lodging (ID)_Existing_Food Preparation_Natural Gas_Conveyor Oven_E6 | F3 | Commercial | Lodging (ID) | Existing | Food Preparation | Natural Gas | Conveyor Oven | E6 | System - kBTUs of Consumption | 0 | 0 | 0 | 0 | 0 | 0 | 0 | 0 | 0 | 0 | 0 | 0 | 0 | 0 | 0 | 0 | 0 | 0 | 0 | 0 | 0 | 0 | 0 | 0 | 0 | 0 | 0
F3_Commercial_Lodging (ID)_Existing_Food Preparation_Natural Gas_Conveyor Oven_E7 | F3 | Commercial | Lodging (ID) | Existing | Food Preparation | Natural Gas | Conveyor Oven | E7 | System - kBTUs of Consumption | 0 | 0 | 0 | 0 | 0 | 0 | 0 | 0 | 0 | 0 | 0 | 0 | 0 | 0 | 0 | 0 | 0 | 0 | 0 | 0 | 0 | 0 | 0 | 0 | 0 | 0 | 0
F3_Commercial_Lodging (ID)_Existing_Food Preparation_Natural Gas_Conveyor Oven_E8 | F3 | Commercial | Lodging (ID) | Existing | Food Preparation | Natural Gas | Conveyor Oven | E8 | System - kBTUs of Consumption | 0 | 0 | 0 | 0 | 0 | 0 | 0 | 0 | 0 | 0 | 0 | 0 | 0 | 0 | 0 | 0 | 0 | 0 | 0 | 0 | 0 | 0 | 0 | 0 | 0 | 0 | 0
F3_Commercial_Lodging (ID)_Existing_Food Preparation_Natural Gas_Conveyor Oven_E9 | F3 | Commercial | Lodging (ID) | Existing | Food Preparation | Natural Gas | Conveyor Oven | E9 | System - kBTUs of Consumption | 0 | 0 | 0 | 0 | 0 | 0 | 0 | 0 | 0 | 0 | 0 | 0 | 0 | 0 | 0 | 0 | 0 | 0 | 0 | 0 | 0 | 0 | 0 | 0 | 0 | 0 | 0
F3_Commercial_Lodging (ID)_Existing_Food Preparation_Natural Gas_Conveyor Oven_E10 | F3 | Commercial | Lodging (ID) | Existing | Food Preparation | Natural Gas | Conveyor Oven | E10 | System - kBTUs of Consumption | 0 | 0 | 0 | 0 | 0 | 0 | 0 | 0 | 0 | 0 | 0 | 0 | 0 | 0 | 0 | 0 | 0 | 0 | 0 | 0 | 0 | 0 | 0 | 0 | 0 | 0 | 0
F4_Commercial_Lodging (ID)_Existing_Food Preparation_Natural Gas_Conveyor Oven_E1 | F4 | Commercial | Lodging (ID) | Existing | Food Preparation | Natural Gas | Conveyor Oven | E1 | Utility - Cost of Equipment | 0.00040553 | 0.00040553 | 0.00040553 | 0.00040553 | 0.00040553 | 0.00040553 | 0.00040553 | 0.00040553 | 0.00040553 | 0.00040553 | 0.00040553 | 0.00040553 | 0.00040553 | 0.00040553 | 0.00040553 | 0.00040553 | 0.00040553 | 0.00040553 | 0.00040553 | 0.00040553 | 0.00040553 | 0.00040553 | 0.00040553 | 0.00040553 | 0.00040553 | 0.00040553 | 0.00040553
F4_Commercial_Lodging (ID)_Existing_Food Preparation_Natural Gas_Conveyor Oven_E2 | F4 | Commercial | Lodging (ID) | Existing | Food Preparation | Natural Gas | Conveyor Oven | E2 | Utility - Cost of Equipment | 0.00085915 | 0.00085915 | 0.00085915 | 0.00085915 | 0.00085915 | 0.00085915 | 0.00085915 | 0.00085915 | 0.00085915 | 0.00085915 | 0.00085915 | 0.00085915 | 0.00085915 | 0.00085915 | 0.00085915 | 0.00085915 | 0.00085915 | 0.00085915 | 0.00085915 | 0.00085915 | 0.00085915 | 0.00085915 | 0.00085915 | 0.00085915 | 0.00085915 | 0.00085915 | 0.00085915
F4_Commercial_Lodging (ID)_Existing_Food Preparation_Natural Gas_Conveyor Oven_E3 | F4 | Commercial | Lodging (ID) | Existing | Food Preparation | Natural Gas | Conveyor Oven | E3 | Utility - Cost of Equipment | 0 | 0 | 0 | 0 | 0 | 0 | 0 | 0 | 0 | 0 | 0 | 0 | 0 | 0 | 0 | 0 | 0 | 0 | 0 | 0 | 0 | 0 | 0 | 0 | 0 | 0 | 0
F4_Commercial_Lodging (ID)_Existing_Food Preparation_Natural Gas_Conveyor Oven_E4 | F4 | Commercial | Lodging (ID) | Existing | Food Preparation | Natural Gas | Conveyor Oven | E4 | Utility - Cost of Equipment | 0 | 0 | 0 | 0 | 0 | 0 | 0 | 0 | 0 | 0 | 0 | 0 | 0 | 0 | 0 | 0 | 0 | 0 | 0 | 0 | 0 | 0 | 0 | 0 | 0 | 0 | 0
F4_Commercial_Lodging (ID)_Existing_Food Preparation_Natural Gas_Conveyor Oven_E5 | F4 | Commercial | Lodging (ID) | Existing | Food Preparation | Natural Gas | Conveyor Oven | E5 | Utility - Cost of Equipment | 0 | 0 | 0 | 0 | 0 | 0 | 0 | 0 | 0 | 0 | 0 | 0 | 0 | 0 | 0 | 0 | 0 | 0 | 0 | 0 | 0 | 0 | 0 | 0 | 0 | 0 | 0
F4_Commercial_Lodging (ID)_Existing_Food Preparation_Natural Gas_Conveyor Oven_E6 | F4 | Commercial | Lodging (ID) | Existing | Food Preparation | Natural Gas | Conveyor Oven | E6 | Utility - Cost of Equipment | 0 | 0 | 0 | 0 | 0 | 0 | 0 | 0 | 0 | 0 | 0 | 0 | 0 | 0 | 0 | 0 | 0 | 0 | 0 | 0 | 0 | 0 | 0 | 0 | 0 | 0 | 0
F4_Commercial_Lodging (ID)_Existing_Food Preparation_Natural Gas_Conveyor Oven_E7 | F4 | Commercial | Lodging (ID) | Existing | Food Preparation | Natural Gas | Conveyor Oven | E7 | Utility - Cost of Equipment | 0 | 0 | 0 | 0 | 0 | 0 | 0 | 0 | 0 | 0 | 0 | 0 | 0 | 0 | 0 | 0 | 0 | 0 | 0 | 0 | 0 | 0 | 0 | 0 | 0 | 0 | 0
F4_Commercial_Lodging (ID)_Existing_Food Preparation_Natural Gas_Conveyor Oven_E8 | F4 | Commercial | Lodging (ID) | Existing | Food Preparation | Natural Gas | Conveyor Oven | E8 | Utility - Cost of Equipment | 0 | 0 | 0 | 0 | 0 | 0 | 0 | 0 | 0 | 0 | 0 | 0 | 0 | 0 | 0 | 0 | 0 | 0 | 0 | 0 | 0 | 0 | 0 | 0 | 0 | 0 | 0
F4_Commercial_Lodging (ID)_Existing_Food Preparation_Natural Gas_Conveyor Oven_E9 | F4 | Commercial | Lodging (ID) | Existing | Food Preparation | Natural Gas | Conveyor Oven | E9 | Utility - Cost of Equipment | 0 | 0 | 0 | 0 | 0 | 0 | 0 | 0 | 0 | 0 | 0 | 0 | 0 | 0 | 0 | 0 | 0 | 0 | 0 | 0 | 0 | 0 | 0 | 0 | 0 | 0 | 0
F4_Commercial_Lodging (ID)_Existing_Food Preparation_Natural Gas_Conveyor Oven_E10 | F4 | Commercial | Lodging (ID) | Existing | Food Preparation | Natural Gas | Conveyor Oven | E10 | Utility - Cost of Equipment | 0 | 0 | 0 | 0 | 0 | 0 | 0 | 0 | 0 | 0 | 0 | 0 | 0 | 0 | 0 | 0 | 0 | 0 | 0 | 0 | 0 | 0 | 0 | 0 | 0 | 0 | 0
F5_Commercial_Lodging (ID)_Existing_Food Preparation_Natural Gas_Conveyor Oven_E1 | F5 | Commercial | Lodging (ID) | Existing | Food Preparation | Natural Gas | Conveyor Oven | E1 | Utility - Cost of Operation | 0.049354 | 0.050678 | 0.052134 | 0.053728 | 0.055475 | 0.057509 | 0.059573 | 0.061609 | 0.063574 | 0.065567 | 0.067211 | 0.068772 | 0.070436 | 0.072078 | 0.07358 | 0.07501 | 0.076327 | 0.077637 | 0.07902 | 0.080383 | 0.081779 | 0.083225 | 0.084688 | 0.086192 | 0.087723 | 0.089282 | 0.090868
F5_Commercial_Lodging (ID)_Existing_Food Preparation_Natural Gas_Conveyor Oven_E2 | F5 | Commercial | Lodging (ID) | Existing | Food Preparation | Natural Gas | Conveyor Oven | E2 | Utility - Cost of Operation | 0.039223 | 0.040276 | 0.041432 | 0.0427 | 0.044088 | 0.045705 | 0.047345 | 0.048963 | 0.050524 | 0.052108 | 0.053415 | 0.054655 | 0.055978 | 0.057283 | 0.058477 | 0.059613 | 0.06066 | 0.061701 | 0.0628 | 0.063883 | 0.064993 | 0.066142 | 0.067304 | 0.0685 | 0.069717 | 0.070955 | 0.072216
F5_Commercial_Lodging (ID)_Existing_Food Preparation_Natural Gas_Conveyor Oven_E3 | F5 | Commercial | Lodging (ID) | Existing | Food Preparation | Natural Gas | Conveyor Oven | E3 | Utility - Cost of Operation | 0 | 0 | 0 | 0 | 0 | 0 | 0 | 0 | 0 | 0 | 0 | 0 | 0 | 0 | 0 | 0 | 0 | 0 | 0 | 0 | 0 | 0 | 0 | 0 | 0 | 0 | 0
F5_Commercial_Lodging (ID)_Existing_Food Preparation_Natural Gas_Conveyor Oven_E4 | F5 | Commercial | Lodging (ID) | Existing | Food Preparation | Natural Gas | Conveyor Oven | E4 | Utility - Cost of Operation | 0 | 0 | 0 | 0 | 0 | 0 | 0 | 0 | 0 | 0 | 0 | 0 | 0 | 0 | 0 | 0 | 0 | 0 | 0 | 0 | 0 | 0 | 0 | 0 | 0 | 0 | 0
F5_Commercial_Lodging (ID)_Existing_Food Preparation_Natural Gas_Conveyor Oven_E5 | F5 | Commercial | Lodging (ID) | Existing | Food Preparation | Natural Gas | Conveyor Oven | E5 | Utility - Cost of Operation | 0 | 0 | 0 | 0 | 0 | 0 | 0 | 0 | 0 | 0 | 0 | 0 | 0 | 0 | 0 | 0 | 0 | 0 | 0 | 0 | 0 | 0 | 0 | 0 | 0 | 0 | 0
F5_Commercial_Lodging (ID)_Existing_Food Preparation_Natural Gas_Conveyor Oven_E6 | F5 | Commercial | Lodging (ID) | Existing | Food Preparation | Natural Gas | Conveyor Oven | E6 | Utility - Cost of Operation | 0 | 0 | 0 | 0 | 0 | 0 | 0 | 0 | 0 | 0 | 0 | 0 | 0 | 0 | 0 | 0 | 0 | 0 | 0 | 0 | 0 | 0 | 0 | 0 | 0 | 0 | 0
F5_Commercial_Lodging (ID)_Existing_Food Preparation_Natural Gas_Conveyor Oven_E7 | F5 | Commercial | Lodging (ID) | Existing | Food Preparation | Natural Gas | Conveyor Oven | E7 | Utility - Cost of Operation | 0 | 0 | 0 | 0 | 0 | 0 | 0 | 0 | 0 | 0 | 0 | 0 | 0 | 0 | 0 | 0 | 0 | 0 | 0 | 0 | 0 | 0 | 0 | 0 | 0 | 0 | 0
F5_Commercial_Lodging (ID)_Existing_Food Preparation_Natural Gas_Conveyor Oven_E8 | F5 | Commercial | Lodging (ID) | Existing | Food Preparation | Natural Gas | Conveyor Oven | E8 | Utility - Cost of Operation | 0 | 0 | 0 | 0 | 0 | 0 | 0 | 0 | 0 | 0 | 0 | 0 | 0 | 0 | 0 | 0 | 0 | 0 | 0 | 0 | 0 | 0 | 0 | 0 | 0 | 0 | 0
F5_Commercial_Lodging (ID)_Existing_Food Preparation_Natural Gas_Conveyor Oven_E9 | F5 | Commercial | Lodging (ID) | Existing | Food Preparation | Natural Gas | Conveyor Oven | E9 | Utility - Cost of Operation | 0 | 0 | 0 | 0 | 0 | 0 | 0 | 0 | 0 | 0 | 0 | 0 | 0 | 0 | 0 | 0 | 0 | 0 | 0 | 0 | 0 | 0 | 0 | 0 | 0 | 0 | 0
F5_Commercial_Lodging (ID)_Existing_Food Preparation_Natural Gas_Conveyor Oven_E10 | F5 | Commercial | Lodging (ID) | Existing | Food Preparation | Natural Gas | Conveyor Oven | E10 | Utility - Cost of Operation | 0 | 0 | 0 | 0 | 0 | 0 | 0 | 0 | 0 | 0 | 0 | 0 | 0 | 0 | 0 | 0 | 0 | 0 | 0 | 0 | 0 | 0 | 0 | 0 | 0 | 0 | 0
F6_Commercial_Lodging (ID)_Existing_Food Preparation_Natural Gas_Conveyor Oven_E1 | F6 | Commercial | Lodging (ID) | Existing | Food Preparation | Natural Gas | Conveyor Oven | E1 | Utility - Value of Sales | 0.057213 | 0.058436 | 0.059766 | 0.061207 | 0.06277 | 0.064611 | 0.066412 | 0.068127 | 0.069698 | 0.071243 | 0.072859 | 0.074366 | 0.075971 | 0.077532 | 0.078922 | 0.08021 | 0.081353 | 0.082463 | 0.083629 | 0.084744 | 0.085868 | 0.087386 | 0.088922 | 0.090502 | 0.09211 | 0.093746 | 0.095411
F6_Commercial_Lodging (ID)_Existing_Food Preparation_Natural Gas_Conveyor Oven_E2 | F6 | Commercial | Lodging (ID) | Existing | Food Preparation | Natural Gas | Conveyor Oven | E2 | Utility - Value of Sales | 0.045469 | 0.046441 | 0.047498 | 0.048644 | 0.049885 | 0.051348 | 0.05278 | 0.054143 | 0.055392 | 0.05662 | 0.057903 | 0.059101 | 0.060377 | 0.061618 | 0.062722 | 0.063746 | 0.064654 | 0.065536 | 0.066463 | 0.067349 | 0.068243 | 0.069449 | 0.070669 | 0.071925 | 0.073203 | 0.074503 | 0.075827
F6_Commercial_Lodging (ID)_Existing_Food Preparation_Natural Gas_Conveyor Oven_E3 | F6 | Commercial | Lodging (ID) | Existing | Food Preparation | Natural Gas | Conveyor Oven | E3 | Utility - Value of Sales | 0 | 0 | 0 | 0 | 0 | 0 | 0 | 0 | 0 | 0 | 0 | 0 | 0 | 0 | 0 | 0 | 0 | 0 | 0 | 0 | 0 | 0 | 0 | 0 | 0 | 0 | 0
F6_Commercial_Lodging (ID)_Existing_Food Preparation_Natural Gas_Conveyor Oven_E4 | F6 | Commercial | Lodging (ID) | Existing | Food Preparation | Natural Gas | Conveyor Oven | E4 | Utility - Value of Sales | 0 | 0 | 0 | 0 | 0 | 0 | 0 | 0 | 0 | 0 | 0 | 0 | 0 | 0 | 0 | 0 | 0 | 0 | 0 | 0 | 0 | 0 | 0 | 0 | 0 | 0 | 0
F6_Commercial_Lodging (ID)_Existing_Food Preparation_Natural Gas_Conveyor Oven_E5 | F6 | Commercial | Lodging (ID) | Existing | Food Preparation | Natural Gas | Conveyor Oven | E5 | Utility - Value of Sales | 0 | 0 | 0 | 0 | 0 | 0 | 0 | 0 | 0 | 0 | 0 | 0 | 0 | 0 | 0 | 0 | 0 | 0 | 0 | 0 | 0 | 0 | 0 | 0 | 0 | 0 | 0
F6_Commercial_Lodging (ID)_Existing_Food Preparation_Natural Gas_Conveyor Oven_E6 | F6 | Commercial | Lodging (ID) | Existing | Food Preparation | Natural Gas | Conveyor Oven | E6 | Utility - Value of Sales | 0 | 0 | 0 | 0 | 0 | 0 | 0 | 0 | 0 | 0 | 0 | 0 | 0 | 0 | 0 | 0 | 0 | 0 | 0 | 0 | 0 | 0 | 0 | 0 | 0 | 0 | 0
F6_Commercial_Lodging (ID)_Existing_Food Preparation_Natural Gas_Conveyor Oven_E7 | F6 | Commercial | Lodging (ID) | Existing | Food Preparation | Natural Gas | Conveyor Oven | E7 | Utility - Value of Sales | 0 | 0 | 0 | 0 | 0 | 0 | 0 | 0 | 0 | 0 | 0 | 0 | 0 | 0 | 0 | 0 | 0 | 0 | 0 | 0 | 0 | 0 | 0 | 0 | 0 | 0 | 0
F6_Commercial_Lodging (ID)_Existing_Food Preparation_Natural Gas_Conveyor Oven_E8 | F6 | Commercial | Lodging (ID) | Existing | Food Preparation | Natural Gas | Conveyor Oven | E8 | Utility - Value of Sales | 0 | 0 | 0 | 0 | 0 | 0 | 0 | 0 | 0 | 0 | 0 | 0 | 0 | 0 | 0 | 0 | 0 | 0 | 0 | 0 | 0 | 0 | 0 | 0 | 0 | 0 | 0
F6_Commercial_Lodging (ID)_Existing_Food Preparation_Natural Gas_Conveyor Oven_E9 | F6 | Commercial | Lodging (ID) | Existing | Food Preparation | Natural Gas | Conveyor Oven | E9 | Utility - Value of Sales | 0 | 0 | 0 | 0 | 0 | 0 | 0 | 0 | 0 | 0 | 0 | 0 | 0 | 0 | 0 | 0 | 0 | 0 | 0 | 0 | 0 | 0 | 0 | 0 | 0 | 0 | 0
F6_Commercial_Lodging (ID)_Existing_Food Preparation_Natural Gas_Conveyor Oven_E10 | F6 | Commercial | Lodging (ID) | Existing | Food Preparation | Natural Gas | Conveyor Oven | E10 | Utility - Value of Sales | 0 | 0 | 0 | 0 | 0 | 0 | 0 | 0 | 0 | 0 | 0 | 0 | 0 | 0 | 0 | 0 | 0 | 0 | 0 | 0 | 0 | 0 | 0 | 0 | 0 | 0 | 0
F1_Commercial_Lodging (ID)_Existing_Food Preparation_Natural Gas_Double Rack Oven_E1 | F1 | Commercial | Lodging (ID) | Existing | Food Preparation | Natural Gas | Double Rack Oven | E1 | RVT - Cost of Equipment | 0.00085946 | 0.00085946 | 0.00085946 | 0.00085946 | 0.00085946 | 0.00085946 | 0.00085946 | 0.00085946 | 0.00085946 | 0.00085946 | 0.00085946 | 0.00085946 | 0.00085946 | 0.00085946 | 0.00085946 | 0.00085946 | 0.00085946 | 0.00085946 | 0.00085946 | 0.00085946 | 0.00085946 | 0.00085946 | 0.00085946 | 0.00085946 | 0.00085946 | 0.00085946 | 0.00085946
F1_Commercial_Lodging (ID)_Existing_Food Preparation_Natural Gas_Double Rack Oven_E2 | F1 | Commercial | Lodging (ID) | Existing | Food Preparation | Natural Gas | Double Rack Oven | E2 | RVT - Cost of Equipment | 0.0038991 | 0.0038991 | 0.0038991 | 0.0038991 | 0.0038991 | 0.0038991 | 0.0038991 | 0.0038991 | 0.0038991 | 0.0038991 | 0.0038991 | 0.0038991 | 0.0038991 | 0.0038991 | 0.0038991 | 0.0038991 | 0.0038991 | 0.0038991 | 0.0038991 | 0.0038991 | 0.0038991 | 0.0038991 | 0.0038991 | 0.0038991 | 0.0038991 | 0.0038991 | 0.0038991
F1_Commercial_Lodging (ID)_Existing_Food Preparation_Natural Gas_Double Rack Oven_E3 | F1 | Commercial | Lodging (ID) | Existing | Food Preparation | Natural Gas | Double Rack Oven | E3 | RVT - Cost of Equipment | 0 | 0 | 0 | 0 | 0 | 0 | 0 | 0 | 0 | 0 | 0 | 0 | 0 | 0 | 0 | 0 | 0 | 0 | 0 | 0 | 0 | 0 | 0 | 0 | 0 | 0 | 0
F1_Commercial_Lodging (ID)_Existing_Food Preparation_Natural Gas_Double Rack Oven_E4 | F1 | Commercial | Lodging (ID) | Existing | Food Preparation | Natural Gas | Double Rack Oven | E4 | RVT - Cost of Equipment | 0 | 0 | 0 | 0 | 0 | 0 | 0 | 0 | 0 | 0 | 0 | 0 | 0 | 0 | 0 | 0 | 0 | 0 | 0 | 0 | 0 | 0 | 0 | 0 | 0 | 0 | 0
F1_Commercial_Lodging (ID)_Existing_Food Preparation_Natural Gas_Double Rack Oven_E5 | F1 | Commercial | Lodging (ID) | Existing | Food Preparation | Natural Gas | Double Rack Oven | E5 | RVT - Cost of Equipment | 0 | 0 | 0 | 0 | 0 | 0 | 0 | 0 | 0 | 0 | 0 | 0 | 0 | 0 | 0 | 0 | 0 | 0 | 0 | 0 | 0 | 0 | 0 | 0 | 0 | 0 | 0
F1_Commercial_Lodging (ID)_Existing_Food Preparation_Natural Gas_Double Rack Oven_E6 | F1 | Commercial | Lodging (ID) | Existing | Food Preparation | Natural Gas | Double Rack Oven | E6 | RVT - Cost of Equipment | 0 | 0 | 0 | 0 | 0 | 0 | 0 | 0 | 0 | 0 | 0 | 0 | 0 | 0 | 0 | 0 | 0 | 0 | 0 | 0 | 0 | 0 | 0 | 0 | 0 | 0 | 0
F1_Commercial_Lodging (ID)_Existing_Food Preparation_Natural Gas_Double Rack Oven_E7 | F1 | Commercial | Lodging (ID) | Existing | Food Preparation | Natural Gas | Double Rack Oven | E7 | RVT - Cost of Equipment | 0 | 0 | 0 | 0 | 0 | 0 | 0 | 0 | 0 | 0 | 0 | 0 | 0 | 0 | 0 | 0 | 0 | 0 | 0 | 0 | 0 | 0 | 0 | 0 | 0 | 0 | 0
F1_Commercial_Lodging (ID)_Existing_Food Preparation_Natural Gas_Double Rack Oven_E8 | F1 | Commercial | Lodging (ID) | Existing | Food Preparation | Natural Gas | Double Rack Oven | E8 | RVT - Cost of Equipment | 0 | 0 | 0 | 0 | 0 | 0 | 0 | 0 | 0 | 0 | 0 | 0 | 0 | 0 | 0 | 0 | 0 | 0 | 0 | 0 | 0 | 0 | 0 | 0 | 0 | 0 | 0
F1_Commercial_Lodging (ID)_Existing_Food Preparation_Natural Gas_Double Rack Oven_E9 | F1 | Commercial | Lodging (ID) | Existing | Food Preparation | Natural Gas | Double Rack Oven | E9 | RVT - Cost of Equipment | 0 | 0 | 0 | 0 | 0 | 0 | 0 | 0 | 0 | 0 | 0 | 0 | 0 | 0 | 0 | 0 | 0 | 0 | 0 | 0 | 0 | 0 | 0 | 0 | 0 | 0 | 0
F1_Commercial_Lodging (ID)_Existing_Food Preparation_Natural Gas_Double Rack Oven_E10 | F1 | Commercial | Lodging (ID) | Existing | Food Preparation | Natural Gas | Double Rack Oven | E10 | RVT - Cost of Equipment | 0 | 0 | 0 | 0 | 0 | 0 | 0 | 0 | 0 | 0 | 0 | 0 | 0 | 0 | 0 | 0 | 0 | 0 | 0 | 0 | 0 | 0 | 0 | 0 | 0 | 0 | 0
F2_Commercial_Lodging (ID)_Existing_Food Preparation_Natural Gas_Double Rack Oven_E1 | F2 | Commercial | Lodging (ID) | Existing | Food Preparation | Natural Gas | Double Rack Oven | E1 | RVT - Cost of Operation | 0.092843 | 0.094597 | 0.096656 | 0.099056 | 0.1018 | 0.10524 | 0.10868 | 0.11194 | 0.1149 | 0.11777 | 0.12074 | 0.12344 | 0.12629 | 0.12898 | 0.1313 | 0.1334 | 0.13517 | 0.13686 | 0.13866 | 0.14033 | 0.14202 | 0.14452 | 0.14706 | 0.14967 | 0.15233 | 0.15504 | 0.15779
F2_Commercial_Lodging (ID)_Existing_Food Preparation_Natural Gas_Double Rack Oven_E2 | F2 | Commercial | Lodging (ID) | Existing | Food Preparation | Natural Gas | Double Rack Oven | E2 | RVT - Cost of Operation | 0.05752 | 0.058607 | 0.059882 | 0.061369 | 0.063072 | 0.065198 | 0.06733 | 0.069354 | 0.071186 | 0.072962 | 0.074803 | 0.076475 | 0.078241 | 0.079911 | 0.081347 | 0.082644 | 0.083741 | 0.084788 | 0.085902 | 0.086942 | 0.087986 | 0.089539 | 0.091108 | 0.092726 | 0.094374 | 0.09605 | 0.097757
F2_Commercial_Lodging (ID)_Existing_Food Preparation_Natural Gas_Double Rack Oven_E3 | F2 | Commercial | Lodging (ID) | Existing | Food Preparation | Natural Gas | Double Rack Oven | E3 | RVT - Cost of Operation | 0 | 0 | 0 | 0 | 0 | 0 | 0 | 0 | 0 | 0 | 0 | 0 | 0 | 0 | 0 | 0 | 0 | 0 | 0 | 0 | 0 | 0 | 0 | 0 | 0 | 0 | 0
F2_Commercial_Lodging (ID)_Existing_Food Preparation_Natural Gas_Double Rack Oven_E4 | F2 | Commercial | Lodging (ID) | Existing | Food Preparation | Natural Gas | Double Rack Oven | E4 | RVT - Cost of Operation | 0 | 0 | 0 | 0 | 0 | 0 | 0 | 0 | 0 | 0 | 0 | 0 | 0 | 0 | 0 | 0 | 0 | 0 | 0 | 0 | 0 | 0 | 0 | 0 | 0 | 0 | 0
F2_Commercial_Lodging (ID)_Existing_Food Preparation_Natural Gas_Double Rack Oven_E5 | F2 | Commercial | Lodging (ID) | Existing | Food Preparation | Natural Gas | Double Rack Oven | E5 | RVT - Cost of Operation | 0 | 0 | 0 | 0 | 0 | 0 | 0 | 0 | 0 | 0 | 0 | 0 | 0 | 0 | 0 | 0 | 0 | 0 | 0 | 0 | 0 | 0 | 0 | 0 | 0 | 0 | 0
F2_Commercial_Lodging (ID)_Existing_Food Preparation_Natural Gas_Double Rack Oven_E6 | F2 | Commercial | Lodging (ID) | Existing | Food Preparation | Natural Gas | Double Rack Oven | E6 | RVT - Cost of Operation | 0 | 0 | 0 | 0 | 0 | 0 | 0 | 0 | 0 | 0 | 0 | 0 | 0 | 0 | 0 | 0 | 0 | 0 | 0 | 0 | 0 | 0 | 0 | 0 | 0 | 0 | 0
F2_Commercial_Lodging (ID)_Existing_Food Preparation_Natural Gas_Double Rack Oven_E7 | F2 | Commercial | Lodging (ID) | Existing | Food Preparation | Natural Gas | Double Rack Oven | E7 | RVT - Cost of Operation | 0 | 0 | 0 | 0 | 0 | 0 | 0 | 0 | 0 | 0 | 0 | 0 | 0 | 0 | 0 | 0 | 0 | 0 | 0 | 0 | 0 | 0 | 0 | 0 | 0 | 0 | 0
F2_Commercial_Lodging (ID)_Existing_Food Preparation_Natural Gas_Double Rack Oven_E8 | F2 | Commercial | Lodging (ID) | Existing | Food Preparation | Natural Gas | Double Rack Oven | E8 | RVT - Cost of Operation | 0 | 0 | 0 | 0 | 0 | 0 | 0 | 0 | 0 | 0 | 0 | 0 | 0 | 0 | 0 | 0 | 0 | 0 | 0 | 0 | 0 | 0 | 0 | 0 | 0 | 0 | 0
F2_Commercial_Lodging (ID)_Existing_Food Preparation_Natural Gas_Double Rack Oven_E9 | F2 | Commercial | Lodging (ID) | Existing | Food Preparation | Natural Gas | Double Rack Oven | E9 | RVT - Cost of Operation | 0 | 0 | 0 | 0 | 0 | 0 | 0 | 0 | 0 | 0 | 0 | 0 | 0 | 0 | 0 | 0 | 0 | 0 | 0 | 0 | 0 | 0 | 0 | 0 | 0 | 0 | 0
F2_Commercial_Lodging (ID)_Existing_Food Preparation_Natural Gas_Double Rack Oven_E10 | F2 | Commercial | Lodging (ID) | Existing | Food Preparation | Natural Gas | Double Rack Oven | E10 | RVT - Cost of Operation | 0 | 0 | 0 | 0 | 0 | 0 | 0 | 0 | 0 | 0 | 0 | 0 | 0 | 0 | 0 | 0 | 0 | 0 | 0 | 0 | 0 | 0 | 0 | 0 | 0 | 0 | 0
F3_Commercial_Lodging (ID)_Existing_Food Preparation_Natural Gas_Double Rack Oven_E1 | F3 | Commercial | Lodging (ID) | Existing | Food Preparation | Natural Gas | Double Rack Oven | E1 | System - kBTUs of Consumption | 22.1489 | 22.1489 | 22.1489 | 22.1489 | 22.1489 | 22.1489 | 22.1489 | 22.1489 | 22.1489 | 22.1489 | 22.1489 | 22.1489 | 22.1489 | 22.1489 | 22.1489 | 22.1489 | 22.1489 | 22.1489 | 22.1489 | 22.1489 | 22.1489 | 22.1489 | 22.1489 | 22.1489 | 22.1489 | 22.1489 | 22.1489
F3_Commercial_Lodging (ID)_Existing_Food Preparation_Natural Gas_Double Rack Oven_E2 | F3 | Commercial | Lodging (ID) | Existing | Food Preparation | Natural Gas | Double Rack Oven | E2 | System - kBTUs of Consumption | 13.7221 | 13.7221 | 13.7221 | 13.7221 | 13.7221 | 13.7221 | 13.7221 | 13.7221 | 13.7221 | 13.7221 | 13.7221 | 13.7221 | 13.7221 | 13.7221 | 13.7221 | 13.7221 | 13.7221 | 13.7221 | 13.7221 | 13.7221 | 13.7221 | 13.7221 | 13.7221 | 13.7221 | 13.7221 | 13.7221 | 13.7221
F3_Commercial_Lodging (ID)_Existing_Food Preparation_Natural Gas_Double Rack Oven_E3 | F3 | Commercial | Lodging (ID) | Existing | Food Preparation | Natural Gas | Double Rack Oven | E3 | System - kBTUs of Consumption | 0 | 0 | 0 | 0 | 0 | 0 | 0 | 0 | 0 | 0 | 0 | 0 | 0 | 0 | 0 | 0 | 0 | 0 | 0 | 0 | 0 | 0 | 0 | 0 | 0 | 0 | 0
F3_Commercial_Lodging (ID)_Existing_Food Preparation_Natural Gas_Double Rack Oven_E4 | F3 | Commercial | Lodging (ID) | Existing | Food Preparation | Natural Gas | Double Rack Oven | E4 | System - kBTUs of Consumption | 0 | 0 | 0 | 0 | 0 | 0 | 0 | 0 | 0 | 0 | 0 | 0 | 0 | 0 | 0 | 0 | 0 | 0 | 0 | 0 | 0 | 0 | 0 | 0 | 0 | 0 | 0
F3_Commercial_Lodging (ID)_Existing_Food Preparation_Natural Gas_Double Rack Oven_E5 | F3 | Commercial | Lodging (ID) | Existing | Food Preparation | Natural Gas | Double Rack Oven | E5 | System - kBTUs of Consumption | 0 | 0 | 0 | 0 | 0 | 0 | 0 | 0 | 0 | 0 | 0 | 0 | 0 | 0 | 0 | 0 | 0 | 0 | 0 | 0 | 0 | 0 | 0 | 0 | 0 | 0 | 0
F3_Commercial_Lodging (ID)_Existing_Food Preparation_Natural Gas_Double Rack Oven_E6 | F3 | Commercial | Lodging (ID) | Existing | Food Preparation | Natural Gas | Double Rack Oven | E6 | System - kBTUs of Consumption | 0 | 0 | 0 | 0 | 0 | 0 | 0 | 0 | 0 | 0 | 0 | 0 | 0 | 0 | 0 | 0 | 0 | 0 | 0 | 0 | 0 | 0 | 0 | 0 | 0 | 0 | 0
F3_Commercial_Lodging (ID)_Existing_Food Preparation_Natural Gas_Double Rack Oven_E7 | F3 | Commercial | Lodging (ID) | Existing | Food Preparation | Natural Gas | Double Rack Oven | E7 | System - kBTUs of Consumption | 0 | 0 | 0 | 0 | 0 | 0 | 0 | 0 | 0 | 0 | 0 | 0 | 0 | 0 | 0 | 0 | 0 | 0 | 0 | 0 | 0 | 0 | 0 | 0 | 0 | 0 | 0
F3_Commercial_Lodging (ID)_Existing_Food Preparation_Natural Gas_Double Rack Oven_E8 | F3 | Commercial | Lodging (ID) | Existing | Food Preparation | Natural Gas | Double Rack Oven | E8 | System - kBTUs of Consumption | 0 | 0 | 0 | 0 | 0 | 0 | 0 | 0 | 0 | 0 | 0 | 0 | 0 | 0 | 0 | 0 | 0 | 0 | 0 | 0 | 0 | 0 | 0 | 0 | 0 | 0 | 0
F3_Commercial_Lodging (ID)_Existing_Food Preparation_Natural Gas_Double Rack Oven_E9 | F3 | Commercial | Lodging (ID) | Existing | Food Preparation | Natural Gas | Double Rack Oven | E9 | System - kBTUs of Consumption | 0 | 0 | 0 | 0 | 0 | 0 | 0 | 0 | 0 | 0 | 0 | 0 | 0 | 0 | 0 | 0 | 0 | 0 | 0 | 0 | 0 | 0 | 0 | 0 | 0 | 0 | 0
F3_Commercial_Lodging (ID)_Existing_Food Preparation_Natural Gas_Double Rack Oven_E10 | F3 | Commercial | Lodging (ID) | Existing | Food Preparation | Natural Gas | Double Rack Oven | E10 | System - kBTUs of Consumption | 0 | 0 | 0 | 0 | 0 | 0 | 0 | 0 | 0 | 0 | 0 | 0 | 0 | 0 | 0 | 0 | 0 | 0 | 0 | 0 | 0 | 0 | 0 | 0 | 0 | 0 | 0
F4_Commercial_Lodging (ID)_Existing_Food Preparation_Natural Gas_Double Rack Oven_E1 | F4 | Commercial | Lodging (ID) | Existing | Food Preparation | Natural Gas | Double Rack Oven | E1 | Utility - Cost of Equipment | 0.00085946 | 0.00085946 | 0.00085946 | 0.00085946 | 0.00085946 | 0.00085946 | 0.00085946 | 0.00085946 | 0.00085946 | 0.00085946 | 0.00085946 | 0.00085946 | 0.00085946 | 0.00085946 | 0.00085946 | 0.00085946 | 0.00085946 | 0.00085946 | 0.00085946 | 0.00085946 | 0.00085946 | 0.00085946 | 0.00085946 | 0.00085946 | 0.00085946 | 0.00085946 | 0.00085946
F4_Commercial_Lodging (ID)_Existing_Food Preparation_Natural Gas_Double Rack Oven_E2 | F4 | Commercial | Lodging (ID) | Existing | Food Preparation | Natural Gas | Double Rack Oven | E2 | Utility - Cost of Equipment | 0.0038991 | 0.0038991 | 0.0038991 | 0.0038991 | 0.0038991 | 0.0038991 | 0.0038991 | 0.0038991 | 0.0038991 | 0.0038991 | 0.0038991 | 0.0038991 | 0.0038991 | 0.0038991 | 0.0038991 | 0.0038991 | 0.0038991 | 0.0038991 | 0.0038991 | 0.0038991 | 0.0038991 | 0.0038991 | 0.0038991 | 0.0038991 | 0.0038991 | 0.0038991 | 0.0038991
F4_Commercial_Lodging (ID)_Existing_Food Preparation_Natural Gas_Double Rack Oven_E3 | F4 | Commercial | Lodging (ID) | Existing | Food Preparation | Natural Gas | Double Rack Oven | E3 | Utility - Cost of Equipment | 0 | 0 | 0 | 0 | 0 | 0 | 0 | 0 | 0 | 0 | 0 | 0 | 0 | 0 | 0 | 0 | 0 | 0 | 0 | 0 | 0 | 0 | 0 | 0 | 0 | 0 | 0
F4_Commercial_Lodging (ID)_Existing_Food Preparation_Natural Gas_Double Rack Oven_E4 | F4 | Commercial | Lodging (ID) | Existing | Food Preparation | Natural Gas | Double Rack Oven | E4 | Utility - Cost of Equipment | 0 | 0 | 0 | 0 | 0 | 0 | 0 | 0 | 0 | 0 | 0 | 0 | 0 | 0 | 0 | 0 | 0 | 0 | 0 | 0 | 0 | 0 | 0 | 0 | 0 | 0 | 0
F4_Commercial_Lodging (ID)_Existing_Food Preparation_Natural Gas_Double Rack Oven_E5 | F4 | Commercial | Lodging (ID) | Existing | Food Preparation | Natural Gas | Double Rack Oven | E5 | Utility - Cost of Equipment | 0 | 0 | 0 | 0 | 0 | 0 | 0 | 0 | 0 | 0 | 0 | 0 | 0 | 0 | 0 | 0 | 0 | 0 | 0 | 0 | 0 | 0 | 0 | 0 | 0 | 0 | 0
F4_Commercial_Lodging (ID)_Existing_Food Preparation_Natural Gas_Double Rack Oven_E6 | F4 | Commercial | Lodging (ID) | Existing | Food Preparation | Natural Gas | Double Rack Oven | E6 | Utility - Cost of Equipment | 0 | 0 | 0 | 0 | 0 | 0 | 0 | 0 | 0 | 0 | 0 | 0 | 0 | 0 | 0 | 0 | 0 | 0 | 0 | 0 | 0 | 0 | 0 | 0 | 0 | 0 | 0
F4_Commercial_Lodging (ID)_Existing_Food Preparation_Natural Gas_Double Rack Oven_E7 | F4 | Commercial | Lodging (ID) | Existing | Food Preparation | Natural Gas | Double Rack Oven | E7 | Utility - Cost of Equipment | 0 | 0 | 0 | 0 | 0 | 0 | 0 | 0 | 0 | 0 | 0 | 0 | 0 | 0 | 0 | 0 | 0 | 0 | 0 | 0 | 0 | 0 | 0 | 0 | 0 | 0 | 0
F4_Commercial_Lodging (ID)_Existing_Food Preparation_Natural Gas_Double Rack Oven_E8 | F4 | Commercial | Lodging (ID) | Existing | Food Preparation | Natural Gas | Double Rack Oven | E8 | Utility - Cost of Equipment | 0 | 0 | 0 | 0 | 0 | 0 | 0 | 0 | 0 | 0 | 0 | 0 | 0 | 0 | 0 | 0 | 0 | 0 | 0 | 0 | 0 | 0 | 0 | 0 | 0 | 0 | 0
F4_Commercial_Lodging (ID)_Existing_Food Preparation_Natural Gas_Double Rack Oven_E9 | F4 | Commercial | Lodging (ID) | Existing | Food Preparation | Natural Gas | Double Rack Oven | E9 | Utility - Cost of Equipment | 0 | 0 | 0 | 0 | 0 | 0 | 0 | 0 | 0 | 0 | 0 | 0 | 0 | 0 | 0 | 0 | 0 | 0 | 0 | 0 | 0 | 0 | 0 | 0 | 0 | 0 | 0
F4_Commercial_Lodging (ID)_Existing_Food Preparation_Natural Gas_Double Rack Oven_E10 | F4 | Commercial | Lodging (ID) | Existing | Food Preparation | Natural Gas | Double Rack Oven | E10 | Utility - Cost of Equipment | 0 | 0 | 0 | 0 | 0 | 0 | 0 | 0 | 0 | 0 | 0 | 0 | 0 | 0 | 0 | 0 | 0 | 0 | 0 | 0 | 0 | 0 | 0 | 0 | 0 | 0 | 0
F5_Commercial_Lodging (ID)_Existing_Food Preparation_Natural Gas_Double Rack Oven_E1 | F5 | Commercial | Lodging (ID) | Existing | Food Preparation | Natural Gas | Double Rack Oven | E1 | Utility - Cost of Operation | 0.078828 | 0.080815 | 0.083168 | 0.085865 | 0.088916 | 0.092627 | 0.096447 | 0.10023 | 0.10387 | 0.10756 | 0.1105 | 0.11325 | 0.11621 | 0.11911 | 0.1217 | 0.12412 | 0.12629 | 0.12843 | 0.13073 | 0.13296 | 0.13526 | 0.13764 | 0.14005 | 0.14254 | 0.14508 | 0.14765 | 0.15028
F5_Commercial_Lodging (ID)_Existing_Food Preparation_Natural Gas_Double Rack Oven_E2 | F5 | Commercial | Lodging (ID) | Existing | Food Preparation | Natural Gas | Double Rack Oven | E2 | Utility - Cost of Operation | 0.048837 | 0.050068 | 0.051526 | 0.053197 | 0.055087 | 0.057386 | 0.059753 | 0.062096 | 0.064353 | 0.06664 | 0.06846 | 0.070166 | 0.071998 | 0.073791 | 0.075395 | 0.076896 | 0.078242 | 0.07957 | 0.08099 | 0.082374 | 0.083796 | 0.085275 | 0.086769 | 0.088311 | 0.08988 | 0.091477 | 0.093102
F5_Commercial_Lodging (ID)_Existing_Food Preparation_Natural Gas_Double Rack Oven_E3 | F5 | Commercial | Lodging (ID) | Existing | Food Preparation | Natural Gas | Double Rack Oven | E3 | Utility - Cost of Operation | 0 | 0 | 0 | 0 | 0 | 0 | 0 | 0 | 0 | 0 | 0 | 0 | 0 | 0 | 0 | 0 | 0 | 0 | 0 | 0 | 0 | 0 | 0 | 0 | 0 | 0 | 0
F5_Commercial_Lodging (ID)_Existing_Food Preparation_Natural Gas_Double Rack Oven_E4 | F5 | Commercial | Lodging (ID) | Existing | Food Preparation | Natural Gas | Double Rack Oven | E4 | Utility - Cost of Operation | 0 | 0 | 0 | 0 | 0 | 0 | 0 | 0 | 0 | 0 | 0 | 0 | 0 | 0 | 0 | 0 | 0 | 0 | 0 | 0 | 0 | 0 | 0 | 0 | 0 | 0 | 0
F5_Commercial_Lodging (ID)_Existing_Food Preparation_Natural Gas_Double Rack Oven_E5 | F5 | Commercial | Lodging (ID) | Existing | Food Preparation | Natural Gas | Double Rack Oven | E5 | Utility - Cost of Operation | 0 | 0 | 0 | 0 | 0 | 0 | 0 | 0 | 0 | 0 | 0 | 0 | 0 | 0 | 0 | 0 | 0 | 0 | 0 | 0 | 0 | 0 | 0 | 0 | 0 | 0 | 0
F5_Commercial_Lodging (ID)_Existing_Food Preparation_Natural Gas_Double Rack Oven_E6 | F5 | Commercial | Lodging (ID) | Existing | Food Preparation | Natural Gas | Double Rack Oven | E6 | Utility - Cost of Operation | 0 | 0 | 0 | 0 | 0 | 0 | 0 | 0 | 0 | 0 | 0 | 0 | 0 | 0 | 0 | 0 | 0 | 0 | 0 | 0 | 0 | 0 | 0 | 0 | 0 | 0 | 0
F5_Commercial_Lodging (ID)_Existing_Food Preparation_Natural Gas_Double Rack Oven_E7 | F5 | Commercial | Lodging (ID) | Existing | Food Preparation | Natural Gas | Double Rack Oven | E7 | Utility - Cost of Operation | 0 | 0 | 0 | 0 | 0 | 0 | 0 | 0 | 0 | 0 | 0 | 0 | 0 | 0 | 0 | 0 | 0 | 0 | 0 | 0 | 0 | 0 | 0 | 0 | 0 | 0 | 0
F5_Commercial_Lodging (ID)_Existing_Food Preparation_Natural Gas_Double Rack Oven_E8 | F5 | Commercial | Lodging (ID) | Existing | Food Preparation | Natural Gas | Double Rack Oven | E8 | Utility - Cost of Operation | 0 | 0 | 0 | 0 | 0 | 0 | 0 | 0 | 0 | 0 | 0 | 0 | 0 | 0 | 0 | 0 | 0 | 0 | 0 | 0 | 0 | 0 | 0 | 0 | 0 | 0 | 0
F5_Commercial_Lodging (ID)_Existing_Food Preparation_Natural Gas_Double Rack Oven_E9 | F5 | Commercial | Lodging (ID) | Existing | Food Preparation | Natural Gas | Double Rack Oven | E9 | Utility - Cost of Operation | 0 | 0 | 0 | 0 | 0 | 0 | 0 | 0 | 0 | 0 | 0 | 0 | 0 | 0 | 0 | 0 | 0 | 0 | 0 | 0 | 0 | 0 | 0 | 0 | 0 | 0 | 0
F5_Commercial_Lodging (ID)_Existing_Food Preparation_Natural Gas_Double Rack Oven_E10 | F5 | Commercial | Lodging (ID) | Existing | Food Preparation | Natural Gas | Double Rack Oven | E10 | Utility - Cost of Operation | 0 | 0 | 0 | 0 | 0 | 0 | 0 | 0 | 0 | 0 | 0 | 0 | 0 | 0 | 0 | 0 | 0 | 0 | 0 | 0 | 0 | 0 | 0 | 0 | 0 | 0 | 0
F6_Commercial_Lodging (ID)_Existing_Food Preparation_Natural Gas_Double Rack Oven_E1 | F6 | Commercial | Lodging (ID) | Existing | Food Preparation | Natural Gas | Double Rack Oven | E1 | Utility - Value of Sales | 0.092843 | 0.094597 | 0.096656 | 0.099056 | 0.1018 | 0.10524 | 0.10868 | 0.11194 | 0.1149 | 0.11777 | 0.12074 | 0.12344 | 0.12629 | 0.12898 | 0.1313 | 0.1334 | 0.13517 | 0.13686 | 0.13866 | 0.14033 | 0.14202 | 0.14452 | 0.14706 | 0.14967 | 0.15233 | 0.15504 | 0.15779
F6_Commercial_Lodging (ID)_Existing_Food Preparation_Natural Gas_Double Rack Oven_E2 | F6 | Commercial | Lodging (ID) | Existing | Food Preparation | Natural Gas | Double Rack Oven | E2 | Utility - Value of Sales | 0.05752 | 0.058607 | 0.059882 | 0.061369 | 0.063072 | 0.065198 | 0.06733 | 0.069354 | 0.071186 | 0.072962 | 0.074803 | 0.076475 | 0.078241 | 0.079911 | 0.081347 | 0.082644 | 0.083741 | 0.084788 | 0.085902 | 0.086942 | 0.087986 | 0.089539 | 0.091108 | 0.092726 | 0.094374 | 0.09605 | 0.097757
F6_Commercial_Lodging (ID)_Existing_Food Preparation_Natural Gas_Double Rack Oven_E3 | F6 | Commercial | Lodging (ID) | Existing | Food Preparation | Natural Gas | Double Rack Oven | E3 | Utility - Value of Sales | 0 | 0 | 0 | 0 | 0 | 0 | 0 | 0 | 0 | 0 | 0 | 0 | 0 | 0 | 0 | 0 | 0 | 0 | 0 | 0 | 0 | 0 | 0 | 0 | 0 | 0 | 0
F6_Commercial_Lodging (ID)_Existing_Food Preparation_Natural Gas_Double Rack Oven_E4 | F6 | Commercial | Lodging (ID) | Existing | Food Preparation | Natural Gas | Double Rack Oven | E4 | Utility - Value of Sales | 0 | 0 | 0 | 0 | 0 | 0 | 0 | 0 | 0 | 0 | 0 | 0 | 0 | 0 | 0 | 0 | 0 | 0 | 0 | 0 | 0 | 0 | 0 | 0 | 0 | 0 | 0
F6_Commercial_Lodging (ID)_Existing_Food Preparation_Natural Gas_Double Rack Oven_E5 | F6 | Commercial | Lodging (ID) | Existing | Food Preparation | Natural Gas | Double Rack Oven | E5 | Utility - Value of Sales | 0 | 0 | 0 | 0 | 0 | 0 | 0 | 0 | 0 | 0 | 0 | 0 | 0 | 0 | 0 | 0 | 0 | 0 | 0 | 0 | 0 | 0 | 0 | 0 | 0 | 0 | 0
F6_Commercial_Lodging (ID)_Existing_Food Preparation_Natural Gas_Double Rack Oven_E6 | F6 | Commercial | Lodging (ID) | Existing | Food Preparation | Natural Gas | Double Rack Oven | E6 | Utility - Value of Sales | 0 | 0 | 0 | 0 | 0 | 0 | 0 | 0 | 0 | 0 | 0 | 0 | 0 | 0 | 0 | 0 | 0 | 0 | 0 | 0 | 0 | 0 | 0 | 0 | 0 | 0 | 0
F6_Commercial_Lodging (ID)_Existing_Food Preparation_Natural Gas_Double Rack Oven_E7 | F6 | Commercial | Lodging (ID) | Existing | Food Preparation | Natural Gas | Double Rack Oven | E7 | Utility - Value of Sales | 0 | 0 | 0 | 0 | 0 | 0 | 0 | 0 | 0 | 0 | 0 | 0 | 0 | 0 | 0 | 0 | 0 | 0 | 0 | 0 | 0 | 0 | 0 | 0 | 0 | 0 | 0
F6_Commercial_Lodging (ID)_Existing_Food Preparation_Natural Gas_Double Rack Oven_E8 | F6 | Commercial | Lodging (ID) | Existing | Food Preparation | Natural Gas | Double Rack Oven | E8 | Utility - Value of Sales | 0 | 0 | 0 | 0 | 0 | 0 | 0 | 0 | 0 | 0 | 0 | 0 | 0 | 0 | 0 | 0 | 0 | 0 | 0 | 0 | 0 | 0 | 0 | 0 | 0 | 0 | 0
F6_Commercial_Lodging (ID)_Existing_Food Preparation_Natural Gas_Double Rack Oven_E9 | F6 | Commercial | Lodging (ID) | Existing | Food Preparation | Natural Gas | Double Rack Oven | E9 | Utility - Value of Sales | 0 | 0 | 0 | 0 | 0 | 0 | 0 | 0 | 0 | 0 | 0 | 0 | 0 | 0 | 0 | 0 | 0 | 0 | 0 | 0 | 0 | 0 | 0 | 0 | 0 | 0 | 0
F6_Commercial_Lodging (ID)_Existing_Food Preparation_Natural Gas_Double Rack Oven_E10 | F6 | Commercial | Lodging (ID) | Existing | Food Preparation | Natural Gas | Double Rack Oven | E10 | Utility - Value of Sales | 0 | 0 | 0 | 0 | 0 | 0 | 0 | 0 | 0 | 0 | 0 | 0 | 0 | 0 | 0 | 0 | 0 | 0 | 0 | 0 | 0 | 0 | 0 | 0 | 0 | 0 | 0
F1_Commercial_Lodging (ID)_Existing_Food Preparation_Natural Gas_Fryer_E1 | F1 | Commercial | Lodging (ID) | Existing | Food Preparation | Natural Gas | Fryer | E1 | RVT - Cost of Equipment | 0.0019894 | 0.0019894 | 0.0019894 | 0.0019894 | 0.0019894 | 0.0019894 | 0.0019894 | 0.0019894 | 0.0019894 | 0.0019894 | 0.0019894 | 0.0019894 | 0.0019894 | 0.0019894 | 0.0019894 | 0.0019894 | 0.0019894 | 0.0019894 | 0.0019894 | 0.0019894 | 0.0019894 | 0.0019894 | 0.0019894 | 0.0019894 | 0.0019894 | 0.0019894 | 0.0019894
F1_Commercial_Lodging (ID)_Existing_Food Preparation_Natural Gas_Fryer_E2 | F1 | Commercial | Lodging (ID) | Existing | Food Preparation | Natural Gas | Fryer | E2 | RVT - Cost of Equipment | 0.0029443 | 0.0029443 | 0.0029443 | 0.0029443 | 0.0029443 | 0.0029443 | 0.0029443 | 0.0029443 | 0.0029443 | 0.0029443 | 0.0029443 | 0.0029443 | 0.0029443 | 0.0029443 | 0.0029443 | 0.0029443 | 0.0029443 | 0.0029443 | 0.0029443 | 0.0029443 | 0.0029443 | 0.0029443 | 0.0029443 | 0.0029443 | 0.0029443 | 0.0029443 | 0.0029443
F1_Commercial_Lodging (ID)_Existing_Food Preparation_Natural Gas_Fryer_E3 | F1 | Commercial | Lodging (ID) | Existing | Food Preparation | Natural Gas | Fryer | E3 | RVT - Cost of Equipment | 0 | 0 | 0 | 0 | 0 | 0 | 0 | 0 | 0 | 0 | 0 | 0 | 0 | 0 | 0 | 0 | 0 | 0 | 0 | 0 | 0 | 0 | 0 | 0 | 0 | 0 | 0
F1_Commercial_Lodging (ID)_Existing_Food Preparation_Natural Gas_Fryer_E4 | F1 | Commercial | Lodging (ID) | Existing | Food Preparation | Natural Gas | Fryer | E4 | RVT - Cost of Equipment | 0 | 0 | 0 | 0 | 0 | 0 | 0 | 0 | 0 | 0 | 0 | 0 | 0 | 0 | 0 | 0 | 0 | 0 | 0 | 0 | 0 | 0 | 0 | 0 | 0 | 0 | 0
F1_Commercial_Lodging (ID)_Existing_Food Preparation_Natural Gas_Fryer_E5 | F1 | Commercial | Lodging (ID) | Existing | Food Preparation | Natural Gas | Fryer | E5 | RVT - Cost of Equipment | 0 | 0 | 0 | 0 | 0 | 0 | 0 | 0 | 0 | 0 | 0 | 0 | 0 | 0 | 0 | 0 | 0 | 0 | 0 | 0 | 0 | 0 | 0 | 0 | 0 | 0 | 0
F1_Commercial_Lodging (ID)_Existing_Food Preparation_Natural Gas_Fryer_E6 | F1 | Commercial | Lodging (ID) | Existing | Food Preparation | Natural Gas | Fryer | E6 | RVT - Cost of Equipment | 0 | 0 | 0 | 0 | 0 | 0 | 0 | 0 | 0 | 0 | 0 | 0 | 0 | 0 | 0 | 0 | 0 | 0 | 0 | 0 | 0 | 0 | 0 | 0 | 0 | 0 | 0
F1_Commercial_Lodging (ID)_Existing_Food Preparation_Natural Gas_Fryer_E7 | F1 | Commercial | Lodging (ID) | Existing | Food Preparation | Natural Gas | Fryer | E7 | RVT - Cost of Equipment | 0 | 0 | 0 | 0 | 0 | 0 | 0 | 0 | 0 | 0 | 0 | 0 | 0 | 0 | 0 | 0 | 0 | 0 | 0 | 0 | 0 | 0 | 0 | 0 | 0 | 0 | 0
F1_Commercial_Lodging (ID)_Existing_Food Preparation_Natural Gas_Fryer_E8 | F1 | Commercial | Lodging (ID) | Existing | Food Preparation | Natural Gas | Fryer | E8 | RVT - Cost of Equipment | 0 | 0 | 0 | 0 | 0 | 0 | 0 | 0 | 0 | 0 | 0 | 0 | 0 | 0 | 0 | 0 | 0 | 0 | 0 | 0 | 0 | 0 | 0 | 0 | 0 | 0 | 0
F1_Commercial_Lodging (ID)_Existing_Food Preparation_Natural Gas_Fryer_E9 | F1 | Commercial | Lodging (ID) | Existing | Food Preparation | Natural Gas | Fryer | E9 | RVT - Cost of Equipment | 0 | 0 | 0 | 0 | 0 | 0 | 0 | 0 | 0 | 0 | 0 | 0 | 0 | 0 | 0 | 0 | 0 | 0 | 0 | 0 | 0 | 0 | 0 | 0 | 0 | 0 | 0
F1_Commercial_Lodging (ID)_Existing_Food Preparation_Natural Gas_Fryer_E10 | F1 | Commercial | Lodging (ID) | Existing | Food Preparation | Natural Gas | Fryer | E10 | RVT - Cost of Equipment | 0 | 0 | 0 | 0 | 0 | 0 | 0 | 0 | 0 | 0 | 0 | 0 | 0 | 0 | 0 | 0 | 0 | 0 | 0 | 0 | 0 | 0 | 0 | 0 | 0 | 0 | 0
F2_Commercial_Lodging (ID)_Existing_Food Preparation_Natural Gas_Fryer_E1 | F2 | Commercial | Lodging (ID) | Existing | Food Preparation | Natural Gas | Fryer | E1 | RVT - Cost of Operation | 0.048133 | 0.049101 | 0.05019 | 0.051412 | 0.052776 | 0.054424 | 0.056059 | 0.057606 | 0.059008 | 0.060373 | 0.061788 | 0.063084 | 0.064469 | 0.065811 | 0.066991 | 0.068076 | 0.069023 | 0.069938 | 0.070903 | 0.071819 | 0.072741 | 0.074026 | 0.075326 | 0.076664 | 0.078026 | 0.079412 | 0.080823
F2_Commercial_Lodging (ID)_Existing_Food Preparation_Natural Gas_Fryer_E2 | F2 | Commercial | Lodging (ID) | Existing | Food Preparation | Natural Gas | Fryer | E2 | RVT - Cost of Operation | 0.033198 | 0.033865 | 0.034616 | 0.035459 | 0.0364 | 0.037536 | 0.038664 | 0.039731 | 0.040698 | 0.04164 | 0.042615 | 0.043509 | 0.044465 | 0.04539 | 0.046204 | 0.046952 | 0.047606 | 0.048237 | 0.048902 | 0.049534 | 0.05017 | 0.051056 | 0.051952 | 0.052875 | 0.053815 | 0.054771 | 0.055744
F2_Commercial_Lodging (ID)_Existing_Food Preparation_Natural Gas_Fryer_E3 | F2 | Commercial | Lodging (ID) | Existing | Food Preparation | Natural Gas | Fryer | E3 | RVT - Cost of Operation | 0 | 0 | 0 | 0 | 0 | 0 | 0 | 0 | 0 | 0 | 0 | 0 | 0 | 0 | 0 | 0 | 0 | 0 | 0 | 0 | 0 | 0 | 0 | 0 | 0 | 0 | 0
F2_Commercial_Lodging (ID)_Existing_Food Preparation_Natural Gas_Fryer_E4 | F2 | Commercial | Lodging (ID) | Existing | Food Preparation | Natural Gas | Fryer | E4 | RVT - Cost of Operation | 0 | 0 | 0 | 0 | 0 | 0 | 0 | 0 | 0 | 0 | 0 | 0 | 0 | 0 | 0 | 0 | 0 | 0 | 0 | 0 | 0 | 0 | 0 | 0 | 0 | 0 | 0
F2_Commercial_Lodging (ID)_Existing_Food Preparation_Natural Gas_Fryer_E5 | F2 | Commercial | Lodging (ID) | Existing | Food Preparation | Natural Gas | Fryer | E5 | RVT - Cost of Operation | 0 | 0 | 0 | 0 | 0 | 0 | 0 | 0 | 0 | 0 | 0 | 0 | 0 | 0 | 0 | 0 | 0 | 0 | 0 | 0 | 0 | 0 | 0 | 0 | 0 | 0 | 0
F2_Commercial_Lodging (ID)_Existing_Food Preparation_Natural Gas_Fryer_E6 | F2 | Commercial | Lodging (ID) | Existing | Food Preparation | Natural Gas | Fryer | E6 | RVT - Cost of Operation | 0 | 0 | 0 | 0 | 0 | 0 | 0 | 0 | 0 | 0 | 0 | 0 | 0 | 0 | 0 | 0 | 0 | 0 | 0 | 0 | 0 | 0 | 0 | 0 | 0 | 0 | 0
F2_Commercial_Lodging (ID)_Existing_Food Preparation_Natural Gas_Fryer_E7 | F2 | Commercial | Lodging (ID) | Existing | Food Preparation | Natural Gas | Fryer | E7 | RVT - Cost of Operation | 0 | 0 | 0 | 0 | 0 | 0 | 0 | 0 | 0 | 0 | 0 | 0 | 0 | 0 | 0 | 0 | 0 | 0 | 0 | 0 | 0 | 0 | 0 | 0 | 0 | 0 | 0
F2_Commercial_Lodging (ID)_Existing_Food Preparation_Natural Gas_Fryer_E8 | F2 | Commercial | Lodging (ID) | Existing | Food Preparation | Natural Gas | Fryer | E8 | RVT - Cost of Operation | 0 | 0 | 0 | 0 | 0 | 0 | 0 | 0 | 0 | 0 | 0 | 0 | 0 | 0 | 0 | 0 | 0 | 0 | 0 | 0 | 0 | 0 | 0 | 0 | 0 | 0 | 0
F2_Commercial_Lodging (ID)_Existing_Food Preparation_Natural Gas_Fryer_E9 | F2 | Commercial | Lodging (ID) | Existing | Food Preparation | Natural Gas | Fryer | E9 | RVT - Cost of Operation | 0 | 0 | 0 | 0 | 0 | 0 | 0 | 0 | 0 | 0 | 0 | 0 | 0 | 0 | 0 | 0 | 0 | 0 | 0 | 0 | 0 | 0 | 0 | 0 | 0 | 0 | 0
F2_Commercial_Lodging (ID)_Existing_Food Preparation_Natural Gas_Fryer_E10 | F2 | Commercial | Lodging (ID) | Existing | Food Preparation | Natural Gas | Fryer | E10 | RVT - Cost of Operation | 0 | 0 | 0 | 0 | 0 | 0 | 0 | 0 | 0 | 0 | 0 | 0 | 0 | 0 | 0 | 0 | 0 | 0 | 0 | 0 | 0 | 0 | 0 | 0 | 0 | 0 | 0
F3_Commercial_Lodging (ID)_Existing_Food Preparation_Natural Gas_Fryer_E1 | F3 | Commercial | Lodging (ID) | Existing | Food Preparation | Natural Gas | Fryer | E1 | System - kBTUs of Consumption | 11.1363 | 11.1363 | 11.1363 | 11.1363 | 11.1363 | 11.1363 | 11.1363 | 11.1363 | 11.1363 | 11.1363 | 11.1363 | 11.1363 | 11.1363 | 11.1363 | 11.1363 | 11.1363 | 11.1363 | 11.1363 | 11.1363 | 11.1363 | 11.1363 | 11.1363 | 11.1363 | 11.1363 | 11.1363 | 11.1363 | 11.1363
F3_Commercial_Lodging (ID)_Existing_Food Preparation_Natural Gas_Fryer_E2 | F3 | Commercial | Lodging (ID) | Existing | Food Preparation | Natural Gas | Fryer | E2 | System - kBTUs of Consumption | 7.6807 | 7.6807 | 7.6807 | 7.6807 | 7.6807 | 7.6807 | 7.6807 | 7.6807 | 7.6807 | 7.6807 | 7.6807 | 7.6807 | 7.6807 | 7.6807 | 7.6807 | 7.6807 | 7.6807 | 7.6807 | 7.6807 | 7.6807 | 7.6807 | 7.6807 | 7.6807 | 7.6807 | 7.6807 | 7.6807 | 7.6807
F3_Commercial_Lodging (ID)_Existing_Food Preparation_Natural Gas_Fryer_E3 | F3 | Commercial | Lodging (ID) | Existing | Food Preparation | Natural Gas | Fryer | E3 | System - kBTUs of Consumption | 0 | 0 | 0 | 0 | 0 | 0 | 0 | 0 | 0 | 0 | 0 | 0 | 0 | 0 | 0 | 0 | 0 | 0 | 0 | 0 | 0 | 0 | 0 | 0 | 0 | 0 | 0
F3_Commercial_Lodging (ID)_Existing_Food Preparation_Natural Gas_Fryer_E4 | F3 | Commercial | Lodging (ID) | Existing | Food Preparation | Natural Gas | Fryer | E4 | System - kBTUs of Consumption | 0 | 0 | 0 | 0 | 0 | 0 | 0 | 0 | 0 | 0 | 0 | 0 | 0 | 0 | 0 | 0 | 0 | 0 | 0 | 0 | 0 | 0 | 0 | 0 | 0 | 0 | 0
F3_Commercial_Lodging (ID)_Existing_Food Preparation_Natural Gas_Fryer_E5 | F3 | Commercial | Lodging (ID) | Existing | Food Preparation | Natural Gas | Fryer | E5 | System - kBTUs of Consumption | 0 | 0 | 0 | 0 | 0 | 0 | 0 | 0 | 0 | 0 | 0 | 0 | 0 | 0 | 0 | 0 | 0 | 0 | 0 | 0 | 0 | 0 | 0 | 0 | 0 | 0 | 0
F3_Commercial_Lodging (ID)_Existing_Food Preparation_Natural Gas_Fryer_E6 | F3 | Commercial | Lodging (ID) | Existing | Food Preparation | Natural Gas | Fryer | E6 | System - kBTUs of Consumption | 0 | 0 | 0 | 0 | 0 | 0 | 0 | 0 | 0 | 0 | 0 | 0 | 0 | 0 | 0 | 0 | 0 | 0 | 0 | 0 | 0 | 0 | 0 | 0 | 0 | 0 | 0
F3_Commercial_Lodging (ID)_Existing_Food Preparation_Natural Gas_Fryer_E7 | F3 | Commercial | Lodging (ID) | Existing | Food Preparation | Natural Gas | Fryer | E7 | System - kBTUs of Consumption | 0 | 0 | 0 | 0 | 0 | 0 | 0 | 0 | 0 | 0 | 0 | 0 | 0 | 0 | 0 | 0 | 0 | 0 | 0 | 0 | 0 | 0 | 0 | 0 | 0 | 0 | 0
F3_Commercial_Lodging (ID)_Existing_Food Preparation_Natural Gas_Fryer_E8 | F3 | Commercial | Lodging (ID) | Existing | Food Preparation | Natural Gas | Fryer | E8 | System - kBTUs of Consumption | 0 | 0 | 0 | 0 | 0 | 0 | 0 | 0 | 0 | 0 | 0 | 0 | 0 | 0 | 0 | 0 | 0 | 0 | 0 | 0 | 0 | 0 | 0 | 0 | 0 | 0 | 0
F3_Commercial_Lodging (ID)_Existing_Food Preparation_Natural Gas_Fryer_E9 | F3 | Commercial | Lodging (ID) | Existing | Food Preparation | Natural Gas | Fryer | E9 | System - kBTUs of Consumption | 0 | 0 | 0 | 0 | 0 | 0 | 0 | 0 | 0 | 0 | 0 | 0 | 0 | 0 | 0 | 0 | 0 | 0 | 0 | 0 | 0 | 0 | 0 | 0 | 0 | 0 | 0
F3_Commercial_Lodging (ID)_Existing_Food Preparation_Natural Gas_Fryer_E10 | F3 | Commercial | Lodging (ID) | Existing | Food Preparation | Natural Gas | Fryer | E10 | System - kBTUs of Consumption | 0 | 0 | 0 | 0 | 0 | 0 | 0 | 0 | 0 | 0 | 0 | 0 | 0 | 0 | 0 | 0 | 0 | 0 | 0 | 0 | 0 | 0 | 0 | 0 | 0 | 0 | 0
F4_Commercial_Lodging (ID)_Existing_Food Preparation_Natural Gas_Fryer_E1 | F4 | Commercial | Lodging (ID) | Existing | Food Preparation | Natural Gas | Fryer | E1 | Utility - Cost of Equipment | 0.0019894 | 0.0019894 | 0.0019894 | 0.0019894 | 0.0019894 | 0.0019894 | 0.0019894 | 0.0019894 | 0.0019894 | 0.0019894 | 0.0019894 | 0.0019894 | 0.0019894 | 0.0019894 | 0.0019894 | 0.0019894 | 0.0019894 | 0.0019894 | 0.0019894 | 0.0019894 | 0.0019894 | 0.0019894 | 0.0019894 | 0.0019894 | 0.0019894 | 0.0019894 | 0.0019894
F4_Commercial_Lodging (ID)_Existing_Food Preparation_Natural Gas_Fryer_E2 | F4 | Commercial | Lodging (ID) | Existing | Food Preparation | Natural Gas | Fryer | E2 | Utility - Cost of Equipment | 0.0029443 | 0.0029443 | 0.0029443 | 0.0029443 | 0.0029443 | 0.0029443 | 0.0029443 | 0.0029443 | 0.0029443 | 0.0029443 | 0.0029443 | 0.0029443 | 0.0029443 | 0.0029443 | 0.0029443 | 0.0029443 | 0.0029443 | 0.0029443 | 0.0029443 | 0.0029443 | 0.0029443 | 0.0029443 | 0.0029443 | 0.0029443 | 0.0029443 | 0.0029443 | 0.0029443
F4_Commercial_Lodging (ID)_Existing_Food Preparation_Natural Gas_Fryer_E3 | F4 | Commercial | Lodging (ID) | Existing | Food Preparation | Natural Gas | Fryer | E3 | Utility - Cost of Equipment | 0 | 0 | 0 | 0 | 0 | 0 | 0 | 0 | 0 | 0 | 0 | 0 | 0 | 0 | 0 | 0 | 0 | 0 | 0 | 0 | 0 | 0 | 0 | 0 | 0 | 0 | 0
F4_Commercial_Lodging (ID)_Existing_Food Preparation_Natural Gas_Fryer_E4 | F4 | Commercial | Lodging (ID) | Existing | Food Preparation | Natural Gas | Fryer | E4 | Utility - Cost of Equipment | 0 | 0 | 0 | 0 | 0 | 0 | 0 | 0 | 0 | 0 | 0 | 0 | 0 | 0 | 0 | 0 | 0 | 0 | 0 | 0 | 0 | 0 | 0 | 0 | 0 | 0 | 0
F4_Commercial_Lodging (ID)_Existing_Food Preparation_Natural Gas_Fryer_E5 | F4 | Commercial | Lodging (ID) | Existing | Food Preparation | Natural Gas | Fryer | E5 | Utility - Cost of Equipment | 0 | 0 | 0 | 0 | 0 | 0 | 0 | 0 | 0 | 0 | 0 | 0 | 0 | 0 | 0 | 0 | 0 | 0 | 0 | 0 | 0 | 0 | 0 | 0 | 0 | 0 | 0
F4_Commercial_Lodging (ID)_Existing_Food Preparation_Natural Gas_Fryer_E6 | F4 | Commercial | Lodging (ID) | Existing | Food Preparation | Natural Gas | Fryer | E6 | Utility - Cost of Equipment | 0 | 0 | 0 | 0 | 0 | 0 | 0 | 0 | 0 | 0 | 0 | 0 | 0 | 0 | 0 | 0 | 0 | 0 | 0 | 0 | 0 | 0 | 0 | 0 | 0 | 0 | 0
F4_Commercial_Lodging (ID)_Existing_Food Preparation_Natural Gas_Fryer_E7 | F4 | Commercial | Lodging (ID) | Existing | Food Preparation | Natural Gas | Fryer | E7 | Utility - Cost of Equipment | 0 | 0 | 0 | 0 | 0 | 0 | 0 | 0 | 0 | 0 | 0 | 0 | 0 | 0 | 0 | 0 | 0 | 0 | 0 | 0 | 0 | 0 | 0 | 0 | 0 | 0 | 0
F4_Commercial_Lodging (ID)_Existing_Food Preparation_Natural Gas_Fryer_E8 | F4 | Commercial | Lodging (ID) | Existing | Food Preparation | Natural Gas | Fryer | E8 | Utility - Cost of Equipment | 0 | 0 | 0 | 0 | 0 | 0 | 0 | 0 | 0 | 0 | 0 | 0 | 0 | 0 | 0 | 0 | 0 | 0 | 0 | 0 | 0 | 0 | 0 | 0 | 0 | 0 | 0
F4_Commercial_Lodging (ID)_Existing_Food Preparation_Natural Gas_Fryer_E9 | F4 | Commercial | Lodging (ID) | Existing | Food Preparation | Natural Gas | Fryer | E9 | Utility - Cost of Equipment | 0 | 0 | 0 | 0 | 0 | 0 | 0 | 0 | 0 | 0 | 0 | 0 | 0 | 0 | 0 | 0 | 0 | 0 | 0 | 0 | 0 | 0 | 0 | 0 | 0 | 0 | 0
F4_Commercial_Lodging (ID)_Existing_Food Preparation_Natural Gas_Fryer_E10 | F4 | Commercial | Lodging (ID) | Existing | Food Preparation | Natural Gas | Fryer | E10 | Utility - Cost of Equipment | 0 | 0 | 0 | 0 | 0 | 0 | 0 | 0 | 0 | 0 | 0 | 0 | 0 | 0 | 0 | 0 | 0 | 0 | 0 | 0 | 0 | 0 | 0 | 0 | 0 | 0 | 0
F5_Commercial_Lodging (ID)_Existing_Food Preparation_Natural Gas_Fryer_E1 | F5 | Commercial | Lodging (ID) | Existing | Food Preparation | Natural Gas | Fryer | E1 | Utility - Cost of Operation | 0.041289 | 0.042374 | 0.043591 | 0.044955 | 0.046473 | 0.048269 | 0.050098 | 0.0519 | 0.053633 | 0.055392 | 0.056823 | 0.058174 | 0.059619 | 0.061041 | 0.062331 | 0.063553 | 0.064667 | 0.065773 | 0.066945 | 0.068096 | 0.069277 | 0.070501 | 0.071739 | 0.073013 | 0.07431 | 0.07563 | 0.076974
F5_Commercial_Lodging (ID)_Existing_Food Preparation_Natural Gas_Fryer_E2 | F5 | Commercial | Lodging (ID) | Existing | Food Preparation | Natural Gas | Fryer | E2 | Utility - Cost of Operation | 0.028477 | 0.029225 | 0.030065 | 0.031005 | 0.032053 | 0.033291 | 0.034553 | 0.035796 | 0.036991 | 0.038204 | 0.039191 | 0.040123 | 0.04112 | 0.0421 | 0.04299 | 0.043833 | 0.044601 | 0.045364 | 0.046172 | 0.046966 | 0.047781 | 0.048625 | 0.049478 | 0.050357 | 0.051252 | 0.052163 | 0.053089
F5_Commercial_Lodging (ID)_Existing_Food Preparation_Natural Gas_Fryer_E3 | F5 | Commercial | Lodging (ID) | Existing | Food Preparation | Natural Gas | Fryer | E3 | Utility - Cost of Operation | 0 | 0 | 0 | 0 | 0 | 0 | 0 | 0 | 0 | 0 | 0 | 0 | 0 | 0 | 0 | 0 | 0 | 0 | 0 | 0 | 0 | 0 | 0 | 0 | 0 | 0 | 0
F5_Commercial_Lodging (ID)_Existing_Food Preparation_Natural Gas_Fryer_E4 | F5 | Commercial | Lodging (ID) | Existing | Food Preparation | Natural Gas | Fryer | E4 | Utility - Cost of Operation | 0 | 0 | 0 | 0 | 0 | 0 | 0 | 0 | 0 | 0 | 0 | 0 | 0 | 0 | 0 | 0 | 0 | 0 | 0 | 0 | 0 | 0 | 0 | 0 | 0 | 0 | 0
F5_Commercial_Lodging (ID)_Existing_Food Preparation_Natural Gas_Fryer_E5 | F5 | Commercial | Lodging (ID) | Existing | Food Preparation | Natural Gas | Fryer | E5 | Utility - Cost of Operation | 0 | 0 | 0 | 0 | 0 | 0 | 0 | 0 | 0 | 0 | 0 | 0 | 0 | 0 | 0 | 0 | 0 | 0 | 0 | 0 | 0 | 0 | 0 | 0 | 0 | 0 | 0
F5_Commercial_Lodging (ID)_Existing_Food Preparation_Natural Gas_Fryer_E6 | F5 | Commercial | Lodging (ID) | Existing | Food Preparation | Natural Gas | Fryer | E6 | Utility - Cost of Operation | 0 | 0 | 0 | 0 | 0 | 0 | 0 | 0 | 0 | 0 | 0 | 0 | 0 | 0 | 0 | 0 | 0 | 0 | 0 | 0 | 0 | 0 | 0 | 0 | 0 | 0 | 0
F5_Commercial_Lodging (ID)_Existing_Food Preparation_Natural Gas_Fryer_E7 | F5 | Commercial | Lodging (ID) | Existing | Food Preparation | Natural Gas | Fryer | E7 | Utility - Cost of Operation | 0 | 0 | 0 | 0 | 0 | 0 | 0 | 0 | 0 | 0 | 0 | 0 | 0 | 0 | 0 | 0 | 0 | 0 | 0 | 0 | 0 | 0 | 0 | 0 | 0 | 0 | 0
F5_Commercial_Lodging (ID)_Existing_Food Preparation_Natural Gas_Fryer_E8 | F5 | Commercial | Lodging (ID) | Existing | Food Preparation | Natural Gas | Fryer | E8 | Utility - Cost of Operation | 0 | 0 | 0 | 0 | 0 | 0 | 0 | 0 | 0 | 0 | 0 | 0 | 0 | 0 | 0 | 0 | 0 | 0 | 0 | 0 | 0 | 0 | 0 | 0 | 0 | 0 | 0
F5_Commercial_Lodging (ID)_Existing_Food Preparation_Natural Gas_Fryer_E9 | F5 | Commercial | Lodging (ID) | Existing | Food Preparation | Natural Gas | Fryer | E9 | Utility - Cost of Operation | 0 | 0 | 0 | 0 | 0 | 0 | 0 | 0 | 0 | 0 | 0 | 0 | 0 | 0 | 0 | 0 | 0 | 0 | 0 | 0 | 0 | 0 | 0 | 0 | 0 | 0 | 0
F5_Commercial_Lodging (ID)_Existing_Food Preparation_Natural Gas_Fryer_E10 | F5 | Commercial | Lodging (ID) | Existing | Food Preparation | Natural Gas | Fryer | E10 | Utility - Cost of Operation | 0 | 0 | 0 | 0 | 0 | 0 | 0 | 0 | 0 | 0 | 0 | 0 | 0 | 0 | 0 | 0 | 0 | 0 | 0 | 0 | 0 | 0 | 0 | 0 | 0 | 0 | 0
F6_Commercial_Lodging (ID)_Existing_Food Preparation_Natural Gas_Fryer_E1 | F6 | Commercial | Lodging (ID) | Existing | Food Preparation | Natural Gas | Fryer | E1 | Utility - Value of Sales | 0.048133 | 0.049101 | 0.05019 | 0.051412 | 0.052776 | 0.054424 | 0.056059 | 0.057606 | 0.059008 | 0.060373 | 0.061788 | 0.063084 | 0.064469 | 0.065811 | 0.066991 | 0.068076 | 0.069023 | 0.069938 | 0.070903 | 0.071819 | 0.072741 | 0.074026 | 0.075326 | 0.076664 | 0.078026 | 0.079412 | 0.080823
F6_Commercial_Lodging (ID)_Existing_Food Preparation_Natural Gas_Fryer_E2 | F6 | Commercial | Lodging (ID) | Existing | Food Preparation | Natural Gas | Fryer | E2 | Utility - Value of Sales | 0.033198 | 0.033865 | 0.034616 | 0.035459 | 0.0364 | 0.037536 | 0.038664 | 0.039731 | 0.040698 | 0.04164 | 0.042615 | 0.043509 | 0.044465 | 0.04539 | 0.046204 | 0.046952 | 0.047606 | 0.048237 | 0.048902 | 0.049534 | 0.05017 | 0.051056 | 0.051952 | 0.052875 | 0.053815 | 0.054771 | 0.055744
F6_Commercial_Lodging (ID)_Existing_Food Preparation_Natural Gas_Fryer_E3 | F6 | Commercial | Lodging (ID) | Existing | Food Preparation | Natural Gas | Fryer | E3 | Utility - Value of Sales | 0 | 0 | 0 | 0 | 0 | 0 | 0 | 0 | 0 | 0 | 0 | 0 | 0 | 0 | 0 | 0 | 0 | 0 | 0 | 0 | 0 | 0 | 0 | 0 | 0 | 0 | 0
F6_Commercial_Lodging (ID)_Existing_Food Preparation_Natural Gas_Fryer_E4 | F6 | Commercial | Lodging (ID) | Existing | Food Preparation | Natural Gas | Fryer | E4 | Utility - Value of Sales | 0 | 0 | 0 | 0 | 0 | 0 | 0 | 0 | 0 | 0 | 0 | 0 | 0 | 0 | 0 | 0 | 0 | 0 | 0 | 0 | 0 | 0 | 0 | 0 | 0 | 0 | 0
F6_Commercial_Lodging (ID)_Existing_Food Preparation_Natural Gas_Fryer_E5 | F6 | Commercial | Lodging (ID) | Existing | Food Preparation | Natural Gas | Fryer | E5 | Utility - Value of Sales | 0 | 0 | 0 | 0 | 0 | 0 | 0 | 0 | 0 | 0 | 0 | 0 | 0 | 0 | 0 | 0 | 0 | 0 | 0 | 0 | 0 | 0 | 0 | 0 | 0 | 0 | 0
F6_Commercial_Lodging (ID)_Existing_Food Preparation_Natural Gas_Fryer_E6 | F6 | Commercial | Lodging (ID) | Existing | Food Preparation | Natural Gas | Fryer | E6 | Utility - Value of Sales | 0 | 0 | 0 | 0 | 0 | 0 | 0 | 0 | 0 | 0 | 0 | 0 | 0 | 0 | 0 | 0 | 0 | 0 | 0 | 0 | 0 | 0 | 0 | 0 | 0 | 0 | 0
F6_Commercial_Lodging (ID)_Existing_Food Preparation_Natural Gas_Fryer_E7 | F6 | Commercial | Lodging (ID) | Existing | Food Preparation | Natural Gas | Fryer | E7 | Utility - Value of Sales | 0 | 0 | 0 | 0 | 0 | 0 | 0 | 0 | 0 | 0 | 0 | 0 | 0 | 0 | 0 | 0 | 0 | 0 | 0 | 0 | 0 | 0 | 0 | 0 | 0 | 0 | 0
F6_Commercial_Lodging (ID)_Existing_Food Preparation_Natural Gas_Fryer_E8 | F6 | Commercial | Lodging (ID) | Existing | Food Preparation | Natural Gas | Fryer | E8 | Utility - Value of Sales | 0 | 0 | 0 | 0 | 0 | 0 | 0 | 0 | 0 | 0 | 0 | 0 | 0 | 0 | 0 | 0 | 0 | 0 | 0 | 0 | 0 | 0 | 0 | 0 | 0 | 0 | 0
F6_Commercial_Lodging (ID)_Existing_Food Preparation_Natural Gas_Fryer_E9 | F6 | Commercial | Lodging (ID) | Existing | Food Preparation | Natural Gas | Fryer | E9 | Utility - Value of Sales | 0 | 0 | 0 | 0 | 0 | 0 | 0 | 0 | 0 | 0 | 0 | 0 | 0 | 0 | 0 | 0 | 0 | 0 | 0 | 0 | 0 | 0 | 0 | 0 | 0 | 0 | 0
F6_Commercial_Lodging (ID)_Existing_Food Preparation_Natural Gas_Fryer_E10 | F6 | Commercial | Lodging (ID) | Existing | Food Preparation | Natural Gas | Fryer | E10 | Utility - Value of Sales | 0 | 0 | 0 | 0 | 0 | 0 | 0 | 0 | 0 | 0 | 0 | 0 | 0 | 0 | 0 | 0 | 0 | 0 | 0 | 0 | 0 | 0 | 0 | 0 | 0 | 0 | 0
F1_Commercial_Lodging (ID)_Existing_Food Preparation_Natural Gas_Broiler_E1 | F1 | Commercial | Lodging (ID) | Existing | Food Preparation | Natural Gas | Broiler | E1 | RVT - Cost of Equipment | 0.0022897 | 0.0022897 | 0.0022897 | 0.0022897 | 0.0022897 | 0.0022897 | 0.0022897 | 0.0022897 | 0.0022897 | 0.0022897 | 0.0022897 | 0.0022897 | 0.0022897 | 0.0022897 | 0.0022897 | 0.0022897 | 0.0022897 | 0.0022897 | 0.0022897 | 0.0022897 | 0.0022897 | 0.0022897 | 0.0022897 | 0.0022897 | 0.0022897 | 0.0022897 | 0.0022897
F1_Commercial_Lodging (ID)_Existing_Food Preparation_Natural Gas_Broiler_E2 | F1 | Commercial | Lodging (ID) | Existing | Food Preparation | Natural Gas | Broiler | E2 | RVT - Cost of Equipment | 0.0032056 | 0.0032056 | 0.0032056 | 0.0032056 | 0.0032056 | 0.0032056 | 0.0032056 | 0.0032056 | 0.0032056 | 0.0032056 | 0.0032056 | 0.0032056 | 0.0032056 | 0.0032056 | 0.0032056 | 0.0032056 | 0.0032056 | 0.0032056 | 0.0032056 | 0.0032056 | 0.0032056 | 0.0032056 | 0.0032056 | 0.0032056 | 0.0032056 | 0.0032056 | 0.0032056
F1_Commercial_Lodging (ID)_Existing_Food Preparation_Natural Gas_Broiler_E3 | F1 | Commercial | Lodging (ID) | Existing | Food Preparation | Natural Gas | Broiler | E3 | RVT - Cost of Equipment | 0 | 0 | 0 | 0 | 0 | 0 | 0 | 0 | 0 | 0 | 0 | 0 | 0 | 0 | 0 | 0 | 0 | 0 | 0 | 0 | 0 | 0 | 0 | 0 | 0 | 0 | 0
F1_Commercial_Lodging (ID)_Existing_Food Preparation_Natural Gas_Broiler_E4 | F1 | Commercial | Lodging (ID) | Existing | Food Preparation | Natural Gas | Broiler | E4 | RVT - Cost of Equipment | 0 | 0 | 0 | 0 | 0 | 0 | 0 | 0 | 0 | 0 | 0 | 0 | 0 | 0 | 0 | 0 | 0 | 0 | 0 | 0 | 0 | 0 | 0 | 0 | 0 | 0 | 0
F1_Commercial_Lodging (ID)_Existing_Food Preparation_Natural Gas_Broiler_E5 | F1 | Commercial | Lodging (ID) | Existing | Food Preparation | Natural Gas | Broiler | E5 | RVT - Cost of Equipment | 0 | 0 | 0 | 0 | 0 | 0 | 0 | 0 | 0 | 0 | 0 | 0 | 0 | 0 | 0 | 0 | 0 | 0 | 0 | 0 | 0 | 0 | 0 | 0 | 0 | 0 | 0
F1_Commercial_Lodging (ID)_Existing_Food Preparation_Natural Gas_Broiler_E6 | F1 | Commercial | Lodging (ID) | Existing | Food Preparation | Natural Gas | Broiler | E6 | RVT - Cost of Equipment | 0 | 0 | 0 | 0 | 0 | 0 | 0 | 0 | 0 | 0 | 0 | 0 | 0 | 0 | 0 | 0 | 0 | 0 | 0 | 0 | 0 | 0 | 0 | 0 | 0 | 0 | 0
F1_Commercial_Lodging (ID)_Existing_Food Preparation_Natural Gas_Broiler_E7 | F1 | Commercial | Lodging (ID) | Existing | Food Preparation | Natural Gas | Broiler | E7 | RVT - Cost of Equipment | 0 | 0 | 0 | 0 | 0 | 0 | 0 | 0 | 0 | 0 | 0 | 0 | 0 | 0 | 0 | 0 | 0 | 0 | 0 | 0 | 0 | 0 | 0 | 0 | 0 | 0 | 0
F1_Commercial_Lodging (ID)_Existing_Food Preparation_Natural Gas_Broiler_E8 | F1 | Commercial | Lodging (ID) | Existing | Food Preparation | Natural Gas | Broiler | E8 | RVT - Cost of Equipment | 0 | 0 | 0 | 0 | 0 | 0 | 0 | 0 | 0 | 0 | 0 | 0 | 0 | 0 | 0 | 0 | 0 | 0 | 0 | 0 | 0 | 0 | 0 | 0 | 0 | 0 | 0
F1_Commercial_Lodging (ID)_Existing_Food Preparation_Natural Gas_Broiler_E9 | F1 | Commercial | Lodging (ID) | Existing | Food Preparation | Natural Gas | Broiler | E9 | RVT - Cost of Equipment | 0 | 0 | 0 | 0 | 0 | 0 | 0 | 0 | 0 | 0 | 0 | 0 | 0 | 0 | 0 | 0 | 0 | 0 | 0 | 0 | 0 | 0 | 0 | 0 | 0 | 0 | 0
F1_Commercial_Lodging (ID)_Existing_Food Preparation_Natural Gas_Broiler_E10 | F1 | Commercial | Lodging (ID) | Existing | Food Preparation | Natural Gas | Broiler | E10 | RVT - Cost of Equipment | 0 | 0 | 0 | 0 | 0 | 0 | 0 | 0 | 0 | 0 | 0 | 0 | 0 | 0 | 0 | 0 | 0 | 0 | 0 | 0 | 0 | 0 | 0 | 0 | 0 | 0 | 0
F2_Commercial_Lodging (ID)_Existing_Food Preparation_Natural Gas_Broiler_E1 | F2 | Commercial | Lodging (ID) | Existing | Food Preparation | Natural Gas | Broiler | E1 | RVT - Cost of Operation | 0.047684 | 0.048585 | 0.049642 | 0.050875 | 0.052287 | 0.054049 | 0.055816 | 0.057494 | 0.059013 | 0.060486 | 0.062011 | 0.063398 | 0.064861 | 0.066246 | 0.067437 | 0.068512 | 0.069421 | 0.070289 | 0.071213 | 0.072075 | 0.07294 | 0.074227 | 0.075528 | 0.07687 | 0.078236 | 0.079626 | 0.08104
F2_Commercial_Lodging (ID)_Existing_Food Preparation_Natural Gas_Broiler_E2 | F2 | Commercial | Lodging (ID) | Existing | Food Preparation | Natural Gas | Broiler | E2 | RVT - Cost of Operation | 0.040671 | 0.041439 | 0.042341 | 0.043392 | 0.044597 | 0.0461 | 0.047607 | 0.049038 | 0.050334 | 0.05159 | 0.052891 | 0.054073 | 0.055322 | 0.056503 | 0.057519 | 0.058435 | 0.059211 | 0.059951 | 0.060739 | 0.061475 | 0.062212 | 0.06331 | 0.06442 | 0.065564 | 0.066729 | 0.067915 | 0.069121
F2_Commercial_Lodging (ID)_Existing_Food Preparation_Natural Gas_Broiler_E3 | F2 | Commercial | Lodging (ID) | Existing | Food Preparation | Natural Gas | Broiler | E3 | RVT - Cost of Operation | 0 | 0 | 0 | 0 | 0 | 0 | 0 | 0 | 0 | 0 | 0 | 0 | 0 | 0 | 0 | 0 | 0 | 0 | 0 | 0 | 0 | 0 | 0 | 0 | 0 | 0 | 0
F2_Commercial_Lodging (ID)_Existing_Food Preparation_Natural Gas_Broiler_E4 | F2 | Commercial | Lodging (ID) | Existing | Food Preparation | Natural Gas | Broiler | E4 | RVT - Cost of Operation | 0 | 0 | 0 | 0 | 0 | 0 | 0 | 0 | 0 | 0 | 0 | 0 | 0 | 0 | 0 | 0 | 0 | 0 | 0 | 0 | 0 | 0 | 0 | 0 | 0 | 0 | 0
F2_Commercial_Lodging (ID)_Existing_Food Preparation_Natural Gas_Broiler_E5 | F2 | Commercial | Lodging (ID) | Existing | Food Preparation | Natural Gas | Broiler | E5 | RVT - Cost of Operation | 0 | 0 | 0 | 0 | 0 | 0 | 0 | 0 | 0 | 0 | 0 | 0 | 0 | 0 | 0 | 0 | 0 | 0 | 0 | 0 | 0 | 0 | 0 | 0 | 0 | 0 | 0
F2_Commercial_Lodging (ID)_Existing_Food Preparation_Natural Gas_Broiler_E6 | F2 | Commercial | Lodging (ID) | Existing | Food Preparation | Natural Gas | Broiler | E6 | RVT - Cost of Operation | 0 | 0 | 0 | 0 | 0 | 0 | 0 | 0 | 0 | 0 | 0 | 0 | 0 | 0 | 0 | 0 | 0 | 0 | 0 | 0 | 0 | 0 | 0 | 0 | 0 | 0 | 0
F2_Commercial_Lodging (ID)_Existing_Food Preparation_Natural Gas_Broiler_E7 | F2 | Commercial | Lodging (ID) | Existing | Food Preparation | Natural Gas | Broiler | E7 | RVT - Cost of Operation | 0 | 0 | 0 | 0 | 0 | 0 | 0 | 0 | 0 | 0 | 0 | 0 | 0 | 0 | 0 | 0 | 0 | 0 | 0 | 0 | 0 | 0 | 0 | 0 | 0 | 0 | 0
F2_Commercial_Lodging (ID)_Existing_Food Preparation_Natural Gas_Broiler_E8 | F2 | Commercial | Lodging (ID) | Existing | Food Preparation | Natural Gas | Broiler | E8 | RVT - Cost of Operation | 0 | 0 | 0 | 0 | 0 | 0 | 0 | 0 | 0 | 0 | 0 | 0 | 0 | 0 | 0 | 0 | 0 | 0 | 0 | 0 | 0 | 0 | 0 | 0 | 0 | 0 | 0
F2_Commercial_Lodging (ID)_Existing_Food Preparation_Natural Gas_Broiler_E9 | F2 | Commercial | Lodging (ID) | Existing | Food Preparation | Natural Gas | Broiler | E9 | RVT - Cost of Operation | 0 | 0 | 0 | 0 | 0 | 0 | 0 | 0 | 0 | 0 | 0 | 0 | 0 | 0 | 0 | 0 | 0 | 0 | 0 | 0 | 0 | 0 | 0 | 0 | 0 | 0 | 0
F2_Commercial_Lodging (ID)_Existing_Food Preparation_Natural Gas_Broiler_E10 | F2 | Commercial | Lodging (ID) | Existing | Food Preparation | Natural Gas | Broiler | E10 | RVT - Cost of Operation | 0 | 0 | 0 | 0 | 0 | 0 | 0 | 0 | 0 | 0 | 0 | 0 | 0 | 0 | 0 | 0 | 0 | 0 | 0 | 0 | 0 | 0 | 0 | 0 | 0 | 0 | 0
F3_Commercial_Lodging (ID)_Existing_Food Preparation_Natural Gas_Broiler_E1 | F3 | Commercial | Lodging (ID) | Existing | Food Preparation | Natural Gas | Broiler | E1 | System - kBTUs of Consumption | 11.3756 | 11.3756 | 11.3756 | 11.3756 | 11.3756 | 11.3756 | 11.3756 | 11.3756 | 11.3756 | 11.3756 | 11.3756 | 11.3756 | 11.3756 | 11.3756 | 11.3756 | 11.3756 | 11.3756 | 11.3756 | 11.3756 | 11.3756 | 11.3756 | 11.3756 | 11.3756 | 11.3756 | 11.3756 | 11.3756 | 11.3756
F3_Commercial_Lodging (ID)_Existing_Food Preparation_Natural Gas_Broiler_E2 | F3 | Commercial | Lodging (ID) | Existing | Food Preparation | Natural Gas | Broiler | E2 | System - kBTUs of Consumption | 9.7025 | 9.7025 | 9.7025 | 9.7025 | 9.7025 | 9.7025 | 9.7025 | 9.7025 | 9.7025 | 9.7025 | 9.7025 | 9.7025 | 9.7025 | 9.7025 | 9.7025 | 9.7025 | 9.7025 | 9.7025 | 9.7025 | 9.7025 | 9.7025 | 9.7025 | 9.7025 | 9.7025 | 9.7025 | 9.7025 | 9.7025
F3_Commercial_Lodging (ID)_Existing_Food Preparation_Natural Gas_Broiler_E3 | F3 | Commercial | Lodging (ID) | Existing | Food Preparation | Natural Gas | Broiler | E3 | System - kBTUs of Consumption | 0 | 0 | 0 | 0 | 0 | 0 | 0 | 0 | 0 | 0 | 0 | 0 | 0 | 0 | 0 | 0 | 0 | 0 | 0 | 0 | 0 | 0 | 0 | 0 | 0 | 0 | 0
F3_Commercial_Lodging (ID)_Existing_Food Preparation_Natural Gas_Broiler_E4 | F3 | Commercial | Lodging (ID) | Existing | Food Preparation | Natural Gas | Broiler | E4 | System - kBTUs of Consumption | 0 | 0 | 0 | 0 | 0 | 0 | 0 | 0 | 0 | 0 | 0 | 0 | 0 | 0 | 0 | 0 | 0 | 0 | 0 | 0 | 0 | 0 | 0 | 0 | 0 | 0 | 0
F3_Commercial_Lodging (ID)_Existing_Food Preparation_Natural Gas_Broiler_E5 | F3 | Commercial | Lodging (ID) | Existing | Food Preparation | Natural Gas | Broiler | E5 | System - kBTUs of Consumption | 0 | 0 | 0 | 0 | 0 | 0 | 0 | 0 | 0 | 0 | 0 | 0 | 0 | 0 | 0 | 0 | 0 | 0 | 0 | 0 | 0 | 0 | 0 | 0 | 0 | 0 | 0
F3_Commercial_Lodging (ID)_Existing_Food Preparation_Natural Gas_Broiler_E6 | F3 | Commercial | Lodging (ID) | Existing | Food Preparation | Natural Gas | Broiler | E6 | System - kBTUs of Consumption | 0 | 0 | 0 | 0 | 0 | 0 | 0 | 0 | 0 | 0 | 0 | 0 | 0 | 0 | 0 | 0 | 0 | 0 | 0 | 0 | 0 | 0 | 0 | 0 | 0 | 0 | 0
F3_Commercial_Lodging (ID)_Existing_Food Preparation_Natural Gas_Broiler_E7 | F3 | Commercial | Lodging (ID) | Existing | Food Preparation | Natural Gas | Broiler | E7 | System - kBTUs of Consumption | 0 | 0 | 0 | 0 | 0 | 0 | 0 | 0 | 0 | 0 | 0 | 0 | 0 | 0 | 0 | 0 | 0 | 0 | 0 | 0 | 0 | 0 | 0 | 0 | 0 | 0 | 0
F3_Commercial_Lodging (ID)_Existing_Food Preparation_Natural Gas_Broiler_E8 | F3 | Commercial | Lodging (ID) | Existing | Food Preparation | Natural Gas | Broiler | E8 | System - kBTUs of Consumption | 0 | 0 | 0 | 0 | 0 | 0 | 0 | 0 | 0 | 0 | 0 | 0 | 0 | 0 | 0 | 0 | 0 | 0 | 0 | 0 | 0 | 0 | 0 | 0 | 0 | 0 | 0
F3_Commercial_Lodging (ID)_Existing_Food Preparation_Natural Gas_Broiler_E9 | F3 | Commercial | Lodging (ID) | Existing | Food Preparation | Natural Gas | Broiler | E9 | System - kBTUs of Consumption | 0 | 0 | 0 | 0 | 0 | 0 | 0 | 0 | 0 | 0 | 0 | 0 | 0 | 0 | 0 | 0 | 0 | 0 | 0 | 0 | 0 | 0 | 0 | 0 | 0 | 0 | 0
F3_Commercial_Lodging (ID)_Existing_Food Preparation_Natural Gas_Broiler_E10 | F3 | Commercial | Lodging (ID) | Existing | Food Preparation | Natural Gas | Broiler | E10 | System - kBTUs of Consumption | 0 | 0 | 0 | 0 | 0 | 0 | 0 | 0 | 0 | 0 | 0 | 0 | 0 | 0 | 0 | 0 | 0 | 0 | 0 | 0 | 0 | 0 | 0 | 0 | 0 | 0 | 0
F4_Commercial_Lodging (ID)_Existing_Food Preparation_Natural Gas_Broiler_E1 | F4 | Commercial | Lodging (ID) | Existing | Food Preparation | Natural Gas | Broiler | E1 | Utility - Cost of Equipment | 0.0022897 | 0.0022897 | 0.0022897 | 0.0022897 | 0.0022897 | 0.0022897 | 0.0022897 | 0.0022897 | 0.0022897 | 0.0022897 | 0.0022897 | 0.0022897 | 0.0022897 | 0.0022897 | 0.0022897 | 0.0022897 | 0.0022897 | 0.0022897 | 0.0022897 | 0.0022897 | 0.0022897 | 0.0022897 | 0.0022897 | 0.0022897 | 0.0022897 | 0.0022897 | 0.0022897
F4_Commercial_Lodging (ID)_Existing_Food Preparation_Natural Gas_Broiler_E2 | F4 | Commercial | Lodging (ID) | Existing | Food Preparation | Natural Gas | Broiler | E2 | Utility - Cost of Equipment | 0.0032056 | 0.0032056 | 0.0032056 | 0.0032056 | 0.0032056 | 0.0032056 | 0.0032056 | 0.0032056 | 0.0032056 | 0.0032056 | 0.0032056 | 0.0032056 | 0.0032056 | 0.0032056 | 0.0032056 | 0.0032056 | 0.0032056 | 0.0032056 | 0.0032056 | 0.0032056 | 0.0032056 | 0.0032056 | 0.0032056 | 0.0032056 | 0.0032056 | 0.0032056 | 0.0032056
F4_Commercial_Lodging (ID)_Existing_Food Preparation_Natural Gas_Broiler_E3 | F4 | Commercial | Lodging (ID) | Existing | Food Preparation | Natural Gas | Broiler | E3 | Utility - Cost of Equipment | 0 | 0 | 0 | 0 | 0 | 0 | 0 | 0 | 0 | 0 | 0 | 0 | 0 | 0 | 0 | 0 | 0 | 0 | 0 | 0 | 0 | 0 | 0 | 0 | 0 | 0 | 0
F4_Commercial_Lodging (ID)_Existing_Food Preparation_Natural Gas_Broiler_E4 | F4 | Commercial | Lodging (ID) | Existing | Food Preparation | Natural Gas | Broiler | E4 | Utility - Cost of Equipment | 0 | 0 | 0 | 0 | 0 | 0 | 0 | 0 | 0 | 0 | 0 | 0 | 0 | 0 | 0 | 0 | 0 | 0 | 0 | 0 | 0 | 0 | 0 | 0 | 0 | 0 | 0
F4_Commercial_Lodging (ID)_Existing_Food Preparation_Natural Gas_Broiler_E5 | F4 | Commercial | Lodging (ID) | Existing | Food Preparation | Natural Gas | Broiler | E5 | Utility - Cost of Equipment | 0 | 0 | 0 | 0 | 0 | 0 | 0 | 0 | 0 | 0 | 0 | 0 | 0 | 0 | 0 | 0 | 0 | 0 | 0 | 0 | 0 | 0 | 0 | 0 | 0 | 0 | 0
F4_Commercial_Lodging (ID)_Existing_Food Preparation_Natural Gas_Broiler_E6 | F4 | Commercial | Lodging (ID) | Existing | Food Preparation | Natural Gas | Broiler | E6 | Utility - Cost of Equipment | 0 | 0 | 0 | 0 | 0 | 0 | 0 | 0 | 0 | 0 | 0 | 0 | 0 | 0 | 0 | 0 | 0 | 0 | 0 | 0 | 0 | 0 | 0 | 0 | 0 | 0 | 0
F4_Commercial_Lodging (ID)_Existing_Food Preparation_Natural Gas_Broiler_E7 | F4 | Commercial | Lodging (ID) | Existing | Food Preparation | Natural Gas | Broiler | E7 | Utility - Cost of Equipment | 0 | 0 | 0 | 0 | 0 | 0 | 0 | 0 | 0 | 0 | 0 | 0 | 0 | 0 | 0 | 0 | 0 | 0 | 0 | 0 | 0 | 0 | 0 | 0 | 0 | 0 | 0
F4_Commercial_Lodging (ID)_Existing_Food Preparation_Natural Gas_Broiler_E8 | F4 | Commercial | Lodging (ID) | Existing | Food Preparation | Natural Gas | Broiler | E8 | Utility - Cost of Equipment | 0 | 0 | 0 | 0 | 0 | 0 | 0 | 0 | 0 | 0 | 0 | 0 | 0 | 0 | 0 | 0 | 0 | 0 | 0 | 0 | 0 | 0 | 0 | 0 | 0 | 0 | 0
F4_Commercial_Lodging (ID)_Existing_Food Preparation_Natural Gas_Broiler_E9 | F4 | Commercial | Lodging (ID) | Existing | Food Preparation | Natural Gas | Broiler | E9 | Utility - Cost of Equipment | 0 | 0 | 0 | 0 | 0 | 0 | 0 | 0 | 0 | 0 | 0 | 0 | 0 | 0 | 0 | 0 | 0 | 0 | 0 | 0 | 0 | 0 | 0 | 0 | 0 | 0 | 0
F4_Commercial_Lodging (ID)_Existing_Food Preparation_Natural Gas_Broiler_E10 | F4 | Commercial | Lodging (ID) | Existing | Food Preparation | Natural Gas | Broiler | E10 | Utility - Cost of Equipment | 0 | 0 | 0 | 0 | 0 | 0 | 0 | 0 | 0 | 0 | 0 | 0 | 0 | 0 | 0 | 0 | 0 | 0 | 0 | 0 | 0 | 0 | 0 | 0 | 0 | 0 | 0
F5_Commercial_Lodging (ID)_Existing_Food Preparation_Natural Gas_Broiler_E1 | F5 | Commercial | Lodging (ID) | Existing | Food Preparation | Natural Gas | Broiler | E1 | Utility - Cost of Operation | 0.040486 | 0.041506 | 0.042715 | 0.0441 | 0.045667 | 0.047573 | 0.049535 | 0.051478 | 0.053348 | 0.055245 | 0.056754 | 0.058167 | 0.059686 | 0.061173 | 0.062502 | 0.063746 | 0.064862 | 0.065964 | 0.06714 | 0.068288 | 0.069467 | 0.070693 | 0.071932 | 0.07321 | 0.07451 | 0.075834 | 0.077181
F5_Commercial_Lodging (ID)_Existing_Food Preparation_Natural Gas_Broiler_E2 | F5 | Commercial | Lodging (ID) | Existing | Food Preparation | Natural Gas | Broiler | E2 | Utility - Cost of Operation | 0.034531 | 0.035402 | 0.036433 | 0.037614 | 0.03895 | 0.040576 | 0.042249 | 0.043907 | 0.045502 | 0.047119 | 0.048406 | 0.049612 | 0.050908 | 0.052176 | 0.05331 | 0.054371 | 0.055322 | 0.056262 | 0.057265 | 0.058244 | 0.05925 | 0.060296 | 0.061352 | 0.062442 | 0.063551 | 0.064681 | 0.06583
F5_Commercial_Lodging (ID)_Existing_Food Preparation_Natural Gas_Broiler_E3 | F5 | Commercial | Lodging (ID) | Existing | Food Preparation | Natural Gas | Broiler | E3 | Utility - Cost of Operation | 0 | 0 | 0 | 0 | 0 | 0 | 0 | 0 | 0 | 0 | 0 | 0 | 0 | 0 | 0 | 0 | 0 | 0 | 0 | 0 | 0 | 0 | 0 | 0 | 0 | 0 | 0
F5_Commercial_Lodging (ID)_Existing_Food Preparation_Natural Gas_Broiler_E4 | F5 | Commercial | Lodging (ID) | Existing | Food Preparation | Natural Gas | Broiler | E4 | Utility - Cost of Operation | 0 | 0 | 0 | 0 | 0 | 0 | 0 | 0 | 0 | 0 | 0 | 0 | 0 | 0 | 0 | 0 | 0 | 0 | 0 | 0 | 0 | 0 | 0 | 0 | 0 | 0 | 0
F5_Commercial_Lodging (ID)_Existing_Food Preparation_Natural Gas_Broiler_E5 | F5 | Commercial | Lodging (ID) | Existing | Food Preparation | Natural Gas | Broiler | E5 | Utility - Cost of Operation | 0 | 0 | 0 | 0 | 0 | 0 | 0 | 0 | 0 | 0 | 0 | 0 | 0 | 0 | 0 | 0 | 0 | 0 | 0 | 0 | 0 | 0 | 0 | 0 | 0 | 0 | 0
F5_Commercial_Lodging (ID)_Existing_Food Preparation_Natural Gas_Broiler_E6 | F5 | Commercial | Lodging (ID) | Existing | Food Preparation | Natural Gas | Broiler | E6 | Utility - Cost of Operation | 0 | 0 | 0 | 0 | 0 | 0 | 0 | 0 | 0 | 0 | 0 | 0 | 0 | 0 | 0 | 0 | 0 | 0 | 0 | 0 | 0 | 0 | 0 | 0 | 0 | 0 | 0
F5_Commercial_Lodging (ID)_Existing_Food Preparation_Natural Gas_Broiler_E7 | F5 | Commercial | Lodging (ID) | Existing | Food Preparation | Natural Gas | Broiler | E7 | Utility - Cost of Operation | 0 | 0 | 0 | 0 | 0 | 0 | 0 | 0 | 0 | 0 | 0 | 0 | 0 | 0 | 0 | 0 | 0 | 0 | 0 | 0 | 0 | 0 | 0 | 0 | 0 | 0 | 0
F5_Commercial_Lodging (ID)_Existing_Food Preparation_Natural Gas_Broiler_E8 | F5 | Commercial | Lodging (ID) | Existing | Food Preparation | Natural Gas | Broiler | E8 | Utility - Cost of Operation | 0 | 0 | 0 | 0 | 0 | 0 | 0 | 0 | 0 | 0 | 0 | 0 | 0 | 0 | 0 | 0 | 0 | 0 | 0 | 0 | 0 | 0 | 0 | 0 | 0 | 0 | 0
F5_Commercial_Lodging (ID)_Existing_Food Preparation_Natural Gas_Broiler_E9 | F5 | Commercial | Lodging (ID) | Existing | Food Preparation | Natural Gas | Broiler | E9 | Utility - Cost of Operation | 0 | 0 | 0 | 0 | 0 | 0 | 0 | 0 | 0 | 0 | 0 | 0 | 0 | 0 | 0 | 0 | 0 | 0 | 0 | 0 | 0 | 0 | 0 | 0 | 0 | 0 | 0
F5_Commercial_Lodging (ID)_Existing_Food Preparation_Natural Gas_Broiler_E10 | F5 | Commercial | Lodging (ID) | Existing | Food Preparation | Natural Gas | Broiler | E10 | Utility - Cost of Operation | 0 | 0 | 0 | 0 | 0 | 0 | 0 | 0 | 0 | 0 | 0 | 0 | 0 | 0 | 0 | 0 | 0 | 0 | 0 | 0 | 0 | 0 | 0 | 0 | 0 | 0 | 0
F6_Commercial_Lodging (ID)_Existing_Food Preparation_Natural Gas_Broiler_E1 | F6 | Commercial | Lodging (ID) | Existing | Food Preparation | Natural Gas | Broiler | E1 | Utility - Value of Sales | 0.047684 | 0.048585 | 0.049642 | 0.050875 | 0.052287 | 0.054049 | 0.055816 | 0.057494 | 0.059013 | 0.060486 | 0.062011 | 0.063398 | 0.064861 | 0.066246 | 0.067437 | 0.068512 | 0.069421 | 0.070289 | 0.071213 | 0.072075 | 0.07294 | 0.074227 | 0.075528 | 0.07687 | 0.078236 | 0.079626 | 0.08104
F6_Commercial_Lodging (ID)_Existing_Food Preparation_Natural Gas_Broiler_E2 | F6 | Commercial | Lodging (ID) | Existing | Food Preparation | Natural Gas | Broiler | E2 | Utility - Value of Sales | 0.040671 | 0.041439 | 0.042341 | 0.043392 | 0.044597 | 0.0461 | 0.047607 | 0.049038 | 0.050334 | 0.05159 | 0.052891 | 0.054073 | 0.055322 | 0.056503 | 0.057519 | 0.058435 | 0.059211 | 0.059951 | 0.060739 | 0.061475 | 0.062212 | 0.06331 | 0.06442 | 0.065564 | 0.066729 | 0.067915 | 0.069121
F6_Commercial_Lodging (ID)_Existing_Food Preparation_Natural Gas_Broiler_E3 | F6 | Commercial | Lodging (ID) | Existing | Food Preparation | Natural Gas | Broiler | E3 | Utility - Value of Sales | 0 | 0 | 0 | 0 | 0 | 0 | 0 | 0 | 0 | 0 | 0 | 0 | 0 | 0 | 0 | 0 | 0 | 0 | 0 | 0 | 0 | 0 | 0 | 0 | 0 | 0 | 0
F6_Commercial_Lodging (ID)_Existing_Food Preparation_Natural Gas_Broiler_E4 | F6 | Commercial | Lodging (ID) | Existing | Food Preparation | Natural Gas | Broiler | E4 | Utility - Value of Sales | 0 | 0 | 0 | 0 | 0 | 0 | 0 | 0 | 0 | 0 | 0 | 0 | 0 | 0 | 0 | 0 | 0 | 0 | 0 | 0 | 0 | 0 | 0 | 0 | 0 | 0 | 0
F6_Commercial_Lodging (ID)_Existing_Food Preparation_Natural Gas_Broiler_E5 | F6 | Commercial | Lodging (ID) | Existing | Food Preparation | Natural Gas | Broiler | E5 | Utility - Value of Sales | 0 | 0 | 0 | 0 | 0 | 0 | 0 | 0 | 0 | 0 | 0 | 0 | 0 | 0 | 0 | 0 | 0 | 0 | 0 | 0 | 0 | 0 | 0 | 0 | 0 | 0 | 0
F6_Commercial_Lodging (ID)_Existing_Food Preparation_Natural Gas_Broiler_E6 | F6 | Commercial | Lodging (ID) | Existing | Food Preparation | Natural Gas | Broiler | E6 | Utility - Value of Sales | 0 | 0 | 0 | 0 | 0 | 0 | 0 | 0 | 0 | 0 | 0 | 0 | 0 | 0 | 0 | 0 | 0 | 0 | 0 | 0 | 0 | 0 | 0 | 0 | 0 | 0 | 0
F6_Commercial_Lodging (ID)_Existing_Food Preparation_Natural Gas_Broiler_E7 | F6 | Commercial | Lodging (ID) | Existing | Food Preparation | Natural Gas | Broiler | E7 | Utility - Value of Sales | 0 | 0 | 0 | 0 | 0 | 0 | 0 | 0 | 0 | 0 | 0 | 0 | 0 | 0 | 0 | 0 | 0 | 0 | 0 | 0 | 0 | 0 | 0 | 0 | 0 | 0 | 0
F6_Commercial_Lodging (ID)_Existing_Food Preparation_Natural Gas_Broiler_E8 | F6 | Commercial | Lodging (ID) | Existing | Food Preparation | Natural Gas | Broiler | E8 | Utility - Value of Sales | 0 | 0 | 0 | 0 | 0 | 0 | 0 | 0 | 0 | 0 | 0 | 0 | 0 | 0 | 0 | 0 | 0 | 0 | 0 | 0 | 0 | 0 | 0 | 0 | 0 | 0 | 0
F6_Commercial_Lodging (ID)_Existing_Food Preparation_Natural Gas_Broiler_E9 | F6 | Commercial | Lodging (ID) | Existing | Food Preparation | Natural Gas | Broiler | E9 | Utility - Value of Sales | 0 | 0 | 0 | 0 | 0 | 0 | 0 | 0 | 0 | 0 | 0 | 0 | 0 | 0 | 0 | 0 | 0 | 0 | 0 | 0 | 0 | 0 | 0 | 0 | 0 | 0 | 0
F6_Commercial_Lodging (ID)_Existing_Food Preparation_Natural Gas_Broiler_E10 | F6 | Commercial | Lodging (ID) | Existing | Food Preparation | Natural Gas | Broiler | E10 | Utility - Value of Sales | 0 | 0 | 0 | 0 | 0 | 0 | 0 | 0 | 0 | 0 | 0 | 0 | 0 | 0 | 0 | 0 | 0 | 0 | 0 | 0 | 0 | 0 | 0 | 0 | 0 | 0 | 0
F1_Commercial_Lodging (ID)_Existing_Food Preparation_Natural Gas_Griddle_E1 | F1 | Commercial | Lodging (ID) | Existing | Food Preparation | Natural Gas | Griddle | E1 | RVT - Cost of Equipment | 0.01134 | 0.01134 | 0.01134 | 0.01134 | 0.01134 | 0.01134 | 0.01134 | 0.01134 | 0.01134 | 0.01134 | 0.01134 | 0.01134 | 0.01134 | 0.01134 | 0.01134 | 0.01134 | 0.01134 | 0.01134 | 0.01134 | 0.01134 | 0.01134 | 0.01134 | 0.01134 | 0.01134 | 0.01134 | 0.01134 | 0.01134
F1_Commercial_Lodging (ID)_Existing_Food Preparation_Natural Gas_Griddle_E2 | F1 | Commercial | Lodging (ID) | Existing | Food Preparation | Natural Gas | Griddle | E2 | RVT - Cost of Equipment | 0.012132 | 0.012132 | 0.012132 | 0.012132 | 0.012132 | 0.012132 | 0.012132 | 0.012132 | 0.012132 | 0.012132 | 0.012132 | 0.012132 | 0.012132 | 0.012132 | 0.012132 | 0.012132 | 0.012132 | 0.012132 | 0.012132 | 0.012132 | 0.012132 | 0.012132 | 0.012132 | 0.012132 | 0.012132 | 0.012132 | 0.012132
F1_Commercial_Lodging (ID)_Existing_Food Preparation_Natural Gas_Griddle_E3 | F1 | Commercial | Lodging (ID) | Existing | Food Preparation | Natural Gas | Griddle | E3 | RVT - Cost of Equipment | 0 | 0 | 0 | 0 | 0 | 0 | 0 | 0 | 0 | 0 | 0 | 0 | 0 | 0 | 0 | 0 | 0 | 0 | 0 | 0 | 0 | 0 | 0 | 0 | 0 | 0 | 0
F1_Commercial_Lodging (ID)_Existing_Food Preparation_Natural Gas_Griddle_E4 | F1 | Commercial | Lodging (ID) | Existing | Food Preparation | Natural Gas | Griddle | E4 | RVT - Cost of Equipment | 0 | 0 | 0 | 0 | 0 | 0 | 0 | 0 | 0 | 0 | 0 | 0 | 0 | 0 | 0 | 0 | 0 | 0 | 0 | 0 | 0 | 0 | 0 | 0 | 0 | 0 | 0
F1_Commercial_Lodging (ID)_Existing_Food Preparation_Natural Gas_Griddle_E5 | F1 | Commercial | Lodging (ID) | Existing | Food Preparation | Natural Gas | Griddle | E5 | RVT - Cost of Equipment | 0 | 0 | 0 | 0 | 0 | 0 | 0 | 0 | 0 | 0 | 0 | 0 | 0 | 0 | 0 | 0 | 0 | 0 | 0 | 0 | 0 | 0 | 0 | 0 | 0 | 0 | 0
F1_Commercial_Lodging (ID)_Existing_Food Preparation_Natural Gas_Griddle_E6 | F1 | Commercial | Lodging (ID) | Existing | Food Preparation | Natural Gas | Griddle | E6 | RVT - Cost of Equipment | 0 | 0 | 0 | 0 | 0 | 0 | 0 | 0 | 0 | 0 | 0 | 0 | 0 | 0 | 0 | 0 | 0 | 0 | 0 | 0 | 0 | 0 | 0 | 0 | 0 | 0 | 0
F1_Commercial_Lodging (ID)_Existing_Food Preparation_Natural Gas_Griddle_E7 | F1 | Commercial | Lodging (ID) | Existing | Food Preparation | Natural Gas | Griddle | E7 | RVT - Cost of Equipment | 0 | 0 | 0 | 0 | 0 | 0 | 0 | 0 | 0 | 0 | 0 | 0 | 0 | 0 | 0 | 0 | 0 | 0 | 0 | 0 | 0 | 0 | 0 | 0 | 0 | 0 | 0
F1_Commercial_Lodging (ID)_Existing_Food Preparation_Natural Gas_Griddle_E8 | F1 | Commercial | Lodging (ID) | Existing | Food Preparation | Natural Gas | Griddle | E8 | RVT - Cost of Equipment | 0 | 0 | 0 | 0 | 0 | 0 | 0 | 0 | 0 | 0 | 0 | 0 | 0 | 0 | 0 | 0 | 0 | 0 | 0 | 0 | 0 | 0 | 0 | 0 | 0 | 0 | 0
F1_Commercial_Lodging (ID)_Existing_Food Preparation_Natural Gas_Griddle_E9 | F1 | Commercial | Lodging (ID) | Existing | Food Preparation | Natural Gas | Griddle | E9 | RVT - Cost of Equipment | 0 | 0 | 0 | 0 | 0 | 0 | 0 | 0 | 0 | 0 | 0 | 0 | 0 | 0 | 0 | 0 | 0 | 0 | 0 | 0 | 0 | 0 | 0 | 0 | 0 | 0 | 0
F1_Commercial_Lodging (ID)_Existing_Food Preparation_Natural Gas_Griddle_E10 | F1 | Commercial | Lodging (ID) | Existing | Food Preparation | Natural Gas | Griddle | E10 | RVT - Cost of Equipment | 0 | 0 | 0 | 0 | 0 | 0 | 0 | 0 | 0 | 0 | 0 | 0 | 0 | 0 | 0 | 0 | 0 | 0 | 0 | 0 | 0 | 0 | 0 | 0 | 0 | 0 | 0
F2_Commercial_Lodging (ID)_Existing_Food Preparation_Natural Gas_Griddle_E1 | F2 | Commercial | Lodging (ID) | Existing | Food Preparation | Natural Gas | Griddle | E1 | RVT - Cost of Operation | 0.033139 | 0.033765 | 0.0345 | 0.035356 | 0.036337 | 0.037562 | 0.03879 | 0.039957 | 0.041012 | 0.042035 | 0.043096 | 0.044059 | 0.045076 | 0.046039 | 0.046866 | 0.047613 | 0.048245 | 0.048849 | 0.04949 | 0.05009 | 0.050691 | 0.051586 | 0.05249 | 0.053422 | 0.054371 | 0.055337 | 0.05632
F2_Commercial_Lodging (ID)_Existing_Food Preparation_Natural Gas_Griddle_E2 | F2 | Commercial | Lodging (ID) | Existing | Food Preparation | Natural Gas | Griddle | E2 | RVT - Cost of Operation | 0.029086 | 0.029636 | 0.030281 | 0.031032 | 0.031894 | 0.032969 | 0.034047 | 0.03507 | 0.035997 | 0.036895 | 0.037825 | 0.038671 | 0.039564 | 0.040409 | 0.041135 | 0.04179 | 0.042345 | 0.042875 | 0.043438 | 0.043964 | 0.044492 | 0.045277 | 0.04607 | 0.046889 | 0.047722 | 0.04857 | 0.049433
F2_Commercial_Lodging (ID)_Existing_Food Preparation_Natural Gas_Griddle_E3 | F2 | Commercial | Lodging (ID) | Existing | Food Preparation | Natural Gas | Griddle | E3 | RVT - Cost of Operation | 0 | 0 | 0 | 0 | 0 | 0 | 0 | 0 | 0 | 0 | 0 | 0 | 0 | 0 | 0 | 0 | 0 | 0 | 0 | 0 | 0 | 0 | 0 | 0 | 0 | 0 | 0
F2_Commercial_Lodging (ID)_Existing_Food Preparation_Natural Gas_Griddle_E4 | F2 | Commercial | Lodging (ID) | Existing | Food Preparation | Natural Gas | Griddle | E4 | RVT - Cost of Operation | 0 | 0 | 0 | 0 | 0 | 0 | 0 | 0 | 0 | 0 | 0 | 0 | 0 | 0 | 0 | 0 | 0 | 0 | 0 | 0 | 0 | 0 | 0 | 0 | 0 | 0 | 0
F2_Commercial_Lodging (ID)_Existing_Food Preparation_Natural Gas_Griddle_E5 | F2 | Commercial | Lodging (ID) | Existing | Food Preparation | Natural Gas | Griddle | E5 | RVT - Cost of Operation | 0 | 0 | 0 | 0 | 0 | 0 | 0 | 0 | 0 | 0 | 0 | 0 | 0 | 0 | 0 | 0 | 0 | 0 | 0 | 0 | 0 | 0 | 0 | 0 | 0 | 0 | 0
F2_Commercial_Lodging (ID)_Existing_Food Preparation_Natural Gas_Griddle_E6 | F2 | Commercial | Lodging (ID) | Existing | Food Preparation | Natural Gas | Griddle | E6 | RVT - Cost of Operation | 0 | 0 | 0 | 0 | 0 | 0 | 0 | 0 | 0 | 0 | 0 | 0 | 0 | 0 | 0 | 0 | 0 | 0 | 0 | 0 | 0 | 0 | 0 | 0 | 0 | 0 | 0
F2_Commercial_Lodging (ID)_Existing_Food Preparation_Natural Gas_Griddle_E7 | F2 | Commercial | Lodging (ID) | Existing | Food Preparation | Natural Gas | Griddle | E7 | RVT - Cost of Operation | 0 | 0 | 0 | 0 | 0 | 0 | 0 | 0 | 0 | 0 | 0 | 0 | 0 | 0 | 0 | 0 | 0 | 0 | 0 | 0 | 0 | 0 | 0 | 0 | 0 | 0 | 0
F2_Commercial_Lodging (ID)_Existing_Food Preparation_Natural Gas_Griddle_E8 | F2 | Commercial | Lodging (ID) | Existing | Food Preparation | Natural Gas | Griddle | E8 | RVT - Cost of Operation | 0 | 0 | 0 | 0 | 0 | 0 | 0 | 0 | 0 | 0 | 0 | 0 | 0 | 0 | 0 | 0 | 0 | 0 | 0 | 0 | 0 | 0 | 0 | 0 | 0 | 0 | 0
F2_Commercial_Lodging (ID)_Existing_Food Preparation_Natural Gas_Griddle_E9 | F2 | Commercial | Lodging (ID) | Existing | Food Preparation | Natural Gas | Griddle | E9 | RVT - Cost of Operation | 0 | 0 | 0 | 0 | 0 | 0 | 0 | 0 | 0 | 0 | 0 | 0 | 0 | 0 | 0 | 0 | 0 | 0 | 0 | 0 | 0 | 0 | 0 | 0 | 0 | 0 | 0
F2_Commercial_Lodging (ID)_Existing_Food Preparation_Natural Gas_Griddle_E10 | F2 | Commercial | Lodging (ID) | Existing | Food Preparation | Natural Gas | Griddle | E10 | RVT - Cost of Operation | 0 | 0 | 0 | 0 | 0 | 0 | 0 | 0 | 0 | 0 | 0 | 0 | 0 | 0 | 0 | 0 | 0 | 0 | 0 | 0 | 0 | 0 | 0 | 0 | 0 | 0 | 0
F3_Commercial_Lodging (ID)_Existing_Food Preparation_Natural Gas_Griddle_E1 | F3 | Commercial | Lodging (ID) | Existing | Food Preparation | Natural Gas | Griddle | E1 | System - kBTUs of Consumption | 7.9056 | 7.9056 | 7.9056 | 7.9056 | 7.9056 | 7.9056 | 7.9056 | 7.9056 | 7.9056 | 7.9056 | 7.9056 | 7.9056 | 7.9056 | 7.9056 | 7.9056 | 7.9056 | 7.9056 | 7.9056 | 7.9056 | 7.9056 | 7.9056 | 7.9056 | 7.9056 | 7.9056 | 7.9056 | 7.9056 | 7.9056
F3_Commercial_Lodging (ID)_Existing_Food Preparation_Natural Gas_Griddle_E2 | F3 | Commercial | Lodging (ID) | Existing | Food Preparation | Natural Gas | Griddle | E2 | System - kBTUs of Consumption | 6.9388 | 6.9388 | 6.9388 | 6.9388 | 6.9388 | 6.9388 | 6.9388 | 6.9388 | 6.9388 | 6.9388 | 6.9388 | 6.9388 | 6.9388 | 6.9388 | 6.9388 | 6.9388 | 6.9388 | 6.9388 | 6.9388 | 6.9388 | 6.9388 | 6.9388 | 6.9388 | 6.9388 | 6.9388 | 6.9388 | 6.9388
F3_Commercial_Lodging (ID)_Existing_Food Preparation_Natural Gas_Griddle_E3 | F3 | Commercial | Lodging (ID) | Existing | Food Preparation | Natural Gas | Griddle | E3 | System - kBTUs of Consumption | 0 | 0 | 0 | 0 | 0 | 0 | 0 | 0 | 0 | 0 | 0 | 0 | 0 | 0 | 0 | 0 | 0 | 0 | 0 | 0 | 0 | 0 | 0 | 0 | 0 | 0 | 0
F3_Commercial_Lodging (ID)_Existing_Food Preparation_Natural Gas_Griddle_E4 | F3 | Commercial | Lodging (ID) | Existing | Food Preparation | Natural Gas | Griddle | E4 | System - kBTUs of Consumption | 0 | 0 | 0 | 0 | 0 | 0 | 0 | 0 | 0 | 0 | 0 | 0 | 0 | 0 | 0 | 0 | 0 | 0 | 0 | 0 | 0 | 0 | 0 | 0 | 0 | 0 | 0
F3_Commercial_Lodging (ID)_Existing_Food Preparation_Natural Gas_Griddle_E5 | F3 | Commercial | Lodging (ID) | Existing | Food Preparation | Natural Gas | Griddle | E5 | System - kBTUs of Consumption | 0 | 0 | 0 | 0 | 0 | 0 | 0 | 0 | 0 | 0 | 0 | 0 | 0 | 0 | 0 | 0 | 0 | 0 | 0 | 0 | 0 | 0 | 0 | 0 | 0 | 0 | 0
F3_Commercial_Lodging (ID)_Existing_Food Preparation_Natural Gas_Griddle_E6 | F3 | Commercial | Lodging (ID) | Existing | Food Preparation | Natural Gas | Griddle | E6 | System - kBTUs of Consumption | 0 | 0 | 0 | 0 | 0 | 0 | 0 | 0 | 0 | 0 | 0 | 0 | 0 | 0 | 0 | 0 | 0 | 0 | 0 | 0 | 0 | 0 | 0 | 0 | 0 | 0 | 0
F3_Commercial_Lodging (ID)_Existing_Food Preparation_Natural Gas_Griddle_E7 | F3 | Commercial | Lodging (ID) | Existing | Food Preparation | Natural Gas | Griddle | E7 | System - kBTUs of Consumption | 0 | 0 | 0 | 0 | 0 | 0 | 0 | 0 | 0 | 0 | 0 | 0 | 0 | 0 | 0 | 0 | 0 | 0 | 0 | 0 | 0 | 0 | 0 | 0 | 0 | 0 | 0
F3_Commercial_Lodging (ID)_Existing_Food Preparation_Natural Gas_Griddle_E8 | F3 | Commercial | Lodging (ID) | Existing | Food Preparation | Natural Gas | Griddle | E8 | System - kBTUs of Consumption | 0 | 0 | 0 | 0 | 0 | 0 | 0 | 0 | 0 | 0 | 0 | 0 | 0 | 0 | 0 | 0 | 0 | 0 | 0 | 0 | 0 | 0 | 0 | 0 | 0 | 0 | 0
F3_Commercial_Lodging (ID)_Existing_Food Preparation_Natural Gas_Griddle_E9 | F3 | Commercial | Lodging (ID) | Existing | Food Preparation | Natural Gas | Griddle | E9 | System - kBTUs of Consumption | 0 | 0 | 0 | 0 | 0 | 0 | 0 | 0 | 0 | 0 | 0 | 0 | 0 | 0 | 0 | 0 | 0 | 0 | 0 | 0 | 0 | 0 | 0 | 0 | 0 | 0 | 0
F3_Commercial_Lodging (ID)_Existing_Food Preparation_Natural Gas_Griddle_E10 | F3 | Commercial | Lodging (ID) | Existing | Food Preparation | Natural Gas | Griddle | E10 | System - kBTUs of Consumption | 0 | 0 | 0 | 0 | 0 | 0 | 0 | 0 | 0 | 0 | 0 | 0 | 0 | 0 | 0 | 0 | 0 | 0 | 0 | 0 | 0 | 0 | 0 | 0 | 0 | 0 | 0
F4_Commercial_Lodging (ID)_Existing_Food Preparation_Natural Gas_Griddle_E1 | F4 | Commercial | Lodging (ID) | Existing | Food Preparation | Natural Gas | Griddle | E1 | Utility - Cost of Equipment | 0.01134 | 0.01134 | 0.01134 | 0.01134 | 0.01134 | 0.01134 | 0.01134 | 0.01134 | 0.01134 | 0.01134 | 0.01134 | 0.01134 | 0.01134 | 0.01134 | 0.01134 | 0.01134 | 0.01134 | 0.01134 | 0.01134 | 0.01134 | 0.01134 | 0.01134 | 0.01134 | 0.01134 | 0.01134 | 0.01134 | 0.01134
F4_Commercial_Lodging (ID)_Existing_Food Preparation_Natural Gas_Griddle_E2 | F4 | Commercial | Lodging (ID) | Existing | Food Preparation | Natural Gas | Griddle | E2 | Utility - Cost of Equipment | 0.012132 | 0.012132 | 0.012132 | 0.012132 | 0.012132 | 0.012132 | 0.012132 | 0.012132 | 0.012132 | 0.012132 | 0.012132 | 0.012132 | 0.012132 | 0.012132 | 0.012132 | 0.012132 | 0.012132 | 0.012132 | 0.012132 | 0.012132 | 0.012132 | 0.012132 | 0.012132 | 0.012132 | 0.012132 | 0.012132 | 0.012132
F4_Commercial_Lodging (ID)_Existing_Food Preparation_Natural Gas_Griddle_E3 | F4 | Commercial | Lodging (ID) | Existing | Food Preparation | Natural Gas | Griddle | E3 | Utility - Cost of Equipment | 0 | 0 | 0 | 0 | 0 | 0 | 0 | 0 | 0 | 0 | 0 | 0 | 0 | 0 | 0 | 0 | 0 | 0 | 0 | 0 | 0 | 0 | 0 | 0 | 0 | 0 | 0
F4_Commercial_Lodging (ID)_Existing_Food Preparation_Natural Gas_Griddle_E4 | F4 | Commercial | Lodging (ID) | Existing | Food Preparation | Natural Gas | Griddle | E4 | Utility - Cost of Equipment | 0 | 0 | 0 | 0 | 0 | 0 | 0 | 0 | 0 | 0 | 0 | 0 | 0 | 0 | 0 | 0 | 0 | 0 | 0 | 0 | 0 | 0 | 0 | 0 | 0 | 0 | 0
F4_Commercial_Lodging (ID)_Existing_Food Preparation_Natural Gas_Griddle_E5 | F4 | Commercial | Lodging (ID) | Existing | Food Preparation | Natural Gas | Griddle | E5 | Utility - Cost of Equipment | 0 | 0 | 0 | 0 | 0 | 0 | 0 | 0 | 0 | 0 | 0 | 0 | 0 | 0 | 0 | 0 | 0 | 0 | 0 | 0 | 0 | 0 | 0 | 0 | 0 | 0 | 0
F4_Commercial_Lodging (ID)_Existing_Food Preparation_Natural Gas_Griddle_E6 | F4 | Commercial | Lodging (ID) | Existing | Food Preparation | Natural Gas | Griddle | E6 | Utility - Cost of Equipment | 0 | 0 | 0 | 0 | 0 | 0 | 0 | 0 | 0 | 0 | 0 | 0 | 0 | 0 | 0 | 0 | 0 | 0 | 0 | 0 | 0 | 0 | 0 | 0 | 0 | 0 | 0
F4_Commercial_Lodging (ID)_Existing_Food Preparation_Natural Gas_Griddle_E7 | F4 | Commercial | Lodging (ID) | Existing | Food Preparation | Natural Gas | Griddle | E7 | Utility - Cost of Equipment | 0 | 0 | 0 | 0 | 0 | 0 | 0 | 0 | 0 | 0 | 0 | 0 | 0 | 0 | 0 | 0 | 0 | 0 | 0 | 0 | 0 | 0 | 0 | 0 | 0 | 0 | 0
F4_Commercial_Lodging (ID)_Existing_Food Preparation_Natural Gas_Griddle_E8 | F4 | Commercial | Lodging (ID) | Existing | Food Preparation | Natural Gas | Griddle | E8 | Utility - Cost of Equipment | 0 | 0 | 0 | 0 | 0 | 0 | 0 | 0 | 0 | 0 | 0 | 0 | 0 | 0 | 0 | 0 | 0 | 0 | 0 | 0 | 0 | 0 | 0 | 0 | 0 | 0 | 0
F4_Commercial_Lodging (ID)_Existing_Food Preparation_Natural Gas_Griddle_E9 | F4 | Commercial | Lodging (ID) | Existing | Food Preparation | Natural Gas | Griddle | E9 | Utility - Cost of Equipment | 0 | 0 | 0 | 0 | 0 | 0 | 0 | 0 | 0 | 0 | 0 | 0 | 0 | 0 | 0 | 0 | 0 | 0 | 0 | 0 | 0 | 0 | 0 | 0 | 0 | 0 | 0
F4_Commercial_Lodging (ID)_Existing_Food Preparation_Natural Gas_Griddle_E10 | F4 | Commercial | Lodging (ID) | Existing | Food Preparation | Natural Gas | Griddle | E10 | Utility - Cost of Equipment | 0 | 0 | 0 | 0 | 0 | 0 | 0 | 0 | 0 | 0 | 0 | 0 | 0 | 0 | 0 | 0 | 0 | 0 | 0 | 0 | 0 | 0 | 0 | 0 | 0 | 0 | 0
F5_Commercial_Lodging (ID)_Existing_Food Preparation_Natural Gas_Griddle_E1 | F5 | Commercial | Lodging (ID) | Existing | Food Preparation | Natural Gas | Griddle | E1 | Utility - Cost of Operation | 0.028136 | 0.028845 | 0.029685 | 0.030648 | 0.031737 | 0.033062 | 0.034425 | 0.035775 | 0.037075 | 0.038393 | 0.039442 | 0.040424 | 0.04148 | 0.042513 | 0.043437 | 0.044302 | 0.045077 | 0.045842 | 0.04666 | 0.047458 | 0.048277 | 0.049129 | 0.04999 | 0.050878 | 0.051782 | 0.052702 | 0.053638
F5_Commercial_Lodging (ID)_Existing_Food Preparation_Natural Gas_Griddle_E2 | F5 | Commercial | Lodging (ID) | Existing | Food Preparation | Natural Gas | Griddle | E2 | Utility - Cost of Operation | 0.024695 | 0.025318 | 0.026055 | 0.0269 | 0.027856 | 0.029018 | 0.030215 | 0.0314 | 0.032541 | 0.033698 | 0.034618 | 0.035481 | 0.036407 | 0.037314 | 0.038125 | 0.038884 | 0.039564 | 0.040236 | 0.040954 | 0.041654 | 0.042373 | 0.043121 | 0.043877 | 0.044656 | 0.045449 | 0.046257 | 0.047079
F5_Commercial_Lodging (ID)_Existing_Food Preparation_Natural Gas_Griddle_E3 | F5 | Commercial | Lodging (ID) | Existing | Food Preparation | Natural Gas | Griddle | E3 | Utility - Cost of Operation | 0 | 0 | 0 | 0 | 0 | 0 | 0 | 0 | 0 | 0 | 0 | 0 | 0 | 0 | 0 | 0 | 0 | 0 | 0 | 0 | 0 | 0 | 0 | 0 | 0 | 0 | 0
F5_Commercial_Lodging (ID)_Existing_Food Preparation_Natural Gas_Griddle_E4 | F5 | Commercial | Lodging (ID) | Existing | Food Preparation | Natural Gas | Griddle | E4 | Utility - Cost of Operation | 0 | 0 | 0 | 0 | 0 | 0 | 0 | 0 | 0 | 0 | 0 | 0 | 0 | 0 | 0 | 0 | 0 | 0 | 0 | 0 | 0 | 0 | 0 | 0 | 0 | 0 | 0
F5_Commercial_Lodging (ID)_Existing_Food Preparation_Natural Gas_Griddle_E5 | F5 | Commercial | Lodging (ID) | Existing | Food Preparation | Natural Gas | Griddle | E5 | Utility - Cost of Operation | 0 | 0 | 0 | 0 | 0 | 0 | 0 | 0 | 0 | 0 | 0 | 0 | 0 | 0 | 0 | 0 | 0 | 0 | 0 | 0 | 0 | 0 | 0 | 0 | 0 | 0 | 0
F5_Commercial_Lodging (ID)_Existing_Food Preparation_Natural Gas_Griddle_E6 | F5 | Commercial | Lodging (ID) | Existing | Food Preparation | Natural Gas | Griddle | E6 | Utility - Cost of Operation | 0 | 0 | 0 | 0 | 0 | 0 | 0 | 0 | 0 | 0 | 0 | 0 | 0 | 0 | 0 | 0 | 0 | 0 | 0 | 0 | 0 | 0 | 0 | 0 | 0 | 0 | 0
F5_Commercial_Lodging (ID)_Existing_Food Preparation_Natural Gas_Griddle_E7 | F5 | Commercial | Lodging (ID) | Existing | Food Preparation | Natural Gas | Griddle | E7 | Utility - Cost of Operation | 0 | 0 | 0 | 0 | 0 | 0 | 0 | 0 | 0 | 0 | 0 | 0 | 0 | 0 | 0 | 0 | 0 | 0 | 0 | 0 | 0 | 0 | 0 | 0 | 0 | 0 | 0
F5_Commercial_Lodging (ID)_Existing_Food Preparation_Natural Gas_Griddle_E8 | F5 | Commercial | Lodging (ID) | Existing | Food Preparation | Natural Gas | Griddle | E8 | Utility - Cost of Operation | 0 | 0 | 0 | 0 | 0 | 0 | 0 | 0 | 0 | 0 | 0 | 0 | 0 | 0 | 0 | 0 | 0 | 0 | 0 | 0 | 0 | 0 | 0 | 0 | 0 | 0 | 0
F5_Commercial_Lodging (ID)_Existing_Food Preparation_Natural Gas_Griddle_E9 | F5 | Commercial | Lodging (ID) | Existing | Food Preparation | Natural Gas | Griddle | E9 | Utility - Cost of Operation | 0 | 0 | 0 | 0 | 0 | 0 | 0 | 0 | 0 | 0 | 0 | 0 | 0 | 0 | 0 | 0 | 0 | 0 | 0 | 0 | 0 | 0 | 0 | 0 | 0 | 0 | 0
F5_Commercial_Lodging (ID)_Existing_Food Preparation_Natural Gas_Griddle_E10 | F5 | Commercial | Lodging (ID) | Existing | Food Preparation | Natural Gas | Griddle | E10 | Utility - Cost of Operation | 0 | 0 | 0 | 0 | 0 | 0 | 0 | 0 | 0 | 0 | 0 | 0 | 0 | 0 | 0 | 0 | 0 | 0 | 0 | 0 | 0 | 0 | 0 | 0 | 0 | 0 | 0
F6_Commercial_Lodging (ID)_Existing_Food Preparation_Natural Gas_Griddle_E1 | F6 | Commercial | Lodging (ID) | Existing | Food Preparation | Natural Gas | Griddle | E1 | Utility - Value of Sales | 0.033139 | 0.033765 | 0.0345 | 0.035356 | 0.036337 | 0.037562 | 0.03879 | 0.039957 | 0.041012 | 0.042035 | 0.043096 | 0.044059 | 0.045076 | 0.046039 | 0.046866 | 0.047613 | 0.048245 | 0.048849 | 0.04949 | 0.05009 | 0.050691 | 0.051586 | 0.05249 | 0.053422 | 0.054371 | 0.055337 | 0.05632
F6_Commercial_Lodging (ID)_Existing_Food Preparation_Natural Gas_Griddle_E2 | F6 | Commercial | Lodging (ID) | Existing | Food Preparation | Natural Gas | Griddle | E2 | Utility - Value of Sales | 0.029086 | 0.029636 | 0.030281 | 0.031032 | 0.031894 | 0.032969 | 0.034047 | 0.03507 | 0.035997 | 0.036895 | 0.037825 | 0.038671 | 0.039564 | 0.040409 | 0.041135 | 0.04179 | 0.042345 | 0.042875 | 0.043438 | 0.043964 | 0.044492 | 0.045277 | 0.04607 | 0.046889 | 0.047722 | 0.04857 | 0.049433
F6_Commercial_Lodging (ID)_Existing_Food Preparation_Natural Gas_Griddle_E3 | F6 | Commercial | Lodging (ID) | Existing | Food Preparation | Natural Gas | Griddle | E3 | Utility - Value of Sales | 0 | 0 | 0 | 0 | 0 | 0 | 0 | 0 | 0 | 0 | 0 | 0 | 0 | 0 | 0 | 0 | 0 | 0 | 0 | 0 | 0 | 0 | 0 | 0 | 0 | 0 | 0
F6_Commercial_Lodging (ID)_Existing_Food Preparation_Natural Gas_Griddle_E4 | F6 | Commercial | Lodging (ID) | Existing | Food Preparation | Natural Gas | Griddle | E4 | Utility - Value of Sales | 0 | 0 | 0 | 0 | 0 | 0 | 0 | 0 | 0 | 0 | 0 | 0 | 0 | 0 | 0 | 0 | 0 | 0 | 0 | 0 | 0 | 0 | 0 | 0 | 0 | 0 | 0
F6_Commercial_Lodging (ID)_Existing_Food Preparation_Natural Gas_Griddle_E5 | F6 | Commercial | Lodging (ID) | Existing | Food Preparation | Natural Gas | Griddle | E5 | Utility - Value of Sales | 0 | 0 | 0 | 0 | 0 | 0 | 0 | 0 | 0 | 0 | 0 | 0 | 0 | 0 | 0 | 0 | 0 | 0 | 0 | 0 | 0 | 0 | 0 | 0 | 0 | 0 | 0
F6_Commercial_Lodging (ID)_Existing_Food Preparation_Natural Gas_Griddle_E6 | F6 | Commercial | Lodging (ID) | Existing | Food Preparation | Natural Gas | Griddle | E6 | Utility - Value of Sales | 0 | 0 | 0 | 0 | 0 | 0 | 0 | 0 | 0 | 0 | 0 | 0 | 0 | 0 | 0 | 0 | 0 | 0 | 0 | 0 | 0 | 0 | 0 | 0 | 0 | 0 | 0
F6_Commercial_Lodging (ID)_Existing_Food Preparation_Natural Gas_Griddle_E7 | F6 | Commercial | Lodging (ID) | Existing | Food Preparation | Natural Gas | Griddle | E7 | Utility - Value of Sales | 0 | 0 | 0 | 0 | 0 | 0 | 0 | 0 | 0 | 0 | 0 | 0 | 0 | 0 | 0 | 0 | 0 | 0 | 0 | 0 | 0 | 0 | 0 | 0 | 0 | 0 | 0
F6_Commercial_Lodging (ID)_Existing_Food Preparation_Natural Gas_Griddle_E8 | F6 | Commercial | Lodging (ID) | Existing | Food Preparation | Natural Gas | Griddle | E8 | Utility - Value of Sales | 0 | 0 | 0 | 0 | 0 | 0 | 0 | 0 | 0 | 0 | 0 | 0 | 0 | 0 | 0 | 0 | 0 | 0 | 0 | 0 | 0 | 0 | 0 | 0 | 0 | 0 | 0
F6_Commercial_Lodging (ID)_Existing_Food Preparation_Natural Gas_Griddle_E9 | F6 | Commercial | Lodging (ID) | Existing | Food Preparation | Natural Gas | Griddle | E9 | Utility - Value of Sales | 0 | 0 | 0 | 0 | 0 | 0 | 0 | 0 | 0 | 0 | 0 | 0 | 0 | 0 | 0 | 0 | 0 | 0 | 0 | 0 | 0 | 0 | 0 | 0 | 0 | 0 | 0
F6_Commercial_Lodging (ID)_Existing_Food Preparation_Natural Gas_Griddle_E10 | F6 | Commercial | Lodging (ID) | Existing | Food Preparation | Natural Gas | Griddle | E10 | Utility - Value of Sales | 0 | 0 | 0 | 0 | 0 | 0 | 0 | 0 | 0 | 0 | 0 | 0 | 0 | 0 | 0 | 0 | 0 | 0 | 0 | 0 | 0 | 0 | 0 | 0 | 0 | 0 | 0
F1_Commercial_Lodging (ID)_Existing_Food Preparation_Natural Gas_Range_E1 | F1 | Commercial | Lodging (ID) | Existing | Food Preparation | Natural Gas | Range | E1 | RVT - Cost of Equipment | 0.00020175 | 0.00020175 | 0.00020175 | 0.00020175 | 0.00020175 | 0.00020175 | 0.00020175 | 0.00020175 | 0.00020175 | 0.00020175 | 0.00020175 | 0.00020175 | 0.00020175 | 0.00020175 | 0.00020175 | 0.00020175 | 0.00020175 | 0.00020175 | 0.00020175 | 0.00020175 | 0.00020175 | 0.00020175 | 0.00020175 | 0.00020175 | 0.00020175 | 0.00020175 | 0.00020175
F1_Commercial_Lodging (ID)_Existing_Food Preparation_Natural Gas_Range_E2 | F1 | Commercial | Lodging (ID) | Existing | Food Preparation | Natural Gas | Range | E2 | RVT - Cost of Equipment | 0.00021968 | 0.00021968 | 0.00021968 | 0.00021968 | 0.00021968 | 0.00021968 | 0.00021968 | 0.00021968 | 0.00021968 | 0.00021968 | 0.00021968 | 0.00021968 | 0.00021968 | 0.00021968 | 0.00021968 | 0.00021968 | 0.00021968 | 0.00021968 | 0.00021968 | 0.00021968 | 0.00021968 | 0.00021968 | 0.00021968 | 0.00021968 | 0.00021968 | 0.00021968 | 0.00021968
F1_Commercial_Lodging (ID)_Existing_Food Preparation_Natural Gas_Range_E3 | F1 | Commercial | Lodging (ID) | Existing | Food Preparation | Natural Gas | Range | E3 | RVT - Cost of Equipment | 0 | 0 | 0 | 0 | 0 | 0 | 0 | 0 | 0 | 0 | 0 | 0 | 0 | 0 | 0 | 0 | 0 | 0 | 0 | 0 | 0 | 0 | 0 | 0 | 0 | 0 | 0
F1_Commercial_Lodging (ID)_Existing_Food Preparation_Natural Gas_Range_E4 | F1 | Commercial | Lodging (ID) | Existing | Food Preparation | Natural Gas | Range | E4 | RVT - Cost of Equipment | 0 | 0 | 0 | 0 | 0 | 0 | 0 | 0 | 0 | 0 | 0 | 0 | 0 | 0 | 0 | 0 | 0 | 0 | 0 | 0 | 0 | 0 | 0 | 0 | 0 | 0 | 0
F1_Commercial_Lodging (ID)_Existing_Food Preparation_Natural Gas_Range_E5 | F1 | Commercial | Lodging (ID) | Existing | Food Preparation | Natural Gas | Range | E5 | RVT - Cost of Equipment | 0 | 0 | 0 | 0 | 0 | 0 | 0 | 0 | 0 | 0 | 0 | 0 | 0 | 0 | 0 | 0 | 0 | 0 | 0 | 0 | 0 | 0 | 0 | 0 | 0 | 0 | 0
F1_Commercial_Lodging (ID)_Existing_Food Preparation_Natural Gas_Range_E6 | F1 | Commercial | Lodging (ID) | Existing | Food Preparation | Natural Gas | Range | E6 | RVT - Cost of Equipment | 0 | 0 | 0 | 0 | 0 | 0 | 0 | 0 | 0 | 0 | 0 | 0 | 0 | 0 | 0 | 0 | 0 | 0 | 0 | 0 | 0 | 0 | 0 | 0 | 0 | 0 | 0
F1_Commercial_Lodging (ID)_Existing_Food Preparation_Natural Gas_Range_E7 | F1 | Commercial | Lodging (ID) | Existing | Food Preparation | Natural Gas | Range | E7 | RVT - Cost of Equipment | 0 | 0 | 0 | 0 | 0 | 0 | 0 | 0 | 0 | 0 | 0 | 0 | 0 | 0 | 0 | 0 | 0 | 0 | 0 | 0 | 0 | 0 | 0 | 0 | 0 | 0 | 0
F1_Commercial_Lodging (ID)_Existing_Food Preparation_Natural Gas_Range_E8 | F1 | Commercial | Lodging (ID) | Existing | Food Preparation | Natural Gas | Range | E8 | RVT - Cost of Equipment | 0 | 0 | 0 | 0 | 0 | 0 | 0 | 0 | 0 | 0 | 0 | 0 | 0 | 0 | 0 | 0 | 0 | 0 | 0 | 0 | 0 | 0 | 0 | 0 | 0 | 0 | 0
F1_Commercial_Lodging (ID)_Existing_Food Preparation_Natural Gas_Range_E9 | F1 | Commercial | Lodging (ID) | Existing | Food Preparation | Natural Gas | Range | E9 | RVT - Cost of Equipment | 0 | 0 | 0 | 0 | 0 | 0 | 0 | 0 | 0 | 0 | 0 | 0 | 0 | 0 | 0 | 0 | 0 | 0 | 0 | 0 | 0 | 0 | 0 | 0 | 0 | 0 | 0
F1_Commercial_Lodging (ID)_Existing_Food Preparation_Natural Gas_Range_E10 | F1 | Commercial | Lodging (ID) | Existing | Food Preparation | Natural Gas | Range | E10 | RVT - Cost of Equipment | 0 | 0 | 0 | 0 | 0 | 0 | 0 | 0 | 0 | 0 | 0 | 0 | 0 | 0 | 0 | 0 | 0 | 0 | 0 | 0 | 0 | 0 | 0 | 0 | 0 | 0 | 0
F2_Commercial_Lodging (ID)_Existing_Food Preparation_Natural Gas_Range_E1 | F2 | Commercial | Lodging (ID) | Existing | Food Preparation | Natural Gas | Range | E1 | RVT - Cost of Operation | 0.044083 | 0.044817 | 0.045711 | 0.046798 | 0.048091 | 0.0498 | 0.051553 | 0.053249 | 0.05481 | 0.056309 | 0.057849 | 0.059225 | 0.06066 | 0.061986 | 0.063103 | 0.064093 | 0.064905 | 0.06567 | 0.066491 | 0.067244 | 0.067997 | 0.069196 | 0.070406 | 0.071657 | 0.07293 | 0.074225 | 0.075544
F2_Commercial_Lodging (ID)_Existing_Food Preparation_Natural Gas_Range_E2 | F2 | Commercial | Lodging (ID) | Existing | Food Preparation | Natural Gas | Range | E2 | RVT - Cost of Operation | 0.022042 | 0.022408 | 0.022856 | 0.023399 | 0.024045 | 0.0249 | 0.025777 | 0.026625 | 0.027405 | 0.028155 | 0.028925 | 0.029612 | 0.03033 | 0.030993 | 0.031552 | 0.032046 | 0.032452 | 0.032835 | 0.033245 | 0.033622 | 0.033998 | 0.034598 | 0.035203 | 0.035828 | 0.036465 | 0.037113 | 0.037772
F2_Commercial_Lodging (ID)_Existing_Food Preparation_Natural Gas_Range_E3 | F2 | Commercial | Lodging (ID) | Existing | Food Preparation | Natural Gas | Range | E3 | RVT - Cost of Operation | 0 | 0 | 0 | 0 | 0 | 0 | 0 | 0 | 0 | 0 | 0 | 0 | 0 | 0 | 0 | 0 | 0 | 0 | 0 | 0 | 0 | 0 | 0 | 0 | 0 | 0 | 0
F2_Commercial_Lodging (ID)_Existing_Food Preparation_Natural Gas_Range_E4 | F2 | Commercial | Lodging (ID) | Existing | Food Preparation | Natural Gas | Range | E4 | RVT - Cost of Operation | 0 | 0 | 0 | 0 | 0 | 0 | 0 | 0 | 0 | 0 | 0 | 0 | 0 | 0 | 0 | 0 | 0 | 0 | 0 | 0 | 0 | 0 | 0 | 0 | 0 | 0 | 0
F2_Commercial_Lodging (ID)_Existing_Food Preparation_Natural Gas_Range_E5 | F2 | Commercial | Lodging (ID) | Existing | Food Preparation | Natural Gas | Range | E5 | RVT - Cost of Operation | 0 | 0 | 0 | 0 | 0 | 0 | 0 | 0 | 0 | 0 | 0 | 0 | 0 | 0 | 0 | 0 | 0 | 0 | 0 | 0 | 0 | 0 | 0 | 0 | 0 | 0 | 0
F2_Commercial_Lodging (ID)_Existing_Food Preparation_Natural Gas_Range_E6 | F2 | Commercial | Lodging (ID) | Existing | Food Preparation | Natural Gas | Range | E6 | RVT - Cost of Operation | 0 | 0 | 0 | 0 | 0 | 0 | 0 | 0 | 0 | 0 | 0 | 0 | 0 | 0 | 0 | 0 | 0 | 0 | 0 | 0 | 0 | 0 | 0 | 0 | 0 | 0 | 0
F2_Commercial_Lodging (ID)_Existing_Food Preparation_Natural Gas_Range_E7 | F2 | Commercial | Lodging (ID) | Existing | Food Preparation | Natural Gas | Range | E7 | RVT - Cost of Operation | 0 | 0 | 0 | 0 | 0 | 0 | 0 | 0 | 0 | 0 | 0 | 0 | 0 | 0 | 0 | 0 | 0 | 0 | 0 | 0 | 0 | 0 | 0 | 0 | 0 | 0 | 0
F2_Commercial_Lodging (ID)_Existing_Food Preparation_Natural Gas_Range_E8 | F2 | Commercial | Lodging (ID) | Existing | Food Preparation | Natural Gas | Range | E8 | RVT - Cost of Operation | 0 | 0 | 0 | 0 | 0 | 0 | 0 | 0 | 0 | 0 | 0 | 0 | 0 | 0 | 0 | 0 | 0 | 0 | 0 | 0 | 0 | 0 | 0 | 0 | 0 | 0 | 0
F2_Commercial_Lodging (ID)_Existing_Food Preparation_Natural Gas_Range_E9 | F2 | Commercial | Lodging (ID) | Existing | Food Preparation | Natural Gas | Range | E9 | RVT - Cost of Operation | 0 | 0 | 0 | 0 | 0 | 0 | 0 | 0 | 0 | 0 | 0 | 0 | 0 | 0 | 0 | 0 | 0 | 0 | 0 | 0 | 0 | 0 | 0 | 0 | 0 | 0 | 0
F2_Commercial_Lodging (ID)_Existing_Food Preparation_Natural Gas_Range_E10 | F2 | Commercial | Lodging (ID) | Existing | Food Preparation | Natural Gas | Range | E10 | RVT - Cost of Operation | 0 | 0 | 0 | 0 | 0 | 0 | 0 | 0 | 0 | 0 | 0 | 0 | 0 | 0 | 0 | 0 | 0 | 0 | 0 | 0 | 0 | 0 | 0 | 0 | 0 | 0 | 0
F3_Commercial_Lodging (ID)_Existing_Food Preparation_Natural Gas_Range_E1 | F3 | Commercial | Lodging (ID) | Existing | Food Preparation | Natural Gas | Range | E1 | System - kBTUs of Consumption | 10.6853 | 10.6853 | 10.6853 | 10.6853 | 10.6853 | 10.6853 | 10.6853 | 10.6853 | 10.6853 | 10.6853 | 10.6853 | 10.6853 | 10.6853 | 10.6853 | 10.6853 | 10.6853 | 10.6853 | 10.6853 | 10.6853 | 10.6853 | 10.6853 | 10.6853 | 10.6853 | 10.6853 | 10.6853 | 10.6853 | 10.6853
F3_Commercial_Lodging (ID)_Existing_Food Preparation_Natural Gas_Range_E2 | F3 | Commercial | Lodging (ID) | Existing | Food Preparation | Natural Gas | Range | E2 | System - kBTUs of Consumption | 5.3427 | 5.3427 | 5.3427 | 5.3427 | 5.3427 | 5.3427 | 5.3427 | 5.3427 | 5.3427 | 5.3427 | 5.3427 | 5.3427 | 5.3427 | 5.3427 | 5.3427 | 5.3427 | 5.3427 | 5.3427 | 5.3427 | 5.3427 | 5.3427 | 5.3427 | 5.3427 | 5.3427 | 5.3427 | 5.3427 | 5.3427
F3_Commercial_Lodging (ID)_Existing_Food Preparation_Natural Gas_Range_E3 | F3 | Commercial | Lodging (ID) | Existing | Food Preparation | Natural Gas | Range | E3 | System - kBTUs of Consumption | 0 | 0 | 0 | 0 | 0 | 0 | 0 | 0 | 0 | 0 | 0 | 0 | 0 | 0 | 0 | 0 | 0 | 0 | 0 | 0 | 0 | 0 | 0 | 0 | 0 | 0 | 0
F3_Commercial_Lodging (ID)_Existing_Food Preparation_Natural Gas_Range_E4 | F3 | Commercial | Lodging (ID) | Existing | Food Preparation | Natural Gas | Range | E4 | System - kBTUs of Consumption | 0 | 0 | 0 | 0 | 0 | 0 | 0 | 0 | 0 | 0 | 0 | 0 | 0 | 0 | 0 | 0 | 0 | 0 | 0 | 0 | 0 | 0 | 0 | 0 | 0 | 0 | 0
F3_Commercial_Lodging (ID)_Existing_Food Preparation_Natural Gas_Range_E5 | F3 | Commercial | Lodging (ID) | Existing | Food Preparation | Natural Gas | Range | E5 | System - kBTUs of Consumption | 0 | 0 | 0 | 0 | 0 | 0 | 0 | 0 | 0 | 0 | 0 | 0 | 0 | 0 | 0 | 0 | 0 | 0 | 0 | 0 | 0 | 0 | 0 | 0 | 0 | 0 | 0
F3_Commercial_Lodging (ID)_Existing_Food Preparation_Natural Gas_Range_E6 | F3 | Commercial | Lodging (ID) | Existing | Food Preparation | Natural Gas | Range | E6 | System - kBTUs of Consumption | 0 | 0 | 0 | 0 | 0 | 0 | 0 | 0 | 0 | 0 | 0 | 0 | 0 | 0 | 0 | 0 | 0 | 0 | 0 | 0 | 0 | 0 | 0 | 0 | 0 | 0 | 0
F3_Commercial_Lodging (ID)_Existing_Food Preparation_Natural Gas_Range_E7 | F3 | Commercial | Lodging (ID) | Existing | Food Preparation | Natural Gas | Range | E7 | System - kBTUs of Consumption | 0 | 0 | 0 | 0 | 0 | 0 | 0 | 0 | 0 | 0 | 0 | 0 | 0 | 0 | 0 | 0 | 0 | 0 | 0 | 0 | 0 | 0 | 0 | 0 | 0 | 0 | 0
F3_Commercial_Lodging (ID)_Existing_Food Preparation_Natural Gas_Range_E8 | F3 | Commercial | Lodging (ID) | Existing | Food Preparation | Natural Gas | Range | E8 | System - kBTUs of Consumption | 0 | 0 | 0 | 0 | 0 | 0 | 0 | 0 | 0 | 0 | 0 | 0 | 0 | 0 | 0 | 0 | 0 | 0 | 0 | 0 | 0 | 0 | 0 | 0 | 0 | 0 | 0
F3_Commercial_Lodging (ID)_Existing_Food Preparation_Natural Gas_Range_E9 | F3 | Commercial | Lodging (ID) | Existing | Food Preparation | Natural Gas | Range | E9 | System - kBTUs of Consumption | 0 | 0 | 0 | 0 | 0 | 0 | 0 | 0 | 0 | 0 | 0 | 0 | 0 | 0 | 0 | 0 | 0 | 0 | 0 | 0 | 0 | 0 | 0 | 0 | 0 | 0 | 0
F3_Commercial_Lodging (ID)_Existing_Food Preparation_Natural Gas_Range_E10 | F3 | Commercial | Lodging (ID) | Existing | Food Preparation | Natural Gas | Range | E10 | System - kBTUs of Consumption | 0 | 0 | 0 | 0 | 0 | 0 | 0 | 0 | 0 | 0 | 0 | 0 | 0 | 0 | 0 | 0 | 0 | 0 | 0 | 0 | 0 | 0 | 0 | 0 | 0 | 0 | 0
F4_Commercial_Lodging (ID)_Existing_Food Preparation_Natural Gas_Range_E1 | F4 | Commercial | Lodging (ID) | Existing | Food Preparation | Natural Gas | Range | E1 | Utility - Cost of Equipment | 0.00020175 | 0.00020175 | 0.00020175 | 0.00020175 | 0.00020175 | 0.00020175 | 0.00020175 | 0.00020175 | 0.00020175 | 0.00020175 | 0.00020175 | 0.00020175 | 0.00020175 | 0.00020175 | 0.00020175 | 0.00020175 | 0.00020175 | 0.00020175 | 0.00020175 | 0.00020175 | 0.00020175 | 0.00020175 | 0.00020175 | 0.00020175 | 0.00020175 | 0.00020175 | 0.00020175
F4_Commercial_Lodging (ID)_Existing_Food Preparation_Natural Gas_Range_E2 | F4 | Commercial | Lodging (ID) | Existing | Food Preparation | Natural Gas | Range | E2 | Utility - Cost of Equipment | 0.00021968 | 0.00021968 | 0.00021968 | 0.00021968 | 0.00021968 | 0.00021968 | 0.00021968 | 0.00021968 | 0.00021968 | 0.00021968 | 0.00021968 | 0.00021968 | 0.00021968 | 0.00021968 | 0.00021968 | 0.00021968 | 0.00021968 | 0.00021968 | 0.00021968 | 0.00021968 | 0.00021968 | 0.00021968 | 0.00021968 | 0.00021968 | 0.00021968 | 0.00021968 | 0.00021968
F4_Commercial_Lodging (ID)_Existing_Food Preparation_Natural Gas_Range_E3 | F4 | Commercial | Lodging (ID) | Existing | Food Preparation | Natural Gas | Range | E3 | Utility - Cost of Equipment | 0 | 0 | 0 | 0 | 0 | 0 | 0 | 0 | 0 | 0 | 0 | 0 | 0 | 0 | 0 | 0 | 0 | 0 | 0 | 0 | 0 | 0 | 0 | 0 | 0 | 0 | 0
F4_Commercial_Lodging (ID)_Existing_Food Preparation_Natural Gas_Range_E4 | F4 | Commercial | Lodging (ID) | Existing | Food Preparation | Natural Gas | Range | E4 | Utility - Cost of Equipment | 0 | 0 | 0 | 0 | 0 | 0 | 0 | 0 | 0 | 0 | 0 | 0 | 0 | 0 | 0 | 0 | 0 | 0 | 0 | 0 | 0 | 0 | 0 | 0 | 0 | 0 | 0
F4_Commercial_Lodging (ID)_Existing_Food Preparation_Natural Gas_Range_E5 | F4 | Commercial | Lodging (ID) | Existing | Food Preparation | Natural Gas | Range | E5 | Utility - Cost of Equipment | 0 | 0 | 0 | 0 | 0 | 0 | 0 | 0 | 0 | 0 | 0 | 0 | 0 | 0 | 0 | 0 | 0 | 0 | 0 | 0 | 0 | 0 | 0 | 0 | 0 | 0 | 0
F4_Commercial_Lodging (ID)_Existing_Food Preparation_Natural Gas_Range_E6 | F4 | Commercial | Lodging (ID) | Existing | Food Preparation | Natural Gas | Range | E6 | Utility - Cost of Equipment | 0 | 0 | 0 | 0 | 0 | 0 | 0 | 0 | 0 | 0 | 0 | 0 | 0 | 0 | 0 | 0 | 0 | 0 | 0 | 0 | 0 | 0 | 0 | 0 | 0 | 0 | 0
F4_Commercial_Lodging (ID)_Existing_Food Preparation_Natural Gas_Range_E7 | F4 | Commercial | Lodging (ID) | Existing | Food Preparation | Natural Gas | Range | E7 | Utility - Cost of Equipment | 0 | 0 | 0 | 0 | 0 | 0 | 0 | 0 | 0 | 0 | 0 | 0 | 0 | 0 | 0 | 0 | 0 | 0 | 0 | 0 | 0 | 0 | 0 | 0 | 0 | 0 | 0
F4_Commercial_Lodging (ID)_Existing_Food Preparation_Natural Gas_Range_E8 | F4 | Commercial | Lodging (ID) | Existing | Food Preparation | Natural Gas | Range | E8 | Utility - Cost of Equipment | 0 | 0 | 0 | 0 | 0 | 0 | 0 | 0 | 0 | 0 | 0 | 0 | 0 | 0 | 0 | 0 | 0 | 0 | 0 | 0 | 0 | 0 | 0 | 0 | 0 | 0 | 0
F4_Commercial_Lodging (ID)_Existing_Food Preparation_Natural Gas_Range_E9 | F4 | Commercial | Lodging (ID) | Existing | Food Preparation | Natural Gas | Range | E9 | Utility - Cost of Equipment | 0 | 0 | 0 | 0 | 0 | 0 | 0 | 0 | 0 | 0 | 0 | 0 | 0 | 0 | 0 | 0 | 0 | 0 | 0 | 0 | 0 | 0 | 0 | 0 | 0 | 0 | 0
F4_Commercial_Lodging (ID)_Existing_Food Preparation_Natural Gas_Range_E10 | F4 | Commercial | Lodging (ID) | Existing | Food Preparation | Natural Gas | Range | E10 | Utility - Cost of Equipment | 0 | 0 | 0 | 0 | 0 | 0 | 0 | 0 | 0 | 0 | 0 | 0 | 0 | 0 | 0 | 0 | 0 | 0 | 0 | 0 | 0 | 0 | 0 | 0 | 0 | 0 | 0
F5_Commercial_Lodging (ID)_Existing_Food Preparation_Natural Gas_Range_E1 | F5 | Commercial | Lodging (ID) | Existing | Food Preparation | Natural Gas | Range | E1 | Utility - Cost of Operation | 0.037058 | 0.037913 | 0.038989 | 0.040259 | 0.041735 | 0.043597 | 0.045536 | 0.04747 | 0.049335 | 0.051225 | 0.052701 | 0.054074 | 0.055553 | 0.056995 | 0.058266 | 0.059444 | 0.060482 | 0.061502 | 0.0626 | 0.063664 | 0.064759 | 0.065901 | 0.067053 | 0.068244 | 0.069457 | 0.070691 | 0.071947
F5_Commercial_Lodging (ID)_Existing_Food Preparation_Natural Gas_Range_E2 | F5 | Commercial | Lodging (ID) | Existing | Food Preparation | Natural Gas | Range | E2 | Utility - Cost of Operation | 0.018529 | 0.018957 | 0.019495 | 0.020129 | 0.020868 | 0.021798 | 0.022768 | 0.023735 | 0.024667 | 0.025613 | 0.02635 | 0.027037 | 0.027777 | 0.028498 | 0.029133 | 0.029722 | 0.030241 | 0.030751 | 0.0313 | 0.031832 | 0.032379 | 0.03295 | 0.033527 | 0.034122 | 0.034728 | 0.035345 | 0.035973
F5_Commercial_Lodging (ID)_Existing_Food Preparation_Natural Gas_Range_E3 | F5 | Commercial | Lodging (ID) | Existing | Food Preparation | Natural Gas | Range | E3 | Utility - Cost of Operation | 0 | 0 | 0 | 0 | 0 | 0 | 0 | 0 | 0 | 0 | 0 | 0 | 0 | 0 | 0 | 0 | 0 | 0 | 0 | 0 | 0 | 0 | 0 | 0 | 0 | 0 | 0
F5_Commercial_Lodging (ID)_Existing_Food Preparation_Natural Gas_Range_E4 | F5 | Commercial | Lodging (ID) | Existing | Food Preparation | Natural Gas | Range | E4 | Utility - Cost of Operation | 0 | 0 | 0 | 0 | 0 | 0 | 0 | 0 | 0 | 0 | 0 | 0 | 0 | 0 | 0 | 0 | 0 | 0 | 0 | 0 | 0 | 0 | 0 | 0 | 0 | 0 | 0
F5_Commercial_Lodging (ID)_Existing_Food Preparation_Natural Gas_Range_E5 | F5 | Commercial | Lodging (ID) | Existing | Food Preparation | Natural Gas | Range | E5 | Utility - Cost of Operation | 0 | 0 | 0 | 0 | 0 | 0 | 0 | 0 | 0 | 0 | 0 | 0 | 0 | 0 | 0 | 0 | 0 | 0 | 0 | 0 | 0 | 0 | 0 | 0 | 0 | 0 | 0
F5_Commercial_Lodging (ID)_Existing_Food Preparation_Natural Gas_Range_E6 | F5 | Commercial | Lodging (ID) | Existing | Food Preparation | Natural Gas | Range | E6 | Utility - Cost of Operation | 0 | 0 | 0 | 0 | 0 | 0 | 0 | 0 | 0 | 0 | 0 | 0 | 0 | 0 | 0 | 0 | 0 | 0 | 0 | 0 | 0 | 0 | 0 | 0 | 0 | 0 | 0
F5_Commercial_Lodging (ID)_Existing_Food Preparation_Natural Gas_Range_E7 | F5 | Commercial | Lodging (ID) | Existing | Food Preparation | Natural Gas | Range | E7 | Utility - Cost of Operation | 0 | 0 | 0 | 0 | 0 | 0 | 0 | 0 | 0 | 0 | 0 | 0 | 0 | 0 | 0 | 0 | 0 | 0 | 0 | 0 | 0 | 0 | 0 | 0 | 0 | 0 | 0
F5_Commercial_Lodging (ID)_Existing_Food Preparation_Natural Gas_Range_E8 | F5 | Commercial | Lodging (ID) | Existing | Food Preparation | Natural Gas | Range | E8 | Utility - Cost of Operation | 0 | 0 | 0 | 0 | 0 | 0 | 0 | 0 | 0 | 0 | 0 | 0 | 0 | 0 | 0 | 0 | 0 | 0 | 0 | 0 | 0 | 0 | 0 | 0 | 0 | 0 | 0
F5_Commercial_Lodging (ID)_Existing_Food Preparation_Natural Gas_Range_E9 | F5 | Commercial | Lodging (ID) | Existing | Food Preparation | Natural Gas | Range | E9 | Utility - Cost of Operation | 0 | 0 | 0 | 0 | 0 | 0 | 0 | 0 | 0 | 0 | 0 | 0 | 0 | 0 | 0 | 0 | 0 | 0 | 0 | 0 | 0 | 0 | 0 | 0 | 0 | 0 | 0
F5_Commercial_Lodging (ID)_Existing_Food Preparation_Natural Gas_Range_E10 | F5 | Commercial | Lodging (ID) | Existing | Food Preparation | Natural Gas | Range | E10 | Utility - Cost of Operation | 0 | 0 | 0 | 0 | 0 | 0 | 0 | 0 | 0 | 0 | 0 | 0 | 0 | 0 | 0 | 0 | 0 | 0 | 0 | 0 | 0 | 0 | 0 | 0 | 0 | 0 | 0
F6_Commercial_Lodging (ID)_Existing_Food Preparation_Natural Gas_Range_E1 | F6 | Commercial | Lodging (ID) | Existing | Food Preparation | Natural Gas | Range | E1 | Utility - Value of Sales | 0.044083 | 0.044817 | 0.045711 | 0.046798 | 0.048091 | 0.0498 | 0.051553 | 0.053249 | 0.05481 | 0.056309 | 0.057849 | 0.059225 | 0.06066 | 0.061986 | 0.063103 | 0.064093 | 0.064905 | 0.06567 | 0.066491 | 0.067244 | 0.067997 | 0.069196 | 0.070406 | 0.071657 | 0.07293 | 0.074225 | 0.075544
F6_Commercial_Lodging (ID)_Existing_Food Preparation_Natural Gas_Range_E2 | F6 | Commercial | Lodging (ID) | Existing | Food Preparation | Natural Gas | Range | E2 | Utility - Value of Sales | 0.022042 | 0.022408 | 0.022856 | 0.023399 | 0.024045 | 0.0249 | 0.025777 | 0.026625 | 0.027405 | 0.028155 | 0.028925 | 0.029612 | 0.03033 | 0.030993 | 0.031552 | 0.032046 | 0.032452 | 0.032835 | 0.033245 | 0.033622 | 0.033998 | 0.034598 | 0.035203 | 0.035828 | 0.036465 | 0.037113 | 0.037772
F6_Commercial_Lodging (ID)_Existing_Food Preparation_Natural Gas_Range_E3 | F6 | Commercial | Lodging (ID) | Existing | Food Preparation | Natural Gas | Range | E3 | Utility - Value of Sales | 0 | 0 | 0 | 0 | 0 | 0 | 0 | 0 | 0 | 0 | 0 | 0 | 0 | 0 | 0 | 0 | 0 | 0 | 0 | 0 | 0 | 0 | 0 | 0 | 0 | 0 | 0
F6_Commercial_Lodging (ID)_Existing_Food Preparation_Natural Gas_Range_E4 | F6 | Commercial | Lodging (ID) | Existing | Food Preparation | Natural Gas | Range | E4 | Utility - Value of Sales | 0 | 0 | 0 | 0 | 0 | 0 | 0 | 0 | 0 | 0 | 0 | 0 | 0 | 0 | 0 | 0 | 0 | 0 | 0 | 0 | 0 | 0 | 0 | 0 | 0 | 0 | 0
F6_Commercial_Lodging (ID)_Existing_Food Preparation_Natural Gas_Range_E5 | F6 | Commercial | Lodging (ID) | Existing | Food Preparation | Natural Gas | Range | E5 | Utility - Value of Sales | 0 | 0 | 0 | 0 | 0 | 0 | 0 | 0 | 0 | 0 | 0 | 0 | 0 | 0 | 0 | 0 | 0 | 0 | 0 | 0 | 0 | 0 | 0 | 0 | 0 | 0 | 0
F6_Commercial_Lodging (ID)_Existing_Food Preparation_Natural Gas_Range_E6 | F6 | Commercial | Lodging (ID) | Existing | Food Preparation | Natural Gas | Range | E6 | Utility - Value of Sales | 0 | 0 | 0 | 0 | 0 | 0 | 0 | 0 | 0 | 0 | 0 | 0 | 0 | 0 | 0 | 0 | 0 | 0 | 0 | 0 | 0 | 0 | 0 | 0 | 0 | 0 | 0
F6_Commercial_Lodging (ID)_Existing_Food Preparation_Natural Gas_Range_E7 | F6 | Commercial | Lodging (ID) | Existing | Food Preparation | Natural Gas | Range | E7 | Utility - Value of Sales | 0 | 0 | 0 | 0 | 0 | 0 | 0 | 0 | 0 | 0 | 0 | 0 | 0 | 0 | 0 | 0 | 0 | 0 | 0 | 0 | 0 | 0 | 0 | 0 | 0 | 0 | 0
F6_Commercial_Lodging (ID)_Existing_Food Preparation_Natural Gas_Range_E8 | F6 | Commercial | Lodging (ID) | Existing | Food Preparation | Natural Gas | Range | E8 | Utility - Value of Sales | 0 | 0 | 0 | 0 | 0 | 0 | 0 | 0 | 0 | 0 | 0 | 0 | 0 | 0 | 0 | 0 | 0 | 0 | 0 | 0 | 0 | 0 | 0 | 0 | 0 | 0 | 0
F6_Commercial_Lodging (ID)_Existing_Food Preparation_Natural Gas_Range_E9 | F6 | Commercial | Lodging (ID) | Existing | Food Preparation | Natural Gas | Range | E9 | Utility - Value of Sales | 0 | 0 | 0 | 0 | 0 | 0 | 0 | 0 | 0 | 0 | 0 | 0 | 0 | 0 | 0 | 0 | 0 | 0 | 0 | 0 | 0 | 0 | 0 | 0 | 0 | 0 | 0
F6_Commercial_Lodging (ID)_Existing_Food Preparation_Natural Gas_Range_E10 | F6 | Commercial | Lodging (ID) | Existing | Food Preparation | Natural Gas | Range | E10 | Utility - Value of Sales | 0 | 0 | 0 | 0 | 0 | 0 | 0 | 0 | 0 | 0 | 0 | 0 | 0 | 0 | 0 | 0 | 0 | 0 | 0 | 0 | 0 | 0 | 0 | 0 | 0 | 0 | 0
F1_Commercial_Lodging (ID)_Existing_Food Preparation_Natural Gas_Steamer_E1 | F1 | Commercial | Lodging (ID) | Existing | Food Preparation | Natural Gas | Steamer | E1 | RVT - Cost of Equipment | 0.00081039 | 0.00081039 | 0.00081039 | 0.00081039 | 0.00081039 | 0.00081039 | 0.00081039 | 0.00081039 | 0.00081039 | 0.00081039 | 0.00081039 | 0.00081039 | 0.00081039 | 0.00081039 | 0.00081039 | 0.00081039 | 0.00081039 | 0.00081039 | 0.00081039 | 0.00081039 | 0.00081039 | 0.00081039 | 0.00081039 | 0.00081039 | 0.00081039 | 0.00081039 | 0.00081039
F1_Commercial_Lodging (ID)_Existing_Food Preparation_Natural Gas_Steamer_E2 | F1 | Commercial | Lodging (ID) | Existing | Food Preparation | Natural Gas | Steamer | E2 | RVT - Cost of Equipment | 0.00087076 | 0.00087076 | 0.00087076 | 0.00087076 | 0.00087076 | 0.00087076 | 0.00087076 | 0.00087076 | 0.00087076 | 0.00087076 | 0.00087076 | 0.00087076 | 0.00087076 | 0.00087076 | 0.00087076 | 0.00087076 | 0.00087076 | 0.00087076 | 0.00087076 | 0.00087076 | 0.00087076 | 0.00087076 | 0.00087076 | 0.00087076 | 0.00087076 | 0.00087076 | 0.00087076
F1_Commercial_Lodging (ID)_Existing_Food Preparation_Natural Gas_Steamer_E3 | F1 | Commercial | Lodging (ID) | Existing | Food Preparation | Natural Gas | Steamer | E3 | RVT - Cost of Equipment | 0 | 0 | 0 | 0 | 0 | 0 | 0 | 0 | 0 | 0 | 0 | 0 | 0 | 0 | 0 | 0 | 0 | 0 | 0 | 0 | 0 | 0 | 0 | 0 | 0 | 0 | 0
F1_Commercial_Lodging (ID)_Existing_Food Preparation_Natural Gas_Steamer_E4 | F1 | Commercial | Lodging (ID) | Existing | Food Preparation | Natural Gas | Steamer | E4 | RVT - Cost of Equipment | 0 | 0 | 0 | 0 | 0 | 0 | 0 | 0 | 0 | 0 | 0 | 0 | 0 | 0 | 0 | 0 | 0 | 0 | 0 | 0 | 0 | 0 | 0 | 0 | 0 | 0 | 0
F1_Commercial_Lodging (ID)_Existing_Food Preparation_Natural Gas_Steamer_E5 | F1 | Commercial | Lodging (ID) | Existing | Food Preparation | Natural Gas | Steamer | E5 | RVT - Cost of Equipment | 0 | 0 | 0 | 0 | 0 | 0 | 0 | 0 | 0 | 0 | 0 | 0 | 0 | 0 | 0 | 0 | 0 | 0 | 0 | 0 | 0 | 0 | 0 | 0 | 0 | 0 | 0
F1_Commercial_Lodging (ID)_Existing_Food Preparation_Natural Gas_Steamer_E6 | F1 | Commercial | Lodging (ID) | Existing | Food Preparation | Natural Gas | Steamer | E6 | RVT - Cost of Equipment | 0 | 0 | 0 | 0 | 0 | 0 | 0 | 0 | 0 | 0 | 0 | 0 | 0 | 0 | 0 | 0 | 0 | 0 | 0 | 0 | 0 | 0 | 0 | 0 | 0 | 0 | 0
F1_Commercial_Lodging (ID)_Existing_Food Preparation_Natural Gas_Steamer_E7 | F1 | Commercial | Lodging (ID) | Existing | Food Preparation | Natural Gas | Steamer | E7 | RVT - Cost of Equipment | 0 | 0 | 0 | 0 | 0 | 0 | 0 | 0 | 0 | 0 | 0 | 0 | 0 | 0 | 0 | 0 | 0 | 0 | 0 | 0 | 0 | 0 | 0 | 0 | 0 | 0 | 0
F1_Commercial_Lodging (ID)_Existing_Food Preparation_Natural Gas_Steamer_E8 | F1 | Commercial | Lodging (ID) | Existing | Food Preparation | Natural Gas | Steamer | E8 | RVT - Cost of Equipment | 0 | 0 | 0 | 0 | 0 | 0 | 0 | 0 | 0 | 0 | 0 | 0 | 0 | 0 | 0 | 0 | 0 | 0 | 0 | 0 | 0 | 0 | 0 | 0 | 0 | 0 | 0
F1_Commercial_Lodging (ID)_Existing_Food Preparation_Natural Gas_Steamer_E9 | F1 | Commercial | Lodging (ID) | Existing | Food Preparation | Natural Gas | Steamer | E9 | RVT - Cost of Equipment | 0 | 0 | 0 | 0 | 0 | 0 | 0 | 0 | 0 | 0 | 0 | 0 | 0 | 0 | 0 | 0 | 0 | 0 | 0 | 0 | 0 | 0 | 0 | 0 | 0 | 0 | 0
F1_Commercial_Lodging (ID)_Existing_Food Preparation_Natural Gas_Steamer_E10 | F1 | Commercial | Lodging (ID) | Existing | Food Preparation | Natural Gas | Steamer | E10 | RVT - Cost of Equipment | 0 | 0 | 0 | 0 | 0 | 0 | 0 | 0 | 0 | 0 | 0 | 0 | 0 | 0 | 0 | 0 | 0 | 0 | 0 | 0 | 0 | 0 | 0 | 0 | 0 | 0 | 0
F2_Commercial_Lodging (ID)_Existing_Food Preparation_Natural Gas_Steamer_E1 | F2 | Commercial | Lodging (ID) | Existing | Food Preparation | Natural Gas | Steamer | E1 | RVT - Cost of Operation | 0.061397 | 0.062557 | 0.063919 | 0.065506 | 0.067324 | 0.069593 | 0.071869 | 0.074029 | 0.075985 | 0.077881 | 0.079845 | 0.08163 | 0.083515 | 0.085298 | 0.086831 | 0.088215 | 0.089386 | 0.090504 | 0.091693 | 0.092803 | 0.093917 | 0.095575 | 0.097249 | 0.098977 | 0.10074 | 0.10253 | 0.10435
F2_Commercial_Lodging (ID)_Existing_Food Preparation_Natural Gas_Steamer_E2 | F2 | Commercial | Lodging (ID) | Existing | Food Preparation | Natural Gas | Steamer | E2 | RVT - Cost of Operation | 0.011584 | 0.011803 | 0.01206 | 0.012359 | 0.012702 | 0.01313 | 0.01356 | 0.013967 | 0.014336 | 0.014694 | 0.015065 | 0.015402 | 0.015757 | 0.016093 | 0.016383 | 0.016644 | 0.016865 | 0.017076 | 0.0173 | 0.01751 | 0.01772 | 0.018032 | 0.018348 | 0.018674 | 0.019006 | 0.019344 | 0.019687
F2_Commercial_Lodging (ID)_Existing_Food Preparation_Natural Gas_Steamer_E3 | F2 | Commercial | Lodging (ID) | Existing | Food Preparation | Natural Gas | Steamer | E3 | RVT - Cost of Operation | 0 | 0 | 0 | 0 | 0 | 0 | 0 | 0 | 0 | 0 | 0 | 0 | 0 | 0 | 0 | 0 | 0 | 0 | 0 | 0 | 0 | 0 | 0 | 0 | 0 | 0 | 0
F2_Commercial_Lodging (ID)_Existing_Food Preparation_Natural Gas_Steamer_E4 | F2 | Commercial | Lodging (ID) | Existing | Food Preparation | Natural Gas | Steamer | E4 | RVT - Cost of Operation | 0 | 0 | 0 | 0 | 0 | 0 | 0 | 0 | 0 | 0 | 0 | 0 | 0 | 0 | 0 | 0 | 0 | 0 | 0 | 0 | 0 | 0 | 0 | 0 | 0 | 0 | 0
F2_Commercial_Lodging (ID)_Existing_Food Preparation_Natural Gas_Steamer_E5 | F2 | Commercial | Lodging (ID) | Existing | Food Preparation | Natural Gas | Steamer | E5 | RVT - Cost of Operation | 0 | 0 | 0 | 0 | 0 | 0 | 0 | 0 | 0 | 0 | 0 | 0 | 0 | 0 | 0 | 0 | 0 | 0 | 0 | 0 | 0 | 0 | 0 | 0 | 0 | 0 | 0
F2_Commercial_Lodging (ID)_Existing_Food Preparation_Natural Gas_Steamer_E6 | F2 | Commercial | Lodging (ID) | Existing | Food Preparation | Natural Gas | Steamer | E6 | RVT - Cost of Operation | 0 | 0 | 0 | 0 | 0 | 0 | 0 | 0 | 0 | 0 | 0 | 0 | 0 | 0 | 0 | 0 | 0 | 0 | 0 | 0 | 0 | 0 | 0 | 0 | 0 | 0 | 0
F2_Commercial_Lodging (ID)_Existing_Food Preparation_Natural Gas_Steamer_E7 | F2 | Commercial | Lodging (ID) | Existing | Food Preparation | Natural Gas | Steamer | E7 | RVT - Cost of Operation | 0 | 0 | 0 | 0 | 0 | 0 | 0 | 0 | 0 | 0 | 0 | 0 | 0 | 0 | 0 | 0 | 0 | 0 | 0 | 0 | 0 | 0 | 0 | 0 | 0 | 0 | 0
F2_Commercial_Lodging (ID)_Existing_Food Preparation_Natural Gas_Steamer_E8 | F2 | Commercial | Lodging (ID) | Existing | Food Preparation | Natural Gas | Steamer | E8 | RVT - Cost of Operation | 0 | 0 | 0 | 0 | 0 | 0 | 0 | 0 | 0 | 0 | 0 | 0 | 0 | 0 | 0 | 0 | 0 | 0 | 0 | 0 | 0 | 0 | 0 | 0 | 0 | 0 | 0
F2_Commercial_Lodging (ID)_Existing_Food Preparation_Natural Gas_Steamer_E9 | F2 | Commercial | Lodging (ID) | Existing | Food Preparation | Natural Gas | Steamer | E9 | RVT - Cost of Operation | 0 | 0 | 0 | 0 | 0 | 0 | 0 | 0 | 0 | 0 | 0 | 0 | 0 | 0 | 0 | 0 | 0 | 0 | 0 | 0 | 0 | 0 | 0 | 0 | 0 | 0 | 0
F2_Commercial_Lodging (ID)_Existing_Food Preparation_Natural Gas_Steamer_E10 | F2 | Commercial | Lodging (ID) | Existing | Food Preparation | Natural Gas | Steamer | E10 | RVT - Cost of Operation | 0 | 0 | 0 | 0 | 0 | 0 | 0 | 0 | 0 | 0 | 0 | 0 | 0 | 0 | 0 | 0 | 0 | 0 | 0 | 0 | 0 | 0 | 0 | 0 | 0 | 0 | 0
F3_Commercial_Lodging (ID)_Existing_Food Preparation_Natural Gas_Steamer_E1 | F3 | Commercial | Lodging (ID) | Existing | Food Preparation | Natural Gas | Steamer | E1 | System - kBTUs of Consumption | 14.6471 | 14.6471 | 14.6471 | 14.6471 | 14.6471 | 14.6471 | 14.6471 | 14.6471 | 14.6471 | 14.6471 | 14.6471 | 14.6471 | 14.6471 | 14.6471 | 14.6471 | 14.6471 | 14.6471 | 14.6471 | 14.6471 | 14.6471 | 14.6471 | 14.6471 | 14.6471 | 14.6471 | 14.6471 | 14.6471 | 14.6471
F3_Commercial_Lodging (ID)_Existing_Food Preparation_Natural Gas_Steamer_E2 | F3 | Commercial | Lodging (ID) | Existing | Food Preparation | Natural Gas | Steamer | E2 | System - kBTUs of Consumption | 2.7635 | 2.7635 | 2.7635 | 2.7635 | 2.7635 | 2.7635 | 2.7635 | 2.7635 | 2.7635 | 2.7635 | 2.7635 | 2.7635 | 2.7635 | 2.7635 | 2.7635 | 2.7635 | 2.7635 | 2.7635 | 2.7635 | 2.7635 | 2.7635 | 2.7635 | 2.7635 | 2.7635 | 2.7635 | 2.7635 | 2.7635
F3_Commercial_Lodging (ID)_Existing_Food Preparation_Natural Gas_Steamer_E3 | F3 | Commercial | Lodging (ID) | Existing | Food Preparation | Natural Gas | Steamer | E3 | System - kBTUs of Consumption | 0 | 0 | 0 | 0 | 0 | 0 | 0 | 0 | 0 | 0 | 0 | 0 | 0 | 0 | 0 | 0 | 0 | 0 | 0 | 0 | 0 | 0 | 0 | 0 | 0 | 0 | 0
F3_Commercial_Lodging (ID)_Existing_Food Preparation_Natural Gas_Steamer_E4 | F3 | Commercial | Lodging (ID) | Existing | Food Preparation | Natural Gas | Steamer | E4 | System - kBTUs of Consumption | 0 | 0 | 0 | 0 | 0 | 0 | 0 | 0 | 0 | 0 | 0 | 0 | 0 | 0 | 0 | 0 | 0 | 0 | 0 | 0 | 0 | 0 | 0 | 0 | 0 | 0 | 0
F3_Commercial_Lodging (ID)_Existing_Food Preparation_Natural Gas_Steamer_E5 | F3 | Commercial | Lodging (ID) | Existing | Food Preparation | Natural Gas | Steamer | E5 | System - kBTUs of Consumption | 0 | 0 | 0 | 0 | 0 | 0 | 0 | 0 | 0 | 0 | 0 | 0 | 0 | 0 | 0 | 0 | 0 | 0 | 0 | 0 | 0 | 0 | 0 | 0 | 0 | 0 | 0
F3_Commercial_Lodging (ID)_Existing_Food Preparation_Natural Gas_Steamer_E6 | F3 | Commercial | Lodging (ID) | Existing | Food Preparation | Natural Gas | Steamer | E6 | System - kBTUs of Consumption | 0 | 0 | 0 | 0 | 0 | 0 | 0 | 0 | 0 | 0 | 0 | 0 | 0 | 0 | 0 | 0 | 0 | 0 | 0 | 0 | 0 | 0 | 0 | 0 | 0 | 0 | 0
F3_Commercial_Lodging (ID)_Existing_Food Preparation_Natural Gas_Steamer_E7 | F3 | Commercial | Lodging (ID) | Existing | Food Preparation | Natural Gas | Steamer | E7 | System - kBTUs of Consumption | 0 | 0 | 0 | 0 | 0 | 0 | 0 | 0 | 0 | 0 | 0 | 0 | 0 | 0 | 0 | 0 | 0 | 0 | 0 | 0 | 0 | 0 | 0 | 0 | 0 | 0 | 0
F3_Commercial_Lodging (ID)_Existing_Food Preparation_Natural Gas_Steamer_E8 | F3 | Commercial | Lodging (ID) | Existing | Food Preparation | Natural Gas | Steamer | E8 | System - kBTUs of Consumption | 0 | 0 | 0 | 0 | 0 | 0 | 0 | 0 | 0 | 0 | 0 | 0 | 0 | 0 | 0 | 0 | 0 | 0 | 0 | 0 | 0 | 0 | 0 | 0 | 0 | 0 | 0
F3_Commercial_Lodging (ID)_Existing_Food Preparation_Natural Gas_Steamer_E9 | F3 | Commercial | Lodging (ID) | Existing | Food Preparation | Natural Gas | Steamer | E9 | System - kBTUs of Consumption | 0 | 0 | 0 | 0 | 0 | 0 | 0 | 0 | 0 | 0 | 0 | 0 | 0 | 0 | 0 | 0 | 0 | 0 | 0 | 0 | 0 | 0 | 0 | 0 | 0 | 0 | 0
F3_Commercial_Lodging (ID)_Existing_Food Preparation_Natural Gas_Steamer_E10 | F3 | Commercial | Lodging (ID) | Existing | Food Preparation | Natural Gas | Steamer | E10 | System - kBTUs of Consumption | 0 | 0 | 0 | 0 | 0 | 0 | 0 | 0 | 0 | 0 | 0 | 0 | 0 | 0 | 0 | 0 | 0 | 0 | 0 | 0 | 0 | 0 | 0 | 0 | 0 | 0 | 0
F4_Commercial_Lodging (ID)_Existing_Food Preparation_Natural Gas_Steamer_E1 | F4 | Commercial | Lodging (ID) | Existing | Food Preparation | Natural Gas | Steamer | E1 | Utility - Cost of Equipment | 0.00081039 | 0.00081039 | 0.00081039 | 0.00081039 | 0.00081039 | 0.00081039 | 0.00081039 | 0.00081039 | 0.00081039 | 0.00081039 | 0.00081039 | 0.00081039 | 0.00081039 | 0.00081039 | 0.00081039 | 0.00081039 | 0.00081039 | 0.00081039 | 0.00081039 | 0.00081039 | 0.00081039 | 0.00081039 | 0.00081039 | 0.00081039 | 0.00081039 | 0.00081039 | 0.00081039
F4_Commercial_Lodging (ID)_Existing_Food Preparation_Natural Gas_Steamer_E2 | F4 | Commercial | Lodging (ID) | Existing | Food Preparation | Natural Gas | Steamer | E2 | Utility - Cost of Equipment | 0.00087076 | 0.00087076 | 0.00087076 | 0.00087076 | 0.00087076 | 0.00087076 | 0.00087076 | 0.00087076 | 0.00087076 | 0.00087076 | 0.00087076 | 0.00087076 | 0.00087076 | 0.00087076 | 0.00087076 | 0.00087076 | 0.00087076 | 0.00087076 | 0.00087076 | 0.00087076 | 0.00087076 | 0.00087076 | 0.00087076 | 0.00087076 | 0.00087076 | 0.00087076 | 0.00087076
F4_Commercial_Lodging (ID)_Existing_Food Preparation_Natural Gas_Steamer_E3 | F4 | Commercial | Lodging (ID) | Existing | Food Preparation | Natural Gas | Steamer | E3 | Utility - Cost of Equipment | 0 | 0 | 0 | 0 | 0 | 0 | 0 | 0 | 0 | 0 | 0 | 0 | 0 | 0 | 0 | 0 | 0 | 0 | 0 | 0 | 0 | 0 | 0 | 0 | 0 | 0 | 0
F4_Commercial_Lodging (ID)_Existing_Food Preparation_Natural Gas_Steamer_E4 | F4 | Commercial | Lodging (ID) | Existing | Food Preparation | Natural Gas | Steamer | E4 | Utility - Cost of Equipment | 0 | 0 | 0 | 0 | 0 | 0 | 0 | 0 | 0 | 0 | 0 | 0 | 0 | 0 | 0 | 0 | 0 | 0 | 0 | 0 | 0 | 0 | 0 | 0 | 0 | 0 | 0
F4_Commercial_Lodging (ID)_Existing_Food Preparation_Natural Gas_Steamer_E5 | F4 | Commercial | Lodging (ID) | Existing | Food Preparation | Natural Gas | Steamer | E5 | Utility - Cost of Equipment | 0 | 0 | 0 | 0 | 0 | 0 | 0 | 0 | 0 | 0 | 0 | 0 | 0 | 0 | 0 | 0 | 0 | 0 | 0 | 0 | 0 | 0 | 0 | 0 | 0 | 0 | 0
F4_Commercial_Lodging (ID)_Existing_Food Preparation_Natural Gas_Steamer_E6 | F4 | Commercial | Lodging (ID) | Existing | Food Preparation | Natural Gas | Steamer | E6 | Utility - Cost of Equipment | 0 | 0 | 0 | 0 | 0 | 0 | 0 | 0 | 0 | 0 | 0 | 0 | 0 | 0 | 0 | 0 | 0 | 0 | 0 | 0 | 0 | 0 | 0 | 0 | 0 | 0 | 0
F4_Commercial_Lodging (ID)_Existing_Food Preparation_Natural Gas_Steamer_E7 | F4 | Commercial | Lodging (ID) | Existing | Food Preparation | Natural Gas | Steamer | E7 | Utility - Cost of Equipment | 0 | 0 | 0 | 0 | 0 | 0 | 0 | 0 | 0 | 0 | 0 | 0 | 0 | 0 | 0 | 0 | 0 | 0 | 0 | 0 | 0 | 0 | 0 | 0 | 0 | 0 | 0
F4_Commercial_Lodging (ID)_Existing_Food Preparation_Natural Gas_Steamer_E8 | F4 | Commercial | Lodging (ID) | Existing | Food Preparation | Natural Gas | Steamer | E8 | Utility - Cost of Equipment | 0 | 0 | 0 | 0 | 0 | 0 | 0 | 0 | 0 | 0 | 0 | 0 | 0 | 0 | 0 | 0 | 0 | 0 | 0 | 0 | 0 | 0 | 0 | 0 | 0 | 0 | 0
F4_Commercial_Lodging (ID)_Existing_Food Preparation_Natural Gas_Steamer_E9 | F4 | Commercial | Lodging (ID) | Existing | Food Preparation | Natural Gas | Steamer | E9 | Utility - Cost of Equipment | 0 | 0 | 0 | 0 | 0 | 0 | 0 | 0 | 0 | 0 | 0 | 0 | 0 | 0 | 0 | 0 | 0 | 0 | 0 | 0 | 0 | 0 | 0 | 0 | 0 | 0 | 0
F4_Commercial_Lodging (ID)_Existing_Food Preparation_Natural Gas_Steamer_E10 | F4 | Commercial | Lodging (ID) | Existing | Food Preparation | Natural Gas | Steamer | E10 | Utility - Cost of Equipment | 0 | 0 | 0 | 0 | 0 | 0 | 0 | 0 | 0 | 0 | 0 | 0 | 0 | 0 | 0 | 0 | 0 | 0 | 0 | 0 | 0 | 0 | 0 | 0 | 0 | 0 | 0
F5_Commercial_Lodging (ID)_Existing_Food Preparation_Natural Gas_Steamer_E1 | F5 | Commercial | Lodging (ID) | Existing | Food Preparation | Natural Gas | Steamer | E1 | Utility - Cost of Operation | 0.052129 | 0.053443 | 0.054999 | 0.056783 | 0.0588 | 0.061254 | 0.06378 | 0.066282 | 0.068691 | 0.071132 | 0.073075 | 0.074896 | 0.076851 | 0.078766 | 0.080477 | 0.082079 | 0.083516 | 0.084934 | 0.086449 | 0.087927 | 0.089445 | 0.091023 | 0.092618 | 0.094264 | 0.095939 | 0.097643 | 0.099378
F5_Commercial_Lodging (ID)_Existing_Food Preparation_Natural Gas_Steamer_E2 | F5 | Commercial | Lodging (ID) | Existing | Food Preparation | Natural Gas | Steamer | E2 | Utility - Cost of Operation | 0.0098354 | 0.010083 | 0.010377 | 0.010713 | 0.011094 | 0.011557 | 0.012034 | 0.012506 | 0.01296 | 0.013421 | 0.013787 | 0.014131 | 0.0145 | 0.014861 | 0.015184 | 0.015486 | 0.015757 | 0.016025 | 0.016311 | 0.01659 | 0.016876 | 0.017174 | 0.017475 | 0.017785 | 0.018101 | 0.018423 | 0.01875
F5_Commercial_Lodging (ID)_Existing_Food Preparation_Natural Gas_Steamer_E3 | F5 | Commercial | Lodging (ID) | Existing | Food Preparation | Natural Gas | Steamer | E3 | Utility - Cost of Operation | 0 | 0 | 0 | 0 | 0 | 0 | 0 | 0 | 0 | 0 | 0 | 0 | 0 | 0 | 0 | 0 | 0 | 0 | 0 | 0 | 0 | 0 | 0 | 0 | 0 | 0 | 0
F5_Commercial_Lodging (ID)_Existing_Food Preparation_Natural Gas_Steamer_E4 | F5 | Commercial | Lodging (ID) | Existing | Food Preparation | Natural Gas | Steamer | E4 | Utility - Cost of Operation | 0 | 0 | 0 | 0 | 0 | 0 | 0 | 0 | 0 | 0 | 0 | 0 | 0 | 0 | 0 | 0 | 0 | 0 | 0 | 0 | 0 | 0 | 0 | 0 | 0 | 0 | 0
F5_Commercial_Lodging (ID)_Existing_Food Preparation_Natural Gas_Steamer_E5 | F5 | Commercial | Lodging (ID) | Existing | Food Preparation | Natural Gas | Steamer | E5 | Utility - Cost of Operation | 0 | 0 | 0 | 0 | 0 | 0 | 0 | 0 | 0 | 0 | 0 | 0 | 0 | 0 | 0 | 0 | 0 | 0 | 0 | 0 | 0 | 0 | 0 | 0 | 0 | 0 | 0
F5_Commercial_Lodging (ID)_Existing_Food Preparation_Natural Gas_Steamer_E6 | F5 | Commercial | Lodging (ID) | Existing | Food Preparation | Natural Gas | Steamer | E6 | Utility - Cost of Operation | 0 | 0 | 0 | 0 | 0 | 0 | 0 | 0 | 0 | 0 | 0 | 0 | 0 | 0 | 0 | 0 | 0 | 0 | 0 | 0 | 0 | 0 | 0 | 0 | 0 | 0 | 0
F5_Commercial_Lodging (ID)_Existing_Food Preparation_Natural Gas_Steamer_E7 | F5 | Commercial | Lodging (ID) | Existing | Food Preparation | Natural Gas | Steamer | E7 | Utility - Cost of Operation | 0 | 0 | 0 | 0 | 0 | 0 | 0 | 0 | 0 | 0 | 0 | 0 | 0 | 0 | 0 | 0 | 0 | 0 | 0 | 0 | 0 | 0 | 0 | 0 | 0 | 0 | 0
F5_Commercial_Lodging (ID)_Existing_Food Preparation_Natural Gas_Steamer_E8 | F5 | Commercial | Lodging (ID) | Existing | Food Preparation | Natural Gas | Steamer | E8 | Utility - Cost of Operation | 0 | 0 | 0 | 0 | 0 | 0 | 0 | 0 | 0 | 0 | 0 | 0 | 0 | 0 | 0 | 0 | 0 | 0 | 0 | 0 | 0 | 0 | 0 | 0 | 0 | 0 | 0
F5_Commercial_Lodging (ID)_Existing_Food Preparation_Natural Gas_Steamer_E9 | F5 | Commercial | Lodging (ID) | Existing | Food Preparation | Natural Gas | Steamer | E9 | Utility - Cost of Operation | 0 | 0 | 0 | 0 | 0 | 0 | 0 | 0 | 0 | 0 | 0 | 0 | 0 | 0 | 0 | 0 | 0 | 0 | 0 | 0 | 0 | 0 | 0 | 0 | 0 | 0 | 0
F5_Commercial_Lodging (ID)_Existing_Food Preparation_Natural Gas_Steamer_E10 | F5 | Commercial | Lodging (ID) | Existing | Food Preparation | Natural Gas | Steamer | E10 | Utility - Cost of Operation | 0 | 0 | 0 | 0 | 0 | 0 | 0 | 0 | 0 | 0 | 0 | 0 | 0 | 0 | 0 | 0 | 0 | 0 | 0 | 0 | 0 | 0 | 0 | 0 | 0 | 0 | 0
F6_Commercial_Lodging (ID)_Existing_Food Preparation_Natural Gas_Steamer_E1 | F6 | Commercial | Lodging (ID) | Existing | Food Preparation | Natural Gas | Steamer | E1 | Utility - Value of Sales | 0.061397 | 0.062557 | 0.063919 | 0.065506 | 0.067324 | 0.069593 | 0.071869 | 0.074029 | 0.075985 | 0.077881 | 0.079845 | 0.08163 | 0.083515 | 0.085298 | 0.086831 | 0.088215 | 0.089386 | 0.090504 | 0.091693 | 0.092803 | 0.093917 | 0.095575 | 0.097249 | 0.098977 | 0.10074 | 0.10253 | 0.10435
F6_Commercial_Lodging (ID)_Existing_Food Preparation_Natural Gas_Steamer_E2 | F6 | Commercial | Lodging (ID) | Existing | Food Preparation | Natural Gas | Steamer | E2 | Utility - Value of Sales | 0.011584 | 0.011803 | 0.01206 | 0.012359 | 0.012702 | 0.01313 | 0.01356 | 0.013967 | 0.014336 | 0.014694 | 0.015065 | 0.015402 | 0.015757 | 0.016093 | 0.016383 | 0.016644 | 0.016865 | 0.017076 | 0.0173 | 0.01751 | 0.01772 | 0.018032 | 0.018348 | 0.018674 | 0.019006 | 0.019344 | 0.019687
F6_Commercial_Lodging (ID)_Existing_Food Preparation_Natural Gas_Steamer_E3 | F6 | Commercial | Lodging (ID) | Existing | Food Preparation | Natural Gas | Steamer | E3 | Utility - Value of Sales | 0 | 0 | 0 | 0 | 0 | 0 | 0 | 0 | 0 | 0 | 0 | 0 | 0 | 0 | 0 | 0 | 0 | 0 | 0 | 0 | 0 | 0 | 0 | 0 | 0 | 0 | 0
F6_Commercial_Lodging (ID)_Existing_Food Preparation_Natural Gas_Steamer_E4 | F6 | Commercial | Lodging (ID) | Existing | Food Preparation | Natural Gas | Steamer | E4 | Utility - Value of Sales | 0 | 0 | 0 | 0 | 0 | 0 | 0 | 0 | 0 | 0 | 0 | 0 | 0 | 0 | 0 | 0 | 0 | 0 | 0 | 0 | 0 | 0 | 0 | 0 | 0 | 0 | 0
F6_Commercial_Lodging (ID)_Existing_Food Preparation_Natural Gas_Steamer_E5 | F6 | Commercial | Lodging (ID) | Existing | Food Preparation | Natural Gas | Steamer | E5 | Utility - Value of Sales | 0 | 0 | 0 | 0 | 0 | 0 | 0 | 0 | 0 | 0 | 0 | 0 | 0 | 0 | 0 | 0 | 0 | 0 | 0 | 0 | 0 | 0 | 0 | 0 | 0 | 0 | 0
F6_Commercial_Lodging (ID)_Existing_Food Preparation_Natural Gas_Steamer_E6 | F6 | Commercial | Lodging (ID) | Existing | Food Preparation | Natural Gas | Steamer | E6 | Utility - Value of Sales | 0 | 0 | 0 | 0 | 0 | 0 | 0 | 0 | 0 | 0 | 0 | 0 | 0 | 0 | 0 | 0 | 0 | 0 | 0 | 0 | 0 | 0 | 0 | 0 | 0 | 0 | 0
F6_Commercial_Lodging (ID)_Existing_Food Preparation_Natural Gas_Steamer_E7 | F6 | Commercial | Lodging (ID) | Existing | Food Preparation | Natural Gas | Steamer | E7 | Utility - Value of Sales | 0 | 0 | 0 | 0 | 0 | 0 | 0 | 0 | 0 | 0 | 0 | 0 | 0 | 0 | 0 | 0 | 0 | 0 | 0 | 0 | 0 | 0 | 0 | 0 | 0 | 0 | 0
F6_Commercial_Lodging (ID)_Existing_Food Preparation_Natural Gas_Steamer_E8 | F6 | Commercial | Lodging (ID) | Existing | Food Preparation | Natural Gas | Steamer | E8 | Utility - Value of Sales | 0 | 0 | 0 | 0 | 0 | 0 | 0 | 0 | 0 | 0 | 0 | 0 | 0 | 0 | 0 | 0 | 0 | 0 | 0 | 0 | 0 | 0 | 0 | 0 | 0 | 0 | 0
F6_Commercial_Lodging (ID)_Existing_Food Preparation_Natural Gas_Steamer_E9 | F6 | Commercial | Lodging (ID) | Existing | Food Preparation | Natural Gas | Steamer | E9 | Utility - Value of Sales | 0 | 0 | 0 | 0 | 0 | 0 | 0 | 0 | 0 | 0 | 0 | 0 | 0 | 0 | 0 | 0 | 0 | 0 | 0 | 0 | 0 | 0 | 0 | 0 | 0 | 0 | 0
F6_Commercial_Lodging (ID)_Existing_Food Preparation_Natural Gas_Steamer_E10 | F6 | Commercial | Lodging (ID) | Existing | Food Preparation | Natural Gas | Steamer | E10 | Utility - Value of Sales | 0 | 0 | 0 | 0 | 0 | 0 | 0 | 0 | 0 | 0 | 0 | 0 | 0 | 0 | 0 | 0 | 0 | 0 | 0 | 0 | 0 | 0 | 0 | 0 | 0 | 0 | 0
F1_Commercial_Lodging (ID)_Existing_Food Preparation_Natural Gas_Food Prep Other_E1 | F1 | Commercial | Lodging (ID) | Existing | Food Preparation | Natural Gas | Food Prep Other | E1 | RVT - Cost of Equipment | 0.0035083 | 0.0035083 | 0.0035083 | 0.0035083 | 0.0035083 | 0.0035083 | 0.0035083 | 0.0035083 | 0.0035083 | 0.0035083 | 0.0035083 | 0.0035083 | 0.0035083 | 0.0035083 | 0.0035083 | 0.0035083 | 0.0035083 | 0.0035083 | 0.0035083 | 0.0035083 | 0.0035083 | 0.0035083 | 0.0035083 | 0.0035083 | 0.0035083 | 0.0035083 | 0.0035083
F1_Commercial_Lodging (ID)_Existing_Food Preparation_Natural Gas_Food Prep Other_E2 | F1 | Commercial | Lodging (ID) | Existing | Food Preparation | Natural Gas | Food Prep Other | E2 | RVT - Cost of Equipment | 0.0035118 | 0.0035118 | 0.0035118 | 0.0035118 | 0.0035118 | 0.0035118 | 0.0035118 | 0.0035118 | 0.0035118 | 0.0035118 | 0.0035118 | 0.0035118 | 0.0035118 | 0.0035118 | 0.0035118 | 0.0035118 | 0.0035118 | 0.0035118 | 0.0035118 | 0.0035118 | 0.0035118 | 0.0035118 | 0.0035118 | 0.0035118 | 0.0035118 | 0.0035118 | 0.0035118
F1_Commercial_Lodging (ID)_Existing_Food Preparation_Natural Gas_Food Prep Other_E3 | F1 | Commercial | Lodging (ID) | Existing | Food Preparation | Natural Gas | Food Prep Other | E3 | RVT - Cost of Equipment | 0 | 0 | 0 | 0 | 0 | 0 | 0 | 0 | 0 | 0 | 0 | 0 | 0 | 0 | 0 | 0 | 0 | 0 | 0 | 0 | 0 | 0 | 0 | 0 | 0 | 0 | 0
F1_Commercial_Lodging (ID)_Existing_Food Preparation_Natural Gas_Food Prep Other_E4 | F1 | Commercial | Lodging (ID) | Existing | Food Preparation | Natural Gas | Food Prep Other | E4 | RVT - Cost of Equipment | 0 | 0 | 0 | 0 | 0 | 0 | 0 | 0 | 0 | 0 | 0 | 0 | 0 | 0 | 0 | 0 | 0 | 0 | 0 | 0 | 0 | 0 | 0 | 0 | 0 | 0 | 0
F1_Commercial_Lodging (ID)_Existing_Food Preparation_Natural Gas_Food Prep Other_E5 | F1 | Commercial | Lodging (ID) | Existing | Food Preparation | Natural Gas | Food Prep Other | E5 | RVT - Cost of Equipment | 0 | 0 | 0 | 0 | 0 | 0 | 0 | 0 | 0 | 0 | 0 | 0 | 0 | 0 | 0 | 0 | 0 | 0 | 0 | 0 | 0 | 0 | 0 | 0 | 0 | 0 | 0
F1_Commercial_Lodging (ID)_Existing_Food Preparation_Natural Gas_Food Prep Other_E6 | F1 | Commercial | Lodging (ID) | Existing | Food Preparation | Natural Gas | Food Prep Other | E6 | RVT - Cost of Equipment | 0 | 0 | 0 | 0 | 0 | 0 | 0 | 0 | 0 | 0 | 0 | 0 | 0 | 0 | 0 | 0 | 0 | 0 | 0 | 0 | 0 | 0 | 0 | 0 | 0 | 0 | 0
F1_Commercial_Lodging (ID)_Existing_Food Preparation_Natural Gas_Food Prep Other_E7 | F1 | Commercial | Lodging (ID) | Existing | Food Preparation | Natural Gas | Food Prep Other | E7 | RVT - Cost of Equipment | 0 | 0 | 0 | 0 | 0 | 0 | 0 | 0 | 0 | 0 | 0 | 0 | 0 | 0 | 0 | 0 | 0 | 0 | 0 | 0 | 0 | 0 | 0 | 0 | 0 | 0 | 0
F1_Commercial_Lodging (ID)_Existing_Food Preparation_Natural Gas_Food Prep Other_E8 | F1 | Commercial | Lodging (ID) | Existing | Food Preparation | Natural Gas | Food Prep Other | E8 | RVT - Cost of Equipment | 0 | 0 | 0 | 0 | 0 | 0 | 0 | 0 | 0 | 0 | 0 | 0 | 0 | 0 | 0 | 0 | 0 | 0 | 0 | 0 | 0 | 0 | 0 | 0 | 0 | 0 | 0
F1_Commercial_Lodging (ID)_Existing_Food Preparation_Natural Gas_Food Prep Other_E9 | F1 | Commercial | Lodging (ID) | Existing | Food Preparation | Natural Gas | Food Prep Other | E9 | RVT - Cost of Equipment | 0 | 0 | 0 | 0 | 0 | 0 | 0 | 0 | 0 | 0 | 0 | 0 | 0 | 0 | 0 | 0 | 0 | 0 | 0 | 0 | 0 | 0 | 0 | 0 | 0 | 0 | 0
F1_Commercial_Lodging (ID)_Existing_Food Preparation_Natural Gas_Food Prep Other_E10 | F1 | Commercial | Lodging (ID) | Existing | Food Preparation | Natural Gas | Food Prep Other | E10 | RVT - Cost of Equipment | 0 | 0 | 0 | 0 | 0 | 0 | 0 | 0 | 0 | 0 | 0 | 0 | 0 | 0 | 0 | 0 | 0 | 0 | 0 | 0 | 0 | 0 | 0 | 0 | 0 | 0 | 0
F2_Commercial_Lodging (ID)_Existing_Food Preparation_Natural Gas_Food Prep Other_E1 | F2 | Commercial | Lodging (ID) | Existing | Food Preparation | Natural Gas | Food Prep Other | E1 | RVT - Cost of Operation | 0.01297 | 0.013186 | 0.013449 | 0.013769 | 0.014149 | 0.014652 | 0.015168 | 0.015667 | 0.016126 | 0.016567 | 0.017021 | 0.017425 | 0.017847 | 0.018238 | 0.018566 | 0.018858 | 0.019096 | 0.019321 | 0.019563 | 0.019785 | 0.020006 | 0.020359 | 0.020715 | 0.021083 | 0.021457 | 0.021839 | 0.022227
F2_Commercial_Lodging (ID)_Existing_Food Preparation_Natural Gas_Food Prep Other_E2 | F2 | Commercial | Lodging (ID) | Existing | Food Preparation | Natural Gas | Food Prep Other | E2 | RVT - Cost of Operation | 0.01297 | 0.013186 | 0.013449 | 0.013769 | 0.014149 | 0.014652 | 0.015168 | 0.015667 | 0.016126 | 0.016567 | 0.01702 | 0.017425 | 0.017847 | 0.018237 | 0.018566 | 0.018857 | 0.019096 | 0.019321 | 0.019563 | 0.019784 | 0.020006 | 0.020359 | 0.020715 | 0.021083 | 0.021457 | 0.021839 | 0.022227
F2_Commercial_Lodging (ID)_Existing_Food Preparation_Natural Gas_Food Prep Other_E3 | F2 | Commercial | Lodging (ID) | Existing | Food Preparation | Natural Gas | Food Prep Other | E3 | RVT - Cost of Operation | 0 | 0 | 0 | 0 | 0 | 0 | 0 | 0 | 0 | 0 | 0 | 0 | 0 | 0 | 0 | 0 | 0 | 0 | 0 | 0 | 0 | 0 | 0 | 0 | 0 | 0 | 0
F2_Commercial_Lodging (ID)_Existing_Food Preparation_Natural Gas_Food Prep Other_E4 | F2 | Commercial | Lodging (ID) | Existing | Food Preparation | Natural Gas | Food Prep Other | E4 | RVT - Cost of Operation | 0 | 0 | 0 | 0 | 0 | 0 | 0 | 0 | 0 | 0 | 0 | 0 | 0 | 0 | 0 | 0 | 0 | 0 | 0 | 0 | 0 | 0 | 0 | 0 | 0 | 0 | 0
F2_Commercial_Lodging (ID)_Existing_Food Preparation_Natural Gas_Food Prep Other_E5 | F2 | Commercial | Lodging (ID) | Existing | Food Preparation | Natural Gas | Food Prep Other | E5 | RVT - Cost of Operation | 0 | 0 | 0 | 0 | 0 | 0 | 0 | 0 | 0 | 0 | 0 | 0 | 0 | 0 | 0 | 0 | 0 | 0 | 0 | 0 | 0 | 0 | 0 | 0 | 0 | 0 | 0
F2_Commercial_Lodging (ID)_Existing_Food Preparation_Natural Gas_Food Prep Other_E6 | F2 | Commercial | Lodging (ID) | Existing | Food Preparation | Natural Gas | Food Prep Other | E6 | RVT - Cost of Operation | 0 | 0 | 0 | 0 | 0 | 0 | 0 | 0 | 0 | 0 | 0 | 0 | 0 | 0 | 0 | 0 | 0 | 0 | 0 | 0 | 0 | 0 | 0 | 0 | 0 | 0 | 0
F2_Commercial_Lodging (ID)_Existing_Food Preparation_Natural Gas_Food Prep Other_E7 | F2 | Commercial | Lodging (ID) | Existing | Food Preparation | Natural Gas | Food Prep Other | E7 | RVT - Cost of Operation | 0 | 0 | 0 | 0 | 0 | 0 | 0 | 0 | 0 | 0 | 0 | 0 | 0 | 0 | 0 | 0 | 0 | 0 | 0 | 0 | 0 | 0 | 0 | 0 | 0 | 0 | 0
F2_Commercial_Lodging (ID)_Existing_Food Preparation_Natural Gas_Food Prep Other_E8 | F2 | Commercial | Lodging (ID) | Existing | Food Preparation | Natural Gas | Food Prep Other | E8 | RVT - Cost of Operation | 0 | 0 | 0 | 0 | 0 | 0 | 0 | 0 | 0 | 0 | 0 | 0 | 0 | 0 | 0 | 0 | 0 | 0 | 0 | 0 | 0 | 0 | 0 | 0 | 0 | 0 | 0
F2_Commercial_Lodging (ID)_Existing_Food Preparation_Natural Gas_Food Prep Other_E9 | F2 | Commercial | Lodging (ID) | Existing | Food Preparation | Natural Gas | Food Prep Other | E9 | RVT - Cost of Operation | 0 | 0 | 0 | 0 | 0 | 0 | 0 | 0 | 0 | 0 | 0 | 0 | 0 | 0 | 0 | 0 | 0 | 0 | 0 | 0 | 0 | 0 | 0 | 0 | 0 | 0 | 0
F2_Commercial_Lodging (ID)_Existing_Food Preparation_Natural Gas_Food Prep Other_E10 | F2 | Commercial | Lodging (ID) | Existing | Food Preparation | Natural Gas | Food Prep Other | E10 | RVT - Cost of Operation | 0 | 0 | 0 | 0 | 0 | 0 | 0 | 0 | 0 | 0 | 0 | 0 | 0 | 0 | 0 | 0 | 0 | 0 | 0 | 0 | 0 | 0 | 0 | 0 | 0 | 0 | 0
F3_Commercial_Lodging (ID)_Existing_Food Preparation_Natural Gas_Food Prep Other_E1 | F3 | Commercial | Lodging (ID) | Existing | Food Preparation | Natural Gas | Food Prep Other | E1 | System - kBTUs of Consumption | 3.1439 | 3.1439 | 3.1439 | 3.1439 | 3.1439 | 3.1439 | 3.1439 | 3.1439 | 3.1439 | 3.1439 | 3.1439 | 3.1439 | 3.1439 | 3.1439 | 3.1439 | 3.1439 | 3.1439 | 3.1439 | 3.1439 | 3.1439 | 3.1439 | 3.1439 | 3.1439 | 3.1439 | 3.1439 | 3.1439 | 3.1439
F3_Commercial_Lodging (ID)_Existing_Food Preparation_Natural Gas_Food Prep Other_E2 | F3 | Commercial | Lodging (ID) | Existing | Food Preparation | Natural Gas | Food Prep Other | E2 | System - kBTUs of Consumption | 3.1438 | 3.1438 | 3.1438 | 3.1438 | 3.1438 | 3.1438 | 3.1438 | 3.1438 | 3.1438 | 3.1438 | 3.1438 | 3.1438 | 3.1438 | 3.1438 | 3.1438 | 3.1438 | 3.1438 | 3.1438 | 3.1438 | 3.1438 | 3.1438 | 3.1438 | 3.1438 | 3.1438 | 3.1438 | 3.1438 | 3.1438
F3_Commercial_Lodging (ID)_Existing_Food Preparation_Natural Gas_Food Prep Other_E3 | F3 | Commercial | Lodging (ID) | Existing | Food Preparation | Natural Gas | Food Prep Other | E3 | System - kBTUs of Consumption | 0 | 0 | 0 | 0 | 0 | 0 | 0 | 0 | 0 | 0 | 0 | 0 | 0 | 0 | 0 | 0 | 0 | 0 | 0 | 0 | 0 | 0 | 0 | 0 | 0 | 0 | 0
F3_Commercial_Lodging (ID)_Existing_Food Preparation_Natural Gas_Food Prep Other_E4 | F3 | Commercial | Lodging (ID) | Existing | Food Preparation | Natural Gas | Food Prep Other | E4 | System - kBTUs of Consumption | 0 | 0 | 0 | 0 | 0 | 0 | 0 | 0 | 0 | 0 | 0 | 0 | 0 | 0 | 0 | 0 | 0 | 0 | 0 | 0 | 0 | 0 | 0 | 0 | 0 | 0 | 0
F3_Commercial_Lodging (ID)_Existing_Food Preparation_Natural Gas_Food Prep Other_E5 | F3 | Commercial | Lodging (ID) | Existing | Food Preparation | Natural Gas | Food Prep Other | E5 | System - kBTUs of Consumption | 0 | 0 | 0 | 0 | 0 | 0 | 0 | 0 | 0 | 0 | 0 | 0 | 0 | 0 | 0 | 0 | 0 | 0 | 0 | 0 | 0 | 0 | 0 | 0 | 0 | 0 | 0
F3_Commercial_Lodging (ID)_Existing_Food Preparation_Natural Gas_Food Prep Other_E6 | F3 | Commercial | Lodging (ID) | Existing | Food Preparation | Natural Gas | Food Prep Other | E6 | System - kBTUs of Consumption | 0 | 0 | 0 | 0 | 0 | 0 | 0 | 0 | 0 | 0 | 0 | 0 | 0 | 0 | 0 | 0 | 0 | 0 | 0 | 0 | 0 | 0 | 0 | 0 | 0 | 0 | 0
F3_Commercial_Lodging (ID)_Existing_Food Preparation_Natural Gas_Food Prep Other_E7 | F3 | Commercial | Lodging (ID) | Existing | Food Preparation | Natural Gas | Food Prep Other | E7 | System - kBTUs of Consumption | 0 | 0 | 0 | 0 | 0 | 0 | 0 | 0 | 0 | 0 | 0 | 0 | 0 | 0 | 0 | 0 | 0 | 0 | 0 | 0 | 0 | 0 | 0 | 0 | 0 | 0 | 0
F3_Commercial_Lodging (ID)_Existing_Food Preparation_Natural Gas_Food Prep Other_E8 | F3 | Commercial | Lodging (ID) | Existing | Food Preparation | Natural Gas | Food Prep Other | E8 | System - kBTUs of Consumption | 0 | 0 | 0 | 0 | 0 | 0 | 0 | 0 | 0 | 0 | 0 | 0 | 0 | 0 | 0 | 0 | 0 | 0 | 0 | 0 | 0 | 0 | 0 | 0 | 0 | 0 | 0
F3_Commercial_Lodging (ID)_Existing_Food Preparation_Natural Gas_Food Prep Other_E9 | F3 | Commercial | Lodging (ID) | Existing | Food Preparation | Natural Gas | Food Prep Other | E9 | System - kBTUs of Consumption | 0 | 0 | 0 | 0 | 0 | 0 | 0 | 0 | 0 | 0 | 0 | 0 | 0 | 0 | 0 | 0 | 0 | 0 | 0 | 0 | 0 | 0 | 0 | 0 | 0 | 0 | 0
F3_Commercial_Lodging (ID)_Existing_Food Preparation_Natural Gas_Food Prep Other_E10 | F3 | Commercial | Lodging (ID) | Existing | Food Preparation | Natural Gas | Food Prep Other | E10 | System - kBTUs of Consumption | 0 | 0 | 0 | 0 | 0 | 0 | 0 | 0 | 0 | 0 | 0 | 0 | 0 | 0 | 0 | 0 | 0 | 0 | 0 | 0 | 0 | 0 | 0 | 0 | 0 | 0 | 0
F4_Commercial_Lodging (ID)_Existing_Food Preparation_Natural Gas_Food Prep Other_E1 | F4 | Commercial | Lodging (ID) | Existing | Food Preparation | Natural Gas | Food Prep Other | E1 | Utility - Cost of Equipment | 0.0035083 | 0.0035083 | 0.0035083 | 0.0035083 | 0.0035083 | 0.0035083 | 0.0035083 | 0.0035083 | 0.0035083 | 0.0035083 | 0.0035083 | 0.0035083 | 0.0035083 | 0.0035083 | 0.0035083 | 0.0035083 | 0.0035083 | 0.0035083 | 0.0035083 | 0.0035083 | 0.0035083 | 0.0035083 | 0.0035083 | 0.0035083 | 0.0035083 | 0.0035083 | 0.0035083
F4_Commercial_Lodging (ID)_Existing_Food Preparation_Natural Gas_Food Prep Other_E2 | F4 | Commercial | Lodging (ID) | Existing | Food Preparation | Natural Gas | Food Prep Other | E2 | Utility - Cost of Equipment | 0.0035118 | 0.0035118 | 0.0035118 | 0.0035118 | 0.0035118 | 0.0035118 | 0.0035118 | 0.0035118 | 0.0035118 | 0.0035118 | 0.0035118 | 0.0035118 | 0.0035118 | 0.0035118 | 0.0035118 | 0.0035118 | 0.0035118 | 0.0035118 | 0.0035118 | 0.0035118 | 0.0035118 | 0.0035118 | 0.0035118 | 0.0035118 | 0.0035118 | 0.0035118 | 0.0035118
F4_Commercial_Lodging (ID)_Existing_Food Preparation_Natural Gas_Food Prep Other_E3 | F4 | Commercial | Lodging (ID) | Existing | Food Preparation | Natural Gas | Food Prep Other | E3 | Utility - Cost of Equipment | 0 | 0 | 0 | 0 | 0 | 0 | 0 | 0 | 0 | 0 | 0 | 0 | 0 | 0 | 0 | 0 | 0 | 0 | 0 | 0 | 0 | 0 | 0 | 0 | 0 | 0 | 0
F4_Commercial_Lodging (ID)_Existing_Food Preparation_Natural Gas_Food Prep Other_E4 | F4 | Commercial | Lodging (ID) | Existing | Food Preparation | Natural Gas | Food Prep Other | E4 | Utility - Cost of Equipment | 0 | 0 | 0 | 0 | 0 | 0 | 0 | 0 | 0 | 0 | 0 | 0 | 0 | 0 | 0 | 0 | 0 | 0 | 0 | 0 | 0 | 0 | 0 | 0 | 0 | 0 | 0
F4_Commercial_Lodging (ID)_Existing_Food Preparation_Natural Gas_Food Prep Other_E5 | F4 | Commercial | Lodging (ID) | Existing | Food Preparation | Natural Gas | Food Prep Other | E5 | Utility - Cost of Equipment | 0 | 0 | 0 | 0 | 0 | 0 | 0 | 0 | 0 | 0 | 0 | 0 | 0 | 0 | 0 | 0 | 0 | 0 | 0 | 0 | 0 | 0 | 0 | 0 | 0 | 0 | 0
F4_Commercial_Lodging (ID)_Existing_Food Preparation_Natural Gas_Food Prep Other_E6 | F4 | Commercial | Lodging (ID) | Existing | Food Preparation | Natural Gas | Food Prep Other | E6 | Utility - Cost of Equipment | 0 | 0 | 0 | 0 | 0 | 0 | 0 | 0 | 0 | 0 | 0 | 0 | 0 | 0 | 0 | 0 | 0 | 0 | 0 | 0 | 0 | 0 | 0 | 0 | 0 | 0 | 0
F4_Commercial_Lodging (ID)_Existing_Food Preparation_Natural Gas_Food Prep Other_E7 | F4 | Commercial | Lodging (ID) | Existing | Food Preparation | Natural Gas | Food Prep Other | E7 | Utility - Cost of Equipment | 0 | 0 | 0 | 0 | 0 | 0 | 0 | 0 | 0 | 0 | 0 | 0 | 0 | 0 | 0 | 0 | 0 | 0 | 0 | 0 | 0 | 0 | 0 | 0 | 0 | 0 | 0
F4_Commercial_Lodging (ID)_Existing_Food Preparation_Natural Gas_Food Prep Other_E8 | F4 | Commercial | Lodging (ID) | Existing | Food Preparation | Natural Gas | Food Prep Other | E8 | Utility - Cost of Equipment | 0 | 0 | 0 | 0 | 0 | 0 | 0 | 0 | 0 | 0 | 0 | 0 | 0 | 0 | 0 | 0 | 0 | 0 | 0 | 0 | 0 | 0 | 0 | 0 | 0 | 0 | 0
F4_Commercial_Lodging (ID)_Existing_Food Preparation_Natural Gas_Food Prep Other_E9 | F4 | Commercial | Lodging (ID) | Existing | Food Preparation | Natural Gas | Food Prep Other | E9 | Utility - Cost of Equipment | 0 | 0 | 0 | 0 | 0 | 0 | 0 | 0 | 0 | 0 | 0 | 0 | 0 | 0 | 0 | 0 | 0 | 0 | 0 | 0 | 0 | 0 | 0 | 0 | 0 | 0 | 0
F4_Commercial_Lodging (ID)_Existing_Food Preparation_Natural Gas_Food Prep Other_E10 | F4 | Commercial | Lodging (ID) | Existing | Food Preparation | Natural Gas | Food Prep Other | E10 | Utility - Cost of Equipment | 0 | 0 | 0 | 0 | 0 | 0 | 0 | 0 | 0 | 0 | 0 | 0 | 0 | 0 | 0 | 0 | 0 | 0 | 0 | 0 | 0 | 0 | 0 | 0 | 0 | 0 | 0
F5_Commercial_Lodging (ID)_Existing_Food Preparation_Natural Gas_Food Prep Other_E1 | F5 | Commercial | Lodging (ID) | Existing | Food Preparation | Natural Gas | Food Prep Other | E1 | Utility - Cost of Operation | 0.010903 | 0.011155 | 0.011471 | 0.011845 | 0.012279 | 0.012827 | 0.013398 | 0.013967 | 0.014515 | 0.015072 | 0.015506 | 0.01591 | 0.016345 | 0.016769 | 0.017143 | 0.01749 | 0.017795 | 0.018095 | 0.018418 | 0.018731 | 0.019053 | 0.019389 | 0.019728 | 0.020079 | 0.020436 | 0.020799 | 0.021168
F5_Commercial_Lodging (ID)_Existing_Food Preparation_Natural Gas_Food Prep Other_E2 | F5 | Commercial | Lodging (ID) | Existing | Food Preparation | Natural Gas | Food Prep Other | E2 | Utility - Cost of Operation | 0.010903 | 0.011155 | 0.011471 | 0.011845 | 0.012279 | 0.012827 | 0.013398 | 0.013967 | 0.014515 | 0.015071 | 0.015506 | 0.015909 | 0.016345 | 0.016769 | 0.017143 | 0.017489 | 0.017795 | 0.018095 | 0.018418 | 0.018731 | 0.019053 | 0.019389 | 0.019728 | 0.020079 | 0.020436 | 0.020799 | 0.021168
F5_Commercial_Lodging (ID)_Existing_Food Preparation_Natural Gas_Food Prep Other_E3 | F5 | Commercial | Lodging (ID) | Existing | Food Preparation | Natural Gas | Food Prep Other | E3 | Utility - Cost of Operation | 0 | 0 | 0 | 0 | 0 | 0 | 0 | 0 | 0 | 0 | 0 | 0 | 0 | 0 | 0 | 0 | 0 | 0 | 0 | 0 | 0 | 0 | 0 | 0 | 0 | 0 | 0
F5_Commercial_Lodging (ID)_Existing_Food Preparation_Natural Gas_Food Prep Other_E4 | F5 | Commercial | Lodging (ID) | Existing | Food Preparation | Natural Gas | Food Prep Other | E4 | Utility - Cost of Operation | 0 | 0 | 0 | 0 | 0 | 0 | 0 | 0 | 0 | 0 | 0 | 0 | 0 | 0 | 0 | 0 | 0 | 0 | 0 | 0 | 0 | 0 | 0 | 0 | 0 | 0 | 0
F5_Commercial_Lodging (ID)_Existing_Food Preparation_Natural Gas_Food Prep Other_E5 | F5 | Commercial | Lodging (ID) | Existing | Food Preparation | Natural Gas | Food Prep Other | E5 | Utility - Cost of Operation | 0 | 0 | 0 | 0 | 0 | 0 | 0 | 0 | 0 | 0 | 0 | 0 | 0 | 0 | 0 | 0 | 0 | 0 | 0 | 0 | 0 | 0 | 0 | 0 | 0 | 0 | 0
F5_Commercial_Lodging (ID)_Existing_Food Preparation_Natural Gas_Food Prep Other_E6 | F5 | Commercial | Lodging (ID) | Existing | Food Preparation | Natural Gas | Food Prep Other | E6 | Utility - Cost of Operation | 0 | 0 | 0 | 0 | 0 | 0 | 0 | 0 | 0 | 0 | 0 | 0 | 0 | 0 | 0 | 0 | 0 | 0 | 0 | 0 | 0 | 0 | 0 | 0 | 0 | 0 | 0
F5_Commercial_Lodging (ID)_Existing_Food Preparation_Natural Gas_Food Prep Other_E7 | F5 | Commercial | Lodging (ID) | Existing | Food Preparation | Natural Gas | Food Prep Other | E7 | Utility - Cost of Operation | 0 | 0 | 0 | 0 | 0 | 0 | 0 | 0 | 0 | 0 | 0 | 0 | 0 | 0 | 0 | 0 | 0 | 0 | 0 | 0 | 0 | 0 | 0 | 0 | 0 | 0 | 0
F5_Commercial_Lodging (ID)_Existing_Food Preparation_Natural Gas_Food Prep Other_E8 | F5 | Commercial | Lodging (ID) | Existing | Food Preparation | Natural Gas | Food Prep Other | E8 | Utility - Cost of Operation | 0 | 0 | 0 | 0 | 0 | 0 | 0 | 0 | 0 | 0 | 0 | 0 | 0 | 0 | 0 | 0 | 0 | 0 | 0 | 0 | 0 | 0 | 0 | 0 | 0 | 0 | 0
F5_Commercial_Lodging (ID)_Existing_Food Preparation_Natural Gas_Food Prep Other_E9 | F5 | Commercial | Lodging (ID) | Existing | Food Preparation | Natural Gas | Food Prep Other | E9 | Utility - Cost of Operation | 0 | 0 | 0 | 0 | 0 | 0 | 0 | 0 | 0 | 0 | 0 | 0 | 0 | 0 | 0 | 0 | 0 | 0 | 0 | 0 | 0 | 0 | 0 | 0 | 0 | 0 | 0
F5_Commercial_Lodging (ID)_Existing_Food Preparation_Natural Gas_Food Prep Other_E10 | F5 | Commercial | Lodging (ID) | Existing | Food Preparation | Natural Gas | Food Prep Other | E10 | Utility - Cost of Operation | 0 | 0 | 0 | 0 | 0 | 0 | 0 | 0 | 0 | 0 | 0 | 0 | 0 | 0 | 0 | 0 | 0 | 0 | 0 | 0 | 0 | 0 | 0 | 0 | 0 | 0 | 0
F6_Commercial_Lodging (ID)_Existing_Food Preparation_Natural Gas_Food Prep Other_E1 | F6 | Commercial | Lodging (ID) | Existing | Food Preparation | Natural Gas | Food Prep Other | E1 | Utility - Value of Sales | 0.01297 | 0.013186 | 0.013449 | 0.013769 | 0.014149 | 0.014652 | 0.015168 | 0.015667 | 0.016126 | 0.016567 | 0.017021 | 0.017425 | 0.017847 | 0.018238 | 0.018566 | 0.018858 | 0.019096 | 0.019321 | 0.019563 | 0.019785 | 0.020006 | 0.020359 | 0.020715 | 0.021083 | 0.021457 | 0.021839 | 0.022227
F6_Commercial_Lodging (ID)_Existing_Food Preparation_Natural Gas_Food Prep Other_E2 | F6 | Commercial | Lodging (ID) | Existing | Food Preparation | Natural Gas | Food Prep Other | E2 | Utility - Value of Sales | 0.01297 | 0.013186 | 0.013449 | 0.013769 | 0.014149 | 0.014652 | 0.015168 | 0.015667 | 0.016126 | 0.016567 | 0.01702 | 0.017425 | 0.017847 | 0.018237 | 0.018566 | 0.018857 | 0.019096 | 0.019321 | 0.019563 | 0.019784 | 0.020006 | 0.020359 | 0.020715 | 0.021083 | 0.021457 | 0.021839 | 0.022227
F6_Commercial_Lodging (ID)_Existing_Food Preparation_Natural Gas_Food Prep Other_E3 | F6 | Commercial | Lodging (ID) | Existing | Food Preparation | Natural Gas | Food Prep Other | E3 | Utility - Value of Sales | 0 | 0 | 0 | 0 | 0 | 0 | 0 | 0 | 0 | 0 | 0 | 0 | 0 | 0 | 0 | 0 | 0 | 0 | 0 | 0 | 0 | 0 | 0 | 0 | 0 | 0 | 0
F6_Commercial_Lodging (ID)_Existing_Food Preparation_Natural Gas_Food Prep Other_E4 | F6 | Commercial | Lodging (ID) | Existing | Food Preparation | Natural Gas | Food Prep Other | E4 | Utility - Value of Sales | 0 | 0 | 0 | 0 | 0 | 0 | 0 | 0 | 0 | 0 | 0 | 0 | 0 | 0 | 0 | 0 | 0 | 0 | 0 | 0 | 0 | 0 | 0 | 0 | 0 | 0 | 0
F6_Commercial_Lodging (ID)_Existing_Food Preparation_Natural Gas_Food Prep Other_E5 | F6 | Commercial | Lodging (ID) | Existing | Food Preparation | Natural Gas | Food Prep Other | E5 | Utility - Value of Sales | 0 | 0 | 0 | 0 | 0 | 0 | 0 | 0 | 0 | 0 | 0 | 0 | 0 | 0 | 0 | 0 | 0 | 0 | 0 | 0 | 0 | 0 | 0 | 0 | 0 | 0 | 0
F6_Commercial_Lodging (ID)_Existing_Food Preparation_Natural Gas_Food Prep Other_E6 | F6 | Commercial | Lodging (ID) | Existing | Food Preparation | Natural Gas | Food Prep Other | E6 | Utility - Value of Sales | 0 | 0 | 0 | 0 | 0 | 0 | 0 | 0 | 0 | 0 | 0 | 0 | 0 | 0 | 0 | 0 | 0 | 0 | 0 | 0 | 0 | 0 | 0 | 0 | 0 | 0 | 0
F6_Commercial_Lodging (ID)_Existing_Food Preparation_Natural Gas_Food Prep Other_E7 | F6 | Commercial | Lodging (ID) | Existing | Food Preparation | Natural Gas | Food Prep Other | E7 | Utility - Value of Sales | 0 | 0 | 0 | 0 | 0 | 0 | 0 | 0 | 0 | 0 | 0 | 0 | 0 | 0 | 0 | 0 | 0 | 0 | 0 | 0 | 0 | 0 | 0 | 0 | 0 | 0 | 0
F6_Commercial_Lodging (ID)_Existing_Food Preparation_Natural Gas_Food Prep Other_E8 | F6 | Commercial | Lodging (ID) | Existing | Food Preparation | Natural Gas | Food Prep Other | E8 | Utility - Value of Sales | 0 | 0 | 0 | 0 | 0 | 0 | 0 | 0 | 0 | 0 | 0 | 0 | 0 | 0 | 0 | 0 | 0 | 0 | 0 | 0 | 0 | 0 | 0 | 0 | 0 | 0 | 0
F6_Commercial_Lodging (ID)_Existing_Food Preparation_Natural Gas_Food Prep Other_E9 | F6 | Commercial | Lodging (ID) | Existing | Food Preparation | Natural Gas | Food Prep Other | E9 | Utility - Value of Sales | 0 | 0 | 0 | 0 | 0 | 0 | 0 | 0 | 0 | 0 | 0 | 0 | 0 | 0 | 0 | 0 | 0 | 0 | 0 | 0 | 0 | 0 | 0 | 0 | 0 | 0 | 0
F6_Commercial_Lodging (ID)_Existing_Food Preparation_Natural Gas_Food Prep Other_E10 | F6 | Commercial | Lodging (ID) | Existing | Food Preparation | Natural Gas | Food Prep Other | E10 | Utility - Value of Sales | 0 | 0 | 0 | 0 | 0 | 0 | 0 | 0 | 0 | 0 | 0 | 0 | 0 | 0 | 0 | 0 | 0 | 0 | 0 | 0 | 0 | 0 | 0 | 0 | 0 | 0 | 0
F1_Commercial_Lodging (ID)_Existing_Miscellaneous_Natural Gas_Pool Heater_E1 | F1 | Commercial | Lodging (ID) | Existing | Miscellaneous | Natural Gas | Pool Heater | E1 | RVT - Cost of Equipment | 0.00014712 | 0.00014712 | 0.00014712 | 0.00014712 | 0.00014712 | 0.00014712 | 0.00014712 | 0.00014712 | 0.00014712 | 0.00014712 | 0.00014712 | 0.00014712 | 0.00014712 | 0.00014712 | 0.00014712 | 0.00014712 | 0.00014712 | 0.00014712 | 0.00014712 | 0.00014712 | 0.00014712 | 0.00014712 | 0.00014712 | 0.00014712 | 0.00014712 | 0.00014712 | 0.00014712
F1_Commercial_Lodging (ID)_Existing_Miscellaneous_Natural Gas_Pool Heater_E2 | F1 | Commercial | Lodging (ID) | Existing | Miscellaneous | Natural Gas | Pool Heater | E2 | RVT - Cost of Equipment | 0.00024089 | 0.00024089 | 0.00024089 | 0.00024089 | 0.00024089 | 0.00024089 | 0.00024089 | 0.00024089 | 0.00024089 | 0.00024089 | 0.00024089 | 0.00024089 | 0.00024089 | 0.00024089 | 0.00024089 | 0.00024089 | 0.00024089 | 0.00024089 | 0.00024089 | 0.00024089 | 0.00024089 | 0.00024089 | 0.00024089 | 0.00024089 | 0.00024089 | 0.00024089 | 0.00024089
F1_Commercial_Lodging (ID)_Existing_Miscellaneous_Natural Gas_Pool Heater_E3 | F1 | Commercial | Lodging (ID) | Existing | Miscellaneous | Natural Gas | Pool Heater | E3 | RVT - Cost of Equipment | 0 | 0 | 0 | 0 | 0 | 0 | 0 | 0 | 0 | 0 | 0 | 0 | 0 | 0 | 0 | 0 | 0 | 0 | 0 | 0 | 0 | 0 | 0 | 0 | 0 | 0 | 0
F1_Commercial_Lodging (ID)_Existing_Miscellaneous_Natural Gas_Pool Heater_E4 | F1 | Commercial | Lodging (ID) | Existing | Miscellaneous | Natural Gas | Pool Heater | E4 | RVT - Cost of Equipment | 0 | 0 | 0 | 0 | 0 | 0 | 0 | 0 | 0 | 0 | 0 | 0 | 0 | 0 | 0 | 0 | 0 | 0 | 0 | 0 | 0 | 0 | 0 | 0 | 0 | 0 | 0
F1_Commercial_Lodging (ID)_Existing_Miscellaneous_Natural Gas_Pool Heater_E5 | F1 | Commercial | Lodging (ID) | Existing | Miscellaneous | Natural Gas | Pool Heater | E5 | RVT - Cost of Equipment | 0 | 0 | 0 | 0 | 0 | 0 | 0 | 0 | 0 | 0 | 0 | 0 | 0 | 0 | 0 | 0 | 0 | 0 | 0 | 0 | 0 | 0 | 0 | 0 | 0 | 0 | 0
F1_Commercial_Lodging (ID)_Existing_Miscellaneous_Natural Gas_Pool Heater_E6 | F1 | Commercial | Lodging (ID) | Existing | Miscellaneous | Natural Gas | Pool Heater | E6 | RVT - Cost of Equipment | 0 | 0 | 0 | 0 | 0 | 0 | 0 | 0 | 0 | 0 | 0 | 0 | 0 | 0 | 0 | 0 | 0 | 0 | 0 | 0 | 0 | 0 | 0 | 0 | 0 | 0 | 0
F1_Commercial_Lodging (ID)_Existing_Miscellaneous_Natural Gas_Pool Heater_E7 | F1 | Commercial | Lodging (ID) | Existing | Miscellaneous | Natural Gas | Pool Heater | E7 | RVT - Cost of Equipment | 0 | 0 | 0 | 0 | 0 | 0 | 0 | 0 | 0 | 0 | 0 | 0 | 0 | 0 | 0 | 0 | 0 | 0 | 0 | 0 | 0 | 0 | 0 | 0 | 0 | 0 | 0
F1_Commercial_Lodging (ID)_Existing_Miscellaneous_Natural Gas_Pool Heater_E8 | F1 | Commercial | Lodging (ID) | Existing | Miscellaneous | Natural Gas | Pool Heater | E8 | RVT - Cost of Equipment | 0 | 0 | 0 | 0 | 0 | 0 | 0 | 0 | 0 | 0 | 0 | 0 | 0 | 0 | 0 | 0 | 0 | 0 | 0 | 0 | 0 | 0 | 0 | 0 | 0 | 0 | 0
F1_Commercial_Lodging (ID)_Existing_Miscellaneous_Natural Gas_Pool Heater_E9 | F1 | Commercial | Lodging (ID) | Existing | Miscellaneous | Natural Gas | Pool Heater | E9 | RVT - Cost of Equipment | 0 | 0 | 0 | 0 | 0 | 0 | 0 | 0 | 0 | 0 | 0 | 0 | 0 | 0 | 0 | 0 | 0 | 0 | 0 | 0 | 0 | 0 | 0 | 0 | 0 | 0 | 0
F1_Commercial_Lodging (ID)_Existing_Miscellaneous_Natural Gas_Pool Heater_E10 | F1 | Commercial | Lodging (ID) | Existing | Miscellaneous | Natural Gas | Pool Heater | E10 | RVT - Cost of Equipment | 0 | 0 | 0 | 0 | 0 | 0 | 0 | 0 | 0 | 0 | 0 | 0 | 0 | 0 | 0 | 0 | 0 | 0 | 0 | 0 | 0 | 0 | 0 | 0 | 0 | 0 | 0
F2_Commercial_Lodging (ID)_Existing_Miscellaneous_Natural Gas_Pool Heater_E1 | F2 | Commercial | Lodging (ID) | Existing | Miscellaneous | Natural Gas | Pool Heater | E1 | RVT - Cost of Operation | 0.002241 | 0.002258 | 0.0022886 | 0.002335 | 0.0023958 | 0.0024844 | 0.0025737 | 0.0026595 | 0.0027368 | 0.0028181 | 0.0029113 | 0.0029988 | 0.0030977 | 0.0031892 | 0.0032607 | 0.0033187 | 0.0033578 | 0.0033875 | 0.003421 | 0.0034484 | 0.0034752 | 0.0035363 | 0.0035976 | 0.0036615 | 0.0037266 | 0.0037928 | 0.0038602
F2_Commercial_Lodging (ID)_Existing_Miscellaneous_Natural Gas_Pool Heater_E2 | F2 | Commercial | Lodging (ID) | Existing | Miscellaneous | Natural Gas | Pool Heater | E2 | RVT - Cost of Operation | 0.0019048 | 0.0019193 | 0.0019453 | 0.0019847 | 0.0020364 | 0.0021117 | 0.0021877 | 0.0022606 | 0.0023263 | 0.0023954 | 0.0024746 | 0.002549 | 0.0026331 | 0.0027108 | 0.0027716 | 0.0028209 | 0.0028541 | 0.0028794 | 0.0029078 | 0.0029311 | 0.002954 | 0.0030058 | 0.003058 | 0.0031123 | 0.0031676 | 0.0032239 | 0.0032811
F2_Commercial_Lodging (ID)_Existing_Miscellaneous_Natural Gas_Pool Heater_E3 | F2 | Commercial | Lodging (ID) | Existing | Miscellaneous | Natural Gas | Pool Heater | E3 | RVT - Cost of Operation | 0 | 0 | 0 | 0 | 0 | 0 | 0 | 0 | 0 | 0 | 0 | 0 | 0 | 0 | 0 | 0 | 0 | 0 | 0 | 0 | 0 | 0 | 0 | 0 | 0 | 0 | 0
F2_Commercial_Lodging (ID)_Existing_Miscellaneous_Natural Gas_Pool Heater_E4 | F2 | Commercial | Lodging (ID) | Existing | Miscellaneous | Natural Gas | Pool Heater | E4 | RVT - Cost of Operation | 0 | 0 | 0 | 0 | 0 | 0 | 0 | 0 | 0 | 0 | 0 | 0 | 0 | 0 | 0 | 0 | 0 | 0 | 0 | 0 | 0 | 0 | 0 | 0 | 0 | 0 | 0
F2_Commercial_Lodging (ID)_Existing_Miscellaneous_Natural Gas_Pool Heater_E5 | F2 | Commercial | Lodging (ID) | Existing | Miscellaneous | Natural Gas | Pool Heater | E5 | RVT - Cost of Operation | 0 | 0 | 0 | 0 | 0 | 0 | 0 | 0 | 0 | 0 | 0 | 0 | 0 | 0 | 0 | 0 | 0 | 0 | 0 | 0 | 0 | 0 | 0 | 0 | 0 | 0 | 0
F2_Commercial_Lodging (ID)_Existing_Miscellaneous_Natural Gas_Pool Heater_E6 | F2 | Commercial | Lodging (ID) | Existing | Miscellaneous | Natural Gas | Pool Heater | E6 | RVT - Cost of Operation | 0 | 0 | 0 | 0 | 0 | 0 | 0 | 0 | 0 | 0 | 0 | 0 | 0 | 0 | 0 | 0 | 0 | 0 | 0 | 0 | 0 | 0 | 0 | 0 | 0 | 0 | 0
F2_Commercial_Lodging (ID)_Existing_Miscellaneous_Natural Gas_Pool Heater_E7 | F2 | Commercial | Lodging (ID) | Existing | Miscellaneous | Natural Gas | Pool Heater | E7 | RVT - Cost of Operation | 0 | 0 | 0 | 0 | 0 | 0 | 0 | 0 | 0 | 0 | 0 | 0 | 0 | 0 | 0 | 0 | 0 | 0 | 0 | 0 | 0 | 0 | 0 | 0 | 0 | 0 | 0
F2_Commercial_Lodging (ID)_Existing_Miscellaneous_Natural Gas_Pool Heater_E8 | F2 | Commercial | Lodging (ID) | Existing | Miscellaneous | Natural Gas | Pool Heater | E8 | RVT - Cost of Operation | 0 | 0 | 0 | 0 | 0 | 0 | 0 | 0 | 0 | 0 | 0 | 0 | 0 | 0 | 0 | 0 | 0 | 0 | 0 | 0 | 0 | 0 | 0 | 0 | 0 | 0 | 0
F2_Commercial_Lodging (ID)_Existing_Miscellaneous_Natural Gas_Pool Heater_E9 | F2 | Commercial | Lodging (ID) | Existing | Miscellaneous | Natural Gas | Pool Heater | E9 | RVT - Cost of Operation | 0 | 0 | 0 | 0 | 0 | 0 | 0 | 0 | 0 | 0 | 0 | 0 | 0 | 0 | 0 | 0 | 0 | 0 | 0 | 0 | 0 | 0 | 0 | 0 | 0 | 0 | 0
F2_Commercial_Lodging (ID)_Existing_Miscellaneous_Natural Gas_Pool Heater_E10 | F2 | Commercial | Lodging (ID) | Existing | Miscellaneous | Natural Gas | Pool Heater | E10 | RVT - Cost of Operation | 0 | 0 | 0 | 0 | 0 | 0 | 0 | 0 | 0 | 0 | 0 | 0 | 0 | 0 | 0 | 0 | 0 | 0 | 0 | 0 | 0 | 0 | 0 | 0 | 0 | 0 | 0
F3_Commercial_Lodging (ID)_Existing_Miscellaneous_Natural Gas_Pool Heater_E1 | F3 | Commercial | Lodging (ID) | Existing | Miscellaneous | Natural Gas | Pool Heater | E1 | System - kBTUs of Consumption | 0.56436 | 0.56436 | 0.56436 | 0.56436 | 0.56436 | 0.56436 | 0.56436 | 0.56436 | 0.56436 | 0.56436 | 0.56436 | 0.56436 | 0.56436 | 0.56436 | 0.56436 | 0.56436 | 0.56436 | 0.56436 | 0.56436 | 0.56436 | 0.56436 | 0.56436 | 0.56436 | 0.56436 | 0.56436 | 0.56436 | 0.56436
F3_Commercial_Lodging (ID)_Existing_Miscellaneous_Natural Gas_Pool Heater_E2 | F3 | Commercial | Lodging (ID) | Existing | Miscellaneous | Natural Gas | Pool Heater | E2 | System - kBTUs of Consumption | 0.47971 | 0.47971 | 0.47971 | 0.47971 | 0.47971 | 0.47971 | 0.47971 | 0.47971 | 0.47971 | 0.47971 | 0.47971 | 0.47971 | 0.47971 | 0.47971 | 0.47971 | 0.47971 | 0.47971 | 0.47971 | 0.47971 | 0.47971 | 0.47971 | 0.47971 | 0.47971 | 0.47971 | 0.47971 | 0.47971 | 0.47971
F3_Commercial_Lodging (ID)_Existing_Miscellaneous_Natural Gas_Pool Heater_E3 | F3 | Commercial | Lodging (ID) | Existing | Miscellaneous | Natural Gas | Pool Heater | E3 | System - kBTUs of Consumption | 0 | 0 | 0 | 0 | 0 | 0 | 0 | 0 | 0 | 0 | 0 | 0 | 0 | 0 | 0 | 0 | 0 | 0 | 0 | 0 | 0 | 0 | 0 | 0 | 0 | 0 | 0
F3_Commercial_Lodging (ID)_Existing_Miscellaneous_Natural Gas_Pool Heater_E4 | F3 | Commercial | Lodging (ID) | Existing | Miscellaneous | Natural Gas | Pool Heater | E4 | System - kBTUs of Consumption | 0 | 0 | 0 | 0 | 0 | 0 | 0 | 0 | 0 | 0 | 0 | 0 | 0 | 0 | 0 | 0 | 0 | 0 | 0 | 0 | 0 | 0 | 0 | 0 | 0 | 0 | 0
F3_Commercial_Lodging (ID)_Existing_Miscellaneous_Natural Gas_Pool Heater_E5 | F3 | Commercial | Lodging (ID) | Existing | Miscellaneous | Natural Gas | Pool Heater | E5 | System - kBTUs of Consumption | 0 | 0 | 0 | 0 | 0 | 0 | 0 | 0 | 0 | 0 | 0 | 0 | 0 | 0 | 0 | 0 | 0 | 0 | 0 | 0 | 0 | 0 | 0 | 0 | 0 | 0 | 0
F3_Commercial_Lodging (ID)_Existing_Miscellaneous_Natural Gas_Pool Heater_E6 | F3 | Commercial | Lodging (ID) | Existing | Miscellaneous | Natural Gas | Pool Heater | E6 | System - kBTUs of Consumption | 0 | 0 | 0 | 0 | 0 | 0 | 0 | 0 | 0 | 0 | 0 | 0 | 0 | 0 | 0 | 0 | 0 | 0 | 0 | 0 | 0 | 0 | 0 | 0 | 0 | 0 | 0
F3_Commercial_Lodging (ID)_Existing_Miscellaneous_Natural Gas_Pool Heater_E7 | F3 | Commercial | Lodging (ID) | Existing | Miscellaneous | Natural Gas | Pool Heater | E7 | System - kBTUs of Consumption | 0 | 0 | 0 | 0 | 0 | 0 | 0 | 0 | 0 | 0 | 0 | 0 | 0 | 0 | 0 | 0 | 0 | 0 | 0 | 0 | 0 | 0 | 0 | 0 | 0 | 0 | 0
F3_Commercial_Lodging (ID)_Existing_Miscellaneous_Natural Gas_Pool Heater_E8 | F3 | Commercial | Lodging (ID) | Existing | Miscellaneous | Natural Gas | Pool Heater | E8 | System - kBTUs of Consumption | 0 | 0 | 0 | 0 | 0 | 0 | 0 | 0 | 0 | 0 | 0 | 0 | 0 | 0 | 0 | 0 | 0 | 0 | 0 | 0 | 0 | 0 | 0 | 0 | 0 | 0 | 0
F3_Commercial_Lodging (ID)_Existing_Miscellaneous_Natural Gas_Pool Heater_E9 | F3 | Commercial | Lodging (ID) | Existing | Miscellaneous | Natural Gas | Pool Heater | E9 | System - kBTUs of Consumption | 0 | 0 | 0 | 0 | 0 | 0 | 0 | 0 | 0 | 0 | 0 | 0 | 0 | 0 | 0 | 0 | 0 | 0 | 0 | 0 | 0 | 0 | 0 | 0 | 0 | 0 | 0
F3_Commercial_Lodging (ID)_Existing_Miscellaneous_Natural Gas_Pool Heater_E10 | F3 | Commercial | Lodging (ID) | Existing | Miscellaneous | Natural Gas | Pool Heater | E10 | System - kBTUs of Consumption | 0 | 0 | 0 | 0 | 0 | 0 | 0 | 0 | 0 | 0 | 0 | 0 | 0 | 0 | 0 | 0 | 0 | 0 | 0 | 0 | 0 | 0 | 0 | 0 | 0 | 0 | 0
F4_Commercial_Lodging (ID)_Existing_Miscellaneous_Natural Gas_Pool Heater_E1 | F4 | Commercial | Lodging (ID) | Existing | Miscellaneous | Natural Gas | Pool Heater | E1 | Utility - Cost of Equipment | 0.00014712 | 0.00014712 | 0.00014712 | 0.00014712 | 0.00014712 | 0.00014712 | 0.00014712 | 0.00014712 | 0.00014712 | 0.00014712 | 0.00014712 | 0.00014712 | 0.00014712 | 0.00014712 | 0.00014712 | 0.00014712 | 0.00014712 | 0.00014712 | 0.00014712 | 0.00014712 | 0.00014712 | 0.00014712 | 0.00014712 | 0.00014712 | 0.00014712 | 0.00014712 | 0.00014712
F4_Commercial_Lodging (ID)_Existing_Miscellaneous_Natural Gas_Pool Heater_E2 | F4 | Commercial | Lodging (ID) | Existing | Miscellaneous | Natural Gas | Pool Heater | E2 | Utility - Cost of Equipment | 0.00024089 | 0.00024089 | 0.00024089 | 0.00024089 | 0.00024089 | 0.00024089 | 0.00024089 | 0.00024089 | 0.00024089 | 0.00024089 | 0.00024089 | 0.00024089 | 0.00024089 | 0.00024089 | 0.00024089 | 0.00024089 | 0.00024089 | 0.00024089 | 0.00024089 | 0.00024089 | 0.00024089 | 0.00024089 | 0.00024089 | 0.00024089 | 0.00024089 | 0.00024089 | 0.00024089
F4_Commercial_Lodging (ID)_Existing_Miscellaneous_Natural Gas_Pool Heater_E3 | F4 | Commercial | Lodging (ID) | Existing | Miscellaneous | Natural Gas | Pool Heater | E3 | Utility - Cost of Equipment | 0 | 0 | 0 | 0 | 0 | 0 | 0 | 0 | 0 | 0 | 0 | 0 | 0 | 0 | 0 | 0 | 0 | 0 | 0 | 0 | 0 | 0 | 0 | 0 | 0 | 0 | 0
F4_Commercial_Lodging (ID)_Existing_Miscellaneous_Natural Gas_Pool Heater_E4 | F4 | Commercial | Lodging (ID) | Existing | Miscellaneous | Natural Gas | Pool Heater | E4 | Utility - Cost of Equipment | 0 | 0 | 0 | 0 | 0 | 0 | 0 | 0 | 0 | 0 | 0 | 0 | 0 | 0 | 0 | 0 | 0 | 0 | 0 | 0 | 0 | 0 | 0 | 0 | 0 | 0 | 0
F4_Commercial_Lodging (ID)_Existing_Miscellaneous_Natural Gas_Pool Heater_E5 | F4 | Commercial | Lodging (ID) | Existing | Miscellaneous | Natural Gas | Pool Heater | E5 | Utility - Cost of Equipment | 0 | 0 | 0 | 0 | 0 | 0 | 0 | 0 | 0 | 0 | 0 | 0 | 0 | 0 | 0 | 0 | 0 | 0 | 0 | 0 | 0 | 0 | 0 | 0 | 0 | 0 | 0
F4_Commercial_Lodging (ID)_Existing_Miscellaneous_Natural Gas_Pool Heater_E6 | F4 | Commercial | Lodging (ID) | Existing | Miscellaneous | Natural Gas | Pool Heater | E6 | Utility - Cost of Equipment | 0 | 0 | 0 | 0 | 0 | 0 | 0 | 0 | 0 | 0 | 0 | 0 | 0 | 0 | 0 | 0 | 0 | 0 | 0 | 0 | 0 | 0 | 0 | 0 | 0 | 0 | 0
F4_Commercial_Lodging (ID)_Existing_Miscellaneous_Natural Gas_Pool Heater_E7 | F4 | Commercial | Lodging (ID) | Existing | Miscellaneous | Natural Gas | Pool Heater | E7 | Utility - Cost of Equipment | 0 | 0 | 0 | 0 | 0 | 0 | 0 | 0 | 0 | 0 | 0 | 0 | 0 | 0 | 0 | 0 | 0 | 0 | 0 | 0 | 0 | 0 | 0 | 0 | 0 | 0 | 0
F4_Commercial_Lodging (ID)_Existing_Miscellaneous_Natural Gas_Pool Heater_E8 | F4 | Commercial | Lodging (ID) | Existing | Miscellaneous | Natural Gas | Pool Heater | E8 | Utility - Cost of Equipment | 0 | 0 | 0 | 0 | 0 | 0 | 0 | 0 | 0 | 0 | 0 | 0 | 0 | 0 | 0 | 0 | 0 | 0 | 0 | 0 | 0 | 0 | 0 | 0 | 0 | 0 | 0
F4_Commercial_Lodging (ID)_Existing_Miscellaneous_Natural Gas_Pool Heater_E9 | F4 | Commercial | Lodging (ID) | Existing | Miscellaneous | Natural Gas | Pool Heater | E9 | Utility - Cost of Equipment | 0 | 0 | 0 | 0 | 0 | 0 | 0 | 0 | 0 | 0 | 0 | 0 | 0 | 0 | 0 | 0 | 0 | 0 | 0 | 0 | 0 | 0 | 0 | 0 | 0 | 0 | 0
F4_Commercial_Lodging (ID)_Existing_Miscellaneous_Natural Gas_Pool Heater_E10 | F4 | Commercial | Lodging (ID) | Existing | Miscellaneous | Natural Gas | Pool Heater | E10 | Utility - Cost of Equipment | 0 | 0 | 0 | 0 | 0 | 0 | 0 | 0 | 0 | 0 | 0 | 0 | 0 | 0 | 0 | 0 | 0 | 0 | 0 | 0 | 0 | 0 | 0 | 0 | 0 | 0 | 0
F5_Commercial_Lodging (ID)_Existing_Miscellaneous_Natural Gas_Pool Heater_E1 | F5 | Commercial | Lodging (ID) | Existing | Miscellaneous | Natural Gas | Pool Heater | E1 | Utility - Cost of Operation | 0.0018675 | 0.0018816 | 0.0019121 | 0.0019613 | 0.0020293 | 0.0021279 | 0.0022361 | 0.0023446 | 0.0024496 | 0.0025619 | 0.0026467 | 0.0027262 | 0.0028161 | 0.0029029 | 0.0029755 | 0.0030407 | 0.0030941 | 0.0031451 | 0.0032016 | 0.0032548 | 0.0033098 | 0.0033679 | 0.0034263 | 0.0034872 | 0.0035491 | 0.0036122 | 0.0036763
F5_Commercial_Lodging (ID)_Existing_Miscellaneous_Natural Gas_Pool Heater_E2 | F5 | Commercial | Lodging (ID) | Existing | Miscellaneous | Natural Gas | Pool Heater | E2 | Utility - Cost of Operation | 0.0015873 | 0.0015994 | 0.0016253 | 0.0016671 | 0.0017249 | 0.0018087 | 0.0019007 | 0.0019929 | 0.0020821 | 0.0021776 | 0.0022497 | 0.0023173 | 0.0023937 | 0.0024674 | 0.0025292 | 0.0025846 | 0.00263 | 0.0026734 | 0.0027214 | 0.0027665 | 0.0028133 | 0.0028627 | 0.0029123 | 0.0029641 | 0.0030167 | 0.0030703 | 0.0031249
F5_Commercial_Lodging (ID)_Existing_Miscellaneous_Natural Gas_Pool Heater_E3 | F5 | Commercial | Lodging (ID) | Existing | Miscellaneous | Natural Gas | Pool Heater | E3 | Utility - Cost of Operation | 0 | 0 | 0 | 0 | 0 | 0 | 0 | 0 | 0 | 0 | 0 | 0 | 0 | 0 | 0 | 0 | 0 | 0 | 0 | 0 | 0 | 0 | 0 | 0 | 0 | 0 | 0
F5_Commercial_Lodging (ID)_Existing_Miscellaneous_Natural Gas_Pool Heater_E4 | F5 | Commercial | Lodging (ID) | Existing | Miscellaneous | Natural Gas | Pool Heater | E4 | Utility - Cost of Operation | 0 | 0 | 0 | 0 | 0 | 0 | 0 | 0 | 0 | 0 | 0 | 0 | 0 | 0 | 0 | 0 | 0 | 0 | 0 | 0 | 0 | 0 | 0 | 0 | 0 | 0 | 0
F5_Commercial_Lodging (ID)_Existing_Miscellaneous_Natural Gas_Pool Heater_E5 | F5 | Commercial | Lodging (ID) | Existing | Miscellaneous | Natural Gas | Pool Heater | E5 | Utility - Cost of Operation | 0 | 0 | 0 | 0 | 0 | 0 | 0 | 0 | 0 | 0 | 0 | 0 | 0 | 0 | 0 | 0 | 0 | 0 | 0 | 0 | 0 | 0 | 0 | 0 | 0 | 0 | 0
F5_Commercial_Lodging (ID)_Existing_Miscellaneous_Natural Gas_Pool Heater_E6 | F5 | Commercial | Lodging (ID) | Existing | Miscellaneous | Natural Gas | Pool Heater | E6 | Utility - Cost of Operation | 0 | 0 | 0 | 0 | 0 | 0 | 0 | 0 | 0 | 0 | 0 | 0 | 0 | 0 | 0 | 0 | 0 | 0 | 0 | 0 | 0 | 0 | 0 | 0 | 0 | 0 | 0
F5_Commercial_Lodging (ID)_Existing_Miscellaneous_Natural Gas_Pool Heater_E7 | F5 | Commercial | Lodging (ID) | Existing | Miscellaneous | Natural Gas | Pool Heater | E7 | Utility - Cost of Operation | 0 | 0 | 0 | 0 | 0 | 0 | 0 | 0 | 0 | 0 | 0 | 0 | 0 | 0 | 0 | 0 | 0 | 0 | 0 | 0 | 0 | 0 | 0 | 0 | 0 | 0 | 0
F5_Commercial_Lodging (ID)_Existing_Miscellaneous_Natural Gas_Pool Heater_E8 | F5 | Commercial | Lodging (ID) | Existing | Miscellaneous | Natural Gas | Pool Heater | E8 | Utility - Cost of Operation | 0 | 0 | 0 | 0 | 0 | 0 | 0 | 0 | 0 | 0 | 0 | 0 | 0 | 0 | 0 | 0 | 0 | 0 | 0 | 0 | 0 | 0 | 0 | 0 | 0 | 0 | 0
F5_Commercial_Lodging (ID)_Existing_Miscellaneous_Natural Gas_Pool Heater_E9 | F5 | Commercial | Lodging (ID) | Existing | Miscellaneous | Natural Gas | Pool Heater | E9 | Utility - Cost of Operation | 0 | 0 | 0 | 0 | 0 | 0 | 0 | 0 | 0 | 0 | 0 | 0 | 0 | 0 | 0 | 0 | 0 | 0 | 0 | 0 | 0 | 0 | 0 | 0 | 0 | 0 | 0
F5_Commercial_Lodging (ID)_Existing_Miscellaneous_Natural Gas_Pool Heater_E10 | F5 | Commercial | Lodging (ID) | Existing | Miscellaneous | Natural Gas | Pool Heater | E10 | Utility - Cost of Operation | 0 | 0 | 0 | 0 | 0 | 0 | 0 | 0 | 0 | 0 | 0 | 0 | 0 | 0 | 0 | 0 | 0 | 0 | 0 | 0 | 0 | 0 | 0 | 0 | 0 | 0 | 0
F6_Commercial_Lodging (ID)_Existing_Miscellaneous_Natural Gas_Pool Heater_E1 | F6 | Commercial | Lodging (ID) | Existing | Miscellaneous | Natural Gas | Pool Heater | E1 | Utility - Value of Sales | 0.002241 | 0.002258 | 0.0022886 | 0.002335 | 0.0023958 | 0.0024844 | 0.0025737 | 0.0026595 | 0.0027368 | 0.0028181 | 0.0029113 | 0.0029988 | 0.0030977 | 0.0031892 | 0.0032607 | 0.0033187 | 0.0033578 | 0.0033875 | 0.003421 | 0.0034484 | 0.0034752 | 0.0035363 | 0.0035976 | 0.0036615 | 0.0037266 | 0.0037928 | 0.0038602
F6_Commercial_Lodging (ID)_Existing_Miscellaneous_Natural Gas_Pool Heater_E2 | F6 | Commercial | Lodging (ID) | Existing | Miscellaneous | Natural Gas | Pool Heater | E2 | Utility - Value of Sales | 0.0019048 | 0.0019193 | 0.0019453 | 0.0019847 | 0.0020364 | 0.0021117 | 0.0021877 | 0.0022606 | 0.0023263 | 0.0023954 | 0.0024746 | 0.002549 | 0.0026331 | 0.0027108 | 0.0027716 | 0.0028209 | 0.0028541 | 0.0028794 | 0.0029078 | 0.0029311 | 0.002954 | 0.0030058 | 0.003058 | 0.0031123 | 0.0031676 | 0.0032239 | 0.0032811
F6_Commercial_Lodging (ID)_Existing_Miscellaneous_Natural Gas_Pool Heater_E3 | F6 | Commercial | Lodging (ID) | Existing | Miscellaneous | Natural Gas | Pool Heater | E3 | Utility - Value of Sales | 0 | 0 | 0 | 0 | 0 | 0 | 0 | 0 | 0 | 0 | 0 | 0 | 0 | 0 | 0 | 0 | 0 | 0 | 0 | 0 | 0 | 0 | 0 | 0 | 0 | 0 | 0
F6_Commercial_Lodging (ID)_Existing_Miscellaneous_Natural Gas_Pool Heater_E4 | F6 | Commercial | Lodging (ID) | Existing | Miscellaneous | Natural Gas | Pool Heater | E4 | Utility - Value of Sales | 0 | 0 | 0 | 0 | 0 | 0 | 0 | 0 | 0 | 0 | 0 | 0 | 0 | 0 | 0 | 0 | 0 | 0 | 0 | 0 | 0 | 0 | 0 | 0 | 0 | 0 | 0
F6_Commercial_Lodging (ID)_Existing_Miscellaneous_Natural Gas_Pool Heater_E5 | F6 | Commercial | Lodging (ID) | Existing | Miscellaneous | Natural Gas | Pool Heater | E5 | Utility - Value of Sales | 0 | 0 | 0 | 0 | 0 | 0 | 0 | 0 | 0 | 0 | 0 | 0 | 0 | 0 | 0 | 0 | 0 | 0 | 0 | 0 | 0 | 0 | 0 | 0 | 0 | 0 | 0
F6_Commercial_Lodging (ID)_Existing_Miscellaneous_Natural Gas_Pool Heater_E6 | F6 | Commercial | Lodging (ID) | Existing | Miscellaneous | Natural Gas | Pool Heater | E6 | Utility - Value of Sales | 0 | 0 | 0 | 0 | 0 | 0 | 0 | 0 | 0 | 0 | 0 | 0 | 0 | 0 | 0 | 0 | 0 | 0 | 0 | 0 | 0 | 0 | 0 | 0 | 0 | 0 | 0
F6_Commercial_Lodging (ID)_Existing_Miscellaneous_Natural Gas_Pool Heater_E7 | F6 | Commercial | Lodging (ID) | Existing | Miscellaneous | Natural Gas | Pool Heater | E7 | Utility - Value of Sales | 0 | 0 | 0 | 0 | 0 | 0 | 0 | 0 | 0 | 0 | 0 | 0 | 0 | 0 | 0 | 0 | 0 | 0 | 0 | 0 | 0 | 0 | 0 | 0 | 0 | 0 | 0
F6_Commercial_Lodging (ID)_Existing_Miscellaneous_Natural Gas_Pool Heater_E8 | F6 | Commercial | Lodging (ID) | Existing | Miscellaneous | Natural Gas | Pool Heater | E8 | Utility - Value of Sales | 0 | 0 | 0 | 0 | 0 | 0 | 0 | 0 | 0 | 0 | 0 | 0 | 0 | 0 | 0 | 0 | 0 | 0 | 0 | 0 | 0 | 0 | 0 | 0 | 0 | 0 | 0
F6_Commercial_Lodging (ID)_Existing_Miscellaneous_Natural Gas_Pool Heater_E9 | F6 | Commercial | Lodging (ID) | Existing | Miscellaneous | Natural Gas | Pool Heater | E9 | Utility - Value of Sales | 0 | 0 | 0 | 0 | 0 | 0 | 0 | 0 | 0 | 0 | 0 | 0 | 0 | 0 | 0 | 0 | 0 | 0 | 0 | 0 | 0 | 0 | 0 | 0 | 0 | 0 | 0
F6_Commercial_Lodging (ID)_Existing_Miscellaneous_Natural Gas_Pool Heater_E10 | F6 | Commercial | Lodging (ID) | Existing | Miscellaneous | Natural Gas | Pool Heater | E10 | Utility - Value of Sales | 0 | 0 | 0 | 0 | 0 | 0 | 0 | 0 | 0 | 0 | 0 | 0 | 0 | 0 | 0 | 0 | 0 | 0 | 0 | 0 | 0 | 0 | 0 | 0 | 0 | 0 | 0
F1_Commercial_Lodging (ID)_Existing_Miscellaneous_Natural Gas_Miscellaneous_E1 | F1 | Commercial | Lodging (ID) | Existing | Miscellaneous | Natural Gas | Miscellaneous | E1 | RVT - Cost of Equipment | 0.0053086 | 0.0053086 | 0.0053086 | 0.0053086 | 0.0053086 | 0.0053086 | 0.0053086 | 0.0053086 | 0.0053086 | 0.0053086 | 0.0053086 | 0.0053086 | 0.0053086 | 0.0053086 | 0.0053086 | 0.0053086 | 0.0053086 | 0.0053086 | 0.0053086 | 0.0053086 | 0.0053086 | 0.0053086 | 0.0053086 | 0.0053086 | 0.0053086 | 0.0053086 | 0.0053086
F1_Commercial_Lodging (ID)_Existing_Miscellaneous_Natural Gas_Miscellaneous_E2 | F1 | Commercial | Lodging (ID) | Existing | Miscellaneous | Natural Gas | Miscellaneous | E2 | RVT - Cost of Equipment | 0 | 0 | 0 | 0 | 0 | 0 | 0 | 0 | 0 | 0 | 0 | 0 | 0 | 0 | 0 | 0 | 0 | 0 | 0 | 0 | 0 | 0 | 0 | 0 | 0 | 0 | 0
F1_Commercial_Lodging (ID)_Existing_Miscellaneous_Natural Gas_Miscellaneous_E3 | F1 | Commercial | Lodging (ID) | Existing | Miscellaneous | Natural Gas | Miscellaneous | E3 | RVT - Cost of Equipment | 0 | 0 | 0 | 0 | 0 | 0 | 0 | 0 | 0 | 0 | 0 | 0 | 0 | 0 | 0 | 0 | 0 | 0 | 0 | 0 | 0 | 0 | 0 | 0 | 0 | 0 | 0
F1_Commercial_Lodging (ID)_Existing_Miscellaneous_Natural Gas_Miscellaneous_E4 | F1 | Commercial | Lodging (ID) | Existing | Miscellaneous | Natural Gas | Miscellaneous | E4 | RVT - Cost of Equipment | 0 | 0 | 0 | 0 | 0 | 0 | 0 | 0 | 0 | 0 | 0 | 0 | 0 | 0 | 0 | 0 | 0 | 0 | 0 | 0 | 0 | 0 | 0 | 0 | 0 | 0 | 0
F1_Commercial_Lodging (ID)_Existing_Miscellaneous_Natural Gas_Miscellaneous_E5 | F1 | Commercial | Lodging (ID) | Existing | Miscellaneous | Natural Gas | Miscellaneous | E5 | RVT - Cost of Equipment | 0 | 0 | 0 | 0 | 0 | 0 | 0 | 0 | 0 | 0 | 0 | 0 | 0 | 0 | 0 | 0 | 0 | 0 | 0 | 0 | 0 | 0 | 0 | 0 | 0 | 0 | 0
F1_Commercial_Lodging (ID)_Existing_Miscellaneous_Natural Gas_Miscellaneous_E6 | F1 | Commercial | Lodging (ID) | Existing | Miscellaneous | Natural Gas | Miscellaneous | E6 | RVT - Cost of Equipment | 0 | 0 | 0 | 0 | 0 | 0 | 0 | 0 | 0 | 0 | 0 | 0 | 0 | 0 | 0 | 0 | 0 | 0 | 0 | 0 | 0 | 0 | 0 | 0 | 0 | 0 | 0
F1_Commercial_Lodging (ID)_Existing_Miscellaneous_Natural Gas_Miscellaneous_E7 | F1 | Commercial | Lodging (ID) | Existing | Miscellaneous | Natural Gas | Miscellaneous | E7 | RVT - Cost of Equipment | 0 | 0 | 0 | 0 | 0 | 0 | 0 | 0 | 0 | 0 | 0 | 0 | 0 | 0 | 0 | 0 | 0 | 0 | 0 | 0 | 0 | 0 | 0 | 0 | 0 | 0 | 0
F1_Commercial_Lodging (ID)_Existing_Miscellaneous_Natural Gas_Miscellaneous_E8 | F1 | Commercial | Lodging (ID) | Existing | Miscellaneous | Natural Gas | Miscellaneous | E8 | RVT - Cost of Equipment | 0 | 0 | 0 | 0 | 0 | 0 | 0 | 0 | 0 | 0 | 0 | 0 | 0 | 0 | 0 | 0 | 0 | 0 | 0 | 0 | 0 | 0 | 0 | 0 | 0 | 0 | 0
F1_Commercial_Lodging (ID)_Existing_Miscellaneous_Natural Gas_Miscellaneous_E9 | F1 | Commercial | Lodging (ID) | Existing | Miscellaneous | Natural Gas | Miscellaneous | E9 | RVT - Cost of Equipment | 0 | 0 | 0 | 0 | 0 | 0 | 0 | 0 | 0 | 0 | 0 | 0 | 0 | 0 | 0 | 0 | 0 | 0 | 0 | 0 | 0 | 0 | 0 | 0 | 0 | 0 | 0
F1_Commercial_Lodging (ID)_Existing_Miscellaneous_Natural Gas_Miscellaneous_E10 | F1 | Commercial | Lodging (ID) | Existing | Miscellaneous | Natural Gas | Miscellaneous | E10 | RVT - Cost of Equipment | 0 | 0 | 0 | 0 | 0 | 0 | 0 | 0 | 0 | 0 | 0 | 0 | 0 | 0 | 0 | 0 | 0 | 0 | 0 | 0 | 0 | 0 | 0 | 0 | 0 | 0 | 0
F2_Commercial_Lodging (ID)_Existing_Miscellaneous_Natural Gas_Miscellaneous_E1 | F2 | Commercial | Lodging (ID) | Existing | Miscellaneous | Natural Gas | Miscellaneous | E1 | RVT - Cost of Operation | 0.0083964 | 0.0084501 | 0.0085398 | 0.0086793 | 0.008885 | 0.0092239 | 0.0095725 | 0.0098981 | 0.010183 | 0.010478 | 0.010816 | 0.011134 | 0.011513 | 0.011876 | 0.012165 | 0.012399 | 0.012556 | 0.012683 | 0.012809 | 0.01289 | 0.012968 | 0.013195 | 0.013423 | 0.013662 | 0.013904 | 0.014151 | 0.014403
F2_Commercial_Lodging (ID)_Existing_Miscellaneous_Natural Gas_Miscellaneous_E2 | F2 | Commercial | Lodging (ID) | Existing | Miscellaneous | Natural Gas | Miscellaneous | E2 | RVT - Cost of Operation | 0 | 0 | 0 | 0 | 0 | 0 | 0 | 0 | 0 | 0 | 0 | 0 | 0 | 0 | 0 | 0 | 0 | 0 | 0 | 0 | 0 | 0 | 0 | 0 | 0 | 0 | 0
F2_Commercial_Lodging (ID)_Existing_Miscellaneous_Natural Gas_Miscellaneous_E3 | F2 | Commercial | Lodging (ID) | Existing | Miscellaneous | Natural Gas | Miscellaneous | E3 | RVT - Cost of Operation | 0 | 0 | 0 | 0 | 0 | 0 | 0 | 0 | 0 | 0 | 0 | 0 | 0 | 0 | 0 | 0 | 0 | 0 | 0 | 0 | 0 | 0 | 0 | 0 | 0 | 0 | 0
F2_Commercial_Lodging (ID)_Existing_Miscellaneous_Natural Gas_Miscellaneous_E4 | F2 | Commercial | Lodging (ID) | Existing | Miscellaneous | Natural Gas | Miscellaneous | E4 | RVT - Cost of Operation | 0 | 0 | 0 | 0 | 0 | 0 | 0 | 0 | 0 | 0 | 0 | 0 | 0 | 0 | 0 | 0 | 0 | 0 | 0 | 0 | 0 | 0 | 0 | 0 | 0 | 0 | 0
F2_Commercial_Lodging (ID)_Existing_Miscellaneous_Natural Gas_Miscellaneous_E5 | F2 | Commercial | Lodging (ID) | Existing | Miscellaneous | Natural Gas | Miscellaneous | E5 | RVT - Cost of Operation | 0 | 0 | 0 | 0 | 0 | 0 | 0 | 0 | 0 | 0 | 0 | 0 | 0 | 0 | 0 | 0 | 0 | 0 | 0 | 0 | 0 | 0 | 0 | 0 | 0 | 0 | 0
F2_Commercial_Lodging (ID)_Existing_Miscellaneous_Natural Gas_Miscellaneous_E6 | F2 | Commercial | Lodging (ID) | Existing | Miscellaneous | Natural Gas | Miscellaneous | E6 | RVT - Cost of Operation | 0 | 0 | 0 | 0 | 0 | 0 | 0 | 0 | 0 | 0 | 0 | 0 | 0 | 0 | 0 | 0 | 0 | 0 | 0 | 0 | 0 | 0 | 0 | 0 | 0 | 0 | 0
F2_Commercial_Lodging (ID)_Existing_Miscellaneous_Natural Gas_Miscellaneous_E7 | F2 | Commercial | Lodging (ID) | Existing | Miscellaneous | Natural Gas | Miscellaneous | E7 | RVT - Cost of Operation | 0 | 0 | 0 | 0 | 0 | 0 | 0 | 0 | 0 | 0 | 0 | 0 | 0 | 0 | 0 | 0 | 0 | 0 | 0 | 0 | 0 | 0 | 0 | 0 | 0 | 0 | 0
F2_Commercial_Lodging (ID)_Existing_Miscellaneous_Natural Gas_Miscellaneous_E8 | F2 | Commercial | Lodging (ID) | Existing | Miscellaneous | Natural Gas | Miscellaneous | E8 | RVT - Cost of Operation | 0 | 0 | 0 | 0 | 0 | 0 | 0 | 0 | 0 | 0 | 0 | 0 | 0 | 0 | 0 | 0 | 0 | 0 | 0 | 0 | 0 | 0 | 0 | 0 | 0 | 0 | 0
F2_Commercial_Lodging (ID)_Existing_Miscellaneous_Natural Gas_Miscellaneous_E9 | F2 | Commercial | Lodging (ID) | Existing | Miscellaneous | Natural Gas | Miscellaneous | E9 | RVT - Cost of Operation | 0 | 0 | 0 | 0 | 0 | 0 | 0 | 0 | 0 | 0 | 0 | 0 | 0 | 0 | 0 | 0 | 0 | 0 | 0 | 0 | 0 | 0 | 0 | 0 | 0 | 0 | 0
F2_Commercial_Lodging (ID)_Existing_Miscellaneous_Natural Gas_Miscellaneous_E10 | F2 | Commercial | Lodging (ID) | Existing | Miscellaneous | Natural Gas | Miscellaneous | E10 | RVT - Cost of Operation | 0 | 0 | 0 | 0 | 0 | 0 | 0 | 0 | 0 | 0 | 0 | 0 | 0 | 0 | 0 | 0 | 0 | 0 | 0 | 0 | 0 | 0 | 0 | 0 | 0 | 0 | 0
F3_Commercial_Lodging (ID)_Existing_Miscellaneous_Natural Gas_Miscellaneous_E1 | F3 | Commercial | Lodging (ID) | Existing | Miscellaneous | Natural Gas | Miscellaneous | E1 | System - kBTUs of Consumption | 2.1446 | 2.1446 | 2.1446 | 2.1446 | 2.1446 | 2.1446 | 2.1446 | 2.1446 | 2.1446 | 2.1446 | 2.1446 | 2.1446 | 2.1446 | 2.1446 | 2.1446 | 2.1446 | 2.1446 | 2.1446 | 2.1446 | 2.1446 | 2.1446 | 2.1446 | 2.1446 | 2.1446 | 2.1446 | 2.1446 | 2.1446
F3_Commercial_Lodging (ID)_Existing_Miscellaneous_Natural Gas_Miscellaneous_E2 | F3 | Commercial | Lodging (ID) | Existing | Miscellaneous | Natural Gas | Miscellaneous | E2 | System - kBTUs of Consumption | 0 | 0 | 0 | 0 | 0 | 0 | 0 | 0 | 0 | 0 | 0 | 0 | 0 | 0 | 0 | 0 | 0 | 0 | 0 | 0 | 0 | 0 | 0 | 0 | 0 | 0 | 0
F3_Commercial_Lodging (ID)_Existing_Miscellaneous_Natural Gas_Miscellaneous_E3 | F3 | Commercial | Lodging (ID) | Existing | Miscellaneous | Natural Gas | Miscellaneous | E3 | System - kBTUs of Consumption | 0 | 0 | 0 | 0 | 0 | 0 | 0 | 0 | 0 | 0 | 0 | 0 | 0 | 0 | 0 | 0 | 0 | 0 | 0 | 0 | 0 | 0 | 0 | 0 | 0 | 0 | 0
F3_Commercial_Lodging (ID)_Existing_Miscellaneous_Natural Gas_Miscellaneous_E4 | F3 | Commercial | Lodging (ID) | Existing | Miscellaneous | Natural Gas | Miscellaneous | E4 | System - kBTUs of Consumption | 0 | 0 | 0 | 0 | 0 | 0 | 0 | 0 | 0 | 0 | 0 | 0 | 0 | 0 | 0 | 0 | 0 | 0 | 0 | 0 | 0 | 0 | 0 | 0 | 0 | 0 | 0
F3_Commercial_Lodging (ID)_Existing_Miscellaneous_Natural Gas_Miscellaneous_E5 | F3 | Commercial | Lodging (ID) | Existing | Miscellaneous | Natural Gas | Miscellaneous | E5 | System - kBTUs of Consumption | 0 | 0 | 0 | 0 | 0 | 0 | 0 | 0 | 0 | 0 | 0 | 0 | 0 | 0 | 0 | 0 | 0 | 0 | 0 | 0 | 0 | 0 | 0 | 0 | 0 | 0 | 0
F3_Commercial_Lodging (ID)_Existing_Miscellaneous_Natural Gas_Miscellaneous_E6 | F3 | Commercial | Lodging (ID) | Existing | Miscellaneous | Natural Gas | Miscellaneous | E6 | System - kBTUs of Consumption | 0 | 0 | 0 | 0 | 0 | 0 | 0 | 0 | 0 | 0 | 0 | 0 | 0 | 0 | 0 | 0 | 0 | 0 | 0 | 0 | 0 | 0 | 0 | 0 | 0 | 0 | 0
F3_Commercial_Lodging (ID)_Existing_Miscellaneous_Natural Gas_Miscellaneous_E7 | F3 | Commercial | Lodging (ID) | Existing | Miscellaneous | Natural Gas | Miscellaneous | E7 | System - kBTUs of Consumption | 0 | 0 | 0 | 0 | 0 | 0 | 0 | 0 | 0 | 0 | 0 | 0 | 0 | 0 | 0 | 0 | 0 | 0 | 0 | 0 | 0 | 0 | 0 | 0 | 0 | 0 | 0
F3_Commercial_Lodging (ID)_Existing_Miscellaneous_Natural Gas_Miscellaneous_E8 | F3 | Commercial | Lodging (ID) | Existing | Miscellaneous | Natural Gas | Miscellaneous | E8 | System - kBTUs of Consumption | 0 | 0 | 0 | 0 | 0 | 0 | 0 | 0 | 0 | 0 | 0 | 0 | 0 | 0 | 0 | 0 | 0 | 0 | 0 | 0 | 0 | 0 | 0 | 0 | 0 | 0 | 0
F3_Commercial_Lodging (ID)_Existing_Miscellaneous_Natural Gas_Miscellaneous_E9 | F3 | Commercial | Lodging (ID) | Existing | Miscellaneous | Natural Gas | Miscellaneous | E9 | System - kBTUs of Consumption | 0 | 0 | 0 | 0 | 0 | 0 | 0 | 0 | 0 | 0 | 0 | 0 | 0 | 0 | 0 | 0 | 0 | 0 | 0 | 0 | 0 | 0 | 0 | 0 | 0 | 0 | 0
F3_Commercial_Lodging (ID)_Existing_Miscellaneous_Natural Gas_Miscellaneous_E10 | F3 | Commercial | Lodging (ID) | Existing | Miscellaneous | Natural Gas | Miscellaneous | E10 | System - kBTUs of Consumption | 0 | 0 | 0 | 0 | 0 | 0 | 0 | 0 | 0 | 0 | 0 | 0 | 0 | 0 | 0 | 0 | 0 | 0 | 0 | 0 | 0 | 0 | 0 | 0 | 0 | 0 | 0
F4_Commercial_Lodging (ID)_Existing_Miscellaneous_Natural Gas_Miscellaneous_E1 | F4 | Commercial | Lodging (ID) | Existing | Miscellaneous | Natural Gas | Miscellaneous | E1 | Utility - Cost of Equipment | 0.0053086 | 0.0053086 | 0.0053086 | 0.0053086 | 0.0053086 | 0.0053086 | 0.0053086 | 0.0053086 | 0.0053086 | 0.0053086 | 0.0053086 | 0.0053086 | 0.0053086 | 0.0053086 | 0.0053086 | 0.0053086 | 0.0053086 | 0.0053086 | 0.0053086 | 0.0053086 | 0.0053086 | 0.0053086 | 0.0053086 | 0.0053086 | 0.0053086 | 0.0053086 | 0.0053086
F4_Commercial_Lodging (ID)_Existing_Miscellaneous_Natural Gas_Miscellaneous_E2 | F4 | Commercial | Lodging (ID) | Existing | Miscellaneous | Natural Gas | Miscellaneous | E2 | Utility - Cost of Equipment | 0 | 0 | 0 | 0 | 0 | 0 | 0 | 0 | 0 | 0 | 0 | 0 | 0 | 0 | 0 | 0 | 0 | 0 | 0 | 0 | 0 | 0 | 0 | 0 | 0 | 0 | 0
F4_Commercial_Lodging (ID)_Existing_Miscellaneous_Natural Gas_Miscellaneous_E3 | F4 | Commercial | Lodging (ID) | Existing | Miscellaneous | Natural Gas | Miscellaneous | E3 | Utility - Cost of Equipment | 0 | 0 | 0 | 0 | 0 | 0 | 0 | 0 | 0 | 0 | 0 | 0 | 0 | 0 | 0 | 0 | 0 | 0 | 0 | 0 | 0 | 0 | 0 | 0 | 0 | 0 | 0
F4_Commercial_Lodging (ID)_Existing_Miscellaneous_Natural Gas_Miscellaneous_E4 | F4 | Commercial | Lodging (ID) | Existing | Miscellaneous | Natural Gas | Miscellaneous | E4 | Utility - Cost of Equipment | 0 | 0 | 0 | 0 | 0 | 0 | 0 | 0 | 0 | 0 | 0 | 0 | 0 | 0 | 0 | 0 | 0 | 0 | 0 | 0 | 0 | 0 | 0 | 0 | 0 | 0 | 0
F4_Commercial_Lodging (ID)_Existing_Miscellaneous_Natural Gas_Miscellaneous_E5 | F4 | Commercial | Lodging (ID) | Existing | Miscellaneous | Natural Gas | Miscellaneous | E5 | Utility - Cost of Equipment | 0 | 0 | 0 | 0 | 0 | 0 | 0 | 0 | 0 | 0 | 0 | 0 | 0 | 0 | 0 | 0 | 0 | 0 | 0 | 0 | 0 | 0 | 0 | 0 | 0 | 0 | 0
F4_Commercial_Lodging (ID)_Existing_Miscellaneous_Natural Gas_Miscellaneous_E6 | F4 | Commercial | Lodging (ID) | Existing | Miscellaneous | Natural Gas | Miscellaneous | E6 | Utility - Cost of Equipment | 0 | 0 | 0 | 0 | 0 | 0 | 0 | 0 | 0 | 0 | 0 | 0 | 0 | 0 | 0 | 0 | 0 | 0 | 0 | 0 | 0 | 0 | 0 | 0 | 0 | 0 | 0
F4_Commercial_Lodging (ID)_Existing_Miscellaneous_Natural Gas_Miscellaneous_E7 | F4 | Commercial | Lodging (ID) | Existing | Miscellaneous | Natural Gas | Miscellaneous | E7 | Utility - Cost of Equipment | 0 | 0 | 0 | 0 | 0 | 0 | 0 | 0 | 0 | 0 | 0 | 0 | 0 | 0 | 0 | 0 | 0 | 0 | 0 | 0 | 0 | 0 | 0 | 0 | 0 | 0 | 0
F4_Commercial_Lodging (ID)_Existing_Miscellaneous_Natural Gas_Miscellaneous_E8 | F4 | Commercial | Lodging (ID) | Existing | Miscellaneous | Natural Gas | Miscellaneous | E8 | Utility - Cost of Equipment | 0 | 0 | 0 | 0 | 0 | 0 | 0 | 0 | 0 | 0 | 0 | 0 | 0 | 0 | 0 | 0 | 0 | 0 | 0 | 0 | 0 | 0 | 0 | 0 | 0 | 0 | 0
F4_Commercial_Lodging (ID)_Existing_Miscellaneous_Natural Gas_Miscellaneous_E9 | F4 | Commercial | Lodging (ID) | Existing | Miscellaneous | Natural Gas | Miscellaneous | E9 | Utility - Cost of Equipment | 0 | 0 | 0 | 0 | 0 | 0 | 0 | 0 | 0 | 0 | 0 | 0 | 0 | 0 | 0 | 0 | 0 | 0 | 0 | 0 | 0 | 0 | 0 | 0 | 0 | 0 | 0
F4_Commercial_Lodging (ID)_Existing_Miscellaneous_Natural Gas_Miscellaneous_E10 | F4 | Commercial | Lodging (ID) | Existing | Miscellaneous | Natural Gas | Miscellaneous | E10 | Utility - Cost of Equipment | 0 | 0 | 0 | 0 | 0 | 0 | 0 | 0 | 0 | 0 | 0 | 0 | 0 | 0 | 0 | 0 | 0 | 0 | 0 | 0 | 0 | 0 | 0 | 0 | 0 | 0 | 0
F5_Commercial_Lodging (ID)_Existing_Miscellaneous_Natural Gas_Miscellaneous_E1 | F5 | Commercial | Lodging (ID) | Existing | Miscellaneous | Natural Gas | Miscellaneous | E1 | Utility - Cost of Operation | 0.006997 | 0.0070417 | 0.0071319 | 0.0072817 | 0.0075076 | 0.0078684 | 0.0082653 | 0.008675 | 0.0090872 | 0.0095253 | 0.0098328 | 0.010122 | 0.010466 | 0.010807 | 0.011094 | 0.011346 | 0.011546 | 0.011737 | 0.01195 | 0.012146 | 0.01235 | 0.012567 | 0.012784 | 0.013011 | 0.013242 | 0.013477 | 0.013717
F5_Commercial_Lodging (ID)_Existing_Miscellaneous_Natural Gas_Miscellaneous_E2 | F5 | Commercial | Lodging (ID) | Existing | Miscellaneous | Natural Gas | Miscellaneous | E2 | Utility - Cost of Operation | 0 | 0 | 0 | 0 | 0 | 0 | 0 | 0 | 0 | 0 | 0 | 0 | 0 | 0 | 0 | 0 | 0 | 0 | 0 | 0 | 0 | 0 | 0 | 0 | 0 | 0 | 0
F5_Commercial_Lodging (ID)_Existing_Miscellaneous_Natural Gas_Miscellaneous_E3 | F5 | Commercial | Lodging (ID) | Existing | Miscellaneous | Natural Gas | Miscellaneous | E3 | Utility - Cost of Operation | 0 | 0 | 0 | 0 | 0 | 0 | 0 | 0 | 0 | 0 | 0 | 0 | 0 | 0 | 0 | 0 | 0 | 0 | 0 | 0 | 0 | 0 | 0 | 0 | 0 | 0 | 0
F5_Commercial_Lodging (ID)_Existing_Miscellaneous_Natural Gas_Miscellaneous_E4 | F5 | Commercial | Lodging (ID) | Existing | Miscellaneous | Natural Gas | Miscellaneous | E4 | Utility - Cost of Operation | 0 | 0 | 0 | 0 | 0 | 0 | 0 | 0 | 0 | 0 | 0 | 0 | 0 | 0 | 0 | 0 | 0 | 0 | 0 | 0 | 0 | 0 | 0 | 0 | 0 | 0 | 0
F5_Commercial_Lodging (ID)_Existing_Miscellaneous_Natural Gas_Miscellaneous_E5 | F5 | Commercial | Lodging (ID) | Existing | Miscellaneous | Natural Gas | Miscellaneous | E5 | Utility - Cost of Operation | 0 | 0 | 0 | 0 | 0 | 0 | 0 | 0 | 0 | 0 | 0 | 0 | 0 | 0 | 0 | 0 | 0 | 0 | 0 | 0 | 0 | 0 | 0 | 0 | 0 | 0 | 0
F5_Commercial_Lodging (ID)_Existing_Miscellaneous_Natural Gas_Miscellaneous_E6 | F5 | Commercial | Lodging (ID) | Existing | Miscellaneous | Natural Gas | Miscellaneous | E6 | Utility - Cost of Operation | 0 | 0 | 0 | 0 | 0 | 0 | 0 | 0 | 0 | 0 | 0 | 0 | 0 | 0 | 0 | 0 | 0 | 0 | 0 | 0 | 0 | 0 | 0 | 0 | 0 | 0 | 0
F5_Commercial_Lodging (ID)_Existing_Miscellaneous_Natural Gas_Miscellaneous_E7 | F5 | Commercial | Lodging (ID) | Existing | Miscellaneous | Natural Gas | Miscellaneous | E7 | Utility - Cost of Operation | 0 | 0 | 0 | 0 | 0 | 0 | 0 | 0 | 0 | 0 | 0 | 0 | 0 | 0 | 0 | 0 | 0 | 0 | 0 | 0 | 0 | 0 | 0 | 0 | 0 | 0 | 0
F5_Commercial_Lodging (ID)_Existing_Miscellaneous_Natural Gas_Miscellaneous_E8 | F5 | Commercial | Lodging (ID) | Existing | Miscellaneous | Natural Gas | Miscellaneous | E8 | Utility - Cost of Operation | 0 | 0 | 0 | 0 | 0 | 0 | 0 | 0 | 0 | 0 | 0 | 0 | 0 | 0 | 0 | 0 | 0 | 0 | 0 | 0 | 0 | 0 | 0 | 0 | 0 | 0 | 0
F5_Commercial_Lodging (ID)_Existing_Miscellaneous_Natural Gas_Miscellaneous_E9 | F5 | Commercial | Lodging (ID) | Existing | Miscellaneous | Natural Gas | Miscellaneous | E9 | Utility - Cost of Operation | 0 | 0 | 0 | 0 | 0 | 0 | 0 | 0 | 0 | 0 | 0 | 0 | 0 | 0 | 0 | 0 | 0 | 0 | 0 | 0 | 0 | 0 | 0 | 0 | 0 | 0 | 0
F5_Commercial_Lodging (ID)_Existing_Miscellaneous_Natural Gas_Miscellaneous_E10 | F5 | Commercial | Lodging (ID) | Existing | Miscellaneous | Natural Gas | Miscellaneous | E10 | Utility - Cost of Operation | 0 | 0 | 0 | 0 | 0 | 0 | 0 | 0 | 0 | 0 | 0 | 0 | 0 | 0 | 0 | 0 | 0 | 0 | 0 | 0 | 0 | 0 | 0 | 0 | 0 | 0 | 0
F6_Commercial_Lodging (ID)_Existing_Miscellaneous_Natural Gas_Miscellaneous_E1 | F6 | Commercial | Lodging (ID) | Existing | Miscellaneous | Natural Gas | Miscellaneous | E1 | Utility - Value of Sales | 0.0083964 | 0.0084501 | 0.0085398 | 0.0086793 | 0.008885 | 0.0092239 | 0.0095725 | 0.0098981 | 0.010183 | 0.010478 | 0.010816 | 0.011134 | 0.011513 | 0.011876 | 0.012165 | 0.012399 | 0.012556 | 0.012683 | 0.012809 | 0.01289 | 0.012968 | 0.013195 | 0.013423 | 0.013662 | 0.013904 | 0.014151 | 0.014403
F6_Commercial_Lodging (ID)_Existing_Miscellaneous_Natural Gas_Miscellaneous_E2 | F6 | Commercial | Lodging (ID) | Existing | Miscellaneous | Natural Gas | Miscellaneous | E2 | Utility - Value of Sales | 0 | 0 | 0 | 0 | 0 | 0 | 0 | 0 | 0 | 0 | 0 | 0 | 0 | 0 | 0 | 0 | 0 | 0 | 0 | 0 | 0 | 0 | 0 | 0 | 0 | 0 | 0
F6_Commercial_Lodging (ID)_Existing_Miscellaneous_Natural Gas_Miscellaneous_E3 | F6 | Commercial | Lodging (ID) | Existing | Miscellaneous | Natural Gas | Miscellaneous | E3 | Utility - Value of Sales | 0 | 0 | 0 | 0 | 0 | 0 | 0 | 0 | 0 | 0 | 0 | 0 | 0 | 0 | 0 | 0 | 0 | 0 | 0 | 0 | 0 | 0 | 0 | 0 | 0 | 0 | 0
F6_Commercial_Lodging (ID)_Existing_Miscellaneous_Natural Gas_Miscellaneous_E4 | F6 | Commercial | Lodging (ID) | Existing | Miscellaneous | Natural Gas | Miscellaneous | E4 | Utility - Value of Sales | 0 | 0 | 0 | 0 | 0 | 0 | 0 | 0 | 0 | 0 | 0 | 0 | 0 | 0 | 0 | 0 | 0 | 0 | 0 | 0 | 0 | 0 | 0 | 0 | 0 | 0 | 0
F6_Commercial_Lodging (ID)_Existing_Miscellaneous_Natural Gas_Miscellaneous_E5 | F6 | Commercial | Lodging (ID) | Existing | Miscellaneous | Natural Gas | Miscellaneous | E5 | Utility - Value of Sales | 0 | 0 | 0 | 0 | 0 | 0 | 0 | 0 | 0 | 0 | 0 | 0 | 0 | 0 | 0 | 0 | 0 | 0 | 0 | 0 | 0 | 0 | 0 | 0 | 0 | 0 | 0
F6_Commercial_Lodging (ID)_Existing_Miscellaneous_Natural Gas_Miscellaneous_E6 | F6 | Commercial | Lodging (ID) | Existing | Miscellaneous | Natural Gas | Miscellaneous | E6 | Utility - Value of Sales | 0 | 0 | 0 | 0 | 0 | 0 | 0 | 0 | 0 | 0 | 0 | 0 | 0 | 0 | 0 | 0 | 0 | 0 | 0 | 0 | 0 | 0 | 0 | 0 | 0 | 0 | 0
F6_Commercial_Lodging (ID)_Existing_Miscellaneous_Natural Gas_Miscellaneous_E7 | F6 | Commercial | Lodging (ID) | Existing | Miscellaneous | Natural Gas | Miscellaneous | E7 | Utility - Value of Sales | 0 | 0 | 0 | 0 | 0 | 0 | 0 | 0 | 0 | 0 | 0 | 0 | 0 | 0 | 0 | 0 | 0 | 0 | 0 | 0 | 0 | 0 | 0 | 0 | 0 | 0 | 0
F6_Commercial_Lodging (ID)_Existing_Miscellaneous_Natural Gas_Miscellaneous_E8 | F6 | Commercial | Lodging (ID) | Existing | Miscellaneous | Natural Gas | Miscellaneous | E8 | Utility - Value of Sales | 0 | 0 | 0 | 0 | 0 | 0 | 0 | 0 | 0 | 0 | 0 | 0 | 0 | 0 | 0 | 0 | 0 | 0 | 0 | 0 | 0 | 0 | 0 | 0 | 0 | 0 | 0
F6_Commercial_Lodging (ID)_Existing_Miscellaneous_Natural Gas_Miscellaneous_E9 | F6 | Commercial | Lodging (ID) | Existing | Miscellaneous | Natural Gas | Miscellaneous | E9 | Utility - Value of Sales | 0 | 0 | 0 | 0 | 0 | 0 | 0 | 0 | 0 | 0 | 0 | 0 | 0 | 0 | 0 | 0 | 0 | 0 | 0 | 0 | 0 | 0 | 0 | 0 | 0 | 0 | 0
F6_Commercial_Lodging (ID)_Existing_Miscellaneous_Natural Gas_Miscellaneous_E10 | F6 | Commercial | Lodging (ID) | Existing | Miscellaneous | Natural Gas | Miscellaneous | E10 | Utility - Value of Sales | 0 | 0 | 0 | 0 | 0 | 0 | 0 | 0 | 0 | 0 | 0 | 0 | 0 | 0 | 0 | 0 | 0 | 0 | 0 | 0 | 0 | 0 | 0 | 0 | 0 | 0 | 0
F1_Commercial_Lodging (ID)_New_Space Heating_Natural Gas_Furnace_E1 | F1 | Commercial | Lodging (ID) | New | Space Heating | Natural Gas | Furnace | E1 | RVT - Cost of Equipment | 0.062162 | 0.062162 | 0.062162 | 0.062162 | 0.062162 | 0.062162 | 0.062162 | 0.062162 | 0.062162 | 0.062162 | 0.062162 | 0.062162 | 0.062162 | 0.062162 | 0.062162 | 0.062162 | 0.062162 | 0.062162 | 0.062162 | 0.062162 | 0.062162 | 0.062162 | 0.062162 | 0.062162 | 0.062162 | 0.062162 | 0.062162
F1_Commercial_Lodging (ID)_New_Space Heating_Natural Gas_Furnace_E2 | F1 | Commercial | Lodging (ID) | New | Space Heating | Natural Gas | Furnace | E2 | RVT - Cost of Equipment | 0.12565 | 0.12565 | 0.12565 | 0.12565 | 0.12565 | 0.12565 | 0.12565 | 0.12565 | 0.12565 | 0.12565 | 0.12565 | 0.12565 | 0.12565 | 0.12565 | 0.12565 | 0.12565 | 0.12565 | 0.12565 | 0.12565 | 0.12565 | 0.12565 | 0.12565 | 0.12565 | 0.12565 | 0.12565 | 0.12565 | 0.12565
F1_Commercial_Lodging (ID)_New_Space Heating_Natural Gas_Furnace_E3 | F1 | Commercial | Lodging (ID) | New | Space Heating | Natural Gas | Furnace | E3 | RVT - Cost of Equipment | 0.07638 | 0.07638 | 0.07638 | 0.07638 | 0.07638 | 0.07638 | 0.07638 | 0.07638 | 0.07638 | 0.07638 | 0.07638 | 0.07638 | 0.07638 | 0.07638 | 0.07638 | 0.07638 | 0.07638 | 0.07638 | 0.07638 | 0.07638 | 0.07638 | 0.07638 | 0.07638 | 0.07638 | 0.07638 | 0.07638 | 0.07638
F1_Commercial_Lodging (ID)_New_Space Heating_Natural Gas_Furnace_E4 | F1 | Commercial | Lodging (ID) | New | Space Heating | Natural Gas | Furnace | E4 | RVT - Cost of Equipment | 0 | 0 | 0 | 0 | 0 | 0 | 0 | 0 | 0 | 0 | 0 | 0 | 0 | 0 | 0 | 0 | 0 | 0 | 0 | 0 | 0 | 0 | 0 | 0 | 0 | 0 | 0
F1_Commercial_Lodging (ID)_New_Space Heating_Natural Gas_Furnace_E5 | F1 | Commercial | Lodging (ID) | New | Space Heating | Natural Gas | Furnace | E5 | RVT - Cost of Equipment | 0 | 0 | 0 | 0 | 0 | 0 | 0 | 0 | 0 | 0 | 0 | 0 | 0 | 0 | 0 | 0 | 0 | 0 | 0 | 0 | 0 | 0 | 0 | 0 | 0 | 0 | 0
F1_Commercial_Lodging (ID)_New_Space Heating_Natural Gas_Furnace_E6 | F1 | Commercial | Lodging (ID) | New | Space Heating | Natural Gas | Furnace | E6 | RVT - Cost of Equipment | 0 | 0 | 0 | 0 | 0 | 0 | 0 | 0 | 0 | 0 | 0 | 0 | 0 | 0 | 0 | 0 | 0 | 0 | 0 | 0 | 0 | 0 | 0 | 0 | 0 | 0 | 0
F1_Commercial_Lodging (ID)_New_Space Heating_Natural Gas_Furnace_E7 | F1 | Commercial | Lodging (ID) | New | Space Heating | Natural Gas | Furnace | E7 | RVT - Cost of Equipment | 0 | 0 | 0 | 0 | 0 | 0 | 0 | 0 | 0 | 0 | 0 | 0 | 0 | 0 | 0 | 0 | 0 | 0 | 0 | 0 | 0 | 0 | 0 | 0 | 0 | 0 | 0
F1_Commercial_Lodging (ID)_New_Space Heating_Natural Gas_Furnace_E8 | F1 | Commercial | Lodging (ID) | New | Space Heating | Natural Gas | Furnace | E8 | RVT - Cost of Equipment | 0 | 0 | 0 | 0 | 0 | 0 | 0 | 0 | 0 | 0 | 0 | 0 | 0 | 0 | 0 | 0 | 0 | 0 | 0 | 0 | 0 | 0 | 0 | 0 | 0 | 0 | 0
F1_Commercial_Lodging (ID)_New_Space Heating_Natural Gas_Furnace_E9 | F1 | Commercial | Lodging (ID) | New | Space Heating | Natural Gas | Furnace | E9 | RVT - Cost of Equipment | 0 | 0 | 0 | 0 | 0 | 0 | 0 | 0 | 0 | 0 | 0 | 0 | 0 | 0 | 0 | 0 | 0 | 0 | 0 | 0 | 0 | 0 | 0 | 0 | 0 | 0 | 0
F1_Commercial_Lodging (ID)_New_Space Heating_Natural Gas_Furnace_E10 | F1 | Commercial | Lodging (ID) | New | Space Heating | Natural Gas | Furnace | E10 | RVT - Cost of Equipment | 0 | 0 | 0 | 0 | 0 | 0 | 0 | 0 | 0 | 0 | 0 | 0 | 0 | 0 | 0 | 0 | 0 | 0 | 0 | 0 | 0 | 0 | 0 | 0 | 0 | 0 | 0
F2_Commercial_Lodging (ID)_New_Space Heating_Natural Gas_Furnace_E1 | F2 | Commercial | Lodging (ID) | New | Space Heating | Natural Gas | Furnace | E1 | RVT - Cost of Operation | 0.12028 | 0.12128 | 0.12294 | 0.12486 | 0.12707 | 0.13065 | 0.13421 | 0.13794 | 0.1412 | 0.14437 | 0.14796 | 0.1511 | 0.15459 | 0.15819 | 0.1614 | 0.16447 | 0.16718 | 0.16994 | 0.17281 | 0.17571 | 0.17862 | 0.18251 | 0.18713 | 0.1911 | 0.19516 | 0.1993 | 0.20353
F2_Commercial_Lodging (ID)_New_Space Heating_Natural Gas_Furnace_E2 | F2 | Commercial | Lodging (ID) | New | Space Heating | Natural Gas | Furnace | E2 | RVT - Cost of Operation | 0.10691 | 0.1078 | 0.10928 | 0.11099 | 0.11295 | 0.11613 | 0.1193 | 0.12261 | 0.12551 | 0.12833 | 0.13152 | 0.13431 | 0.13741 | 0.14061 | 0.14346 | 0.14619 | 0.1486 | 0.15106 | 0.15361 | 0.15618 | 0.15877 | 0.16223 | 0.16633 | 0.16986 | 0.17347 | 0.17715 | 0.18091
F2_Commercial_Lodging (ID)_New_Space Heating_Natural Gas_Furnace_E3 | F2 | Commercial | Lodging (ID) | New | Space Heating | Natural Gas | Furnace | E3 | RVT - Cost of Operation | 0.10024 | 0.10107 | 0.10246 | 0.10406 | 0.10589 | 0.10888 | 0.11185 | 0.11495 | 0.11767 | 0.12031 | 0.12331 | 0.12592 | 0.12883 | 0.13183 | 0.1345 | 0.13706 | 0.13932 | 0.14163 | 0.14402 | 0.14643 | 0.14885 | 0.1521 | 0.15595 | 0.15926 | 0.16264 | 0.16609 | 0.16962
F2_Commercial_Lodging (ID)_New_Space Heating_Natural Gas_Furnace_E4 | F2 | Commercial | Lodging (ID) | New | Space Heating | Natural Gas | Furnace | E4 | RVT - Cost of Operation | 0 | 0 | 0 | 0 | 0 | 0 | 0 | 0 | 0 | 0 | 0 | 0 | 0 | 0 | 0 | 0 | 0 | 0 | 0 | 0 | 0 | 0 | 0 | 0 | 0 | 0 | 0
F2_Commercial_Lodging (ID)_New_Space Heating_Natural Gas_Furnace_E5 | F2 | Commercial | Lodging (ID) | New | Space Heating | Natural Gas | Furnace | E5 | RVT - Cost of Operation | 0 | 0 | 0 | 0 | 0 | 0 | 0 | 0 | 0 | 0 | 0 | 0 | 0 | 0 | 0 | 0 | 0 | 0 | 0 | 0 | 0 | 0 | 0 | 0 | 0 | 0 | 0
F2_Commercial_Lodging (ID)_New_Space Heating_Natural Gas_Furnace_E6 | F2 | Commercial | Lodging (ID) | New | Space Heating | Natural Gas | Furnace | E6 | RVT - Cost of Operation | 0 | 0 | 0 | 0 | 0 | 0 | 0 | 0 | 0 | 0 | 0 | 0 | 0 | 0 | 0 | 0 | 0 | 0 | 0 | 0 | 0 | 0 | 0 | 0 | 0 | 0 | 0
F2_Commercial_Lodging (ID)_New_Space Heating_Natural Gas_Furnace_E7 | F2 | Commercial | Lodging (ID) | New | Space Heating | Natural Gas | Furnace | E7 | RVT - Cost of Operation | 0 | 0 | 0 | 0 | 0 | 0 | 0 | 0 | 0 | 0 | 0 | 0 | 0 | 0 | 0 | 0 | 0 | 0 | 0 | 0 | 0 | 0 | 0 | 0 | 0 | 0 | 0
F2_Commercial_Lodging (ID)_New_Space Heating_Natural Gas_Furnace_E8 | F2 | Commercial | Lodging (ID) | New | Space Heating | Natural Gas | Furnace | E8 | RVT - Cost of Operation | 0 | 0 | 0 | 0 | 0 | 0 | 0 | 0 | 0 | 0 | 0 | 0 | 0 | 0 | 0 | 0 | 0 | 0 | 0 | 0 | 0 | 0 | 0 | 0 | 0 | 0 | 0
F2_Commercial_Lodging (ID)_New_Space Heating_Natural Gas_Furnace_E9 | F2 | Commercial | Lodging (ID) | New | Space Heating | Natural Gas | Furnace | E9 | RVT - Cost of Operation | 0 | 0 | 0 | 0 | 0 | 0 | 0 | 0 | 0 | 0 | 0 | 0 | 0 | 0 | 0 | 0 | 0 | 0 | 0 | 0 | 0 | 0 | 0 | 0 | 0 | 0 | 0
F2_Commercial_Lodging (ID)_New_Space Heating_Natural Gas_Furnace_E10 | F2 | Commercial | Lodging (ID) | New | Space Heating | Natural Gas | Furnace | E10 | RVT - Cost of Operation | 0 | 0 | 0 | 0 | 0 | 0 | 0 | 0 | 0 | 0 | 0 | 0 | 0 | 0 | 0 | 0 | 0 | 0 | 0 | 0 | 0 | 0 | 0 | 0 | 0 | 0 | 0
F3_Commercial_Lodging (ID)_New_Space Heating_Natural Gas_Furnace_E1 | F3 | Commercial | Lodging (ID) | New | Space Heating | Natural Gas | Furnace | E1 | System - kBTUs of Consumption | 26.469 | 26.4026 | 26.4026 | 26.4026 | 26.4026 | 26.4026 | 26.4026 | 26.4026 | 26.4026 | 26.4026 | 26.4026 | 26.4026 | 26.4026 | 26.4026 | 26.4026 | 26.4026 | 26.4026 | 26.4026 | 26.4026 | 26.4026 | 26.4026 | 26.4026 | 26.4026 | 26.4026 | 26.4026 | 26.4026 | 26.4026
F3_Commercial_Lodging (ID)_New_Space Heating_Natural Gas_Furnace_E2 | F3 | Commercial | Lodging (ID) | New | Space Heating | Natural Gas | Furnace | E2 | System - kBTUs of Consumption | 23.5274 | 23.4683 | 23.4683 | 23.4683 | 23.4683 | 23.4683 | 23.4683 | 23.4683 | 23.4683 | 23.4683 | 23.4683 | 23.4683 | 23.4683 | 23.4683 | 23.4683 | 23.4683 | 23.4683 | 23.4683 | 23.4683 | 23.4683 | 23.4683 | 23.4683 | 23.4683 | 23.4683 | 23.4683 | 23.4683 | 23.4683
F3_Commercial_Lodging (ID)_New_Space Heating_Natural Gas_Furnace_E3 | F3 | Commercial | Lodging (ID) | New | Space Heating | Natural Gas | Furnace | E3 | System - kBTUs of Consumption | 22.0585 | 22.0031 | 22.0031 | 22.0031 | 22.0031 | 22.0031 | 22.0031 | 22.0031 | 22.0031 | 22.0031 | 22.0031 | 22.0031 | 22.0031 | 22.0031 | 22.0031 | 22.0031 | 22.0031 | 22.0031 | 22.0031 | 22.0031 | 22.0031 | 22.0031 | 22.0031 | 22.0031 | 22.0031 | 22.0031 | 22.0031
F3_Commercial_Lodging (ID)_New_Space Heating_Natural Gas_Furnace_E4 | F3 | Commercial | Lodging (ID) | New | Space Heating | Natural Gas | Furnace | E4 | System - kBTUs of Consumption | 0 | 0 | 0 | 0 | 0 | 0 | 0 | 0 | 0 | 0 | 0 | 0 | 0 | 0 | 0 | 0 | 0 | 0 | 0 | 0 | 0 | 0 | 0 | 0 | 0 | 0 | 0
F3_Commercial_Lodging (ID)_New_Space Heating_Natural Gas_Furnace_E5 | F3 | Commercial | Lodging (ID) | New | Space Heating | Natural Gas | Furnace | E5 | System - kBTUs of Consumption | 0 | 0 | 0 | 0 | 0 | 0 | 0 | 0 | 0 | 0 | 0 | 0 | 0 | 0 | 0 | 0 | 0 | 0 | 0 | 0 | 0 | 0 | 0 | 0 | 0 | 0 | 0
F3_Commercial_Lodging (ID)_New_Space Heating_Natural Gas_Furnace_E6 | F3 | Commercial | Lodging (ID) | New | Space Heating | Natural Gas | Furnace | E6 | System - kBTUs of Consumption | 0 | 0 | 0 | 0 | 0 | 0 | 0 | 0 | 0 | 0 | 0 | 0 | 0 | 0 | 0 | 0 | 0 | 0 | 0 | 0 | 0 | 0 | 0 | 0 | 0 | 0 | 0
F3_Commercial_Lodging (ID)_New_Space Heating_Natural Gas_Furnace_E7 | F3 | Commercial | Lodging (ID) | New | Space Heating | Natural Gas | Furnace | E7 | System - kBTUs of Consumption | 0 | 0 | 0 | 0 | 0 | 0 | 0 | 0 | 0 | 0 | 0 | 0 | 0 | 0 | 0 | 0 | 0 | 0 | 0 | 0 | 0 | 0 | 0 | 0 | 0 | 0 | 0
F3_Commercial_Lodging (ID)_New_Space Heating_Natural Gas_Furnace_E8 | F3 | Commercial | Lodging (ID) | New | Space Heating | Natural Gas | Furnace | E8 | System - kBTUs of Consumption | 0 | 0 | 0 | 0 | 0 | 0 | 0 | 0 | 0 | 0 | 0 | 0 | 0 | 0 | 0 | 0 | 0 | 0 | 0 | 0 | 0 | 0 | 0 | 0 | 0 | 0 | 0
F3_Commercial_Lodging (ID)_New_Space Heating_Natural Gas_Furnace_E9 | F3 | Commercial | Lodging (ID) | New | Space Heating | Natural Gas | Furnace | E9 | System - kBTUs of Consumption | 0 | 0 | 0 | 0 | 0 | 0 | 0 | 0 | 0 | 0 | 0 | 0 | 0 | 0 | 0 | 0 | 0 | 0 | 0 | 0 | 0 | 0 | 0 | 0 | 0 | 0 | 0
F3_Commercial_Lodging (ID)_New_Space Heating_Natural Gas_Furnace_E10 | F3 | Commercial | Lodging (ID) | New | Space Heating | Natural Gas | Furnace | E10 | System - kBTUs of Consumption | 0 | 0 | 0 | 0 | 0 | 0 | 0 | 0 | 0 | 0 | 0 | 0 | 0 | 0 | 0 | 0 | 0 | 0 | 0 | 0 | 0 | 0 | 0 | 0 | 0 | 0 | 0
F4_Commercial_Lodging (ID)_New_Space Heating_Natural Gas_Furnace_E1 | F4 | Commercial | Lodging (ID) | New | Space Heating | Natural Gas | Furnace | E1 | Utility - Cost of Equipment | 0.062162 | 0.062162 | 0.062162 | 0.062162 | 0.062162 | 0.062162 | 0.062162 | 0.062162 | 0.062162 | 0.062162 | 0.062162 | 0.062162 | 0.062162 | 0.062162 | 0.062162 | 0.062162 | 0.062162 | 0.062162 | 0.062162 | 0.062162 | 0.062162 | 0.062162 | 0.062162 | 0.062162 | 0.062162 | 0.062162 | 0.062162
F4_Commercial_Lodging (ID)_New_Space Heating_Natural Gas_Furnace_E2 | F4 | Commercial | Lodging (ID) | New | Space Heating | Natural Gas | Furnace | E2 | Utility - Cost of Equipment | 0.12565 | 0.12565 | 0.12565 | 0.12565 | 0.12565 | 0.12565 | 0.12565 | 0.12565 | 0.12565 | 0.12565 | 0.12565 | 0.12565 | 0.12565 | 0.12565 | 0.12565 | 0.12565 | 0.12565 | 0.12565 | 0.12565 | 0.12565 | 0.12565 | 0.12565 | 0.12565 | 0.12565 | 0.12565 | 0.12565 | 0.12565
F4_Commercial_Lodging (ID)_New_Space Heating_Natural Gas_Furnace_E3 | F4 | Commercial | Lodging (ID) | New | Space Heating | Natural Gas | Furnace | E3 | Utility - Cost of Equipment | 0.07638 | 0.07638 | 0.07638 | 0.07638 | 0.07638 | 0.07638 | 0.07638 | 0.07638 | 0.07638 | 0.07638 | 0.07638 | 0.07638 | 0.07638 | 0.07638 | 0.07638 | 0.07638 | 0.07638 | 0.07638 | 0.07638 | 0.07638 | 0.07638 | 0.07638 | 0.07638 | 0.07638 | 0.07638 | 0.07638 | 0.07638
F4_Commercial_Lodging (ID)_New_Space Heating_Natural Gas_Furnace_E4 | F4 | Commercial | Lodging (ID) | New | Space Heating | Natural Gas | Furnace | E4 | Utility - Cost of Equipment | 0 | 0 | 0 | 0 | 0 | 0 | 0 | 0 | 0 | 0 | 0 | 0 | 0 | 0 | 0 | 0 | 0 | 0 | 0 | 0 | 0 | 0 | 0 | 0 | 0 | 0 | 0
F4_Commercial_Lodging (ID)_New_Space Heating_Natural Gas_Furnace_E5 | F4 | Commercial | Lodging (ID) | New | Space Heating | Natural Gas | Furnace | E5 | Utility - Cost of Equipment | 0 | 0 | 0 | 0 | 0 | 0 | 0 | 0 | 0 | 0 | 0 | 0 | 0 | 0 | 0 | 0 | 0 | 0 | 0 | 0 | 0 | 0 | 0 | 0 | 0 | 0 | 0
F4_Commercial_Lodging (ID)_New_Space Heating_Natural Gas_Furnace_E6 | F4 | Commercial | Lodging (ID) | New | Space Heating | Natural Gas | Furnace | E6 | Utility - Cost of Equipment | 0 | 0 | 0 | 0 | 0 | 0 | 0 | 0 | 0 | 0 | 0 | 0 | 0 | 0 | 0 | 0 | 0 | 0 | 0 | 0 | 0 | 0 | 0 | 0 | 0 | 0 | 0
F4_Commercial_Lodging (ID)_New_Space Heating_Natural Gas_Furnace_E7 | F4 | Commercial | Lodging (ID) | New | Space Heating | Natural Gas | Furnace | E7 | Utility - Cost of Equipment | 0 | 0 | 0 | 0 | 0 | 0 | 0 | 0 | 0 | 0 | 0 | 0 | 0 | 0 | 0 | 0 | 0 | 0 | 0 | 0 | 0 | 0 | 0 | 0 | 0 | 0 | 0
F4_Commercial_Lodging (ID)_New_Space Heating_Natural Gas_Furnace_E8 | F4 | Commercial | Lodging (ID) | New | Space Heating | Natural Gas | Furnace | E8 | Utility - Cost of Equipment | 0 | 0 | 0 | 0 | 0 | 0 | 0 | 0 | 0 | 0 | 0 | 0 | 0 | 0 | 0 | 0 | 0 | 0 | 0 | 0 | 0 | 0 | 0 | 0 | 0 | 0 | 0
F4_Commercial_Lodging (ID)_New_Space Heating_Natural Gas_Furnace_E9 | F4 | Commercial | Lodging (ID) | New | Space Heating | Natural Gas | Furnace | E9 | Utility - Cost of Equipment | 0 | 0 | 0 | 0 | 0 | 0 | 0 | 0 | 0 | 0 | 0 | 0 | 0 | 0 | 0 | 0 | 0 | 0 | 0 | 0 | 0 | 0 | 0 | 0 | 0 | 0 | 0
F4_Commercial_Lodging (ID)_New_Space Heating_Natural Gas_Furnace_E10 | F4 | Commercial | Lodging (ID) | New | Space Heating | Natural Gas | Furnace | E10 | Utility - Cost of Equipment | 0 | 0 | 0 | 0 | 0 | 0 | 0 | 0 | 0 | 0 | 0 | 0 | 0 | 0 | 0 | 0 | 0 | 0 | 0 | 0 | 0 | 0 | 0 | 0 | 0 | 0 | 0
F5_Commercial_Lodging (ID)_New_Space Heating_Natural Gas_Furnace_E1 | F5 | Commercial | Lodging (ID) | New | Space Heating | Natural Gas | Furnace | E1 | Utility - Cost of Operation | 0.10304 | 0.10454 | 0.10667 | 0.10909 | 0.11184 | 0.11584 | 0.11992 | 0.12425 | 0.12833 | 0.13247 | 0.13609 | 0.13936 | 0.14299 | 0.14675 | 0.1502 | 0.15357 | 0.15666 | 0.15985 | 0.16319 | 0.16662 | 0.17011 | 0.17382 | 0.17822 | 0.182 | 0.18586 | 0.18981 | 0.19384
F5_Commercial_Lodging (ID)_New_Space Heating_Natural Gas_Furnace_E2 | F5 | Commercial | Lodging (ID) | New | Space Heating | Natural Gas | Furnace | E2 | Utility - Cost of Operation | 0.091592 | 0.092924 | 0.094811 | 0.096966 | 0.099409 | 0.10296 | 0.10659 | 0.11045 | 0.11407 | 0.11775 | 0.12096 | 0.12387 | 0.1271 | 0.13044 | 0.13351 | 0.13651 | 0.13925 | 0.14209 | 0.14506 | 0.1481 | 0.15121 | 0.1545 | 0.15841 | 0.16177 | 0.16521 | 0.16871 | 0.1723
F5_Commercial_Lodging (ID)_New_Space Heating_Natural Gas_Furnace_E3 | F5 | Commercial | Lodging (ID) | New | Space Heating | Natural Gas | Furnace | E3 | Utility - Cost of Operation | 0.085874 | 0.087122 | 0.088892 | 0.090912 | 0.093203 | 0.096536 | 0.099938 | 0.10355 | 0.10695 | 0.11039 | 0.11341 | 0.11614 | 0.11916 | 0.1223 | 0.12517 | 0.12798 | 0.13056 | 0.13322 | 0.136 | 0.13886 | 0.14177 | 0.14486 | 0.14852 | 0.15167 | 0.15489 | 0.15818 | 0.16154
F5_Commercial_Lodging (ID)_New_Space Heating_Natural Gas_Furnace_E4 | F5 | Commercial | Lodging (ID) | New | Space Heating | Natural Gas | Furnace | E4 | Utility - Cost of Operation | 0 | 0 | 0 | 0 | 0 | 0 | 0 | 0 | 0 | 0 | 0 | 0 | 0 | 0 | 0 | 0 | 0 | 0 | 0 | 0 | 0 | 0 | 0 | 0 | 0 | 0 | 0
F5_Commercial_Lodging (ID)_New_Space Heating_Natural Gas_Furnace_E5 | F5 | Commercial | Lodging (ID) | New | Space Heating | Natural Gas | Furnace | E5 | Utility - Cost of Operation | 0 | 0 | 0 | 0 | 0 | 0 | 0 | 0 | 0 | 0 | 0 | 0 | 0 | 0 | 0 | 0 | 0 | 0 | 0 | 0 | 0 | 0 | 0 | 0 | 0 | 0 | 0
F5_Commercial_Lodging (ID)_New_Space Heating_Natural Gas_Furnace_E6 | F5 | Commercial | Lodging (ID) | New | Space Heating | Natural Gas | Furnace | E6 | Utility - Cost of Operation | 0 | 0 | 0 | 0 | 0 | 0 | 0 | 0 | 0 | 0 | 0 | 0 | 0 | 0 | 0 | 0 | 0 | 0 | 0 | 0 | 0 | 0 | 0 | 0 | 0 | 0 | 0
F5_Commercial_Lodging (ID)_New_Space Heating_Natural Gas_Furnace_E7 | F5 | Commercial | Lodging (ID) | New | Space Heating | Natural Gas | Furnace | E7 | Utility - Cost of Operation | 0 | 0 | 0 | 0 | 0 | 0 | 0 | 0 | 0 | 0 | 0 | 0 | 0 | 0 | 0 | 0 | 0 | 0 | 0 | 0 | 0 | 0 | 0 | 0 | 0 | 0 | 0
F5_Commercial_Lodging (ID)_New_Space Heating_Natural Gas_Furnace_E8 | F5 | Commercial | Lodging (ID) | New | Space Heating | Natural Gas | Furnace | E8 | Utility - Cost of Operation | 0 | 0 | 0 | 0 | 0 | 0 | 0 | 0 | 0 | 0 | 0 | 0 | 0 | 0 | 0 | 0 | 0 | 0 | 0 | 0 | 0 | 0 | 0 | 0 | 0 | 0 | 0
F5_Commercial_Lodging (ID)_New_Space Heating_Natural Gas_Furnace_E9 | F5 | Commercial | Lodging (ID) | New | Space Heating | Natural Gas | Furnace | E9 | Utility - Cost of Operation | 0 | 0 | 0 | 0 | 0 | 0 | 0 | 0 | 0 | 0 | 0 | 0 | 0 | 0 | 0 | 0 | 0 | 0 | 0 | 0 | 0 | 0 | 0 | 0 | 0 | 0 | 0
F5_Commercial_Lodging (ID)_New_Space Heating_Natural Gas_Furnace_E10 | F5 | Commercial | Lodging (ID) | New | Space Heating | Natural Gas | Furnace | E10 | Utility - Cost of Operation | 0 | 0 | 0 | 0 | 0 | 0 | 0 | 0 | 0 | 0 | 0 | 0 | 0 | 0 | 0 | 0 | 0 | 0 | 0 | 0 | 0 | 0 | 0 | 0 | 0 | 0 | 0
F6_Commercial_Lodging (ID)_New_Space Heating_Natural Gas_Furnace_E1 | F6 | Commercial | Lodging (ID) | New | Space Heating | Natural Gas | Furnace | E1 | Utility - Value of Sales | 0.12028 | 0.12128 | 0.12294 | 0.12486 | 0.12707 | 0.13065 | 0.13421 | 0.13794 | 0.1412 | 0.14437 | 0.14796 | 0.1511 | 0.15459 | 0.15819 | 0.1614 | 0.16447 | 0.16718 | 0.16994 | 0.17281 | 0.17571 | 0.17862 | 0.18251 | 0.18713 | 0.1911 | 0.19516 | 0.1993 | 0.20353
F6_Commercial_Lodging (ID)_New_Space Heating_Natural Gas_Furnace_E2 | F6 | Commercial | Lodging (ID) | New | Space Heating | Natural Gas | Furnace | E2 | Utility - Value of Sales | 0.10691 | 0.1078 | 0.10928 | 0.11099 | 0.11295 | 0.11613 | 0.1193 | 0.12261 | 0.12551 | 0.12833 | 0.13152 | 0.13431 | 0.13741 | 0.14061 | 0.14346 | 0.14619 | 0.1486 | 0.15106 | 0.15361 | 0.15618 | 0.15877 | 0.16223 | 0.16633 | 0.16986 | 0.17347 | 0.17715 | 0.18091
F6_Commercial_Lodging (ID)_New_Space Heating_Natural Gas_Furnace_E3 | F6 | Commercial | Lodging (ID) | New | Space Heating | Natural Gas | Furnace | E3 | Utility - Value of Sales | 0.10024 | 0.10107 | 0.10246 | 0.10406 | 0.10589 | 0.10888 | 0.11185 | 0.11495 | 0.11767 | 0.12031 | 0.12331 | 0.12592 | 0.12883 | 0.13183 | 0.1345 | 0.13706 | 0.13932 | 0.14163 | 0.14402 | 0.14643 | 0.14885 | 0.1521 | 0.15595 | 0.15926 | 0.16264 | 0.16609 | 0.16962
F6_Commercial_Lodging (ID)_New_Space Heating_Natural Gas_Furnace_E4 | F6 | Commercial | Lodging (ID) | New | Space Heating | Natural Gas | Furnace | E4 | Utility - Value of Sales | 0 | 0 | 0 | 0 | 0 | 0 | 0 | 0 | 0 | 0 | 0 | 0 | 0 | 0 | 0 | 0 | 0 | 0 | 0 | 0 | 0 | 0 | 0 | 0 | 0 | 0 | 0
F6_Commercial_Lodging (ID)_New_Space Heating_Natural Gas_Furnace_E5 | F6 | Commercial | Lodging (ID) | New | Space Heating | Natural Gas | Furnace | E5 | Utility - Value of Sales | 0 | 0 | 0 | 0 | 0 | 0 | 0 | 0 | 0 | 0 | 0 | 0 | 0 | 0 | 0 | 0 | 0 | 0 | 0 | 0 | 0 | 0 | 0 | 0 | 0 | 0 | 0
F6_Commercial_Lodging (ID)_New_Space Heating_Natural Gas_Furnace_E6 | F6 | Commercial | Lodging (ID) | New | Space Heating | Natural Gas | Furnace | E6 | Utility - Value of Sales | 0 | 0 | 0 | 0 | 0 | 0 | 0 | 0 | 0 | 0 | 0 | 0 | 0 | 0 | 0 | 0 | 0 | 0 | 0 | 0 | 0 | 0 | 0 | 0 | 0 | 0 | 0
F6_Commercial_Lodging (ID)_New_Space Heating_Natural Gas_Furnace_E7 | F6 | Commercial | Lodging (ID) | New | Space Heating | Natural Gas | Furnace | E7 | Utility - Value of Sales | 0 | 0 | 0 | 0 | 0 | 0 | 0 | 0 | 0 | 0 | 0 | 0 | 0 | 0 | 0 | 0 | 0 | 0 | 0 | 0 | 0 | 0 | 0 | 0 | 0 | 0 | 0
F6_Commercial_Lodging (ID)_New_Space Heating_Natural Gas_Furnace_E8 | F6 | Commercial | Lodging (ID) | New | Space Heating | Natural Gas | Furnace | E8 | Utility - Value of Sales | 0 | 0 | 0 | 0 | 0 | 0 | 0 | 0 | 0 | 0 | 0 | 0 | 0 | 0 | 0 | 0 | 0 | 0 | 0 | 0 | 0 | 0 | 0 | 0 | 0 | 0 | 0
F6_Commercial_Lodging (ID)_New_Space Heating_Natural Gas_Furnace_E9 | F6 | Commercial | Lodging (ID) | New | Space Heating | Natural Gas | Furnace | E9 | Utility - Value of Sales | 0 | 0 | 0 | 0 | 0 | 0 | 0 | 0 | 0 | 0 | 0 | 0 | 0 | 0 | 0 | 0 | 0 | 0 | 0 | 0 | 0 | 0 | 0 | 0 | 0 | 0 | 0
F6_Commercial_Lodging (ID)_New_Space Heating_Natural Gas_Furnace_E10 | F6 | Commercial | Lodging (ID) | New | Space Heating | Natural Gas | Furnace | E10 | Utility - Value of Sales | 0 | 0 | 0 | 0 | 0 | 0 | 0 | 0 | 0 | 0 | 0 | 0 | 0 | 0 | 0 | 0 | 0 | 0 | 0 | 0 | 0 | 0 | 0 | 0 | 0 | 0 | 0
F1_Commercial_Lodging (ID)_New_Space Heating_Natural Gas_Boiler_E1 | F1 | Commercial | Lodging (ID) | New | Space Heating | Natural Gas | Boiler | E1 | RVT - Cost of Equipment | 0.11662 | 0.11662 | 0.11662 | 0.11662 | 0.11662 | 0.11662 | 0.11662 | 0.11662 | 0.11662 | 0.11662 | 0.11662 | 0.11662 | 0.11662 | 0.11662 | 0.11662 | 0.11662 | 0.11662 | 0.11662 | 0.11662 | 0.11662 | 0.11662 | 0.11662 | 0.11662 | 0.11662 | 0.11662 | 0.11662 | 0.11662
F1_Commercial_Lodging (ID)_New_Space Heating_Natural Gas_Boiler_E2 | F1 | Commercial | Lodging (ID) | New | Space Heating | Natural Gas | Boiler | E2 | RVT - Cost of Equipment | 0.12151 | 0.12151 | 0.12151 | 0.12151 | 0.12151 | 0.12151 | 0.12151 | 0.12151 | 0.12151 | 0.12151 | 0.12151 | 0.12151 | 0.12151 | 0.12151 | 0.12151 | 0.12151 | 0.12151 | 0.12151 | 0.12151 | 0.12151 | 0.12151 | 0.12151 | 0.12151 | 0.12151 | 0.12151 | 0.12151 | 0.12151
F1_Commercial_Lodging (ID)_New_Space Heating_Natural Gas_Boiler_E3 | F1 | Commercial | Lodging (ID) | New | Space Heating | Natural Gas | Boiler | E3 | RVT - Cost of Equipment | 0.11344 | 0.11344 | 0.11344 | 0.11344 | 0.11344 | 0.11344 | 0.11344 | 0.11344 | 0.11344 | 0.11344 | 0.11344 | 0.11344 | 0.11344 | 0.11344 | 0.11344 | 0.11344 | 0.11344 | 0.11344 | 0.11344 | 0.11344 | 0.11344 | 0.11344 | 0.11344 | 0.11344 | 0.11344 | 0.11344 | 0.11344
F1_Commercial_Lodging (ID)_New_Space Heating_Natural Gas_Boiler_E4 | F1 | Commercial | Lodging (ID) | New | Space Heating | Natural Gas | Boiler | E4 | RVT - Cost of Equipment | 0.93554 | 0.93554 | 0.93554 | 0.93554 | 0.93554 | 0.93554 | 0.93554 | 0.93554 | 0.93554 | 0.93554 | 0.93554 | 0.93554 | 0.93554 | 0.93554 | 0.93554 | 0.93554 | 0.93554 | 0.93554 | 0.93554 | 0.93554 | 0.93554 | 0.93554 | 0.93554 | 0.93554 | 0.93554 | 0.93554 | 0.93554
F1_Commercial_Lodging (ID)_New_Space Heating_Natural Gas_Boiler_E5 | F1 | Commercial | Lodging (ID) | New | Space Heating | Natural Gas | Boiler | E5 | RVT - Cost of Equipment | 0 | 0 | 0 | 0 | 0 | 0 | 0 | 0 | 0 | 0 | 0 | 0 | 0 | 0 | 0 | 0 | 0 | 0 | 0 | 0 | 0 | 0 | 0 | 0 | 0 | 0 | 0
F1_Commercial_Lodging (ID)_New_Space Heating_Natural Gas_Boiler_E6 | F1 | Commercial | Lodging (ID) | New | Space Heating | Natural Gas | Boiler | E6 | RVT - Cost of Equipment | 0 | 0 | 0 | 0 | 0 | 0 | 0 | 0 | 0 | 0 | 0 | 0 | 0 | 0 | 0 | 0 | 0 | 0 | 0 | 0 | 0 | 0 | 0 | 0 | 0 | 0 | 0
F1_Commercial_Lodging (ID)_New_Space Heating_Natural Gas_Boiler_E7 | F1 | Commercial | Lodging (ID) | New | Space Heating | Natural Gas | Boiler | E7 | RVT - Cost of Equipment | 0 | 0 | 0 | 0 | 0 | 0 | 0 | 0 | 0 | 0 | 0 | 0 | 0 | 0 | 0 | 0 | 0 | 0 | 0 | 0 | 0 | 0 | 0 | 0 | 0 | 0 | 0
F1_Commercial_Lodging (ID)_New_Space Heating_Natural Gas_Boiler_E8 | F1 | Commercial | Lodging (ID) | New | Space Heating | Natural Gas | Boiler | E8 | RVT - Cost of Equipment | 0 | 0 | 0 | 0 | 0 | 0 | 0 | 0 | 0 | 0 | 0 | 0 | 0 | 0 | 0 | 0 | 0 | 0 | 0 | 0 | 0 | 0 | 0 | 0 | 0 | 0 | 0
F1_Commercial_Lodging (ID)_New_Space Heating_Natural Gas_Boiler_E9 | F1 | Commercial | Lodging (ID) | New | Space Heating | Natural Gas | Boiler | E9 | RVT - Cost of Equipment | 0 | 0 | 0 | 0 | 0 | 0 | 0 | 0 | 0 | 0 | 0 | 0 | 0 | 0 | 0 | 0 | 0 | 0 | 0 | 0 | 0 | 0 | 0 | 0 | 0 | 0 | 0
F1_Commercial_Lodging (ID)_New_Space Heating_Natural Gas_Boiler_E10 | F1 | Commercial | Lodging (ID) | New | Space Heating | Natural Gas | Boiler | E10 | RVT - Cost of Equipment | 0 | 0 | 0 | 0 | 0 | 0 | 0 | 0 | 0 | 0 | 0 | 0 | 0 | 0 | 0 | 0 | 0 | 0 | 0 | 0 | 0 | 0 | 0 | 0 | 0 | 0 | 0
F2_Commercial_Lodging (ID)_New_Space Heating_Natural Gas_Boiler_E1 | F2 | Commercial | Lodging (ID) | New | Space Heating | Natural Gas | Boiler | E1 | RVT - Cost of Operation | 0.25978 | 0.26291 | 0.26704 | 0.27156 | 0.27648 | 0.28342 | 0.29038 | 0.29765 | 0.30436 | 0.31101 | 0.31836 | 0.32517 | 0.33254 | 0.34005 | 0.34705 | 0.35391 | 0.36029 | 0.36681 | 0.37353 | 0.38035 | 0.38724 | 0.39556 | 0.40493 | 0.41334 | 0.42185 | 0.42834 | 0.43419
F2_Commercial_Lodging (ID)_New_Space Heating_Natural Gas_Boiler_E2 | F2 | Commercial | Lodging (ID) | New | Space Heating | Natural Gas | Boiler | E2 | RVT - Cost of Operation | 0.2445 | 0.24745 | 0.25134 | 0.25559 | 0.26022 | 0.26676 | 0.27331 | 0.28015 | 0.28646 | 0.29272 | 0.29965 | 0.30605 | 0.31298 | 0.32006 | 0.32664 | 0.3331 | 0.33911 | 0.34524 | 0.35157 | 0.35799 | 0.36447 | 0.3723 | 0.38112 | 0.38904 | 0.39704 | 0.40316 | 0.40866
F2_Commercial_Lodging (ID)_New_Space Heating_Natural Gas_Boiler_E3 | F2 | Commercial | Lodging (ID) | New | Space Heating | Natural Gas | Boiler | E3 | RVT - Cost of Operation | 0.21425 | 0.21684 | 0.22025 | 0.22397 | 0.22803 | 0.23376 | 0.23949 | 0.24549 | 0.25102 | 0.25651 | 0.26257 | 0.26819 | 0.27426 | 0.28046 | 0.28623 | 0.29189 | 0.29715 | 0.30253 | 0.30807 | 0.3137 | 0.31938 | 0.32624 | 0.33397 | 0.34091 | 0.34792 | 0.35328 | 0.3581
F2_Commercial_Lodging (ID)_New_Space Heating_Natural Gas_Boiler_E4 | F2 | Commercial | Lodging (ID) | New | Space Heating | Natural Gas | Boiler | E4 | RVT - Cost of Operation | 0.13536 | 0.13648 | 0.13835 | 0.14052 | 0.143 | 0.14703 | 0.15104 | 0.15523 | 0.1589 | 0.16247 | 0.16651 | 0.17004 | 0.17397 | 0.17802 | 0.18163 | 0.18509 | 0.18814 | 0.19125 | 0.19447 | 0.19774 | 0.20101 | 0.20539 | 0.21059 | 0.21506 | 0.21962 | 0.22428 | 0.22904
F2_Commercial_Lodging (ID)_New_Space Heating_Natural Gas_Boiler_E5 | F2 | Commercial | Lodging (ID) | New | Space Heating | Natural Gas | Boiler | E5 | RVT - Cost of Operation | 0 | 0 | 0 | 0 | 0 | 0 | 0 | 0 | 0 | 0 | 0 | 0 | 0 | 0 | 0 | 0 | 0 | 0 | 0 | 0 | 0 | 0 | 0 | 0 | 0 | 0 | 0
F2_Commercial_Lodging (ID)_New_Space Heating_Natural Gas_Boiler_E6 | F2 | Commercial | Lodging (ID) | New | Space Heating | Natural Gas | Boiler | E6 | RVT - Cost of Operation | 0 | 0 | 0 | 0 | 0 | 0 | 0 | 0 | 0 | 0 | 0 | 0 | 0 | 0 | 0 | 0 | 0 | 0 | 0 | 0 | 0 | 0 | 0 | 0 | 0 | 0 | 0
F2_Commercial_Lodging (ID)_New_Space Heating_Natural Gas_Boiler_E7 | F2 | Commercial | Lodging (ID) | New | Space Heating | Natural Gas | Boiler | E7 | RVT - Cost of Operation | 0 | 0 | 0 | 0 | 0 | 0 | 0 | 0 | 0 | 0 | 0 | 0 | 0 | 0 | 0 | 0 | 0 | 0 | 0 | 0 | 0 | 0 | 0 | 0 | 0 | 0 | 0
F2_Commercial_Lodging (ID)_New_Space Heating_Natural Gas_Boiler_E8 | F2 | Commercial | Lodging (ID) | New | Space Heating | Natural Gas | Boiler | E8 | RVT - Cost of Operation | 0 | 0 | 0 | 0 | 0 | 0 | 0 | 0 | 0 | 0 | 0 | 0 | 0 | 0 | 0 | 0 | 0 | 0 | 0 | 0 | 0 | 0 | 0 | 0 | 0 | 0 | 0
F2_Commercial_Lodging (ID)_New_Space Heating_Natural Gas_Boiler_E9 | F2 | Commercial | Lodging (ID) | New | Space Heating | Natural Gas | Boiler | E9 | RVT - Cost of Operation | 0 | 0 | 0 | 0 | 0 | 0 | 0 | 0 | 0 | 0 | 0 | 0 | 0 | 0 | 0 | 0 | 0 | 0 | 0 | 0 | 0 | 0 | 0 | 0 | 0 | 0 | 0
F2_Commercial_Lodging (ID)_New_Space Heating_Natural Gas_Boiler_E10 | F2 | Commercial | Lodging (ID) | New | Space Heating | Natural Gas | Boiler | E10 | RVT - Cost of Operation | 0 | 0 | 0 | 0 | 0 | 0 | 0 | 0 | 0 | 0 | 0 | 0 | 0 | 0 | 0 | 0 | 0 | 0 | 0 | 0 | 0 | 0 | 0 | 0 | 0 | 0 | 0
F3_Commercial_Lodging (ID)_New_Space Heating_Natural Gas_Boiler_E1 | F3 | Commercial | Lodging (ID) | New | Space Heating | Natural Gas | Boiler | E1 | System - kBTUs of Consumption | 51.1166 | 51.0512 | 51.0512 | 51.0512 | 51.0512 | 51.0512 | 51.0512 | 51.0512 | 51.0512 | 51.0512 | 51.0512 | 51.0512 | 51.0512 | 51.0512 | 51.0512 | 51.0512 | 51.0512 | 51.0512 | 51.0512 | 51.0512 | 51.0512 | 51.0512 | 51.0512 | 51.0512 | 51.0512 | 50.4209 | 49.6331
F3_Commercial_Lodging (ID)_New_Space Heating_Natural Gas_Boiler_E2 | F3 | Commercial | Lodging (ID) | New | Space Heating | Natural Gas | Boiler | E2 | System - kBTUs of Consumption | 48.1112 | 48.0496 | 48.0496 | 48.0496 | 48.0496 | 48.0496 | 48.0496 | 48.0496 | 48.0496 | 48.0496 | 48.0496 | 48.0496 | 48.0496 | 48.0496 | 48.0496 | 48.0496 | 48.0496 | 48.0496 | 48.0496 | 48.0496 | 48.0496 | 48.0496 | 48.0496 | 48.0496 | 48.0496 | 47.4564 | 46.7149
F3_Commercial_Lodging (ID)_New_Space Heating_Natural Gas_Boiler_E3 | F3 | Commercial | Lodging (ID) | New | Space Heating | Natural Gas | Boiler | E3 | System - kBTUs of Consumption | 42.1589 | 42.105 | 42.105 | 42.105 | 42.105 | 42.105 | 42.105 | 42.105 | 42.105 | 42.105 | 42.105 | 42.105 | 42.105 | 42.105 | 42.105 | 42.105 | 42.105 | 42.105 | 42.105 | 42.105 | 42.105 | 42.105 | 42.105 | 42.105 | 42.105 | 41.5851 | 40.9354
F3_Commercial_Lodging (ID)_New_Space Heating_Natural Gas_Boiler_E4 | F3 | Commercial | Lodging (ID) | New | Space Heating | Natural Gas | Boiler | E4 | System - kBTUs of Consumption | 29.7871 | 29.7123 | 29.7123 | 29.7123 | 29.7123 | 29.7123 | 29.7123 | 29.7123 | 29.7123 | 29.7123 | 29.7123 | 29.7123 | 29.7123 | 29.7123 | 29.7123 | 29.7123 | 29.7123 | 29.7123 | 29.7123 | 29.7123 | 29.7123 | 29.7123 | 29.7123 | 29.7123 | 29.7123 | 29.7123 | 29.7123
F3_Commercial_Lodging (ID)_New_Space Heating_Natural Gas_Boiler_E5 | F3 | Commercial | Lodging (ID) | New | Space Heating | Natural Gas | Boiler | E5 | System - kBTUs of Consumption | 0 | 0 | 0 | 0 | 0 | 0 | 0 | 0 | 0 | 0 | 0 | 0 | 0 | 0 | 0 | 0 | 0 | 0 | 0 | 0 | 0 | 0 | 0 | 0 | 0 | 0 | 0
F3_Commercial_Lodging (ID)_New_Space Heating_Natural Gas_Boiler_E6 | F3 | Commercial | Lodging (ID) | New | Space Heating | Natural Gas | Boiler | E6 | System - kBTUs of Consumption | 0 | 0 | 0 | 0 | 0 | 0 | 0 | 0 | 0 | 0 | 0 | 0 | 0 | 0 | 0 | 0 | 0 | 0 | 0 | 0 | 0 | 0 | 0 | 0 | 0 | 0 | 0
F3_Commercial_Lodging (ID)_New_Space Heating_Natural Gas_Boiler_E7 | F3 | Commercial | Lodging (ID) | New | Space Heating | Natural Gas | Boiler | E7 | System - kBTUs of Consumption | 0 | 0 | 0 | 0 | 0 | 0 | 0 | 0 | 0 | 0 | 0 | 0 | 0 | 0 | 0 | 0 | 0 | 0 | 0 | 0 | 0 | 0 | 0 | 0 | 0 | 0 | 0
F3_Commercial_Lodging (ID)_New_Space Heating_Natural Gas_Boiler_E8 | F3 | Commercial | Lodging (ID) | New | Space Heating | Natural Gas | Boiler | E8 | System - kBTUs of Consumption | 0 | 0 | 0 | 0 | 0 | 0 | 0 | 0 | 0 | 0 | 0 | 0 | 0 | 0 | 0 | 0 | 0 | 0 | 0 | 0 | 0 | 0 | 0 | 0 | 0 | 0 | 0
F3_Commercial_Lodging (ID)_New_Space Heating_Natural Gas_Boiler_E9 | F3 | Commercial | Lodging (ID) | New | Space Heating | Natural Gas | Boiler | E9 | System - kBTUs of Consumption | 0 | 0 | 0 | 0 | 0 | 0 | 0 | 0 | 0 | 0 | 0 | 0 | 0 | 0 | 0 | 0 | 0 | 0 | 0 | 0 | 0 | 0 | 0 | 0 | 0 | 0 | 0
F3_Commercial_Lodging (ID)_New_Space Heating_Natural Gas_Boiler_E10 | F3 | Commercial | Lodging (ID) | New | Space Heating | Natural Gas | Boiler | E10 | System - kBTUs of Consumption | 0 | 0 | 0 | 0 | 0 | 0 | 0 | 0 | 0 | 0 | 0 | 0 | 0 | 0 | 0 | 0 | 0 | 0 | 0 | 0 | 0 | 0 | 0 | 0 | 0 | 0 | 0
F4_Commercial_Lodging (ID)_New_Space Heating_Natural Gas_Boiler_E1 | F4 | Commercial | Lodging (ID) | New | Space Heating | Natural Gas | Boiler | E1 | Utility - Cost of Equipment | 0.11662 | 0.11662 | 0.11662 | 0.11662 | 0.11662 | 0.11662 | 0.11662 | 0.11662 | 0.11662 | 0.11662 | 0.11662 | 0.11662 | 0.11662 | 0.11662 | 0.11662 | 0.11662 | 0.11662 | 0.11662 | 0.11662 | 0.11662 | 0.11662 | 0.11662 | 0.11662 | 0.11662 | 0.11662 | 0.11662 | 0.11662
F4_Commercial_Lodging (ID)_New_Space Heating_Natural Gas_Boiler_E2 | F4 | Commercial | Lodging (ID) | New | Space Heating | Natural Gas | Boiler | E2 | Utility - Cost of Equipment | 0.12151 | 0.12151 | 0.12151 | 0.12151 | 0.12151 | 0.12151 | 0.12151 | 0.12151 | 0.12151 | 0.12151 | 0.12151 | 0.12151 | 0.12151 | 0.12151 | 0.12151 | 0.12151 | 0.12151 | 0.12151 | 0.12151 | 0.12151 | 0.12151 | 0.12151 | 0.12151 | 0.12151 | 0.12151 | 0.12151 | 0.12151
F4_Commercial_Lodging (ID)_New_Space Heating_Natural Gas_Boiler_E3 | F4 | Commercial | Lodging (ID) | New | Space Heating | Natural Gas | Boiler | E3 | Utility - Cost of Equipment | 0.11344 | 0.11344 | 0.11344 | 0.11344 | 0.11344 | 0.11344 | 0.11344 | 0.11344 | 0.11344 | 0.11344 | 0.11344 | 0.11344 | 0.11344 | 0.11344 | 0.11344 | 0.11344 | 0.11344 | 0.11344 | 0.11344 | 0.11344 | 0.11344 | 0.11344 | 0.11344 | 0.11344 | 0.11344 | 0.11344 | 0.11344
F4_Commercial_Lodging (ID)_New_Space Heating_Natural Gas_Boiler_E4 | F4 | Commercial | Lodging (ID) | New | Space Heating | Natural Gas | Boiler | E4 | Utility - Cost of Equipment | 0.93554 | 0.93554 | 0.93554 | 0.93554 | 0.93554 | 0.93554 | 0.93554 | 0.93554 | 0.93554 | 0.93554 | 0.93554 | 0.93554 | 0.93554 | 0.93554 | 0.93554 | 0.93554 | 0.93554 | 0.93554 | 0.93554 | 0.93554 | 0.93554 | 0.93554 | 0.93554 | 0.93554 | 0.93554 | 0.93554 | 0.93554
F4_Commercial_Lodging (ID)_New_Space Heating_Natural Gas_Boiler_E5 | F4 | Commercial | Lodging (ID) | New | Space Heating | Natural Gas | Boiler | E5 | Utility - Cost of Equipment | 0 | 0 | 0 | 0 | 0 | 0 | 0 | 0 | 0 | 0 | 0 | 0 | 0 | 0 | 0 | 0 | 0 | 0 | 0 | 0 | 0 | 0 | 0 | 0 | 0 | 0 | 0
F4_Commercial_Lodging (ID)_New_Space Heating_Natural Gas_Boiler_E6 | F4 | Commercial | Lodging (ID) | New | Space Heating | Natural Gas | Boiler | E6 | Utility - Cost of Equipment | 0 | 0 | 0 | 0 | 0 | 0 | 0 | 0 | 0 | 0 | 0 | 0 | 0 | 0 | 0 | 0 | 0 | 0 | 0 | 0 | 0 | 0 | 0 | 0 | 0 | 0 | 0
F4_Commercial_Lodging (ID)_New_Space Heating_Natural Gas_Boiler_E7 | F4 | Commercial | Lodging (ID) | New | Space Heating | Natural Gas | Boiler | E7 | Utility - Cost of Equipment | 0 | 0 | 0 | 0 | 0 | 0 | 0 | 0 | 0 | 0 | 0 | 0 | 0 | 0 | 0 | 0 | 0 | 0 | 0 | 0 | 0 | 0 | 0 | 0 | 0 | 0 | 0
F4_Commercial_Lodging (ID)_New_Space Heating_Natural Gas_Boiler_E8 | F4 | Commercial | Lodging (ID) | New | Space Heating | Natural Gas | Boiler | E8 | Utility - Cost of Equipment | 0 | 0 | 0 | 0 | 0 | 0 | 0 | 0 | 0 | 0 | 0 | 0 | 0 | 0 | 0 | 0 | 0 | 0 | 0 | 0 | 0 | 0 | 0 | 0 | 0 | 0 | 0
F4_Commercial_Lodging (ID)_New_Space Heating_Natural Gas_Boiler_E9 | F4 | Commercial | Lodging (ID) | New | Space Heating | Natural Gas | Boiler | E9 | Utility - Cost of Equipment | 0 | 0 | 0 | 0 | 0 | 0 | 0 | 0 | 0 | 0 | 0 | 0 | 0 | 0 | 0 | 0 | 0 | 0 | 0 | 0 | 0 | 0 | 0 | 0 | 0 | 0 | 0
F4_Commercial_Lodging (ID)_New_Space Heating_Natural Gas_Boiler_E10 | F4 | Commercial | Lodging (ID) | New | Space Heating | Natural Gas | Boiler | E10 | Utility - Cost of Equipment | 0 | 0 | 0 | 0 | 0 | 0 | 0 | 0 | 0 | 0 | 0 | 0 | 0 | 0 | 0 | 0 | 0 | 0 | 0 | 0 | 0 | 0 | 0 | 0 | 0 | 0 | 0
F5_Commercial_Lodging (ID)_New_Space Heating_Natural Gas_Boiler_E1 | F5 | Commercial | Lodging (ID) | New | Space Heating | Natural Gas | Boiler | E1 | Utility - Cost of Operation | 0.22915 | 0.23315 | 0.23809 | 0.24346 | 0.24929 | 0.25695 | 0.26475 | 0.27297 | 0.28087 | 0.28891 | 0.29625 | 0.30314 | 0.31059 | 0.31823 | 0.32546 | 0.33264 | 0.33946 | 0.34647 | 0.35374 | 0.3612 | 0.3688 | 0.37672 | 0.38565 | 0.39366 | 0.40176 | 0.40795 | 0.41352
F5_Commercial_Lodging (ID)_New_Space Heating_Natural Gas_Boiler_E2 | F5 | Commercial | Lodging (ID) | New | Space Heating | Natural Gas | Boiler | E2 | Utility - Cost of Operation | 0.21568 | 0.21944 | 0.22409 | 0.22915 | 0.23464 | 0.24184 | 0.24918 | 0.25692 | 0.26436 | 0.27192 | 0.27883 | 0.28531 | 0.29233 | 0.29952 | 0.30633 | 0.31308 | 0.3195 | 0.3261 | 0.33294 | 0.33996 | 0.34711 | 0.35457 | 0.36297 | 0.37052 | 0.37814 | 0.38396 | 0.3892
F5_Commercial_Lodging (ID)_New_Space Heating_Natural Gas_Boiler_E3 | F5 | Commercial | Lodging (ID) | New | Space Heating | Natural Gas | Boiler | E3 | Utility - Cost of Operation | 0.18899 | 0.19229 | 0.19637 | 0.2008 | 0.20561 | 0.21192 | 0.21836 | 0.22513 | 0.23165 | 0.23828 | 0.24433 | 0.25001 | 0.25616 | 0.26246 | 0.26843 | 0.27435 | 0.27997 | 0.28575 | 0.29175 | 0.2979 | 0.30417 | 0.31071 | 0.31806 | 0.32468 | 0.33135 | 0.33646 | 0.34105
F5_Commercial_Lodging (ID)_New_Space Heating_Natural Gas_Boiler_E4 | F5 | Commercial | Lodging (ID) | New | Space Heating | Natural Gas | Boiler | E4 | Utility - Cost of Operation | 0.11596 | 0.11765 | 0.12004 | 0.12276 | 0.12586 | 0.13036 | 0.13495 | 0.13983 | 0.14442 | 0.14907 | 0.15315 | 0.15683 | 0.16091 | 0.16515 | 0.16903 | 0.17283 | 0.1763 | 0.17989 | 0.18365 | 0.18751 | 0.19144 | 0.19561 | 0.20056 | 0.20482 | 0.20916 | 0.2136 | 0.21814
F5_Commercial_Lodging (ID)_New_Space Heating_Natural Gas_Boiler_E5 | F5 | Commercial | Lodging (ID) | New | Space Heating | Natural Gas | Boiler | E5 | Utility - Cost of Operation | 0 | 0 | 0 | 0 | 0 | 0 | 0 | 0 | 0 | 0 | 0 | 0 | 0 | 0 | 0 | 0 | 0 | 0 | 0 | 0 | 0 | 0 | 0 | 0 | 0 | 0 | 0
F5_Commercial_Lodging (ID)_New_Space Heating_Natural Gas_Boiler_E6 | F5 | Commercial | Lodging (ID) | New | Space Heating | Natural Gas | Boiler | E6 | Utility - Cost of Operation | 0 | 0 | 0 | 0 | 0 | 0 | 0 | 0 | 0 | 0 | 0 | 0 | 0 | 0 | 0 | 0 | 0 | 0 | 0 | 0 | 0 | 0 | 0 | 0 | 0 | 0 | 0
F5_Commercial_Lodging (ID)_New_Space Heating_Natural Gas_Boiler_E7 | F5 | Commercial | Lodging (ID) | New | Space Heating | Natural Gas | Boiler | E7 | Utility - Cost of Operation | 0 | 0 | 0 | 0 | 0 | 0 | 0 | 0 | 0 | 0 | 0 | 0 | 0 | 0 | 0 | 0 | 0 | 0 | 0 | 0 | 0 | 0 | 0 | 0 | 0 | 0 | 0
F5_Commercial_Lodging (ID)_New_Space Heating_Natural Gas_Boiler_E8 | F5 | Commercial | Lodging (ID) | New | Space Heating | Natural Gas | Boiler | E8 | Utility - Cost of Operation | 0 | 0 | 0 | 0 | 0 | 0 | 0 | 0 | 0 | 0 | 0 | 0 | 0 | 0 | 0 | 0 | 0 | 0 | 0 | 0 | 0 | 0 | 0 | 0 | 0 | 0 | 0
F5_Commercial_Lodging (ID)_New_Space Heating_Natural Gas_Boiler_E9 | F5 | Commercial | Lodging (ID) | New | Space Heating | Natural Gas | Boiler | E9 | Utility - Cost of Operation | 0 | 0 | 0 | 0 | 0 | 0 | 0 | 0 | 0 | 0 | 0 | 0 | 0 | 0 | 0 | 0 | 0 | 0 | 0 | 0 | 0 | 0 | 0 | 0 | 0 | 0 | 0
F5_Commercial_Lodging (ID)_New_Space Heating_Natural Gas_Boiler_E10 | F5 | Commercial | Lodging (ID) | New | Space Heating | Natural Gas | Boiler | E10 | Utility - Cost of Operation | 0 | 0 | 0 | 0 | 0 | 0 | 0 | 0 | 0 | 0 | 0 | 0 | 0 | 0 | 0 | 0 | 0 | 0 | 0 | 0 | 0 | 0 | 0 | 0 | 0 | 0 | 0
F6_Commercial_Lodging (ID)_New_Space Heating_Natural Gas_Boiler_E1 | F6 | Commercial | Lodging (ID) | New | Space Heating | Natural Gas | Boiler | E1 | Utility - Value of Sales | 0.25978 | 0.26291 | 0.26704 | 0.27156 | 0.27648 | 0.28342 | 0.29038 | 0.29765 | 0.30436 | 0.31101 | 0.31836 | 0.32517 | 0.33254 | 0.34005 | 0.34705 | 0.35391 | 0.36029 | 0.36681 | 0.37353 | 0.38035 | 0.38724 | 0.39556 | 0.40493 | 0.41334 | 0.42185 | 0.42834 | 0.43419
F6_Commercial_Lodging (ID)_New_Space Heating_Natural Gas_Boiler_E2 | F6 | Commercial | Lodging (ID) | New | Space Heating | Natural Gas | Boiler | E2 | Utility - Value of Sales | 0.2445 | 0.24745 | 0.25134 | 0.25559 | 0.26022 | 0.26676 | 0.27331 | 0.28015 | 0.28646 | 0.29272 | 0.29965 | 0.30605 | 0.31298 | 0.32006 | 0.32664 | 0.3331 | 0.33911 | 0.34524 | 0.35157 | 0.35799 | 0.36447 | 0.3723 | 0.38112 | 0.38904 | 0.39704 | 0.40316 | 0.40866
F6_Commercial_Lodging (ID)_New_Space Heating_Natural Gas_Boiler_E3 | F6 | Commercial | Lodging (ID) | New | Space Heating | Natural Gas | Boiler | E3 | Utility - Value of Sales | 0.21425 | 0.21684 | 0.22025 | 0.22397 | 0.22803 | 0.23376 | 0.23949 | 0.24549 | 0.25102 | 0.25651 | 0.26257 | 0.26819 | 0.27426 | 0.28046 | 0.28623 | 0.29189 | 0.29715 | 0.30253 | 0.30807 | 0.3137 | 0.31938 | 0.32624 | 0.33397 | 0.34091 | 0.34792 | 0.35328 | 0.3581
F6_Commercial_Lodging (ID)_New_Space Heating_Natural Gas_Boiler_E4 | F6 | Commercial | Lodging (ID) | New | Space Heating | Natural Gas | Boiler | E4 | Utility - Value of Sales | 0.13536 | 0.13648 | 0.13835 | 0.14052 | 0.143 | 0.14703 | 0.15104 | 0.15523 | 0.1589 | 0.16247 | 0.16651 | 0.17004 | 0.17397 | 0.17802 | 0.18163 | 0.18509 | 0.18814 | 0.19125 | 0.19447 | 0.19774 | 0.20101 | 0.20539 | 0.21059 | 0.21506 | 0.21962 | 0.22428 | 0.22904
F6_Commercial_Lodging (ID)_New_Space Heating_Natural Gas_Boiler_E5 | F6 | Commercial | Lodging (ID) | New | Space Heating | Natural Gas | Boiler | E5 | Utility - Value of Sales | 0 | 0 | 0 | 0 | 0 | 0 | 0 | 0 | 0 | 0 | 0 | 0 | 0 | 0 | 0 | 0 | 0 | 0 | 0 | 0 | 0 | 0 | 0 | 0 | 0 | 0 | 0
F6_Commercial_Lodging (ID)_New_Space Heating_Natural Gas_Boiler_E6 | F6 | Commercial | Lodging (ID) | New | Space Heating | Natural Gas | Boiler | E6 | Utility - Value of Sales | 0 | 0 | 0 | 0 | 0 | 0 | 0 | 0 | 0 | 0 | 0 | 0 | 0 | 0 | 0 | 0 | 0 | 0 | 0 | 0 | 0 | 0 | 0 | 0 | 0 | 0 | 0
F6_Commercial_Lodging (ID)_New_Space Heating_Natural Gas_Boiler_E7 | F6 | Commercial | Lodging (ID) | New | Space Heating | Natural Gas | Boiler | E7 | Utility - Value of Sales | 0 | 0 | 0 | 0 | 0 | 0 | 0 | 0 | 0 | 0 | 0 | 0 | 0 | 0 | 0 | 0 | 0 | 0 | 0 | 0 | 0 | 0 | 0 | 0 | 0 | 0 | 0
F6_Commercial_Lodging (ID)_New_Space Heating_Natural Gas_Boiler_E8 | F6 | Commercial | Lodging (ID) | New | Space Heating | Natural Gas | Boiler | E8 | Utility - Value of Sales | 0 | 0 | 0 | 0 | 0 | 0 | 0 | 0 | 0 | 0 | 0 | 0 | 0 | 0 | 0 | 0 | 0 | 0 | 0 | 0 | 0 | 0 | 0 | 0 | 0 | 0 | 0
F6_Commercial_Lodging (ID)_New_Space Heating_Natural Gas_Boiler_E9 | F6 | Commercial | Lodging (ID) | New | Space Heating | Natural Gas | Boiler | E9 | Utility - Value of Sales | 0 | 0 | 0 | 0 | 0 | 0 | 0 | 0 | 0 | 0 | 0 | 0 | 0 | 0 | 0 | 0 | 0 | 0 | 0 | 0 | 0 | 0 | 0 | 0 | 0 | 0 | 0
F6_Commercial_Lodging (ID)_New_Space Heating_Natural Gas_Boiler_E10 | F6 | Commercial | Lodging (ID) | New | Space Heating | Natural Gas | Boiler | E10 | Utility - Value of Sales | 0 | 0 | 0 | 0 | 0 | 0 | 0 | 0 | 0 | 0 | 0 | 0 | 0 | 0 | 0 | 0 | 0 | 0 | 0 | 0 | 0 | 0 | 0 | 0 | 0 | 0 | 0
F1_Commercial_Lodging (ID)_New_Space Heating_Natural Gas_Unit Heater_E1 | F1 | Commercial | Lodging (ID) | New | Space Heating | Natural Gas | Unit Heater | E1 | RVT - Cost of Equipment | 0.00013308 | 0.00013308 | 0.00013308 | 0.00013308 | 0.00013308 | 0.00013308 | 0.00013308 | 0.00013308 | 0.00013308 | 0.00013308 | 0.00013308 | 0.00013308 | 0.00013308 | 0.00013308 | 0.00013308 | 0.00013308 | 0.00013308 | 0.00013308 | 0.00013308 | 0.00013308 | 0.00013308 | 0.00013308 | 0.00013308 | 0.00013308 | 0.00013308 | 0.00013308 | 0.00013308
F1_Commercial_Lodging (ID)_New_Space Heating_Natural Gas_Unit Heater_E2 | F1 | Commercial | Lodging (ID) | New | Space Heating | Natural Gas | Unit Heater | E2 | RVT - Cost of Equipment | 0.00029187 | 0.00029187 | 0.00029187 | 0.00029187 | 0.00029187 | 0.00029187 | 0.00029187 | 0.00029187 | 0.00029187 | 0.00029187 | 0.00029187 | 0.00029187 | 0.00029187 | 0.00029187 | 0.00029187 | 0.00029187 | 0.00029187 | 0.00029187 | 0.00029187 | 0.00029187 | 0.00029187 | 0.00029187 | 0.00029187 | 0.00029187 | 0.00029187 | 0.00029187 | 0.00029187
F1_Commercial_Lodging (ID)_New_Space Heating_Natural Gas_Unit Heater_E3 | F1 | Commercial | Lodging (ID) | New | Space Heating | Natural Gas | Unit Heater | E3 | RVT - Cost of Equipment | 0.00018509 | 0.00018509 | 0.00018509 | 0.00018509 | 0.00018509 | 0.00018509 | 0.00018509 | 0.00018509 | 0.00018509 | 0.00018509 | 0.00018509 | 0.00018509 | 0.00018509 | 0.00018509 | 0.00018509 | 0.00018509 | 0.00018509 | 0.00018509 | 0.00018509 | 0.00018509 | 0.00018509 | 0.00018509 | 0.00018509 | 0.00018509 | 0.00018509 | 0.00018509 | 0.00018509
F1_Commercial_Lodging (ID)_New_Space Heating_Natural Gas_Unit Heater_E4 | F1 | Commercial | Lodging (ID) | New | Space Heating | Natural Gas | Unit Heater | E4 | RVT - Cost of Equipment | 0 | 0 | 0 | 0 | 0 | 0 | 0 | 0 | 0 | 0 | 0 | 0 | 0 | 0 | 0 | 0 | 0 | 0 | 0 | 0 | 0 | 0 | 0 | 0 | 0 | 0 | 0
F1_Commercial_Lodging (ID)_New_Space Heating_Natural Gas_Unit Heater_E5 | F1 | Commercial | Lodging (ID) | New | Space Heating | Natural Gas | Unit Heater | E5 | RVT - Cost of Equipment | 0 | 0 | 0 | 0 | 0 | 0 | 0 | 0 | 0 | 0 | 0 | 0 | 0 | 0 | 0 | 0 | 0 | 0 | 0 | 0 | 0 | 0 | 0 | 0 | 0 | 0 | 0
F1_Commercial_Lodging (ID)_New_Space Heating_Natural Gas_Unit Heater_E6 | F1 | Commercial | Lodging (ID) | New | Space Heating | Natural Gas | Unit Heater | E6 | RVT - Cost of Equipment | 0 | 0 | 0 | 0 | 0 | 0 | 0 | 0 | 0 | 0 | 0 | 0 | 0 | 0 | 0 | 0 | 0 | 0 | 0 | 0 | 0 | 0 | 0 | 0 | 0 | 0 | 0
F1_Commercial_Lodging (ID)_New_Space Heating_Natural Gas_Unit Heater_E7 | F1 | Commercial | Lodging (ID) | New | Space Heating | Natural Gas | Unit Heater | E7 | RVT - Cost of Equipment | 0 | 0 | 0 | 0 | 0 | 0 | 0 | 0 | 0 | 0 | 0 | 0 | 0 | 0 | 0 | 0 | 0 | 0 | 0 | 0 | 0 | 0 | 0 | 0 | 0 | 0 | 0
F1_Commercial_Lodging (ID)_New_Space Heating_Natural Gas_Unit Heater_E8 | F1 | Commercial | Lodging (ID) | New | Space Heating | Natural Gas | Unit Heater | E8 | RVT - Cost of Equipment | 0 | 0 | 0 | 0 | 0 | 0 | 0 | 0 | 0 | 0 | 0 | 0 | 0 | 0 | 0 | 0 | 0 | 0 | 0 | 0 | 0 | 0 | 0 | 0 | 0 | 0 | 0
F1_Commercial_Lodging (ID)_New_Space Heating_Natural Gas_Unit Heater_E9 | F1 | Commercial | Lodging (ID) | New | Space Heating | Natural Gas | Unit Heater | E9 | RVT - Cost of Equipment | 0 | 0 | 0 | 0 | 0 | 0 | 0 | 0 | 0 | 0 | 0 | 0 | 0 | 0 | 0 | 0 | 0 | 0 | 0 | 0 | 0 | 0 | 0 | 0 | 0 | 0 | 0
F1_Commercial_Lodging (ID)_New_Space Heating_Natural Gas_Unit Heater_E10 | F1 | Commercial | Lodging (ID) | New | Space Heating | Natural Gas | Unit Heater | E10 | RVT - Cost of Equipment | 0 | 0 | 0 | 0 | 0 | 0 | 0 | 0 | 0 | 0 | 0 | 0 | 0 | 0 | 0 | 0 | 0 | 0 | 0 | 0 | 0 | 0 | 0 | 0 | 0 | 0 | 0
F2_Commercial_Lodging (ID)_New_Space Heating_Natural Gas_Unit Heater_E1 | F2 | Commercial | Lodging (ID) | New | Space Heating | Natural Gas | Unit Heater | E1 | RVT - Cost of Operation | 0.071545 | 0.072298 | 0.073376 | 0.074566 | 0.075875 | 0.077854 | 0.079814 | 0.081874 | 0.083743 | 0.085585 | 0.087659 | 0.089537 | 0.091595 | 0.093695 | 0.095608 | 0.097464 | 0.09915 | 0.10087 | 0.10265 | 0.10445 | 0.10626 | 0.10857 | 0.11124 | 0.1136 | 0.11601 | 0.11847 | 0.12099
F2_Commercial_Lodging (ID)_New_Space Heating_Natural Gas_Unit Heater_E2 | F2 | Commercial | Lodging (ID) | New | Space Heating | Natural Gas | Unit Heater | E2 | RVT - Cost of Operation | 0.063634 | 0.064304 | 0.065263 | 0.06632 | 0.067485 | 0.069245 | 0.070988 | 0.07282 | 0.074483 | 0.076122 | 0.077966 | 0.079636 | 0.081467 | 0.083334 | 0.085036 | 0.086687 | 0.088186 | 0.089716 | 0.091297 | 0.0929 | 0.094512 | 0.096563 | 0.098938 | 0.10104 | 0.10318 | 0.10537 | 0.10761
F2_Commercial_Lodging (ID)_New_Space Heating_Natural Gas_Unit Heater_E3 | F2 | Commercial | Lodging (ID) | New | Space Heating | Natural Gas | Unit Heater | E3 | RVT - Cost of Operation | 0.0608 | 0.061305 | 0.062145 | 0.063117 | 0.064231 | 0.066044 | 0.067843 | 0.069725 | 0.071376 | 0.072978 | 0.074794 | 0.07638 | 0.078146 | 0.079965 | 0.081584 | 0.083138 | 0.084508 | 0.085905 | 0.087355 | 0.088821 | 0.090289 | 0.092257 | 0.094592 | 0.0966 | 0.09865 | 0.10074 | 0.10288
F2_Commercial_Lodging (ID)_New_Space Heating_Natural Gas_Unit Heater_E4 | F2 | Commercial | Lodging (ID) | New | Space Heating | Natural Gas | Unit Heater | E4 | RVT - Cost of Operation | 0 | 0 | 0 | 0 | 0 | 0 | 0 | 0 | 0 | 0 | 0 | 0 | 0 | 0 | 0 | 0 | 0 | 0 | 0 | 0 | 0 | 0 | 0 | 0 | 0 | 0 | 0
F2_Commercial_Lodging (ID)_New_Space Heating_Natural Gas_Unit Heater_E5 | F2 | Commercial | Lodging (ID) | New | Space Heating | Natural Gas | Unit Heater | E5 | RVT - Cost of Operation | 0 | 0 | 0 | 0 | 0 | 0 | 0 | 0 | 0 | 0 | 0 | 0 | 0 | 0 | 0 | 0 | 0 | 0 | 0 | 0 | 0 | 0 | 0 | 0 | 0 | 0 | 0
F2_Commercial_Lodging (ID)_New_Space Heating_Natural Gas_Unit Heater_E6 | F2 | Commercial | Lodging (ID) | New | Space Heating | Natural Gas | Unit Heater | E6 | RVT - Cost of Operation | 0 | 0 | 0 | 0 | 0 | 0 | 0 | 0 | 0 | 0 | 0 | 0 | 0 | 0 | 0 | 0 | 0 | 0 | 0 | 0 | 0 | 0 | 0 | 0 | 0 | 0 | 0
F2_Commercial_Lodging (ID)_New_Space Heating_Natural Gas_Unit Heater_E7 | F2 | Commercial | Lodging (ID) | New | Space Heating | Natural Gas | Unit Heater | E7 | RVT - Cost of Operation | 0 | 0 | 0 | 0 | 0 | 0 | 0 | 0 | 0 | 0 | 0 | 0 | 0 | 0 | 0 | 0 | 0 | 0 | 0 | 0 | 0 | 0 | 0 | 0 | 0 | 0 | 0
F2_Commercial_Lodging (ID)_New_Space Heating_Natural Gas_Unit Heater_E8 | F2 | Commercial | Lodging (ID) | New | Space Heating | Natural Gas | Unit Heater | E8 | RVT - Cost of Operation | 0 | 0 | 0 | 0 | 0 | 0 | 0 | 0 | 0 | 0 | 0 | 0 | 0 | 0 | 0 | 0 | 0 | 0 | 0 | 0 | 0 | 0 | 0 | 0 | 0 | 0 | 0
F2_Commercial_Lodging (ID)_New_Space Heating_Natural Gas_Unit Heater_E9 | F2 | Commercial | Lodging (ID) | New | Space Heating | Natural Gas | Unit Heater | E9 | RVT - Cost of Operation | 0 | 0 | 0 | 0 | 0 | 0 | 0 | 0 | 0 | 0 | 0 | 0 | 0 | 0 | 0 | 0 | 0 | 0 | 0 | 0 | 0 | 0 | 0 | 0 | 0 | 0 | 0
F2_Commercial_Lodging (ID)_New_Space Heating_Natural Gas_Unit Heater_E10 | F2 | Commercial | Lodging (ID) | New | Space Heating | Natural Gas | Unit Heater | E10 | RVT - Cost of Operation | 0 | 0 | 0 | 0 | 0 | 0 | 0 | 0 | 0 | 0 | 0 | 0 | 0 | 0 | 0 | 0 | 0 | 0 | 0 | 0 | 0 | 0 | 0 | 0 | 0 | 0 | 0
F3_Commercial_Lodging (ID)_New_Space Heating_Natural Gas_Unit Heater_E1 | F3 | Commercial | Lodging (ID) | New | Space Heating | Natural Gas | Unit Heater | E1 | System - kBTUs of Consumption | 15.1155 | 15.087 | 15.087 | 15.087 | 15.087 | 15.087 | 15.087 | 15.087 | 15.087 | 15.087 | 15.087 | 15.087 | 15.087 | 15.087 | 15.087 | 15.087 | 15.087 | 15.087 | 15.087 | 15.087 | 15.087 | 15.087 | 15.087 | 15.087 | 15.087 | 15.087 | 15.087
F3_Commercial_Lodging (ID)_New_Space Heating_Natural Gas_Unit Heater_E2 | F3 | Commercial | Lodging (ID) | New | Space Heating | Natural Gas | Unit Heater | E2 | System - kBTUs of Consumption | 13.4441 | 13.4188 | 13.4188 | 13.4188 | 13.4188 | 13.4188 | 13.4188 | 13.4188 | 13.4188 | 13.4188 | 13.4188 | 13.4188 | 13.4188 | 13.4188 | 13.4188 | 13.4188 | 13.4188 | 13.4188 | 13.4188 | 13.4188 | 13.4188 | 13.4188 | 13.4188 | 13.4188 | 13.4188 | 13.4188 | 13.4188
F3_Commercial_Lodging (ID)_New_Space Heating_Natural Gas_Unit Heater_E3 | F3 | Commercial | Lodging (ID) | New | Space Heating | Natural Gas | Unit Heater | E3 | System - kBTUs of Consumption | 13.3798 | 13.3462 | 13.3462 | 13.3462 | 13.3462 | 13.3462 | 13.3462 | 13.3462 | 13.3462 | 13.3462 | 13.3462 | 13.3462 | 13.3462 | 13.3462 | 13.3462 | 13.3462 | 13.3462 | 13.3462 | 13.3462 | 13.3462 | 13.3462 | 13.3462 | 13.3462 | 13.3462 | 13.3462 | 13.3462 | 13.3462
F3_Commercial_Lodging (ID)_New_Space Heating_Natural Gas_Unit Heater_E4 | F3 | Commercial | Lodging (ID) | New | Space Heating | Natural Gas | Unit Heater | E4 | System - kBTUs of Consumption | 0 | 0 | 0 | 0 | 0 | 0 | 0 | 0 | 0 | 0 | 0 | 0 | 0 | 0 | 0 | 0 | 0 | 0 | 0 | 0 | 0 | 0 | 0 | 0 | 0 | 0 | 0
F3_Commercial_Lodging (ID)_New_Space Heating_Natural Gas_Unit Heater_E5 | F3 | Commercial | Lodging (ID) | New | Space Heating | Natural Gas | Unit Heater | E5 | System - kBTUs of Consumption | 0 | 0 | 0 | 0 | 0 | 0 | 0 | 0 | 0 | 0 | 0 | 0 | 0 | 0 | 0 | 0 | 0 | 0 | 0 | 0 | 0 | 0 | 0 | 0 | 0 | 0 | 0
F3_Commercial_Lodging (ID)_New_Space Heating_Natural Gas_Unit Heater_E6 | F3 | Commercial | Lodging (ID) | New | Space Heating | Natural Gas | Unit Heater | E6 | System - kBTUs of Consumption | 0 | 0 | 0 | 0 | 0 | 0 | 0 | 0 | 0 | 0 | 0 | 0 | 0 | 0 | 0 | 0 | 0 | 0 | 0 | 0 | 0 | 0 | 0 | 0 | 0 | 0 | 0
F3_Commercial_Lodging (ID)_New_Space Heating_Natural Gas_Unit Heater_E7 | F3 | Commercial | Lodging (ID) | New | Space Heating | Natural Gas | Unit Heater | E7 | System - kBTUs of Consumption | 0 | 0 | 0 | 0 | 0 | 0 | 0 | 0 | 0 | 0 | 0 | 0 | 0 | 0 | 0 | 0 | 0 | 0 | 0 | 0 | 0 | 0 | 0 | 0 | 0 | 0 | 0
F3_Commercial_Lodging (ID)_New_Space Heating_Natural Gas_Unit Heater_E8 | F3 | Commercial | Lodging (ID) | New | Space Heating | Natural Gas | Unit Heater | E8 | System - kBTUs of Consumption | 0 | 0 | 0 | 0 | 0 | 0 | 0 | 0 | 0 | 0 | 0 | 0 | 0 | 0 | 0 | 0 | 0 | 0 | 0 | 0 | 0 | 0 | 0 | 0 | 0 | 0 | 0
F3_Commercial_Lodging (ID)_New_Space Heating_Natural Gas_Unit Heater_E9 | F3 | Commercial | Lodging (ID) | New | Space Heating | Natural Gas | Unit Heater | E9 | System - kBTUs of Consumption | 0 | 0 | 0 | 0 | 0 | 0 | 0 | 0 | 0 | 0 | 0 | 0 | 0 | 0 | 0 | 0 | 0 | 0 | 0 | 0 | 0 | 0 | 0 | 0 | 0 | 0 | 0
F3_Commercial_Lodging (ID)_New_Space Heating_Natural Gas_Unit Heater_E10 | F3 | Commercial | Lodging (ID) | New | Space Heating | Natural Gas | Unit Heater | E10 | System - kBTUs of Consumption | 0 | 0 | 0 | 0 | 0 | 0 | 0 | 0 | 0 | 0 | 0 | 0 | 0 | 0 | 0 | 0 | 0 | 0 | 0 | 0 | 0 | 0 | 0 | 0 | 0 | 0 | 0
F4_Commercial_Lodging (ID)_New_Space Heating_Natural Gas_Unit Heater_E1 | F4 | Commercial | Lodging (ID) | New | Space Heating | Natural Gas | Unit Heater | E1 | Utility - Cost of Equipment | 0.00013308 | 0.00013308 | 0.00013308 | 0.00013308 | 0.00013308 | 0.00013308 | 0.00013308 | 0.00013308 | 0.00013308 | 0.00013308 | 0.00013308 | 0.00013308 | 0.00013308 | 0.00013308 | 0.00013308 | 0.00013308 | 0.00013308 | 0.00013308 | 0.00013308 | 0.00013308 | 0.00013308 | 0.00013308 | 0.00013308 | 0.00013308 | 0.00013308 | 0.00013308 | 0.00013308
F4_Commercial_Lodging (ID)_New_Space Heating_Natural Gas_Unit Heater_E2 | F4 | Commercial | Lodging (ID) | New | Space Heating | Natural Gas | Unit Heater | E2 | Utility - Cost of Equipment | 0.00029187 | 0.00029187 | 0.00029187 | 0.00029187 | 0.00029187 | 0.00029187 | 0.00029187 | 0.00029187 | 0.00029187 | 0.00029187 | 0.00029187 | 0.00029187 | 0.00029187 | 0.00029187 | 0.00029187 | 0.00029187 | 0.00029187 | 0.00029187 | 0.00029187 | 0.00029187 | 0.00029187 | 0.00029187 | 0.00029187 | 0.00029187 | 0.00029187 | 0.00029187 | 0.00029187
F4_Commercial_Lodging (ID)_New_Space Heating_Natural Gas_Unit Heater_E3 | F4 | Commercial | Lodging (ID) | New | Space Heating | Natural Gas | Unit Heater | E3 | Utility - Cost of Equipment | 0.00018509 | 0.00018509 | 0.00018509 | 0.00018509 | 0.00018509 | 0.00018509 | 0.00018509 | 0.00018509 | 0.00018509 | 0.00018509 | 0.00018509 | 0.00018509 | 0.00018509 | 0.00018509 | 0.00018509 | 0.00018509 | 0.00018509 | 0.00018509 | 0.00018509 | 0.00018509 | 0.00018509 | 0.00018509 | 0.00018509 | 0.00018509 | 0.00018509 | 0.00018509 | 0.00018509
F4_Commercial_Lodging (ID)_New_Space Heating_Natural Gas_Unit Heater_E4 | F4 | Commercial | Lodging (ID) | New | Space Heating | Natural Gas | Unit Heater | E4 | Utility - Cost of Equipment | 0 | 0 | 0 | 0 | 0 | 0 | 0 | 0 | 0 | 0 | 0 | 0 | 0 | 0 | 0 | 0 | 0 | 0 | 0 | 0 | 0 | 0 | 0 | 0 | 0 | 0 | 0
F4_Commercial_Lodging (ID)_New_Space Heating_Natural Gas_Unit Heater_E5 | F4 | Commercial | Lodging (ID) | New | Space Heating | Natural Gas | Unit Heater | E5 | Utility - Cost of Equipment | 0 | 0 | 0 | 0 | 0 | 0 | 0 | 0 | 0 | 0 | 0 | 0 | 0 | 0 | 0 | 0 | 0 | 0 | 0 | 0 | 0 | 0 | 0 | 0 | 0 | 0 | 0
F4_Commercial_Lodging (ID)_New_Space Heating_Natural Gas_Unit Heater_E6 | F4 | Commercial | Lodging (ID) | New | Space Heating | Natural Gas | Unit Heater | E6 | Utility - Cost of Equipment | 0 | 0 | 0 | 0 | 0 | 0 | 0 | 0 | 0 | 0 | 0 | 0 | 0 | 0 | 0 | 0 | 0 | 0 | 0 | 0 | 0 | 0 | 0 | 0 | 0 | 0 | 0
F4_Commercial_Lodging (ID)_New_Space Heating_Natural Gas_Unit Heater_E7 | F4 | Commercial | Lodging (ID) | New | Space Heating | Natural Gas | Unit Heater | E7 | Utility - Cost of Equipment | 0 | 0 | 0 | 0 | 0 | 0 | 0 | 0 | 0 | 0 | 0 | 0 | 0 | 0 | 0 | 0 | 0 | 0 | 0 | 0 | 0 | 0 | 0 | 0 | 0 | 0 | 0
F4_Commercial_Lodging (ID)_New_Space Heating_Natural Gas_Unit Heater_E8 | F4 | Commercial | Lodging (ID) | New | Space Heating | Natural Gas | Unit Heater | E8 | Utility - Cost of Equipment | 0 | 0 | 0 | 0 | 0 | 0 | 0 | 0 | 0 | 0 | 0 | 0 | 0 | 0 | 0 | 0 | 0 | 0 | 0 | 0 | 0 | 0 | 0 | 0 | 0 | 0 | 0
F4_Commercial_Lodging (ID)_New_Space Heating_Natural Gas_Unit Heater_E9 | F4 | Commercial | Lodging (ID) | New | Space Heating | Natural Gas | Unit Heater | E9 | Utility - Cost of Equipment | 0 | 0 | 0 | 0 | 0 | 0 | 0 | 0 | 0 | 0 | 0 | 0 | 0 | 0 | 0 | 0 | 0 | 0 | 0 | 0 | 0 | 0 | 0 | 0 | 0 | 0 | 0
F4_Commercial_Lodging (ID)_New_Space Heating_Natural Gas_Unit Heater_E10 | F4 | Commercial | Lodging (ID) | New | Space Heating | Natural Gas | Unit Heater | E10 | Utility - Cost of Equipment | 0 | 0 | 0 | 0 | 0 | 0 | 0 | 0 | 0 | 0 | 0 | 0 | 0 | 0 | 0 | 0 | 0 | 0 | 0 | 0 | 0 | 0 | 0 | 0 | 0 | 0 | 0
F5_Commercial_Lodging (ID)_New_Space Heating_Natural Gas_Unit Heater_E1 | F5 | Commercial | Lodging (ID) | New | Space Heating | Natural Gas | Unit Heater | E1 | Utility - Cost of Operation | 0.062066 | 0.063086 | 0.064417 | 0.065884 | 0.0675 | 0.069727 | 0.071994 | 0.074395 | 0.076693 | 0.079026 | 0.081115 | 0.083042 | 0.085151 | 0.087317 | 0.089333 | 0.09132 | 0.093175 | 0.095087 | 0.097078 | 0.09912 | 0.1012 | 0.1034 | 0.10594 | 0.10819 | 0.11049 | 0.11283 | 0.11523
F5_Commercial_Lodging (ID)_New_Space Heating_Natural Gas_Unit Heater_E2 | F5 | Commercial | Lodging (ID) | New | Space Heating | Natural Gas | Unit Heater | E2 | Utility - Cost of Operation | 0.055203 | 0.05611 | 0.057294 | 0.058599 | 0.060036 | 0.062016 | 0.064033 | 0.066169 | 0.068212 | 0.070288 | 0.072146 | 0.073859 | 0.075735 | 0.077661 | 0.079455 | 0.081222 | 0.082872 | 0.084572 | 0.086343 | 0.08816 | 0.090011 | 0.091965 | 0.094226 | 0.096226 | 0.098269 | 0.10035 | 0.10248
F5_Commercial_Lodging (ID)_New_Space Heating_Natural Gas_Unit Heater_E3 | F5 | Commercial | Lodging (ID) | New | Space Heating | Natural Gas | Unit Heater | E3 | Utility - Cost of Operation | 0.052088 | 0.052845 | 0.053918 | 0.055144 | 0.056533 | 0.058555 | 0.060619 | 0.062809 | 0.064871 | 0.066961 | 0.068791 | 0.070444 | 0.072279 | 0.074183 | 0.075925 | 0.077631 | 0.079192 | 0.080805 | 0.082492 | 0.084224 | 0.085989 | 0.087864 | 0.090088 | 0.092 | 0.093953 | 0.095947 | 0.097983
F5_Commercial_Lodging (ID)_New_Space Heating_Natural Gas_Unit Heater_E4 | F5 | Commercial | Lodging (ID) | New | Space Heating | Natural Gas | Unit Heater | E4 | Utility - Cost of Operation | 0 | 0 | 0 | 0 | 0 | 0 | 0 | 0 | 0 | 0 | 0 | 0 | 0 | 0 | 0 | 0 | 0 | 0 | 0 | 0 | 0 | 0 | 0 | 0 | 0 | 0 | 0
F5_Commercial_Lodging (ID)_New_Space Heating_Natural Gas_Unit Heater_E5 | F5 | Commercial | Lodging (ID) | New | Space Heating | Natural Gas | Unit Heater | E5 | Utility - Cost of Operation | 0 | 0 | 0 | 0 | 0 | 0 | 0 | 0 | 0 | 0 | 0 | 0 | 0 | 0 | 0 | 0 | 0 | 0 | 0 | 0 | 0 | 0 | 0 | 0 | 0 | 0 | 0
F5_Commercial_Lodging (ID)_New_Space Heating_Natural Gas_Unit Heater_E6 | F5 | Commercial | Lodging (ID) | New | Space Heating | Natural Gas | Unit Heater | E6 | Utility - Cost of Operation | 0 | 0 | 0 | 0 | 0 | 0 | 0 | 0 | 0 | 0 | 0 | 0 | 0 | 0 | 0 | 0 | 0 | 0 | 0 | 0 | 0 | 0 | 0 | 0 | 0 | 0 | 0
F5_Commercial_Lodging (ID)_New_Space Heating_Natural Gas_Unit Heater_E7 | F5 | Commercial | Lodging (ID) | New | Space Heating | Natural Gas | Unit Heater | E7 | Utility - Cost of Operation | 0 | 0 | 0 | 0 | 0 | 0 | 0 | 0 | 0 | 0 | 0 | 0 | 0 | 0 | 0 | 0 | 0 | 0 | 0 | 0 | 0 | 0 | 0 | 0 | 0 | 0 | 0
F5_Commercial_Lodging (ID)_New_Space Heating_Natural Gas_Unit Heater_E8 | F5 | Commercial | Lodging (ID) | New | Space Heating | Natural Gas | Unit Heater | E8 | Utility - Cost of Operation | 0 | 0 | 0 | 0 | 0 | 0 | 0 | 0 | 0 | 0 | 0 | 0 | 0 | 0 | 0 | 0 | 0 | 0 | 0 | 0 | 0 | 0 | 0 | 0 | 0 | 0 | 0
F5_Commercial_Lodging (ID)_New_Space Heating_Natural Gas_Unit Heater_E9 | F5 | Commercial | Lodging (ID) | New | Space Heating | Natural Gas | Unit Heater | E9 | Utility - Cost of Operation | 0 | 0 | 0 | 0 | 0 | 0 | 0 | 0 | 0 | 0 | 0 | 0 | 0 | 0 | 0 | 0 | 0 | 0 | 0 | 0 | 0 | 0 | 0 | 0 | 0 | 0 | 0
F5_Commercial_Lodging (ID)_New_Space Heating_Natural Gas_Unit Heater_E10 | F5 | Commercial | Lodging (ID) | New | Space Heating | Natural Gas | Unit Heater | E10 | Utility - Cost of Operation | 0 | 0 | 0 | 0 | 0 | 0 | 0 | 0 | 0 | 0 | 0 | 0 | 0 | 0 | 0 | 0 | 0 | 0 | 0 | 0 | 0 | 0 | 0 | 0 | 0 | 0 | 0
F6_Commercial_Lodging (ID)_New_Space Heating_Natural Gas_Unit Heater_E1 | F6 | Commercial | Lodging (ID) | New | Space Heating | Natural Gas | Unit Heater | E1 | Utility - Value of Sales | 0.071545 | 0.072298 | 0.073376 | 0.074566 | 0.075875 | 0.077854 | 0.079814 | 0.081874 | 0.083743 | 0.085585 | 0.087659 | 0.089537 | 0.091595 | 0.093695 | 0.095608 | 0.097464 | 0.09915 | 0.10087 | 0.10265 | 0.10445 | 0.10626 | 0.10857 | 0.11124 | 0.1136 | 0.11601 | 0.11847 | 0.12099
F6_Commercial_Lodging (ID)_New_Space Heating_Natural Gas_Unit Heater_E2 | F6 | Commercial | Lodging (ID) | New | Space Heating | Natural Gas | Unit Heater | E2 | Utility - Value of Sales | 0.063634 | 0.064304 | 0.065263 | 0.06632 | 0.067485 | 0.069245 | 0.070988 | 0.07282 | 0.074483 | 0.076122 | 0.077966 | 0.079636 | 0.081467 | 0.083334 | 0.085036 | 0.086687 | 0.088186 | 0.089716 | 0.091297 | 0.0929 | 0.094512 | 0.096563 | 0.098938 | 0.10104 | 0.10318 | 0.10537 | 0.10761
F6_Commercial_Lodging (ID)_New_Space Heating_Natural Gas_Unit Heater_E3 | F6 | Commercial | Lodging (ID) | New | Space Heating | Natural Gas | Unit Heater | E3 | Utility - Value of Sales | 0.0608 | 0.061305 | 0.062145 | 0.063117 | 0.064231 | 0.066044 | 0.067843 | 0.069725 | 0.071376 | 0.072978 | 0.074794 | 0.07638 | 0.078146 | 0.079965 | 0.081584 | 0.083138 | 0.084508 | 0.085905 | 0.087355 | 0.088821 | 0.090289 | 0.092257 | 0.094592 | 0.0966 | 0.09865 | 0.10074 | 0.10288
F6_Commercial_Lodging (ID)_New_Space Heating_Natural Gas_Unit Heater_E4 | F6 | Commercial | Lodging (ID) | New | Space Heating | Natural Gas | Unit Heater | E4 | Utility - Value of Sales | 0 | 0 | 0 | 0 | 0 | 0 | 0 | 0 | 0 | 0 | 0 | 0 | 0 | 0 | 0 | 0 | 0 | 0 | 0 | 0 | 0 | 0 | 0 | 0 | 0 | 0 | 0
F6_Commercial_Lodging (ID)_New_Space Heating_Natural Gas_Unit Heater_E5 | F6 | Commercial | Lodging (ID) | New | Space Heating | Natural Gas | Unit Heater | E5 | Utility - Value of Sales | 0 | 0 | 0 | 0 | 0 | 0 | 0 | 0 | 0 | 0 | 0 | 0 | 0 | 0 | 0 | 0 | 0 | 0 | 0 | 0 | 0 | 0 | 0 | 0 | 0 | 0 | 0
F6_Commercial_Lodging (ID)_New_Space Heating_Natural Gas_Unit Heater_E6 | F6 | Commercial | Lodging (ID) | New | Space Heating | Natural Gas | Unit Heater | E6 | Utility - Value of Sales | 0 | 0 | 0 | 0 | 0 | 0 | 0 | 0 | 0 | 0 | 0 | 0 | 0 | 0 | 0 | 0 | 0 | 0 | 0 | 0 | 0 | 0 | 0 | 0 | 0 | 0 | 0
F6_Commercial_Lodging (ID)_New_Space Heating_Natural Gas_Unit Heater_E7 | F6 | Commercial | Lodging (ID) | New | Space Heating | Natural Gas | Unit Heater | E7 | Utility - Value of Sales | 0 | 0 | 0 | 0 | 0 | 0 | 0 | 0 | 0 | 0 | 0 | 0 | 0 | 0 | 0 | 0 | 0 | 0 | 0 | 0 | 0 | 0 | 0 | 0 | 0 | 0 | 0
F6_Commercial_Lodging (ID)_New_Space Heating_Natural Gas_Unit Heater_E8 | F6 | Commercial | Lodging (ID) | New | Space Heating | Natural Gas | Unit Heater | E8 | Utility - Value of Sales | 0 | 0 | 0 | 0 | 0 | 0 | 0 | 0 | 0 | 0 | 0 | 0 | 0 | 0 | 0 | 0 | 0 | 0 | 0 | 0 | 0 | 0 | 0 | 0 | 0 | 0 | 0
F6_Commercial_Lodging (ID)_New_Space Heating_Natural Gas_Unit Heater_E9 | F6 | Commercial | Lodging (ID) | New | Space Heating | Natural Gas | Unit Heater | E9 | Utility - Value of Sales | 0 | 0 | 0 | 0 | 0 | 0 | 0 | 0 | 0 | 0 | 0 | 0 | 0 | 0 | 0 | 0 | 0 | 0 | 0 | 0 | 0 | 0 | 0 | 0 | 0 | 0 | 0
F6_Commercial_Lodging (ID)_New_Space Heating_Natural Gas_Unit Heater_E10 | F6 | Commercial | Lodging (ID) | New | Space Heating | Natural Gas | Unit Heater | E10 | Utility - Value of Sales | 0 | 0 | 0 | 0 | 0 | 0 | 0 | 0 | 0 | 0 | 0 | 0 | 0 | 0 | 0 | 0 | 0 | 0 | 0 | 0 | 0 | 0 | 0 | 0 | 0 | 0 | 0
F1_Commercial_Lodging (ID)_New_Water Heating_Natural Gas_Water Heater_E1 | F1 | Commercial | Lodging (ID) | New | Water Heating | Natural Gas | Water Heater | E1 | RVT - Cost of Equipment | 0.031321 | 0.031321 | 0.031321 | 0.031321 | 0.031321 | 0.031321 | 0.031321 | 0.031321 | 0.031321 | 0.031321 | 0.031321 | 0.031321 | 0.031321 | 0.031321 | 0.031321 | 0.031321 | 0.031321 | 0.031321 | 0.031321 | 0.031321 | 0.031321 | 0.031321 | 0.031321 | 0.031321 | 0.031321 | 0.031321 | 0.031321
F1_Commercial_Lodging (ID)_New_Water Heating_Natural Gas_Water Heater_E2 | F1 | Commercial | Lodging (ID) | New | Water Heating | Natural Gas | Water Heater | E2 | RVT - Cost of Equipment | 0.037585 | 0.037585 | 0.037585 | 0.037585 | 0.037585 | 0.037585 | 0.037585 | 0.037585 | 0.037585 | 0.037585 | 0.037585 | 0.037585 | 0.037585 | 0.037585 | 0.037585 | 0.037585 | 0.037585 | 0.037585 | 0.037585 | 0.037585 | 0.037585 | 0.037585 | 0.037585 | 0.037585 | 0.037585 | 0.037585 | 0.037585
F1_Commercial_Lodging (ID)_New_Water Heating_Natural Gas_Water Heater_E3 | F1 | Commercial | Lodging (ID) | New | Water Heating | Natural Gas | Water Heater | E3 | RVT - Cost of Equipment | 0.046202 | 0.046202 | 0.046202 | 0.046202 | 0.046202 | 0.046202 | 0.046202 | 0.046202 | 0.046202 | 0.046202 | 0.046202 | 0.046202 | 0.046202 | 0.046202 | 0.046202 | 0.046202 | 0.046202 | 0.046202 | 0.046202 | 0.046202 | 0.046202 | 0.046202 | 0.046202 | 0.046202 | 0.046202 | 0.046202 | 0.046202
F1_Commercial_Lodging (ID)_New_Water Heating_Natural Gas_Water Heater_E4 | F1 | Commercial | Lodging (ID) | New | Water Heating | Natural Gas | Water Heater | E4 | RVT - Cost of Equipment | 0.046568 | 0.046568 | 0.046568 | 0.046568 | 0.046568 | 0.046568 | 0.046568 | 0.046568 | 0.046568 | 0.046568 | 0.046568 | 0.046568 | 0.046568 | 0.046568 | 0.046568 | 0.046568 | 0.046568 | 0.046568 | 0.046568 | 0.046568 | 0.046568 | 0.046568 | 0.046568 | 0.046568 | 0.046568 | 0.046568 | 0.046568
F1_Commercial_Lodging (ID)_New_Water Heating_Natural Gas_Water Heater_E5 | F1 | Commercial | Lodging (ID) | New | Water Heating | Natural Gas | Water Heater | E5 | RVT - Cost of Equipment | 0.10052 | 0.10052 | 0.10052 | 0.10052 | 0.10052 | 0.10052 | 0.10052 | 0.10052 | 0.10052 | 0.10052 | 0.10052 | 0.10052 | 0.10052 | 0.10052 | 0.10052 | 0.10052 | 0.10052 | 0.10052 | 0.10052 | 0.10052 | 0.10052 | 0.10052 | 0.10052 | 0.10052 | 0.10052 | 0.10052 | 0.10052
F1_Commercial_Lodging (ID)_New_Water Heating_Natural Gas_Water Heater_E6 | F1 | Commercial | Lodging (ID) | New | Water Heating | Natural Gas | Water Heater | E6 | RVT - Cost of Equipment | 0 | 0 | 0 | 0 | 0 | 0 | 0 | 0 | 0 | 0 | 0 | 0 | 0 | 0 | 0 | 0 | 0 | 0 | 0 | 0 | 0 | 0 | 0 | 0 | 0 | 0 | 0
F1_Commercial_Lodging (ID)_New_Water Heating_Natural Gas_Water Heater_E7 | F1 | Commercial | Lodging (ID) | New | Water Heating | Natural Gas | Water Heater | E7 | RVT - Cost of Equipment | 0 | 0 | 0 | 0 | 0 | 0 | 0 | 0 | 0 | 0 | 0 | 0 | 0 | 0 | 0 | 0 | 0 | 0 | 0 | 0 | 0 | 0 | 0 | 0 | 0 | 0 | 0
F1_Commercial_Lodging (ID)_New_Water Heating_Natural Gas_Water Heater_E8 | F1 | Commercial | Lodging (ID) | New | Water Heating | Natural Gas | Water Heater | E8 | RVT - Cost of Equipment | 0 | 0 | 0 | 0 | 0 | 0 | 0 | 0 | 0 | 0 | 0 | 0 | 0 | 0 | 0 | 0 | 0 | 0 | 0 | 0 | 0 | 0 | 0 | 0 | 0 | 0 | 0
F1_Commercial_Lodging (ID)_New_Water Heating_Natural Gas_Water Heater_E9 | F1 | Commercial | Lodging (ID) | New | Water Heating | Natural Gas | Water Heater | E9 | RVT - Cost of Equipment | 0 | 0 | 0 | 0 | 0 | 0 | 0 | 0 | 0 | 0 | 0 | 0 | 0 | 0 | 0 | 0 | 0 | 0 | 0 | 0 | 0 | 0 | 0 | 0 | 0 | 0 | 0
F1_Commercial_Lodging (ID)_New_Water Heating_Natural Gas_Water Heater_E10 | F1 | Commercial | Lodging (ID) | New | Water Heating | Natural Gas | Water Heater | E10 | RVT - Cost of Equipment | 0 | 0 | 0 | 0 | 0 | 0 | 0 | 0 | 0 | 0 | 0 | 0 | 0 | 0 | 0 | 0 | 0 | 0 | 0 | 0 | 0 | 0 | 0 | 0 | 0 | 0 | 0
F2_Commercial_Lodging (ID)_New_Water Heating_Natural Gas_Water Heater_E1 | F2 | Commercial | Lodging (ID) | New | Water Heating | Natural Gas | Water Heater | E1 | RVT - Cost of Operation | 0.16066 | 0.16389 | 0.16752 | 0.1716 | 0.17616 | 0.18166 | 0.18712 | 0.19228 | 0.19696 | 0.20151 | 0.20624 | 0.21056 | 0.21519 | 0.21967 | 0.2236 | 0.22723 | 0.23039 | 0.23344 | 0.23666 | 0.23972 | 0.2428 | 0.24708 | 0.25142 | 0.25589 | 0.26044 | 0.26506 | 0.26977
F2_Commercial_Lodging (ID)_New_Water Heating_Natural Gas_Water Heater_E2 | F2 | Commercial | Lodging (ID) | New | Water Heating | Natural Gas | Water Heater | E2 | RVT - Cost of Operation | 0.14281 | 0.14568 | 0.14891 | 0.15254 | 0.15658 | 0.16147 | 0.16632 | 0.17091 | 0.17507 | 0.17912 | 0.18332 | 0.18717 | 0.19128 | 0.19526 | 0.19876 | 0.20198 | 0.20479 | 0.2075 | 0.21037 | 0.21308 | 0.21582 | 0.21963 | 0.22349 | 0.22746 | 0.2315 | 0.23561 | 0.2398
F2_Commercial_Lodging (ID)_New_Water Heating_Natural Gas_Water Heater_E3 | F2 | Commercial | Lodging (ID) | New | Water Heating | Natural Gas | Water Heater | E3 | RVT - Cost of Operation | 0.13673 | 0.13948 | 0.14257 | 0.14605 | 0.14992 | 0.1546 | 0.15925 | 0.16364 | 0.16762 | 0.1715 | 0.17552 | 0.1792 | 0.18314 | 0.18695 | 0.1903 | 0.19338 | 0.19607 | 0.19867 | 0.20141 | 0.20402 | 0.20663 | 0.21028 | 0.21398 | 0.21778 | 0.22165 | 0.22559 | 0.22959
F2_Commercial_Lodging (ID)_New_Water Heating_Natural Gas_Water Heater_E4 | F2 | Commercial | Lodging (ID) | New | Water Heating | Natural Gas | Water Heater | E4 | RVT - Cost of Operation | 0.14335 | 0.14623 | 0.14938 | 0.1528 | 0.15652 | 0.16091 | 0.16524 | 0.16938 | 0.17321 | 0.17698 | 0.18092 | 0.18461 | 0.18853 | 0.19236 | 0.19581 | 0.19903 | 0.20193 | 0.20475 | 0.20772 | 0.21057 | 0.21345 | 0.21722 | 0.22104 | 0.22497 | 0.22897 | 0.23303 | 0.23717
F2_Commercial_Lodging (ID)_New_Water Heating_Natural Gas_Water Heater_E5 | F2 | Commercial | Lodging (ID) | New | Water Heating | Natural Gas | Water Heater | E5 | RVT - Cost of Operation | 0.084287 | 0.085943 | 0.087863 | 0.090085 | 0.092623 | 0.095718 | 0.098787 | 0.10167 | 0.10426 | 0.10676 | 0.10934 | 0.11167 | 0.11417 | 0.11658 | 0.11867 | 0.12058 | 0.12221 | 0.12378 | 0.12544 | 0.127 | 0.12857 | 0.13084 | 0.13313 | 0.1355 | 0.1379 | 0.14035 | 0.14285
F2_Commercial_Lodging (ID)_New_Water Heating_Natural Gas_Water Heater_E6 | F2 | Commercial | Lodging (ID) | New | Water Heating | Natural Gas | Water Heater | E6 | RVT - Cost of Operation | 0 | 0 | 0 | 0 | 0 | 0 | 0 | 0 | 0 | 0 | 0 | 0 | 0 | 0 | 0 | 0 | 0 | 0 | 0 | 0 | 0 | 0 | 0 | 0 | 0 | 0 | 0
F2_Commercial_Lodging (ID)_New_Water Heating_Natural Gas_Water Heater_E7 | F2 | Commercial | Lodging (ID) | New | Water Heating | Natural Gas | Water Heater | E7 | RVT - Cost of Operation | 0 | 0 | 0 | 0 | 0 | 0 | 0 | 0 | 0 | 0 | 0 | 0 | 0 | 0 | 0 | 0 | 0 | 0 | 0 | 0 | 0 | 0 | 0 | 0 | 0 | 0 | 0
F2_Commercial_Lodging (ID)_New_Water Heating_Natural Gas_Water Heater_E8 | F2 | Commercial | Lodging (ID) | New | Water Heating | Natural Gas | Water Heater | E8 | RVT - Cost of Operation | 0 | 0 | 0 | 0 | 0 | 0 | 0 | 0 | 0 | 0 | 0 | 0 | 0 | 0 | 0 | 0 | 0 | 0 | 0 | 0 | 0 | 0 | 0 | 0 | 0 | 0 | 0
F2_Commercial_Lodging (ID)_New_Water Heating_Natural Gas_Water Heater_E9 | F2 | Commercial | Lodging (ID) | New | Water Heating | Natural Gas | Water Heater | E9 | RVT - Cost of Operation | 0 | 0 | 0 | 0 | 0 | 0 | 0 | 0 | 0 | 0 | 0 | 0 | 0 | 0 | 0 | 0 | 0 | 0 | 0 | 0 | 0 | 0 | 0 | 0 | 0 | 0 | 0
F2_Commercial_Lodging (ID)_New_Water Heating_Natural Gas_Water Heater_E10 | F2 | Commercial | Lodging (ID) | New | Water Heating | Natural Gas | Water Heater | E10 | RVT - Cost of Operation | 0 | 0 | 0 | 0 | 0 | 0 | 0 | 0 | 0 | 0 | 0 | 0 | 0 | 0 | 0 | 0 | 0 | 0 | 0 | 0 | 0 | 0 | 0 | 0 | 0 | 0 | 0
F3_Commercial_Lodging (ID)_New_Water Heating_Natural Gas_Water Heater_E1 | F3 | Commercial | Lodging (ID) | New | Water Heating | Natural Gas | Water Heater | E1 | System - kBTUs of Consumption | 37.1708 | 37.1708 | 37.1708 | 37.1708 | 37.1708 | 37.1708 | 37.1708 | 37.1708 | 37.1708 | 37.1708 | 37.1708 | 37.1708 | 37.1708 | 37.1708 | 37.1708 | 37.1708 | 37.1708 | 37.1708 | 37.1708 | 37.1708 | 37.1708 | 37.1708 | 37.1708 | 37.1708 | 37.1708 | 37.1708 | 37.1708
F3_Commercial_Lodging (ID)_New_Water Heating_Natural Gas_Water Heater_E2 | F3 | Commercial | Lodging (ID) | New | Water Heating | Natural Gas | Water Heater | E2 | System - kBTUs of Consumption | 33.0407 | 33.0407 | 33.0407 | 33.0407 | 33.0407 | 33.0407 | 33.0407 | 33.0407 | 33.0407 | 33.0407 | 33.0407 | 33.0407 | 33.0407 | 33.0407 | 33.0407 | 33.0407 | 33.0407 | 33.0407 | 33.0407 | 33.0407 | 33.0407 | 33.0407 | 33.0407 | 33.0407 | 33.0407 | 33.0407 | 33.0407
F3_Commercial_Lodging (ID)_New_Water Heating_Natural Gas_Water Heater_E3 | F3 | Commercial | Lodging (ID) | New | Water Heating | Natural Gas | Water Heater | E3 | System - kBTUs of Consumption | 31.6347 | 31.6347 | 31.6347 | 31.6347 | 31.6347 | 31.6347 | 31.6347 | 31.6347 | 31.6347 | 31.6347 | 31.6347 | 31.6347 | 31.6347 | 31.6347 | 31.6347 | 31.6347 | 31.6347 | 31.6347 | 31.6347 | 31.6347 | 31.6347 | 31.6347 | 31.6347 | 31.6347 | 31.6347 | 31.6347 | 31.6347
F3_Commercial_Lodging (ID)_New_Water Heating_Natural Gas_Water Heater_E4 | F3 | Commercial | Lodging (ID) | New | Water Heating | Natural Gas | Water Heater | E4 | System - kBTUs of Consumption | 31.6011 | 31.6011 | 31.6011 | 31.6011 | 31.6011 | 31.6011 | 31.6011 | 31.6011 | 31.6011 | 31.6011 | 31.6011 | 31.6011 | 31.6011 | 31.6011 | 31.6011 | 31.6011 | 31.6011 | 31.6011 | 31.6011 | 31.6011 | 31.6011 | 31.6011 | 31.6011 | 31.6011 | 31.6011 | 31.6011 | 31.6011
F3_Commercial_Lodging (ID)_New_Water Heating_Natural Gas_Water Heater_E5 | F3 | Commercial | Lodging (ID) | New | Water Heating | Natural Gas | Water Heater | E5 | System - kBTUs of Consumption | 19.8244 | 19.8244 | 19.8244 | 19.8244 | 19.8244 | 19.8244 | 19.8244 | 19.8244 | 19.8244 | 19.8244 | 19.8244 | 19.8244 | 19.8244 | 19.8244 | 19.8244 | 19.8244 | 19.8244 | 19.8244 | 19.8244 | 19.8244 | 19.8244 | 19.8244 | 19.8244 | 19.8244 | 19.8244 | 19.8244 | 19.8244
F3_Commercial_Lodging (ID)_New_Water Heating_Natural Gas_Water Heater_E6 | F3 | Commercial | Lodging (ID) | New | Water Heating | Natural Gas | Water Heater | E6 | System - kBTUs of Consumption | 0 | 0 | 0 | 0 | 0 | 0 | 0 | 0 | 0 | 0 | 0 | 0 | 0 | 0 | 0 | 0 | 0 | 0 | 0 | 0 | 0 | 0 | 0 | 0 | 0 | 0 | 0
F3_Commercial_Lodging (ID)_New_Water Heating_Natural Gas_Water Heater_E7 | F3 | Commercial | Lodging (ID) | New | Water Heating | Natural Gas | Water Heater | E7 | System - kBTUs of Consumption | 0 | 0 | 0 | 0 | 0 | 0 | 0 | 0 | 0 | 0 | 0 | 0 | 0 | 0 | 0 | 0 | 0 | 0 | 0 | 0 | 0 | 0 | 0 | 0 | 0 | 0 | 0
F3_Commercial_Lodging (ID)_New_Water Heating_Natural Gas_Water Heater_E8 | F3 | Commercial | Lodging (ID) | New | Water Heating | Natural Gas | Water Heater | E8 | System - kBTUs of Consumption | 0 | 0 | 0 | 0 | 0 | 0 | 0 | 0 | 0 | 0 | 0 | 0 | 0 | 0 | 0 | 0 | 0 | 0 | 0 | 0 | 0 | 0 | 0 | 0 | 0 | 0 | 0
F3_Commercial_Lodging (ID)_New_Water Heating_Natural Gas_Water Heater_E9 | F3 | Commercial | Lodging (ID) | New | Water Heating | Natural Gas | Water Heater | E9 | System - kBTUs of Consumption | 0 | 0 | 0 | 0 | 0 | 0 | 0 | 0 | 0 | 0 | 0 | 0 | 0 | 0 | 0 | 0 | 0 | 0 | 0 | 0 | 0 | 0 | 0 | 0 | 0 | 0 | 0
F3_Commercial_Lodging (ID)_New_Water Heating_Natural Gas_Water Heater_E10 | F3 | Commercial | Lodging (ID) | New | Water Heating | Natural Gas | Water Heater | E10 | System - kBTUs of Consumption | 0 | 0 | 0 | 0 | 0 | 0 | 0 | 0 | 0 | 0 | 0 | 0 | 0 | 0 | 0 | 0 | 0 | 0 | 0 | 0 | 0 | 0 | 0 | 0 | 0 | 0 | 0
F4_Commercial_Lodging (ID)_New_Water Heating_Natural Gas_Water Heater_E1 | F4 | Commercial | Lodging (ID) | New | Water Heating | Natural Gas | Water Heater | E1 | Utility - Cost of Equipment | 0.031321 | 0.031321 | 0.031321 | 0.031321 | 0.031321 | 0.031321 | 0.031321 | 0.031321 | 0.031321 | 0.031321 | 0.031321 | 0.031321 | 0.031321 | 0.031321 | 0.031321 | 0.031321 | 0.031321 | 0.031321 | 0.031321 | 0.031321 | 0.031321 | 0.031321 | 0.031321 | 0.031321 | 0.031321 | 0.031321 | 0.031321
F4_Commercial_Lodging (ID)_New_Water Heating_Natural Gas_Water Heater_E2 | F4 | Commercial | Lodging (ID) | New | Water Heating | Natural Gas | Water Heater | E2 | Utility - Cost of Equipment | 0.037585 | 0.037585 | 0.037585 | 0.037585 | 0.037585 | 0.037585 | 0.037585 | 0.037585 | 0.037585 | 0.037585 | 0.037585 | 0.037585 | 0.037585 | 0.037585 | 0.037585 | 0.037585 | 0.037585 | 0.037585 | 0.037585 | 0.037585 | 0.037585 | 0.037585 | 0.037585 | 0.037585 | 0.037585 | 0.037585 | 0.037585
F4_Commercial_Lodging (ID)_New_Water Heating_Natural Gas_Water Heater_E3 | F4 | Commercial | Lodging (ID) | New | Water Heating | Natural Gas | Water Heater | E3 | Utility - Cost of Equipment | 0.046202 | 0.046202 | 0.046202 | 0.046202 | 0.046202 | 0.046202 | 0.046202 | 0.046202 | 0.046202 | 0.046202 | 0.046202 | 0.046202 | 0.046202 | 0.046202 | 0.046202 | 0.046202 | 0.046202 | 0.046202 | 0.046202 | 0.046202 | 0.046202 | 0.046202 | 0.046202 | 0.046202 | 0.046202 | 0.046202 | 0.046202
F4_Commercial_Lodging (ID)_New_Water Heating_Natural Gas_Water Heater_E4 | F4 | Commercial | Lodging (ID) | New | Water Heating | Natural Gas | Water Heater | E4 | Utility - Cost of Equipment | 0.046568 | 0.046568 | 0.046568 | 0.046568 | 0.046568 | 0.046568 | 0.046568 | 0.046568 | 0.046568 | 0.046568 | 0.046568 | 0.046568 | 0.046568 | 0.046568 | 0.046568 | 0.046568 | 0.046568 | 0.046568 | 0.046568 | 0.046568 | 0.046568 | 0.046568 | 0.046568 | 0.046568 | 0.046568 | 0.046568 | 0.046568
F4_Commercial_Lodging (ID)_New_Water Heating_Natural Gas_Water Heater_E5 | F4 | Commercial | Lodging (ID) | New | Water Heating | Natural Gas | Water Heater | E5 | Utility - Cost of Equipment | 0.10052 | 0.10052 | 0.10052 | 0.10052 | 0.10052 | 0.10052 | 0.10052 | 0.10052 | 0.10052 | 0.10052 | 0.10052 | 0.10052 | 0.10052 | 0.10052 | 0.10052 | 0.10052 | 0.10052 | 0.10052 | 0.10052 | 0.10052 | 0.10052 | 0.10052 | 0.10052 | 0.10052 | 0.10052 | 0.10052 | 0.10052
F4_Commercial_Lodging (ID)_New_Water Heating_Natural Gas_Water Heater_E6 | F4 | Commercial | Lodging (ID) | New | Water Heating | Natural Gas | Water Heater | E6 | Utility - Cost of Equipment | 0 | 0 | 0 | 0 | 0 | 0 | 0 | 0 | 0 | 0 | 0 | 0 | 0 | 0 | 0 | 0 | 0 | 0 | 0 | 0 | 0 | 0 | 0 | 0 | 0 | 0 | 0
F4_Commercial_Lodging (ID)_New_Water Heating_Natural Gas_Water Heater_E7 | F4 | Commercial | Lodging (ID) | New | Water Heating | Natural Gas | Water Heater | E7 | Utility - Cost of Equipment | 0 | 0 | 0 | 0 | 0 | 0 | 0 | 0 | 0 | 0 | 0 | 0 | 0 | 0 | 0 | 0 | 0 | 0 | 0 | 0 | 0 | 0 | 0 | 0 | 0 | 0 | 0
F4_Commercial_Lodging (ID)_New_Water Heating_Natural Gas_Water Heater_E8 | F4 | Commercial | Lodging (ID) | New | Water Heating | Natural Gas | Water Heater | E8 | Utility - Cost of Equipment | 0 | 0 | 0 | 0 | 0 | 0 | 0 | 0 | 0 | 0 | 0 | 0 | 0 | 0 | 0 | 0 | 0 | 0 | 0 | 0 | 0 | 0 | 0 | 0 | 0 | 0 | 0
F4_Commercial_Lodging (ID)_New_Water Heating_Natural Gas_Water Heater_E9 | F4 | Commercial | Lodging (ID) | New | Water Heating | Natural Gas | Water Heater | E9 | Utility - Cost of Equipment | 0 | 0 | 0 | 0 | 0 | 0 | 0 | 0 | 0 | 0 | 0 | 0 | 0 | 0 | 0 | 0 | 0 | 0 | 0 | 0 | 0 | 0 | 0 | 0 | 0 | 0 | 0
F4_Commercial_Lodging (ID)_New_Water Heating_Natural Gas_Water Heater_E10 | F4 | Commercial | Lodging (ID) | New | Water Heating | Natural Gas | Water Heater | E10 | Utility - Cost of Equipment | 0 | 0 | 0 | 0 | 0 | 0 | 0 | 0 | 0 | 0 | 0 | 0 | 0 | 0 | 0 | 0 | 0 | 0 | 0 | 0 | 0 | 0 | 0 | 0 | 0 | 0 | 0
F5_Commercial_Lodging (ID)_New_Water Heating_Natural Gas_Water Heater_E1 | F5 | Commercial | Lodging (ID) | New | Water Heating | Natural Gas | Water Heater | E1 | Utility - Cost of Operation | 0.13782 | 0.14144 | 0.1455 | 0.15005 | 0.15512 | 0.16111 | 0.16722 | 0.17323 | 0.17902 | 0.18489 | 0.18967 | 0.19417 | 0.199 | 0.20374 | 0.20805 | 0.21213 | 0.21585 | 0.21954 | 0.22345 | 0.22729 | 0.23123 | 0.23532 | 0.23945 | 0.2437 | 0.24803 | 0.25244 | 0.25693
F5_Commercial_Lodging (ID)_New_Water Heating_Natural Gas_Water Heater_E2 | F5 | Commercial | Lodging (ID) | New | Water Heating | Natural Gas | Water Heater | E2 | Utility - Cost of Operation | 0.1225 | 0.12572 | 0.12933 | 0.13338 | 0.13788 | 0.14321 | 0.14864 | 0.15399 | 0.15913 | 0.16434 | 0.16859 | 0.1726 | 0.17689 | 0.18111 | 0.18493 | 0.18856 | 0.19186 | 0.19514 | 0.19862 | 0.20204 | 0.20554 | 0.20917 | 0.21284 | 0.21663 | 0.22047 | 0.22439 | 0.22838
F5_Commercial_Lodging (ID)_New_Water Heating_Natural Gas_Water Heater_E3 | F5 | Commercial | Lodging (ID) | New | Water Heating | Natural Gas | Water Heater | E3 | Utility - Cost of Operation | 0.11729 | 0.12037 | 0.12383 | 0.1277 | 0.13202 | 0.13712 | 0.14231 | 0.14743 | 0.15236 | 0.15735 | 0.16142 | 0.16525 | 0.16936 | 0.1734 | 0.17706 | 0.18053 | 0.1837 | 0.18684 | 0.19017 | 0.19344 | 0.19679 | 0.20027 | 0.20379 | 0.20741 | 0.21109 | 0.21484 | 0.21866
F5_Commercial_Lodging (ID)_New_Water Heating_Natural Gas_Water Heater_E4 | F5 | Commercial | Lodging (ID) | New | Water Heating | Natural Gas | Water Heater | E4 | Utility - Cost of Operation | 0.12454 | 0.12776 | 0.13128 | 0.13511 | 0.1393 | 0.14414 | 0.14906 | 0.15391 | 0.15862 | 0.16339 | 0.16737 | 0.17118 | 0.17522 | 0.17922 | 0.1829 | 0.18643 | 0.18971 | 0.19297 | 0.19641 | 0.1998 | 0.20328 | 0.20688 | 0.21052 | 0.21426 | 0.21806 | 0.22194 | 0.22588
F5_Commercial_Lodging (ID)_New_Water Heating_Natural Gas_Water Heater_E5 | F5 | Commercial | Lodging (ID) | New | Water Heating | Natural Gas | Water Heater | E5 | Utility - Cost of Operation | 0.071833 | 0.073722 | 0.075878 | 0.078336 | 0.081112 | 0.084436 | 0.087828 | 0.091164 | 0.094362 | 0.097607 | 0.10021 | 0.10266 | 0.10528 | 0.10785 | 0.11017 | 0.11235 | 0.11432 | 0.11626 | 0.11834 | 0.12036 | 0.12245 | 0.12461 | 0.12679 | 0.12904 | 0.13134 | 0.13367 | 0.13605
F5_Commercial_Lodging (ID)_New_Water Heating_Natural Gas_Water Heater_E6 | F5 | Commercial | Lodging (ID) | New | Water Heating | Natural Gas | Water Heater | E6 | Utility - Cost of Operation | 0 | 0 | 0 | 0 | 0 | 0 | 0 | 0 | 0 | 0 | 0 | 0 | 0 | 0 | 0 | 0 | 0 | 0 | 0 | 0 | 0 | 0 | 0 | 0 | 0 | 0 | 0
F5_Commercial_Lodging (ID)_New_Water Heating_Natural Gas_Water Heater_E7 | F5 | Commercial | Lodging (ID) | New | Water Heating | Natural Gas | Water Heater | E7 | Utility - Cost of Operation | 0 | 0 | 0 | 0 | 0 | 0 | 0 | 0 | 0 | 0 | 0 | 0 | 0 | 0 | 0 | 0 | 0 | 0 | 0 | 0 | 0 | 0 | 0 | 0 | 0 | 0 | 0
F5_Commercial_Lodging (ID)_New_Water Heating_Natural Gas_Water Heater_E8 | F5 | Commercial | Lodging (ID) | New | Water Heating | Natural Gas | Water Heater | E8 | Utility - Cost of Operation | 0 | 0 | 0 | 0 | 0 | 0 | 0 | 0 | 0 | 0 | 0 | 0 | 0 | 0 | 0 | 0 | 0 | 0 | 0 | 0 | 0 | 0 | 0 | 0 | 0 | 0 | 0
F5_Commercial_Lodging (ID)_New_Water Heating_Natural Gas_Water Heater_E9 | F5 | Commercial | Lodging (ID) | New | Water Heating | Natural Gas | Water Heater | E9 | Utility - Cost of Operation | 0 | 0 | 0 | 0 | 0 | 0 | 0 | 0 | 0 | 0 | 0 | 0 | 0 | 0 | 0 | 0 | 0 | 0 | 0 | 0 | 0 | 0 | 0 | 0 | 0 | 0 | 0
F5_Commercial_Lodging (ID)_New_Water Heating_Natural Gas_Water Heater_E10 | F5 | Commercial | Lodging (ID) | New | Water Heating | Natural Gas | Water Heater | E10 | Utility - Cost of Operation | 0 | 0 | 0 | 0 | 0 | 0 | 0 | 0 | 0 | 0 | 0 | 0 | 0 | 0 | 0 | 0 | 0 | 0 | 0 | 0 | 0 | 0 | 0 | 0 | 0 | 0 | 0
F6_Commercial_Lodging (ID)_New_Water Heating_Natural Gas_Water Heater_E1 | F6 | Commercial | Lodging (ID) | New | Water Heating | Natural Gas | Water Heater | E1 | Utility - Value of Sales | 0.16066 | 0.16389 | 0.16752 | 0.1716 | 0.17616 | 0.18166 | 0.18712 | 0.19228 | 0.19696 | 0.20151 | 0.20624 | 0.21056 | 0.21519 | 0.21967 | 0.2236 | 0.22723 | 0.23039 | 0.23344 | 0.23666 | 0.23972 | 0.2428 | 0.24708 | 0.25142 | 0.25589 | 0.26044 | 0.26506 | 0.26977
F6_Commercial_Lodging (ID)_New_Water Heating_Natural Gas_Water Heater_E2 | F6 | Commercial | Lodging (ID) | New | Water Heating | Natural Gas | Water Heater | E2 | Utility - Value of Sales | 0.14281 | 0.14568 | 0.14891 | 0.15254 | 0.15658 | 0.16147 | 0.16632 | 0.17091 | 0.17507 | 0.17912 | 0.18332 | 0.18717 | 0.19128 | 0.19526 | 0.19876 | 0.20198 | 0.20479 | 0.2075 | 0.21037 | 0.21308 | 0.21582 | 0.21963 | 0.22349 | 0.22746 | 0.2315 | 0.23561 | 0.2398
F6_Commercial_Lodging (ID)_New_Water Heating_Natural Gas_Water Heater_E3 | F6 | Commercial | Lodging (ID) | New | Water Heating | Natural Gas | Water Heater | E3 | Utility - Value of Sales | 0.13673 | 0.13948 | 0.14257 | 0.14605 | 0.14992 | 0.1546 | 0.15925 | 0.16364 | 0.16762 | 0.1715 | 0.17552 | 0.1792 | 0.18314 | 0.18695 | 0.1903 | 0.19338 | 0.19607 | 0.19867 | 0.20141 | 0.20402 | 0.20663 | 0.21028 | 0.21398 | 0.21778 | 0.22165 | 0.22559 | 0.22959
F6_Commercial_Lodging (ID)_New_Water Heating_Natural Gas_Water Heater_E4 | F6 | Commercial | Lodging (ID) | New | Water Heating | Natural Gas | Water Heater | E4 | Utility - Value of Sales | 0.14335 | 0.14623 | 0.14938 | 0.1528 | 0.15652 | 0.16091 | 0.16524 | 0.16938 | 0.17321 | 0.17698 | 0.18092 | 0.18461 | 0.18853 | 0.19236 | 0.19581 | 0.19903 | 0.20193 | 0.20475 | 0.20772 | 0.21057 | 0.21345 | 0.21722 | 0.22104 | 0.22497 | 0.22897 | 0.23303 | 0.23717
F6_Commercial_Lodging (ID)_New_Water Heating_Natural Gas_Water Heater_E5 | F6 | Commercial | Lodging (ID) | New | Water Heating | Natural Gas | Water Heater | E5 | Utility - Value of Sales | 0.084287 | 0.085943 | 0.087863 | 0.090085 | 0.092623 | 0.095718 | 0.098787 | 0.10167 | 0.10426 | 0.10676 | 0.10934 | 0.11167 | 0.11417 | 0.11658 | 0.11867 | 0.12058 | 0.12221 | 0.12378 | 0.12544 | 0.127 | 0.12857 | 0.13084 | 0.13313 | 0.1355 | 0.1379 | 0.14035 | 0.14285
F6_Commercial_Lodging (ID)_New_Water Heating_Natural Gas_Water Heater_E6 | F6 | Commercial | Lodging (ID) | New | Water Heating | Natural Gas | Water Heater | E6 | Utility - Value of Sales | 0 | 0 | 0 | 0 | 0 | 0 | 0 | 0 | 0 | 0 | 0 | 0 | 0 | 0 | 0 | 0 | 0 | 0 | 0 | 0 | 0 | 0 | 0 | 0 | 0 | 0 | 0
F6_Commercial_Lodging (ID)_New_Water Heating_Natural Gas_Water Heater_E7 | F6 | Commercial | Lodging (ID) | New | Water Heating | Natural Gas | Water Heater | E7 | Utility - Value of Sales | 0 | 0 | 0 | 0 | 0 | 0 | 0 | 0 | 0 | 0 | 0 | 0 | 0 | 0 | 0 | 0 | 0 | 0 | 0 | 0 | 0 | 0 | 0 | 0 | 0 | 0 | 0
F6_Commercial_Lodging (ID)_New_Water Heating_Natural Gas_Water Heater_E8 | F6 | Commercial | Lodging (ID) | New | Water Heating | Natural Gas | Water Heater | E8 | Utility - Value of Sales | 0 | 0 | 0 | 0 | 0 | 0 | 0 | 0 | 0 | 0 | 0 | 0 | 0 | 0 | 0 | 0 | 0 | 0 | 0 | 0 | 0 | 0 | 0 | 0 | 0 | 0 | 0
F6_Commercial_Lodging (ID)_New_Water Heating_Natural Gas_Water Heater_E9 | F6 | Commercial | Lodging (ID) | New | Water Heating | Natural Gas | Water Heater | E9 | Utility - Value of Sales | 0 | 0 | 0 | 0 | 0 | 0 | 0 | 0 | 0 | 0 | 0 | 0 | 0 | 0 | 0 | 0 | 0 | 0 | 0 | 0 | 0 | 0 | 0 | 0 | 0 | 0 | 0
F6_Commercial_Lodging (ID)_New_Water Heating_Natural Gas_Water Heater_E10 | F6 | Commercial | Lodging (ID) | New | Water Heating | Natural Gas | Water Heater | E10 | Utility - Value of Sales | 0 | 0 | 0 | 0 | 0 | 0 | 0 | 0 | 0 | 0 | 0 | 0 | 0 | 0 | 0 | 0 | 0 | 0 | 0 | 0 | 0 | 0 | 0 | 0 | 0 | 0 | 0
F1_Commercial_Lodging (ID)_New_Food Preparation_Natural Gas_Oven_E1 | F1 | Commercial | Lodging (ID) | New | Food Preparation | Natural Gas | Oven | E1 | RVT - Cost of Equipment | 0.00070005 | 0.00070005 | 0.00070005 | 0.00070005 | 0.00070005 | 0.00070005 | 0.00070005 | 0.00070005 | 0.00070005 | 0.00070005 | 0.00070005 | 0.00070005 | 0.00070005 | 0.00070005 | 0.00070005 | 0.00070005 | 0.00070005 | 0.00070005 | 0.00070005 | 0.00070005 | 0.00070005 | 0.00070005 | 0.00070005 | 0.00070005 | 0.00070005 | 0.00070005 | 0.00070005
F1_Commercial_Lodging (ID)_New_Food Preparation_Natural Gas_Oven_E2 | F1 | Commercial | Lodging (ID) | New | Food Preparation | Natural Gas | Oven | E2 | RVT - Cost of Equipment | 0.00095389 | 0.00095389 | 0.00095389 | 0.00095389 | 0.00095389 | 0.00095389 | 0.00095389 | 0.00095389 | 0.00095389 | 0.00095389 | 0.00095389 | 0.00095389 | 0.00095389 | 0.00095389 | 0.00095389 | 0.00095389 | 0.00095389 | 0.00095389 | 0.00095389 | 0.00095389 | 0.00095389 | 0.00095389 | 0.00095389 | 0.00095389 | 0.00095389 | 0.00095389 | 0.00095389
F1_Commercial_Lodging (ID)_New_Food Preparation_Natural Gas_Oven_E3 | F1 | Commercial | Lodging (ID) | New | Food Preparation | Natural Gas | Oven | E3 | RVT - Cost of Equipment | 0 | 0 | 0 | 0 | 0 | 0 | 0 | 0 | 0 | 0 | 0 | 0 | 0 | 0 | 0 | 0 | 0 | 0 | 0 | 0 | 0 | 0 | 0 | 0 | 0 | 0 | 0
F1_Commercial_Lodging (ID)_New_Food Preparation_Natural Gas_Oven_E4 | F1 | Commercial | Lodging (ID) | New | Food Preparation | Natural Gas | Oven | E4 | RVT - Cost of Equipment | 0 | 0 | 0 | 0 | 0 | 0 | 0 | 0 | 0 | 0 | 0 | 0 | 0 | 0 | 0 | 0 | 0 | 0 | 0 | 0 | 0 | 0 | 0 | 0 | 0 | 0 | 0
F1_Commercial_Lodging (ID)_New_Food Preparation_Natural Gas_Oven_E5 | F1 | Commercial | Lodging (ID) | New | Food Preparation | Natural Gas | Oven | E5 | RVT - Cost of Equipment | 0 | 0 | 0 | 0 | 0 | 0 | 0 | 0 | 0 | 0 | 0 | 0 | 0 | 0 | 0 | 0 | 0 | 0 | 0 | 0 | 0 | 0 | 0 | 0 | 0 | 0 | 0
F1_Commercial_Lodging (ID)_New_Food Preparation_Natural Gas_Oven_E6 | F1 | Commercial | Lodging (ID) | New | Food Preparation | Natural Gas | Oven | E6 | RVT - Cost of Equipment | 0 | 0 | 0 | 0 | 0 | 0 | 0 | 0 | 0 | 0 | 0 | 0 | 0 | 0 | 0 | 0 | 0 | 0 | 0 | 0 | 0 | 0 | 0 | 0 | 0 | 0 | 0
F1_Commercial_Lodging (ID)_New_Food Preparation_Natural Gas_Oven_E7 | F1 | Commercial | Lodging (ID) | New | Food Preparation | Natural Gas | Oven | E7 | RVT - Cost of Equipment | 0 | 0 | 0 | 0 | 0 | 0 | 0 | 0 | 0 | 0 | 0 | 0 | 0 | 0 | 0 | 0 | 0 | 0 | 0 | 0 | 0 | 0 | 0 | 0 | 0 | 0 | 0
F1_Commercial_Lodging (ID)_New_Food Preparation_Natural Gas_Oven_E8 | F1 | Commercial | Lodging (ID) | New | Food Preparation | Natural Gas | Oven | E8 | RVT - Cost of Equipment | 0 | 0 | 0 | 0 | 0 | 0 | 0 | 0 | 0 | 0 | 0 | 0 | 0 | 0 | 0 | 0 | 0 | 0 | 0 | 0 | 0 | 0 | 0 | 0 | 0 | 0 | 0
F1_Commercial_Lodging (ID)_New_Food Preparation_Natural Gas_Oven_E9 | F1 | Commercial | Lodging (ID) | New | Food Preparation | Natural Gas | Oven | E9 | RVT - Cost of Equipment | 0 | 0 | 0 | 0 | 0 | 0 | 0 | 0 | 0 | 0 | 0 | 0 | 0 | 0 | 0 | 0 | 0 | 0 | 0 | 0 | 0 | 0 | 0 | 0 | 0 | 0 | 0
F1_Commercial_Lodging (ID)_New_Food Preparation_Natural Gas_Oven_E10 | F1 | Commercial | Lodging (ID) | New | Food Preparation | Natural Gas | Oven | E10 | RVT - Cost of Equipment | 0 | 0 | 0 | 0 | 0 | 0 | 0 | 0 | 0 | 0 | 0 | 0 | 0 | 0 | 0 | 0 | 0 | 0 | 0 | 0 | 0 | 0 | 0 | 0 | 0 | 0 | 0
F2_Commercial_Lodging (ID)_New_Food Preparation_Natural Gas_Oven_E1 | F2 | Commercial | Lodging (ID) | New | Food Preparation | Natural Gas | Oven | E1 | RVT - Cost of Operation | 0.032887 | 0.033434 | 0.034101 | 0.034912 | 0.035877 | 0.037152 | 0.03846 | 0.039725 | 0.04089 | 0.042008 | 0.043157 | 0.044183 | 0.045254 | 0.046243 | 0.047076 | 0.047815 | 0.04842 | 0.048991 | 0.049603 | 0.050165 | 0.050727 | 0.051621 | 0.052524 | 0.053458 | 0.054407 | 0.055374 | 0.056358
F2_Commercial_Lodging (ID)_New_Food Preparation_Natural Gas_Oven_E2 | F2 | Commercial | Lodging (ID) | New | Food Preparation | Natural Gas | Oven | E2 | RVT - Cost of Operation | 0.023353 | 0.023742 | 0.024215 | 0.024791 | 0.025476 | 0.026381 | 0.02731 | 0.028209 | 0.029036 | 0.02983 | 0.030646 | 0.031374 | 0.032134 | 0.032837 | 0.033429 | 0.033953 | 0.034383 | 0.034788 | 0.035223 | 0.035622 | 0.036021 | 0.036656 | 0.037297 | 0.03796 | 0.038634 | 0.039321 | 0.040019
F2_Commercial_Lodging (ID)_New_Food Preparation_Natural Gas_Oven_E3 | F2 | Commercial | Lodging (ID) | New | Food Preparation | Natural Gas | Oven | E3 | RVT - Cost of Operation | 0 | 0 | 0 | 0 | 0 | 0 | 0 | 0 | 0 | 0 | 0 | 0 | 0 | 0 | 0 | 0 | 0 | 0 | 0 | 0 | 0 | 0 | 0 | 0 | 0 | 0 | 0
F2_Commercial_Lodging (ID)_New_Food Preparation_Natural Gas_Oven_E4 | F2 | Commercial | Lodging (ID) | New | Food Preparation | Natural Gas | Oven | E4 | RVT - Cost of Operation | 0 | 0 | 0 | 0 | 0 | 0 | 0 | 0 | 0 | 0 | 0 | 0 | 0 | 0 | 0 | 0 | 0 | 0 | 0 | 0 | 0 | 0 | 0 | 0 | 0 | 0 | 0
F2_Commercial_Lodging (ID)_New_Food Preparation_Natural Gas_Oven_E5 | F2 | Commercial | Lodging (ID) | New | Food Preparation | Natural Gas | Oven | E5 | RVT - Cost of Operation | 0 | 0 | 0 | 0 | 0 | 0 | 0 | 0 | 0 | 0 | 0 | 0 | 0 | 0 | 0 | 0 | 0 | 0 | 0 | 0 | 0 | 0 | 0 | 0 | 0 | 0 | 0
F2_Commercial_Lodging (ID)_New_Food Preparation_Natural Gas_Oven_E6 | F2 | Commercial | Lodging (ID) | New | Food Preparation | Natural Gas | Oven | E6 | RVT - Cost of Operation | 0 | 0 | 0 | 0 | 0 | 0 | 0 | 0 | 0 | 0 | 0 | 0 | 0 | 0 | 0 | 0 | 0 | 0 | 0 | 0 | 0 | 0 | 0 | 0 | 0 | 0 | 0
F2_Commercial_Lodging (ID)_New_Food Preparation_Natural Gas_Oven_E7 | F2 | Commercial | Lodging (ID) | New | Food Preparation | Natural Gas | Oven | E7 | RVT - Cost of Operation | 0 | 0 | 0 | 0 | 0 | 0 | 0 | 0 | 0 | 0 | 0 | 0 | 0 | 0 | 0 | 0 | 0 | 0 | 0 | 0 | 0 | 0 | 0 | 0 | 0 | 0 | 0
F2_Commercial_Lodging (ID)_New_Food Preparation_Natural Gas_Oven_E8 | F2 | Commercial | Lodging (ID) | New | Food Preparation | Natural Gas | Oven | E8 | RVT - Cost of Operation | 0 | 0 | 0 | 0 | 0 | 0 | 0 | 0 | 0 | 0 | 0 | 0 | 0 | 0 | 0 | 0 | 0 | 0 | 0 | 0 | 0 | 0 | 0 | 0 | 0 | 0 | 0
F2_Commercial_Lodging (ID)_New_Food Preparation_Natural Gas_Oven_E9 | F2 | Commercial | Lodging (ID) | New | Food Preparation | Natural Gas | Oven | E9 | RVT - Cost of Operation | 0 | 0 | 0 | 0 | 0 | 0 | 0 | 0 | 0 | 0 | 0 | 0 | 0 | 0 | 0 | 0 | 0 | 0 | 0 | 0 | 0 | 0 | 0 | 0 | 0 | 0 | 0
F2_Commercial_Lodging (ID)_New_Food Preparation_Natural Gas_Oven_E10 | F2 | Commercial | Lodging (ID) | New | Food Preparation | Natural Gas | Oven | E10 | RVT - Cost of Operation | 0 | 0 | 0 | 0 | 0 | 0 | 0 | 0 | 0 | 0 | 0 | 0 | 0 | 0 | 0 | 0 | 0 | 0 | 0 | 0 | 0 | 0 | 0 | 0 | 0 | 0 | 0
F3_Commercial_Lodging (ID)_New_Food Preparation_Natural Gas_Oven_E1 | F3 | Commercial | Lodging (ID) | New | Food Preparation | Natural Gas | Oven | E1 | System - kBTUs of Consumption | 7.9715 | 7.9715 | 7.9715 | 7.9715 | 7.9715 | 7.9715 | 7.9715 | 7.9715 | 7.9715 | 7.9715 | 7.9715 | 7.9715 | 7.9715 | 7.9715 | 7.9715 | 7.9715 | 7.9715 | 7.9715 | 7.9715 | 7.9715 | 7.9715 | 7.9715 | 7.9715 | 7.9715 | 7.9715 | 7.9715 | 7.9715
F3_Commercial_Lodging (ID)_New_Food Preparation_Natural Gas_Oven_E2 | F3 | Commercial | Lodging (ID) | New | Food Preparation | Natural Gas | Oven | E2 | System - kBTUs of Consumption | 5.6605 | 5.6605 | 5.6605 | 5.6605 | 5.6605 | 5.6605 | 5.6605 | 5.6605 | 5.6605 | 5.6605 | 5.6605 | 5.6605 | 5.6605 | 5.6605 | 5.6605 | 5.6605 | 5.6605 | 5.6605 | 5.6605 | 5.6605 | 5.6605 | 5.6605 | 5.6605 | 5.6605 | 5.6605 | 5.6605 | 5.6605
F3_Commercial_Lodging (ID)_New_Food Preparation_Natural Gas_Oven_E3 | F3 | Commercial | Lodging (ID) | New | Food Preparation | Natural Gas | Oven | E3 | System - kBTUs of Consumption | 0 | 0 | 0 | 0 | 0 | 0 | 0 | 0 | 0 | 0 | 0 | 0 | 0 | 0 | 0 | 0 | 0 | 0 | 0 | 0 | 0 | 0 | 0 | 0 | 0 | 0 | 0
F3_Commercial_Lodging (ID)_New_Food Preparation_Natural Gas_Oven_E4 | F3 | Commercial | Lodging (ID) | New | Food Preparation | Natural Gas | Oven | E4 | System - kBTUs of Consumption | 0 | 0 | 0 | 0 | 0 | 0 | 0 | 0 | 0 | 0 | 0 | 0 | 0 | 0 | 0 | 0 | 0 | 0 | 0 | 0 | 0 | 0 | 0 | 0 | 0 | 0 | 0
F3_Commercial_Lodging (ID)_New_Food Preparation_Natural Gas_Oven_E5 | F3 | Commercial | Lodging (ID) | New | Food Preparation | Natural Gas | Oven | E5 | System - kBTUs of Consumption | 0 | 0 | 0 | 0 | 0 | 0 | 0 | 0 | 0 | 0 | 0 | 0 | 0 | 0 | 0 | 0 | 0 | 0 | 0 | 0 | 0 | 0 | 0 | 0 | 0 | 0 | 0
F3_Commercial_Lodging (ID)_New_Food Preparation_Natural Gas_Oven_E6 | F3 | Commercial | Lodging (ID) | New | Food Preparation | Natural Gas | Oven | E6 | System - kBTUs of Consumption | 0 | 0 | 0 | 0 | 0 | 0 | 0 | 0 | 0 | 0 | 0 | 0 | 0 | 0 | 0 | 0 | 0 | 0 | 0 | 0 | 0 | 0 | 0 | 0 | 0 | 0 | 0
F3_Commercial_Lodging (ID)_New_Food Preparation_Natural Gas_Oven_E7 | F3 | Commercial | Lodging (ID) | New | Food Preparation | Natural Gas | Oven | E7 | System - kBTUs of Consumption | 0 | 0 | 0 | 0 | 0 | 0 | 0 | 0 | 0 | 0 | 0 | 0 | 0 | 0 | 0 | 0 | 0 | 0 | 0 | 0 | 0 | 0 | 0 | 0 | 0 | 0 | 0
F3_Commercial_Lodging (ID)_New_Food Preparation_Natural Gas_Oven_E8 | F3 | Commercial | Lodging (ID) | New | Food Preparation | Natural Gas | Oven | E8 | System - kBTUs of Consumption | 0 | 0 | 0 | 0 | 0 | 0 | 0 | 0 | 0 | 0 | 0 | 0 | 0 | 0 | 0 | 0 | 0 | 0 | 0 | 0 | 0 | 0 | 0 | 0 | 0 | 0 | 0
F3_Commercial_Lodging (ID)_New_Food Preparation_Natural Gas_Oven_E9 | F3 | Commercial | Lodging (ID) | New | Food Preparation | Natural Gas | Oven | E9 | System - kBTUs of Consumption | 0 | 0 | 0 | 0 | 0 | 0 | 0 | 0 | 0 | 0 | 0 | 0 | 0 | 0 | 0 | 0 | 0 | 0 | 0 | 0 | 0 | 0 | 0 | 0 | 0 | 0 | 0
F3_Commercial_Lodging (ID)_New_Food Preparation_Natural Gas_Oven_E10 | F3 | Commercial | Lodging (ID) | New | Food Preparation | Natural Gas | Oven | E10 | System - kBTUs of Consumption | 0 | 0 | 0 | 0 | 0 | 0 | 0 | 0 | 0 | 0 | 0 | 0 | 0 | 0 | 0 | 0 | 0 | 0 | 0 | 0 | 0 | 0 | 0 | 0 | 0 | 0 | 0
F4_Commercial_Lodging (ID)_New_Food Preparation_Natural Gas_Oven_E1 | F4 | Commercial | Lodging (ID) | New | Food Preparation | Natural Gas | Oven | E1 | Utility - Cost of Equipment | 0.00070005 | 0.00070005 | 0.00070005 | 0.00070005 | 0.00070005 | 0.00070005 | 0.00070005 | 0.00070005 | 0.00070005 | 0.00070005 | 0.00070005 | 0.00070005 | 0.00070005 | 0.00070005 | 0.00070005 | 0.00070005 | 0.00070005 | 0.00070005 | 0.00070005 | 0.00070005 | 0.00070005 | 0.00070005 | 0.00070005 | 0.00070005 | 0.00070005 | 0.00070005 | 0.00070005
F4_Commercial_Lodging (ID)_New_Food Preparation_Natural Gas_Oven_E2 | F4 | Commercial | Lodging (ID) | New | Food Preparation | Natural Gas | Oven | E2 | Utility - Cost of Equipment | 0.00095389 | 0.00095389 | 0.00095389 | 0.00095389 | 0.00095389 | 0.00095389 | 0.00095389 | 0.00095389 | 0.00095389 | 0.00095389 | 0.00095389 | 0.00095389 | 0.00095389 | 0.00095389 | 0.00095389 | 0.00095389 | 0.00095389 | 0.00095389 | 0.00095389 | 0.00095389 | 0.00095389 | 0.00095389 | 0.00095389 | 0.00095389 | 0.00095389 | 0.00095389 | 0.00095389
F4_Commercial_Lodging (ID)_New_Food Preparation_Natural Gas_Oven_E3 | F4 | Commercial | Lodging (ID) | New | Food Preparation | Natural Gas | Oven | E3 | Utility - Cost of Equipment | 0 | 0 | 0 | 0 | 0 | 0 | 0 | 0 | 0 | 0 | 0 | 0 | 0 | 0 | 0 | 0 | 0 | 0 | 0 | 0 | 0 | 0 | 0 | 0 | 0 | 0 | 0
F4_Commercial_Lodging (ID)_New_Food Preparation_Natural Gas_Oven_E4 | F4 | Commercial | Lodging (ID) | New | Food Preparation | Natural Gas | Oven | E4 | Utility - Cost of Equipment | 0 | 0 | 0 | 0 | 0 | 0 | 0 | 0 | 0 | 0 | 0 | 0 | 0 | 0 | 0 | 0 | 0 | 0 | 0 | 0 | 0 | 0 | 0 | 0 | 0 | 0 | 0
F4_Commercial_Lodging (ID)_New_Food Preparation_Natural Gas_Oven_E5 | F4 | Commercial | Lodging (ID) | New | Food Preparation | Natural Gas | Oven | E5 | Utility - Cost of Equipment | 0 | 0 | 0 | 0 | 0 | 0 | 0 | 0 | 0 | 0 | 0 | 0 | 0 | 0 | 0 | 0 | 0 | 0 | 0 | 0 | 0 | 0 | 0 | 0 | 0 | 0 | 0
F4_Commercial_Lodging (ID)_New_Food Preparation_Natural Gas_Oven_E6 | F4 | Commercial | Lodging (ID) | New | Food Preparation | Natural Gas | Oven | E6 | Utility - Cost of Equipment | 0 | 0 | 0 | 0 | 0 | 0 | 0 | 0 | 0 | 0 | 0 | 0 | 0 | 0 | 0 | 0 | 0 | 0 | 0 | 0 | 0 | 0 | 0 | 0 | 0 | 0 | 0
F4_Commercial_Lodging (ID)_New_Food Preparation_Natural Gas_Oven_E7 | F4 | Commercial | Lodging (ID) | New | Food Preparation | Natural Gas | Oven | E7 | Utility - Cost of Equipment | 0 | 0 | 0 | 0 | 0 | 0 | 0 | 0 | 0 | 0 | 0 | 0 | 0 | 0 | 0 | 0 | 0 | 0 | 0 | 0 | 0 | 0 | 0 | 0 | 0 | 0 | 0
F4_Commercial_Lodging (ID)_New_Food Preparation_Natural Gas_Oven_E8 | F4 | Commercial | Lodging (ID) | New | Food Preparation | Natural Gas | Oven | E8 | Utility - Cost of Equipment | 0 | 0 | 0 | 0 | 0 | 0 | 0 | 0 | 0 | 0 | 0 | 0 | 0 | 0 | 0 | 0 | 0 | 0 | 0 | 0 | 0 | 0 | 0 | 0 | 0 | 0 | 0
F4_Commercial_Lodging (ID)_New_Food Preparation_Natural Gas_Oven_E9 | F4 | Commercial | Lodging (ID) | New | Food Preparation | Natural Gas | Oven | E9 | Utility - Cost of Equipment | 0 | 0 | 0 | 0 | 0 | 0 | 0 | 0 | 0 | 0 | 0 | 0 | 0 | 0 | 0 | 0 | 0 | 0 | 0 | 0 | 0 | 0 | 0 | 0 | 0 | 0 | 0
F4_Commercial_Lodging (ID)_New_Food Preparation_Natural Gas_Oven_E10 | F4 | Commercial | Lodging (ID) | New | Food Preparation | Natural Gas | Oven | E10 | Utility - Cost of Equipment | 0 | 0 | 0 | 0 | 0 | 0 | 0 | 0 | 0 | 0 | 0 | 0 | 0 | 0 | 0 | 0 | 0 | 0 | 0 | 0 | 0 | 0 | 0 | 0 | 0 | 0 | 0
F5_Commercial_Lodging (ID)_New_Food Preparation_Natural Gas_Oven_E1 | F5 | Commercial | Lodging (ID) | New | Food Preparation | Natural Gas | Oven | E1 | Utility - Cost of Operation | 0.027646 | 0.028284 | 0.029087 | 0.030034 | 0.031135 | 0.032524 | 0.033971 | 0.035413 | 0.036805 | 0.038215 | 0.039316 | 0.04034 | 0.041444 | 0.04252 | 0.043468 | 0.044346 | 0.045121 | 0.045882 | 0.046701 | 0.047495 | 0.048312 | 0.049163 | 0.050023 | 0.050912 | 0.051816 | 0.052737 | 0.053674
F5_Commercial_Lodging (ID)_New_Food Preparation_Natural Gas_Oven_E2 | F5 | Commercial | Lodging (ID) | New | Food Preparation | Natural Gas | Oven | E2 | Utility - Cost of Operation | 0.019631 | 0.020084 | 0.020654 | 0.021327 | 0.022109 | 0.023095 | 0.024123 | 0.025147 | 0.026135 | 0.027137 | 0.027918 | 0.028645 | 0.029429 | 0.030193 | 0.030867 | 0.03149 | 0.03204 | 0.032581 | 0.033162 | 0.033726 | 0.034306 | 0.034911 | 0.035521 | 0.036152 | 0.036795 | 0.037448 | 0.038114
F5_Commercial_Lodging (ID)_New_Food Preparation_Natural Gas_Oven_E3 | F5 | Commercial | Lodging (ID) | New | Food Preparation | Natural Gas | Oven | E3 | Utility - Cost of Operation | 0 | 0 | 0 | 0 | 0 | 0 | 0 | 0 | 0 | 0 | 0 | 0 | 0 | 0 | 0 | 0 | 0 | 0 | 0 | 0 | 0 | 0 | 0 | 0 | 0 | 0 | 0
F5_Commercial_Lodging (ID)_New_Food Preparation_Natural Gas_Oven_E4 | F5 | Commercial | Lodging (ID) | New | Food Preparation | Natural Gas | Oven | E4 | Utility - Cost of Operation | 0 | 0 | 0 | 0 | 0 | 0 | 0 | 0 | 0 | 0 | 0 | 0 | 0 | 0 | 0 | 0 | 0 | 0 | 0 | 0 | 0 | 0 | 0 | 0 | 0 | 0 | 0
F5_Commercial_Lodging (ID)_New_Food Preparation_Natural Gas_Oven_E5 | F5 | Commercial | Lodging (ID) | New | Food Preparation | Natural Gas | Oven | E5 | Utility - Cost of Operation | 0 | 0 | 0 | 0 | 0 | 0 | 0 | 0 | 0 | 0 | 0 | 0 | 0 | 0 | 0 | 0 | 0 | 0 | 0 | 0 | 0 | 0 | 0 | 0 | 0 | 0 | 0
F5_Commercial_Lodging (ID)_New_Food Preparation_Natural Gas_Oven_E6 | F5 | Commercial | Lodging (ID) | New | Food Preparation | Natural Gas | Oven | E6 | Utility - Cost of Operation | 0 | 0 | 0 | 0 | 0 | 0 | 0 | 0 | 0 | 0 | 0 | 0 | 0 | 0 | 0 | 0 | 0 | 0 | 0 | 0 | 0 | 0 | 0 | 0 | 0 | 0 | 0
F5_Commercial_Lodging (ID)_New_Food Preparation_Natural Gas_Oven_E7 | F5 | Commercial | Lodging (ID) | New | Food Preparation | Natural Gas | Oven | E7 | Utility - Cost of Operation | 0 | 0 | 0 | 0 | 0 | 0 | 0 | 0 | 0 | 0 | 0 | 0 | 0 | 0 | 0 | 0 | 0 | 0 | 0 | 0 | 0 | 0 | 0 | 0 | 0 | 0 | 0
F5_Commercial_Lodging (ID)_New_Food Preparation_Natural Gas_Oven_E8 | F5 | Commercial | Lodging (ID) | New | Food Preparation | Natural Gas | Oven | E8 | Utility - Cost of Operation | 0 | 0 | 0 | 0 | 0 | 0 | 0 | 0 | 0 | 0 | 0 | 0 | 0 | 0 | 0 | 0 | 0 | 0 | 0 | 0 | 0 | 0 | 0 | 0 | 0 | 0 | 0
F5_Commercial_Lodging (ID)_New_Food Preparation_Natural Gas_Oven_E9 | F5 | Commercial | Lodging (ID) | New | Food Preparation | Natural Gas | Oven | E9 | Utility - Cost of Operation | 0 | 0 | 0 | 0 | 0 | 0 | 0 | 0 | 0 | 0 | 0 | 0 | 0 | 0 | 0 | 0 | 0 | 0 | 0 | 0 | 0 | 0 | 0 | 0 | 0 | 0 | 0
F5_Commercial_Lodging (ID)_New_Food Preparation_Natural Gas_Oven_E10 | F5 | Commercial | Lodging (ID) | New | Food Preparation | Natural Gas | Oven | E10 | Utility - Cost of Operation | 0 | 0 | 0 | 0 | 0 | 0 | 0 | 0 | 0 | 0 | 0 | 0 | 0 | 0 | 0 | 0 | 0 | 0 | 0 | 0 | 0 | 0 | 0 | 0 | 0 | 0 | 0
F6_Commercial_Lodging (ID)_New_Food Preparation_Natural Gas_Oven_E1 | F6 | Commercial | Lodging (ID) | New | Food Preparation | Natural Gas | Oven | E1 | Utility - Value of Sales | 0.032887 | 0.033434 | 0.034101 | 0.034912 | 0.035877 | 0.037152 | 0.03846 | 0.039725 | 0.04089 | 0.042008 | 0.043157 | 0.044183 | 0.045254 | 0.046243 | 0.047076 | 0.047815 | 0.04842 | 0.048991 | 0.049603 | 0.050165 | 0.050727 | 0.051621 | 0.052524 | 0.053458 | 0.054407 | 0.055374 | 0.056358
F6_Commercial_Lodging (ID)_New_Food Preparation_Natural Gas_Oven_E2 | F6 | Commercial | Lodging (ID) | New | Food Preparation | Natural Gas | Oven | E2 | Utility - Value of Sales | 0.023353 | 0.023742 | 0.024215 | 0.024791 | 0.025476 | 0.026381 | 0.02731 | 0.028209 | 0.029036 | 0.02983 | 0.030646 | 0.031374 | 0.032134 | 0.032837 | 0.033429 | 0.033953 | 0.034383 | 0.034788 | 0.035223 | 0.035622 | 0.036021 | 0.036656 | 0.037297 | 0.03796 | 0.038634 | 0.039321 | 0.040019
F6_Commercial_Lodging (ID)_New_Food Preparation_Natural Gas_Oven_E3 | F6 | Commercial | Lodging (ID) | New | Food Preparation | Natural Gas | Oven | E3 | Utility - Value of Sales | 0 | 0 | 0 | 0 | 0 | 0 | 0 | 0 | 0 | 0 | 0 | 0 | 0 | 0 | 0 | 0 | 0 | 0 | 0 | 0 | 0 | 0 | 0 | 0 | 0 | 0 | 0
F6_Commercial_Lodging (ID)_New_Food Preparation_Natural Gas_Oven_E4 | F6 | Commercial | Lodging (ID) | New | Food Preparation | Natural Gas | Oven | E4 | Utility - Value of Sales | 0 | 0 | 0 | 0 | 0 | 0 | 0 | 0 | 0 | 0 | 0 | 0 | 0 | 0 | 0 | 0 | 0 | 0 | 0 | 0 | 0 | 0 | 0 | 0 | 0 | 0 | 0
F6_Commercial_Lodging (ID)_New_Food Preparation_Natural Gas_Oven_E5 | F6 | Commercial | Lodging (ID) | New | Food Preparation | Natural Gas | Oven | E5 | Utility - Value of Sales | 0 | 0 | 0 | 0 | 0 | 0 | 0 | 0 | 0 | 0 | 0 | 0 | 0 | 0 | 0 | 0 | 0 | 0 | 0 | 0 | 0 | 0 | 0 | 0 | 0 | 0 | 0
F6_Commercial_Lodging (ID)_New_Food Preparation_Natural Gas_Oven_E6 | F6 | Commercial | Lodging (ID) | New | Food Preparation | Natural Gas | Oven | E6 | Utility - Value of Sales | 0 | 0 | 0 | 0 | 0 | 0 | 0 | 0 | 0 | 0 | 0 | 0 | 0 | 0 | 0 | 0 | 0 | 0 | 0 | 0 | 0 | 0 | 0 | 0 | 0 | 0 | 0
F6_Commercial_Lodging (ID)_New_Food Preparation_Natural Gas_Oven_E7 | F6 | Commercial | Lodging (ID) | New | Food Preparation | Natural Gas | Oven | E7 | Utility - Value of Sales | 0 | 0 | 0 | 0 | 0 | 0 | 0 | 0 | 0 | 0 | 0 | 0 | 0 | 0 | 0 | 0 | 0 | 0 | 0 | 0 | 0 | 0 | 0 | 0 | 0 | 0 | 0
F6_Commercial_Lodging (ID)_New_Food Preparation_Natural Gas_Oven_E8 | F6 | Commercial | Lodging (ID) | New | Food Preparation | Natural Gas | Oven | E8 | Utility - Value of Sales | 0 | 0 | 0 | 0 | 0 | 0 | 0 | 0 | 0 | 0 | 0 | 0 | 0 | 0 | 0 | 0 | 0 | 0 | 0 | 0 | 0 | 0 | 0 | 0 | 0 | 0 | 0
F6_Commercial_Lodging (ID)_New_Food Preparation_Natural Gas_Oven_E9 | F6 | Commercial | Lodging (ID) | New | Food Preparation | Natural Gas | Oven | E9 | Utility - Value of Sales | 0 | 0 | 0 | 0 | 0 | 0 | 0 | 0 | 0 | 0 | 0 | 0 | 0 | 0 | 0 | 0 | 0 | 0 | 0 | 0 | 0 | 0 | 0 | 0 | 0 | 0 | 0
F6_Commercial_Lodging (ID)_New_Food Preparation_Natural Gas_Oven_E10 | F6 | Commercial | Lodging (ID) | New | Food Preparation | Natural Gas | Oven | E10 | Utility - Value of Sales | 0 | 0 | 0 | 0 | 0 | 0 | 0 | 0 | 0 | 0 | 0 | 0 | 0 | 0 | 0 | 0 | 0 | 0 | 0 | 0 | 0 | 0 | 0 | 0 | 0 | 0 | 0
F1_Commercial_Lodging (ID)_New_Food Preparation_Natural Gas_Conveyor Oven_E1 | F1 | Commercial | Lodging (ID) | New | Food Preparation | Natural Gas | Conveyor Oven | E1 | RVT - Cost of Equipment | 0.00040553 | 0.00040553 | 0.00040553 | 0.00040553 | 0.00040553 | 0.00040553 | 0.00040553 | 0.00040553 | 0.00040553 | 0.00040553 | 0.00040553 | 0.00040553 | 0.00040553 | 0.00040553 | 0.00040553 | 0.00040553 | 0.00040553 | 0.00040553 | 0.00040553 | 0.00040553 | 0.00040553 | 0.00040553 | 0.00040553 | 0.00040553 | 0.00040553 | 0.00040553 | 0.00040553
F1_Commercial_Lodging (ID)_New_Food Preparation_Natural Gas_Conveyor Oven_E2 | F1 | Commercial | Lodging (ID) | New | Food Preparation | Natural Gas | Conveyor Oven | E2 | RVT - Cost of Equipment | 0.00085915 | 0.00085915 | 0.00085915 | 0.00085915 | 0.00085915 | 0.00085915 | 0.00085915 | 0.00085915 | 0.00085915 | 0.00085915 | 0.00085915 | 0.00085915 | 0.00085915 | 0.00085915 | 0.00085915 | 0.00085915 | 0.00085915 | 0.00085915 | 0.00085915 | 0.00085915 | 0.00085915 | 0.00085915 | 0.00085915 | 0.00085915 | 0.00085915 | 0.00085915 | 0.00085915
F1_Commercial_Lodging (ID)_New_Food Preparation_Natural Gas_Conveyor Oven_E3 | F1 | Commercial | Lodging (ID) | New | Food Preparation | Natural Gas | Conveyor Oven | E3 | RVT - Cost of Equipment | 0 | 0 | 0 | 0 | 0 | 0 | 0 | 0 | 0 | 0 | 0 | 0 | 0 | 0 | 0 | 0 | 0 | 0 | 0 | 0 | 0 | 0 | 0 | 0 | 0 | 0 | 0
F1_Commercial_Lodging (ID)_New_Food Preparation_Natural Gas_Conveyor Oven_E4 | F1 | Commercial | Lodging (ID) | New | Food Preparation | Natural Gas | Conveyor Oven | E4 | RVT - Cost of Equipment | 0 | 0 | 0 | 0 | 0 | 0 | 0 | 0 | 0 | 0 | 0 | 0 | 0 | 0 | 0 | 0 | 0 | 0 | 0 | 0 | 0 | 0 | 0 | 0 | 0 | 0 | 0
F1_Commercial_Lodging (ID)_New_Food Preparation_Natural Gas_Conveyor Oven_E5 | F1 | Commercial | Lodging (ID) | New | Food Preparation | Natural Gas | Conveyor Oven | E5 | RVT - Cost of Equipment | 0 | 0 | 0 | 0 | 0 | 0 | 0 | 0 | 0 | 0 | 0 | 0 | 0 | 0 | 0 | 0 | 0 | 0 | 0 | 0 | 0 | 0 | 0 | 0 | 0 | 0 | 0
F1_Commercial_Lodging (ID)_New_Food Preparation_Natural Gas_Conveyor Oven_E6 | F1 | Commercial | Lodging (ID) | New | Food Preparation | Natural Gas | Conveyor Oven | E6 | RVT - Cost of Equipment | 0 | 0 | 0 | 0 | 0 | 0 | 0 | 0 | 0 | 0 | 0 | 0 | 0 | 0 | 0 | 0 | 0 | 0 | 0 | 0 | 0 | 0 | 0 | 0 | 0 | 0 | 0
F1_Commercial_Lodging (ID)_New_Food Preparation_Natural Gas_Conveyor Oven_E7 | F1 | Commercial | Lodging (ID) | New | Food Preparation | Natural Gas | Conveyor Oven | E7 | RVT - Cost of Equipment | 0 | 0 | 0 | 0 | 0 | 0 | 0 | 0 | 0 | 0 | 0 | 0 | 0 | 0 | 0 | 0 | 0 | 0 | 0 | 0 | 0 | 0 | 0 | 0 | 0 | 0 | 0
F1_Commercial_Lodging (ID)_New_Food Preparation_Natural Gas_Conveyor Oven_E8 | F1 | Commercial | Lodging (ID) | New | Food Preparation | Natural Gas | Conveyor Oven | E8 | RVT - Cost of Equipment | 0 | 0 | 0 | 0 | 0 | 0 | 0 | 0 | 0 | 0 | 0 | 0 | 0 | 0 | 0 | 0 | 0 | 0 | 0 | 0 | 0 | 0 | 0 | 0 | 0 | 0 | 0
F1_Commercial_Lodging (ID)_New_Food Preparation_Natural Gas_Conveyor Oven_E9 | F1 | Commercial | Lodging (ID) | New | Food Preparation | Natural Gas | Conveyor Oven | E9 | RVT - Cost of Equipment | 0 | 0 | 0 | 0 | 0 | 0 | 0 | 0 | 0 | 0 | 0 | 0 | 0 | 0 | 0 | 0 | 0 | 0 | 0 | 0 | 0 | 0 | 0 | 0 | 0 | 0 | 0
F1_Commercial_Lodging (ID)_New_Food Preparation_Natural Gas_Conveyor Oven_E10 | F1 | Commercial | Lodging (ID) | New | Food Preparation | Natural Gas | Conveyor Oven | E10 | RVT - Cost of Equipment | 0 | 0 | 0 | 0 | 0 | 0 | 0 | 0 | 0 | 0 | 0 | 0 | 0 | 0 | 0 | 0 | 0 | 0 | 0 | 0 | 0 | 0 | 0 | 0 | 0 | 0 | 0
F2_Commercial_Lodging (ID)_New_Food Preparation_Natural Gas_Conveyor Oven_E1 | F2 | Commercial | Lodging (ID) | New | Food Preparation | Natural Gas | Conveyor Oven | E1 | RVT - Cost of Operation | 0.057213 | 0.058436 | 0.059766 | 0.061207 | 0.06277 | 0.064611 | 0.066412 | 0.068127 | 0.069698 | 0.071243 | 0.072859 | 0.074366 | 0.075971 | 0.077532 | 0.078922 | 0.08021 | 0.081353 | 0.082463 | 0.083629 | 0.084744 | 0.085868 | 0.087386 | 0.088922 | 0.090502 | 0.09211 | 0.093746 | 0.095411
F2_Commercial_Lodging (ID)_New_Food Preparation_Natural Gas_Conveyor Oven_E2 | F2 | Commercial | Lodging (ID) | New | Food Preparation | Natural Gas | Conveyor Oven | E2 | RVT - Cost of Operation | 0.045469 | 0.046441 | 0.047498 | 0.048644 | 0.049885 | 0.051348 | 0.05278 | 0.054143 | 0.055392 | 0.05662 | 0.057903 | 0.059101 | 0.060377 | 0.061618 | 0.062722 | 0.063746 | 0.064654 | 0.065536 | 0.066463 | 0.067349 | 0.068243 | 0.069449 | 0.070669 | 0.071925 | 0.073203 | 0.074503 | 0.075827
F2_Commercial_Lodging (ID)_New_Food Preparation_Natural Gas_Conveyor Oven_E3 | F2 | Commercial | Lodging (ID) | New | Food Preparation | Natural Gas | Conveyor Oven | E3 | RVT - Cost of Operation | 0 | 0 | 0 | 0 | 0 | 0 | 0 | 0 | 0 | 0 | 0 | 0 | 0 | 0 | 0 | 0 | 0 | 0 | 0 | 0 | 0 | 0 | 0 | 0 | 0 | 0 | 0
F2_Commercial_Lodging (ID)_New_Food Preparation_Natural Gas_Conveyor Oven_E4 | F2 | Commercial | Lodging (ID) | New | Food Preparation | Natural Gas | Conveyor Oven | E4 | RVT - Cost of Operation | 0 | 0 | 0 | 0 | 0 | 0 | 0 | 0 | 0 | 0 | 0 | 0 | 0 | 0 | 0 | 0 | 0 | 0 | 0 | 0 | 0 | 0 | 0 | 0 | 0 | 0 | 0
F2_Commercial_Lodging (ID)_New_Food Preparation_Natural Gas_Conveyor Oven_E5 | F2 | Commercial | Lodging (ID) | New | Food Preparation | Natural Gas | Conveyor Oven | E5 | RVT - Cost of Operation | 0 | 0 | 0 | 0 | 0 | 0 | 0 | 0 | 0 | 0 | 0 | 0 | 0 | 0 | 0 | 0 | 0 | 0 | 0 | 0 | 0 | 0 | 0 | 0 | 0 | 0 | 0
F2_Commercial_Lodging (ID)_New_Food Preparation_Natural Gas_Conveyor Oven_E6 | F2 | Commercial | Lodging (ID) | New | Food Preparation | Natural Gas | Conveyor Oven | E6 | RVT - Cost of Operation | 0 | 0 | 0 | 0 | 0 | 0 | 0 | 0 | 0 | 0 | 0 | 0 | 0 | 0 | 0 | 0 | 0 | 0 | 0 | 0 | 0 | 0 | 0 | 0 | 0 | 0 | 0
F2_Commercial_Lodging (ID)_New_Food Preparation_Natural Gas_Conveyor Oven_E7 | F2 | Commercial | Lodging (ID) | New | Food Preparation | Natural Gas | Conveyor Oven | E7 | RVT - Cost of Operation | 0 | 0 | 0 | 0 | 0 | 0 | 0 | 0 | 0 | 0 | 0 | 0 | 0 | 0 | 0 | 0 | 0 | 0 | 0 | 0 | 0 | 0 | 0 | 0 | 0 | 0 | 0
F2_Commercial_Lodging (ID)_New_Food Preparation_Natural Gas_Conveyor Oven_E8 | F2 | Commercial | Lodging (ID) | New | Food Preparation | Natural Gas | Conveyor Oven | E8 | RVT - Cost of Operation | 0 | 0 | 0 | 0 | 0 | 0 | 0 | 0 | 0 | 0 | 0 | 0 | 0 | 0 | 0 | 0 | 0 | 0 | 0 | 0 | 0 | 0 | 0 | 0 | 0 | 0 | 0
F2_Commercial_Lodging (ID)_New_Food Preparation_Natural Gas_Conveyor Oven_E9 | F2 | Commercial | Lodging (ID) | New | Food Preparation | Natural Gas | Conveyor Oven | E9 | RVT - Cost of Operation | 0 | 0 | 0 | 0 | 0 | 0 | 0 | 0 | 0 | 0 | 0 | 0 | 0 | 0 | 0 | 0 | 0 | 0 | 0 | 0 | 0 | 0 | 0 | 0 | 0 | 0 | 0
F2_Commercial_Lodging (ID)_New_Food Preparation_Natural Gas_Conveyor Oven_E10 | F2 | Commercial | Lodging (ID) | New | Food Preparation | Natural Gas | Conveyor Oven | E10 | RVT - Cost of Operation | 0 | 0 | 0 | 0 | 0 | 0 | 0 | 0 | 0 | 0 | 0 | 0 | 0 | 0 | 0 | 0 | 0 | 0 | 0 | 0 | 0 | 0 | 0 | 0 | 0 | 0 | 0
F3_Commercial_Lodging (ID)_New_Food Preparation_Natural Gas_Conveyor Oven_E1 | F3 | Commercial | Lodging (ID) | New | Food Preparation | Natural Gas | Conveyor Oven | E1 | System - kBTUs of Consumption | 12.8648 | 12.8648 | 12.8648 | 12.8648 | 12.8648 | 12.8648 | 12.8648 | 12.8648 | 12.8648 | 12.8648 | 12.8648 | 12.8648 | 12.8648 | 12.8648 | 12.8648 | 12.8648 | 12.8648 | 12.8648 | 12.8648 | 12.8648 | 12.8648 | 12.8648 | 12.8648 | 12.8648 | 12.8648 | 12.8648 | 12.8648
F3_Commercial_Lodging (ID)_New_Food Preparation_Natural Gas_Conveyor Oven_E2 | F3 | Commercial | Lodging (ID) | New | Food Preparation | Natural Gas | Conveyor Oven | E2 | System - kBTUs of Consumption | 10.2241 | 10.2241 | 10.2241 | 10.2241 | 10.2241 | 10.2241 | 10.2241 | 10.2241 | 10.2241 | 10.2241 | 10.2241 | 10.2241 | 10.2241 | 10.2241 | 10.2241 | 10.2241 | 10.2241 | 10.2241 | 10.2241 | 10.2241 | 10.2241 | 10.2241 | 10.2241 | 10.2241 | 10.2241 | 10.2241 | 10.2241
F3_Commercial_Lodging (ID)_New_Food Preparation_Natural Gas_Conveyor Oven_E3 | F3 | Commercial | Lodging (ID) | New | Food Preparation | Natural Gas | Conveyor Oven | E3 | System - kBTUs of Consumption | 0 | 0 | 0 | 0 | 0 | 0 | 0 | 0 | 0 | 0 | 0 | 0 | 0 | 0 | 0 | 0 | 0 | 0 | 0 | 0 | 0 | 0 | 0 | 0 | 0 | 0 | 0
F3_Commercial_Lodging (ID)_New_Food Preparation_Natural Gas_Conveyor Oven_E4 | F3 | Commercial | Lodging (ID) | New | Food Preparation | Natural Gas | Conveyor Oven | E4 | System - kBTUs of Consumption | 0 | 0 | 0 | 0 | 0 | 0 | 0 | 0 | 0 | 0 | 0 | 0 | 0 | 0 | 0 | 0 | 0 | 0 | 0 | 0 | 0 | 0 | 0 | 0 | 0 | 0 | 0
F3_Commercial_Lodging (ID)_New_Food Preparation_Natural Gas_Conveyor Oven_E5 | F3 | Commercial | Lodging (ID) | New | Food Preparation | Natural Gas | Conveyor Oven | E5 | System - kBTUs of Consumption | 0 | 0 | 0 | 0 | 0 | 0 | 0 | 0 | 0 | 0 | 0 | 0 | 0 | 0 | 0 | 0 | 0 | 0 | 0 | 0 | 0 | 0 | 0 | 0 | 0 | 0 | 0
F3_Commercial_Lodging (ID)_New_Food Preparation_Natural Gas_Conveyor Oven_E6 | F3 | Commercial | Lodging (ID) | New | Food Preparation | Natural Gas | Conveyor Oven | E6 | System - kBTUs of Consumption | 0 | 0 | 0 | 0 | 0 | 0 | 0 | 0 | 0 | 0 | 0 | 0 | 0 | 0 | 0 | 0 | 0 | 0 | 0 | 0 | 0 | 0 | 0 | 0 | 0 | 0 | 0
F3_Commercial_Lodging (ID)_New_Food Preparation_Natural Gas_Conveyor Oven_E7 | F3 | Commercial | Lodging (ID) | New | Food Preparation | Natural Gas | Conveyor Oven | E7 | System - kBTUs of Consumption | 0 | 0 | 0 | 0 | 0 | 0 | 0 | 0 | 0 | 0 | 0 | 0 | 0 | 0 | 0 | 0 | 0 | 0 | 0 | 0 | 0 | 0 | 0 | 0 | 0 | 0 | 0
F3_Commercial_Lodging (ID)_New_Food Preparation_Natural Gas_Conveyor Oven_E8 | F3 | Commercial | Lodging (ID) | New | Food Preparation | Natural Gas | Conveyor Oven | E8 | System - kBTUs of Consumption | 0 | 0 | 0 | 0 | 0 | 0 | 0 | 0 | 0 | 0 | 0 | 0 | 0 | 0 | 0 | 0 | 0 | 0 | 0 | 0 | 0 | 0 | 0 | 0 | 0 | 0 | 0
F3_Commercial_Lodging (ID)_New_Food Preparation_Natural Gas_Conveyor Oven_E9 | F3 | Commercial | Lodging (ID) | New | Food Preparation | Natural Gas | Conveyor Oven | E9 | System - kBTUs of Consumption | 0 | 0 | 0 | 0 | 0 | 0 | 0 | 0 | 0 | 0 | 0 | 0 | 0 | 0 | 0 | 0 | 0 | 0 | 0 | 0 | 0 | 0 | 0 | 0 | 0 | 0 | 0
F3_Commercial_Lodging (ID)_New_Food Preparation_Natural Gas_Conveyor Oven_E10 | F3 | Commercial | Lodging (ID) | New | Food Preparation | Natural Gas | Conveyor Oven | E10 | System - kBTUs of Consumption | 0 | 0 | 0 | 0 | 0 | 0 | 0 | 0 | 0 | 0 | 0 | 0 | 0 | 0 | 0 | 0 | 0 | 0 | 0 | 0 | 0 | 0 | 0 | 0 | 0 | 0 | 0
F4_Commercial_Lodging (ID)_New_Food Preparation_Natural Gas_Conveyor Oven_E1 | F4 | Commercial | Lodging (ID) | New | Food Preparation | Natural Gas | Conveyor Oven | E1 | Utility - Cost of Equipment | 0.00040553 | 0.00040553 | 0.00040553 | 0.00040553 | 0.00040553 | 0.00040553 | 0.00040553 | 0.00040553 | 0.00040553 | 0.00040553 | 0.00040553 | 0.00040553 | 0.00040553 | 0.00040553 | 0.00040553 | 0.00040553 | 0.00040553 | 0.00040553 | 0.00040553 | 0.00040553 | 0.00040553 | 0.00040553 | 0.00040553 | 0.00040553 | 0.00040553 | 0.00040553 | 0.00040553
F4_Commercial_Lodging (ID)_New_Food Preparation_Natural Gas_Conveyor Oven_E2 | F4 | Commercial | Lodging (ID) | New | Food Preparation | Natural Gas | Conveyor Oven | E2 | Utility - Cost of Equipment | 0.00085915 | 0.00085915 | 0.00085915 | 0.00085915 | 0.00085915 | 0.00085915 | 0.00085915 | 0.00085915 | 0.00085915 | 0.00085915 | 0.00085915 | 0.00085915 | 0.00085915 | 0.00085915 | 0.00085915 | 0.00085915 | 0.00085915 | 0.00085915 | 0.00085915 | 0.00085915 | 0.00085915 | 0.00085915 | 0.00085915 | 0.00085915 | 0.00085915 | 0.00085915 | 0.00085915
F4_Commercial_Lodging (ID)_New_Food Preparation_Natural Gas_Conveyor Oven_E3 | F4 | Commercial | Lodging (ID) | New | Food Preparation | Natural Gas | Conveyor Oven | E3 | Utility - Cost of Equipment | 0 | 0 | 0 | 0 | 0 | 0 | 0 | 0 | 0 | 0 | 0 | 0 | 0 | 0 | 0 | 0 | 0 | 0 | 0 | 0 | 0 | 0 | 0 | 0 | 0 | 0 | 0
F4_Commercial_Lodging (ID)_New_Food Preparation_Natural Gas_Conveyor Oven_E4 | F4 | Commercial | Lodging (ID) | New | Food Preparation | Natural Gas | Conveyor Oven | E4 | Utility - Cost of Equipment | 0 | 0 | 0 | 0 | 0 | 0 | 0 | 0 | 0 | 0 | 0 | 0 | 0 | 0 | 0 | 0 | 0 | 0 | 0 | 0 | 0 | 0 | 0 | 0 | 0 | 0 | 0
F4_Commercial_Lodging (ID)_New_Food Preparation_Natural Gas_Conveyor Oven_E5 | F4 | Commercial | Lodging (ID) | New | Food Preparation | Natural Gas | Conveyor Oven | E5 | Utility - Cost of Equipment | 0 | 0 | 0 | 0 | 0 | 0 | 0 | 0 | 0 | 0 | 0 | 0 | 0 | 0 | 0 | 0 | 0 | 0 | 0 | 0 | 0 | 0 | 0 | 0 | 0 | 0 | 0
F4_Commercial_Lodging (ID)_New_Food Preparation_Natural Gas_Conveyor Oven_E6 | F4 | Commercial | Lodging (ID) | New | Food Preparation | Natural Gas | Conveyor Oven | E6 | Utility - Cost of Equipment | 0 | 0 | 0 | 0 | 0 | 0 | 0 | 0 | 0 | 0 | 0 | 0 | 0 | 0 | 0 | 0 | 0 | 0 | 0 | 0 | 0 | 0 | 0 | 0 | 0 | 0 | 0
F4_Commercial_Lodging (ID)_New_Food Preparation_Natural Gas_Conveyor Oven_E7 | F4 | Commercial | Lodging (ID) | New | Food Preparation | Natural Gas | Conveyor Oven | E7 | Utility - Cost of Equipment | 0 | 0 | 0 | 0 | 0 | 0 | 0 | 0 | 0 | 0 | 0 | 0 | 0 | 0 | 0 | 0 | 0 | 0 | 0 | 0 | 0 | 0 | 0 | 0 | 0 | 0 | 0
F4_Commercial_Lodging (ID)_New_Food Preparation_Natural Gas_Conveyor Oven_E8 | F4 | Commercial | Lodging (ID) | New | Food Preparation | Natural Gas | Conveyor Oven | E8 | Utility - Cost of Equipment | 0 | 0 | 0 | 0 | 0 | 0 | 0 | 0 | 0 | 0 | 0 | 0 | 0 | 0 | 0 | 0 | 0 | 0 | 0 | 0 | 0 | 0 | 0 | 0 | 0 | 0 | 0
F4_Commercial_Lodging (ID)_New_Food Preparation_Natural Gas_Conveyor Oven_E9 | F4 | Commercial | Lodging (ID) | New | Food Preparation | Natural Gas | Conveyor Oven | E9 | Utility - Cost of Equipment | 0 | 0 | 0 | 0 | 0 | 0 | 0 | 0 | 0 | 0 | 0 | 0 | 0 | 0 | 0 | 0 | 0 | 0 | 0 | 0 | 0 | 0 | 0 | 0 | 0 | 0 | 0
F4_Commercial_Lodging (ID)_New_Food Preparation_Natural Gas_Conveyor Oven_E10 | F4 | Commercial | Lodging (ID) | New | Food Preparation | Natural Gas | Conveyor Oven | E10 | Utility - Cost of Equipment | 0 | 0 | 0 | 0 | 0 | 0 | 0 | 0 | 0 | 0 | 0 | 0 | 0 | 0 | 0 | 0 | 0 | 0 | 0 | 0 | 0 | 0 | 0 | 0 | 0 | 0 | 0
F5_Commercial_Lodging (ID)_New_Food Preparation_Natural Gas_Conveyor Oven_E1 | F5 | Commercial | Lodging (ID) | New | Food Preparation | Natural Gas | Conveyor Oven | E1 | Utility - Cost of Operation | 0.049354 | 0.050678 | 0.052134 | 0.053728 | 0.055475 | 0.057509 | 0.059573 | 0.061609 | 0.063574 | 0.065567 | 0.067211 | 0.068772 | 0.070436 | 0.072078 | 0.07358 | 0.07501 | 0.076327 | 0.077637 | 0.07902 | 0.080383 | 0.081779 | 0.083225 | 0.084688 | 0.086192 | 0.087723 | 0.089282 | 0.090868
F5_Commercial_Lodging (ID)_New_Food Preparation_Natural Gas_Conveyor Oven_E2 | F5 | Commercial | Lodging (ID) | New | Food Preparation | Natural Gas | Conveyor Oven | E2 | Utility - Cost of Operation | 0.039223 | 0.040276 | 0.041432 | 0.0427 | 0.044088 | 0.045705 | 0.047345 | 0.048963 | 0.050524 | 0.052108 | 0.053415 | 0.054655 | 0.055978 | 0.057283 | 0.058477 | 0.059613 | 0.06066 | 0.061701 | 0.0628 | 0.063883 | 0.064993 | 0.066142 | 0.067304 | 0.0685 | 0.069717 | 0.070955 | 0.072216
F5_Commercial_Lodging (ID)_New_Food Preparation_Natural Gas_Conveyor Oven_E3 | F5 | Commercial | Lodging (ID) | New | Food Preparation | Natural Gas | Conveyor Oven | E3 | Utility - Cost of Operation | 0 | 0 | 0 | 0 | 0 | 0 | 0 | 0 | 0 | 0 | 0 | 0 | 0 | 0 | 0 | 0 | 0 | 0 | 0 | 0 | 0 | 0 | 0 | 0 | 0 | 0 | 0
F5_Commercial_Lodging (ID)_New_Food Preparation_Natural Gas_Conveyor Oven_E4 | F5 | Commercial | Lodging (ID) | New | Food Preparation | Natural Gas | Conveyor Oven | E4 | Utility - Cost of Operation | 0 | 0 | 0 | 0 | 0 | 0 | 0 | 0 | 0 | 0 | 0 | 0 | 0 | 0 | 0 | 0 | 0 | 0 | 0 | 0 | 0 | 0 | 0 | 0 | 0 | 0 | 0
F5_Commercial_Lodging (ID)_New_Food Preparation_Natural Gas_Conveyor Oven_E5 | F5 | Commercial | Lodging (ID) | New | Food Preparation | Natural Gas | Conveyor Oven | E5 | Utility - Cost of Operation | 0 | 0 | 0 | 0 | 0 | 0 | 0 | 0 | 0 | 0 | 0 | 0 | 0 | 0 | 0 | 0 | 0 | 0 | 0 | 0 | 0 | 0 | 0 | 0 | 0 | 0 | 0
F5_Commercial_Lodging (ID)_New_Food Preparation_Natural Gas_Conveyor Oven_E6 | F5 | Commercial | Lodging (ID) | New | Food Preparation | Natural Gas | Conveyor Oven | E6 | Utility - Cost of Operation | 0 | 0 | 0 | 0 | 0 | 0 | 0 | 0 | 0 | 0 | 0 | 0 | 0 | 0 | 0 | 0 | 0 | 0 | 0 | 0 | 0 | 0 | 0 | 0 | 0 | 0 | 0
F5_Commercial_Lodging (ID)_New_Food Preparation_Natural Gas_Conveyor Oven_E7 | F5 | Commercial | Lodging (ID) | New | Food Preparation | Natural Gas | Conveyor Oven | E7 | Utility - Cost of Operation | 0 | 0 | 0 | 0 | 0 | 0 | 0 | 0 | 0 | 0 | 0 | 0 | 0 | 0 | 0 | 0 | 0 | 0 | 0 | 0 | 0 | 0 | 0 | 0 | 0 | 0 | 0
F5_Commercial_Lodging (ID)_New_Food Preparation_Natural Gas_Conveyor Oven_E8 | F5 | Commercial | Lodging (ID) | New | Food Preparation | Natural Gas | Conveyor Oven | E8 | Utility - Cost of Operation | 0 | 0 | 0 | 0 | 0 | 0 | 0 | 0 | 0 | 0 | 0 | 0 | 0 | 0 | 0 | 0 | 0 | 0 | 0 | 0 | 0 | 0 | 0 | 0 | 0 | 0 | 0
F5_Commercial_Lodging (ID)_New_Food Preparation_Natural Gas_Conveyor Oven_E9 | F5 | Commercial | Lodging (ID) | New | Food Preparation | Natural Gas | Conveyor Oven | E9 | Utility - Cost of Operation | 0 | 0 | 0 | 0 | 0 | 0 | 0 | 0 | 0 | 0 | 0 | 0 | 0 | 0 | 0 | 0 | 0 | 0 | 0 | 0 | 0 | 0 | 0 | 0 | 0 | 0 | 0
F5_Commercial_Lodging (ID)_New_Food Preparation_Natural Gas_Conveyor Oven_E10 | F5 | Commercial | Lodging (ID) | New | Food Preparation | Natural Gas | Conveyor Oven | E10 | Utility - Cost of Operation | 0 | 0 | 0 | 0 | 0 | 0 | 0 | 0 | 0 | 0 | 0 | 0 | 0 | 0 | 0 | 0 | 0 | 0 | 0 | 0 | 0 | 0 | 0 | 0 | 0 | 0 | 0
F6_Commercial_Lodging (ID)_New_Food Preparation_Natural Gas_Conveyor Oven_E1 | F6 | Commercial | Lodging (ID) | New | Food Preparation | Natural Gas | Conveyor Oven | E1 | Utility - Value of Sales | 0.057213 | 0.058436 | 0.059766 | 0.061207 | 0.06277 | 0.064611 | 0.066412 | 0.068127 | 0.069698 | 0.071243 | 0.072859 | 0.074366 | 0.075971 | 0.077532 | 0.078922 | 0.08021 | 0.081353 | 0.082463 | 0.083629 | 0.084744 | 0.085868 | 0.087386 | 0.088922 | 0.090502 | 0.09211 | 0.093746 | 0.095411
F6_Commercial_Lodging (ID)_New_Food Preparation_Natural Gas_Conveyor Oven_E2 | F6 | Commercial | Lodging (ID) | New | Food Preparation | Natural Gas | Conveyor Oven | E2 | Utility - Value of Sales | 0.045469 | 0.046441 | 0.047498 | 0.048644 | 0.049885 | 0.051348 | 0.05278 | 0.054143 | 0.055392 | 0.05662 | 0.057903 | 0.059101 | 0.060377 | 0.061618 | 0.062722 | 0.063746 | 0.064654 | 0.065536 | 0.066463 | 0.067349 | 0.068243 | 0.069449 | 0.070669 | 0.071925 | 0.073203 | 0.074503 | 0.075827
F6_Commercial_Lodging (ID)_New_Food Preparation_Natural Gas_Conveyor Oven_E3 | F6 | Commercial | Lodging (ID) | New | Food Preparation | Natural Gas | Conveyor Oven | E3 | Utility - Value of Sales | 0 | 0 | 0 | 0 | 0 | 0 | 0 | 0 | 0 | 0 | 0 | 0 | 0 | 0 | 0 | 0 | 0 | 0 | 0 | 0 | 0 | 0 | 0 | 0 | 0 | 0 | 0
F6_Commercial_Lodging (ID)_New_Food Preparation_Natural Gas_Conveyor Oven_E4 | F6 | Commercial | Lodging (ID) | New | Food Preparation | Natural Gas | Conveyor Oven | E4 | Utility - Value of Sales | 0 | 0 | 0 | 0 | 0 | 0 | 0 | 0 | 0 | 0 | 0 | 0 | 0 | 0 | 0 | 0 | 0 | 0 | 0 | 0 | 0 | 0 | 0 | 0 | 0 | 0 | 0
F6_Commercial_Lodging (ID)_New_Food Preparation_Natural Gas_Conveyor Oven_E5 | F6 | Commercial | Lodging (ID) | New | Food Preparation | Natural Gas | Conveyor Oven | E5 | Utility - Value of Sales | 0 | 0 | 0 | 0 | 0 | 0 | 0 | 0 | 0 | 0 | 0 | 0 | 0 | 0 | 0 | 0 | 0 | 0 | 0 | 0 | 0 | 0 | 0 | 0 | 0 | 0 | 0
F6_Commercial_Lodging (ID)_New_Food Preparation_Natural Gas_Conveyor Oven_E6 | F6 | Commercial | Lodging (ID) | New | Food Preparation | Natural Gas | Conveyor Oven | E6 | Utility - Value of Sales | 0 | 0 | 0 | 0 | 0 | 0 | 0 | 0 | 0 | 0 | 0 | 0 | 0 | 0 | 0 | 0 | 0 | 0 | 0 | 0 | 0 | 0 | 0 | 0 | 0 | 0 | 0
F6_Commercial_Lodging (ID)_New_Food Preparation_Natural Gas_Conveyor Oven_E7 | F6 | Commercial | Lodging (ID) | New | Food Preparation | Natural Gas | Conveyor Oven | E7 | Utility - Value of Sales | 0 | 0 | 0 | 0 | 0 | 0 | 0 | 0 | 0 | 0 | 0 | 0 | 0 | 0 | 0 | 0 | 0 | 0 | 0 | 0 | 0 | 0 | 0 | 0 | 0 | 0 | 0
F6_Commercial_Lodging (ID)_New_Food Preparation_Natural Gas_Conveyor Oven_E8 | F6 | Commercial | Lodging (ID) | New | Food Preparation | Natural Gas | Conveyor Oven | E8 | Utility - Value of Sales | 0 | 0 | 0 | 0 | 0 | 0 | 0 | 0 | 0 | 0 | 0 | 0 | 0 | 0 | 0 | 0 | 0 | 0 | 0 | 0 | 0 | 0 | 0 | 0 | 0 | 0 | 0
F6_Commercial_Lodging (ID)_New_Food Preparation_Natural Gas_Conveyor Oven_E9 | F6 | Commercial | Lodging (ID) | New | Food Preparation | Natural Gas | Conveyor Oven | E9 | Utility - Value of Sales | 0 | 0 | 0 | 0 | 0 | 0 | 0 | 0 | 0 | 0 | 0 | 0 | 0 | 0 | 0 | 0 | 0 | 0 | 0 | 0 | 0 | 0 | 0 | 0 | 0 | 0 | 0
F6_Commercial_Lodging (ID)_New_Food Preparation_Natural Gas_Conveyor Oven_E10 | F6 | Commercial | Lodging (ID) | New | Food Preparation | Natural Gas | Conveyor Oven | E10 | Utility - Value of Sales | 0 | 0 | 0 | 0 | 0 | 0 | 0 | 0 | 0 | 0 | 0 | 0 | 0 | 0 | 0 | 0 | 0 | 0 | 0 | 0 | 0 | 0 | 0 | 0 | 0 | 0 | 0
F1_Commercial_Lodging (ID)_New_Food Preparation_Natural Gas_Double Rack Oven_E1 | F1 | Commercial | Lodging (ID) | New | Food Preparation | Natural Gas | Double Rack Oven | E1 | RVT - Cost of Equipment | 0.00085946 | 0.00085946 | 0.00085946 | 0.00085946 | 0.00085946 | 0.00085946 | 0.00085946 | 0.00085946 | 0.00085946 | 0.00085946 | 0.00085946 | 0.00085946 | 0.00085946 | 0.00085946 | 0.00085946 | 0.00085946 | 0.00085946 | 0.00085946 | 0.00085946 | 0.00085946 | 0.00085946 | 0.00085946 | 0.00085946 | 0.00085946 | 0.00085946 | 0.00085946 | 0.00085946
F1_Commercial_Lodging (ID)_New_Food Preparation_Natural Gas_Double Rack Oven_E2 | F1 | Commercial | Lodging (ID) | New | Food Preparation | Natural Gas | Double Rack Oven | E2 | RVT - Cost of Equipment | 0.0038991 | 0.0038991 | 0.0038991 | 0.0038991 | 0.0038991 | 0.0038991 | 0.0038991 | 0.0038991 | 0.0038991 | 0.0038991 | 0.0038991 | 0.0038991 | 0.0038991 | 0.0038991 | 0.0038991 | 0.0038991 | 0.0038991 | 0.0038991 | 0.0038991 | 0.0038991 | 0.0038991 | 0.0038991 | 0.0038991 | 0.0038991 | 0.0038991 | 0.0038991 | 0.0038991
F1_Commercial_Lodging (ID)_New_Food Preparation_Natural Gas_Double Rack Oven_E3 | F1 | Commercial | Lodging (ID) | New | Food Preparation | Natural Gas | Double Rack Oven | E3 | RVT - Cost of Equipment | 0 | 0 | 0 | 0 | 0 | 0 | 0 | 0 | 0 | 0 | 0 | 0 | 0 | 0 | 0 | 0 | 0 | 0 | 0 | 0 | 0 | 0 | 0 | 0 | 0 | 0 | 0
F1_Commercial_Lodging (ID)_New_Food Preparation_Natural Gas_Double Rack Oven_E4 | F1 | Commercial | Lodging (ID) | New | Food Preparation | Natural Gas | Double Rack Oven | E4 | RVT - Cost of Equipment | 0 | 0 | 0 | 0 | 0 | 0 | 0 | 0 | 0 | 0 | 0 | 0 | 0 | 0 | 0 | 0 | 0 | 0 | 0 | 0 | 0 | 0 | 0 | 0 | 0 | 0 | 0
F1_Commercial_Lodging (ID)_New_Food Preparation_Natural Gas_Double Rack Oven_E5 | F1 | Commercial | Lodging (ID) | New | Food Preparation | Natural Gas | Double Rack Oven | E5 | RVT - Cost of Equipment | 0 | 0 | 0 | 0 | 0 | 0 | 0 | 0 | 0 | 0 | 0 | 0 | 0 | 0 | 0 | 0 | 0 | 0 | 0 | 0 | 0 | 0 | 0 | 0 | 0 | 0 | 0
F1_Commercial_Lodging (ID)_New_Food Preparation_Natural Gas_Double Rack Oven_E6 | F1 | Commercial | Lodging (ID) | New | Food Preparation | Natural Gas | Double Rack Oven | E6 | RVT - Cost of Equipment | 0 | 0 | 0 | 0 | 0 | 0 | 0 | 0 | 0 | 0 | 0 | 0 | 0 | 0 | 0 | 0 | 0 | 0 | 0 | 0 | 0 | 0 | 0 | 0 | 0 | 0 | 0
F1_Commercial_Lodging (ID)_New_Food Preparation_Natural Gas_Double Rack Oven_E7 | F1 | Commercial | Lodging (ID) | New | Food Preparation | Natural Gas | Double Rack Oven | E7 | RVT - Cost of Equipment | 0 | 0 | 0 | 0 | 0 | 0 | 0 | 0 | 0 | 0 | 0 | 0 | 0 | 0 | 0 | 0 | 0 | 0 | 0 | 0 | 0 | 0 | 0 | 0 | 0 | 0 | 0
F1_Commercial_Lodging (ID)_New_Food Preparation_Natural Gas_Double Rack Oven_E8 | F1 | Commercial | Lodging (ID) | New | Food Preparation | Natural Gas | Double Rack Oven | E8 | RVT - Cost of Equipment | 0 | 0 | 0 | 0 | 0 | 0 | 0 | 0 | 0 | 0 | 0 | 0 | 0 | 0 | 0 | 0 | 0 | 0 | 0 | 0 | 0 | 0 | 0 | 0 | 0 | 0 | 0
F1_Commercial_Lodging (ID)_New_Food Preparation_Natural Gas_Double Rack Oven_E9 | F1 | Commercial | Lodging (ID) | New | Food Preparation | Natural Gas | Double Rack Oven | E9 | RVT - Cost of Equipment | 0 | 0 | 0 | 0 | 0 | 0 | 0 | 0 | 0 | 0 | 0 | 0 | 0 | 0 | 0 | 0 | 0 | 0 | 0 | 0 | 0 | 0 | 0 | 0 | 0 | 0 | 0
F1_Commercial_Lodging (ID)_New_Food Preparation_Natural Gas_Double Rack Oven_E10 | F1 | Commercial | Lodging (ID) | New | Food Preparation | Natural Gas | Double Rack Oven | E10 | RVT - Cost of Equipment | 0 | 0 | 0 | 0 | 0 | 0 | 0 | 0 | 0 | 0 | 0 | 0 | 0 | 0 | 0 | 0 | 0 | 0 | 0 | 0 | 0 | 0 | 0 | 0 | 0 | 0 | 0
F2_Commercial_Lodging (ID)_New_Food Preparation_Natural Gas_Double Rack Oven_E1 | F2 | Commercial | Lodging (ID) | New | Food Preparation | Natural Gas | Double Rack Oven | E1 | RVT - Cost of Operation | 0.092843 | 0.094597 | 0.096656 | 0.099056 | 0.1018 | 0.10524 | 0.10868 | 0.11194 | 0.1149 | 0.11777 | 0.12074 | 0.12344 | 0.12629 | 0.12898 | 0.1313 | 0.1334 | 0.13517 | 0.13686 | 0.13866 | 0.14033 | 0.14202 | 0.14452 | 0.14706 | 0.14967 | 0.15233 | 0.15504 | 0.15779
F2_Commercial_Lodging (ID)_New_Food Preparation_Natural Gas_Double Rack Oven_E2 | F2 | Commercial | Lodging (ID) | New | Food Preparation | Natural Gas | Double Rack Oven | E2 | RVT - Cost of Operation | 0.05752 | 0.058607 | 0.059882 | 0.061369 | 0.063072 | 0.065198 | 0.06733 | 0.069354 | 0.071186 | 0.072962 | 0.074803 | 0.076475 | 0.078241 | 0.079911 | 0.081347 | 0.082644 | 0.083741 | 0.084788 | 0.085902 | 0.086942 | 0.087986 | 0.089539 | 0.091108 | 0.092726 | 0.094374 | 0.09605 | 0.097757
F2_Commercial_Lodging (ID)_New_Food Preparation_Natural Gas_Double Rack Oven_E3 | F2 | Commercial | Lodging (ID) | New | Food Preparation | Natural Gas | Double Rack Oven | E3 | RVT - Cost of Operation | 0 | 0 | 0 | 0 | 0 | 0 | 0 | 0 | 0 | 0 | 0 | 0 | 0 | 0 | 0 | 0 | 0 | 0 | 0 | 0 | 0 | 0 | 0 | 0 | 0 | 0 | 0
F2_Commercial_Lodging (ID)_New_Food Preparation_Natural Gas_Double Rack Oven_E4 | F2 | Commercial | Lodging (ID) | New | Food Preparation | Natural Gas | Double Rack Oven | E4 | RVT - Cost of Operation | 0 | 0 | 0 | 0 | 0 | 0 | 0 | 0 | 0 | 0 | 0 | 0 | 0 | 0 | 0 | 0 | 0 | 0 | 0 | 0 | 0 | 0 | 0 | 0 | 0 | 0 | 0
F2_Commercial_Lodging (ID)_New_Food Preparation_Natural Gas_Double Rack Oven_E5 | F2 | Commercial | Lodging (ID) | New | Food Preparation | Natural Gas | Double Rack Oven | E5 | RVT - Cost of Operation | 0 | 0 | 0 | 0 | 0 | 0 | 0 | 0 | 0 | 0 | 0 | 0 | 0 | 0 | 0 | 0 | 0 | 0 | 0 | 0 | 0 | 0 | 0 | 0 | 0 | 0 | 0
F2_Commercial_Lodging (ID)_New_Food Preparation_Natural Gas_Double Rack Oven_E6 | F2 | Commercial | Lodging (ID) | New | Food Preparation | Natural Gas | Double Rack Oven | E6 | RVT - Cost of Operation | 0 | 0 | 0 | 0 | 0 | 0 | 0 | 0 | 0 | 0 | 0 | 0 | 0 | 0 | 0 | 0 | 0 | 0 | 0 | 0 | 0 | 0 | 0 | 0 | 0 | 0 | 0
F2_Commercial_Lodging (ID)_New_Food Preparation_Natural Gas_Double Rack Oven_E7 | F2 | Commercial | Lodging (ID) | New | Food Preparation | Natural Gas | Double Rack Oven | E7 | RVT - Cost of Operation | 0 | 0 | 0 | 0 | 0 | 0 | 0 | 0 | 0 | 0 | 0 | 0 | 0 | 0 | 0 | 0 | 0 | 0 | 0 | 0 | 0 | 0 | 0 | 0 | 0 | 0 | 0
F2_Commercial_Lodging (ID)_New_Food Preparation_Natural Gas_Double Rack Oven_E8 | F2 | Commercial | Lodging (ID) | New | Food Preparation | Natural Gas | Double Rack Oven | E8 | RVT - Cost of Operation | 0 | 0 | 0 | 0 | 0 | 0 | 0 | 0 | 0 | 0 | 0 | 0 | 0 | 0 | 0 | 0 | 0 | 0 | 0 | 0 | 0 | 0 | 0 | 0 | 0 | 0 | 0
F2_Commercial_Lodging (ID)_New_Food Preparation_Natural Gas_Double Rack Oven_E9 | F2 | Commercial | Lodging (ID) | New | Food Preparation | Natural Gas | Double Rack Oven | E9 | RVT - Cost of Operation | 0 | 0 | 0 | 0 | 0 | 0 | 0 | 0 | 0 | 0 | 0 | 0 | 0 | 0 | 0 | 0 | 0 | 0 | 0 | 0 | 0 | 0 | 0 | 0 | 0 | 0 | 0
F2_Commercial_Lodging (ID)_New_Food Preparation_Natural Gas_Double Rack Oven_E10 | F2 | Commercial | Lodging (ID) | New | Food Preparation | Natural Gas | Double Rack Oven | E10 | RVT - Cost of Operation | 0 | 0 | 0 | 0 | 0 | 0 | 0 | 0 | 0 | 0 | 0 | 0 | 0 | 0 | 0 | 0 | 0 | 0 | 0 | 0 | 0 | 0 | 0 | 0 | 0 | 0 | 0
F3_Commercial_Lodging (ID)_New_Food Preparation_Natural Gas_Double Rack Oven_E1 | F3 | Commercial | Lodging (ID) | New | Food Preparation | Natural Gas | Double Rack Oven | E1 | System - kBTUs of Consumption | 22.1489 | 22.1489 | 22.1489 | 22.1489 | 22.1489 | 22.1489 | 22.1489 | 22.1489 | 22.1489 | 22.1489 | 22.1489 | 22.1489 | 22.1489 | 22.1489 | 22.1489 | 22.1489 | 22.1489 | 22.1489 | 22.1489 | 22.1489 | 22.1489 | 22.1489 | 22.1489 | 22.1489 | 22.1489 | 22.1489 | 22.1489
F3_Commercial_Lodging (ID)_New_Food Preparation_Natural Gas_Double Rack Oven_E2 | F3 | Commercial | Lodging (ID) | New | Food Preparation | Natural Gas | Double Rack Oven | E2 | System - kBTUs of Consumption | 13.7221 | 13.7221 | 13.7221 | 13.7221 | 13.7221 | 13.7221 | 13.7221 | 13.7221 | 13.7221 | 13.7221 | 13.7221 | 13.7221 | 13.7221 | 13.7221 | 13.7221 | 13.7221 | 13.7221 | 13.7221 | 13.7221 | 13.7221 | 13.7221 | 13.7221 | 13.7221 | 13.7221 | 13.7221 | 13.7221 | 13.7221
F3_Commercial_Lodging (ID)_New_Food Preparation_Natural Gas_Double Rack Oven_E3 | F3 | Commercial | Lodging (ID) | New | Food Preparation | Natural Gas | Double Rack Oven | E3 | System - kBTUs of Consumption | 0 | 0 | 0 | 0 | 0 | 0 | 0 | 0 | 0 | 0 | 0 | 0 | 0 | 0 | 0 | 0 | 0 | 0 | 0 | 0 | 0 | 0 | 0 | 0 | 0 | 0 | 0
F3_Commercial_Lodging (ID)_New_Food Preparation_Natural Gas_Double Rack Oven_E4 | F3 | Commercial | Lodging (ID) | New | Food Preparation | Natural Gas | Double Rack Oven | E4 | System - kBTUs of Consumption | 0 | 0 | 0 | 0 | 0 | 0 | 0 | 0 | 0 | 0 | 0 | 0 | 0 | 0 | 0 | 0 | 0 | 0 | 0 | 0 | 0 | 0 | 0 | 0 | 0 | 0 | 0
F3_Commercial_Lodging (ID)_New_Food Preparation_Natural Gas_Double Rack Oven_E5 | F3 | Commercial | Lodging (ID) | New | Food Preparation | Natural Gas | Double Rack Oven | E5 | System - kBTUs of Consumption | 0 | 0 | 0 | 0 | 0 | 0 | 0 | 0 | 0 | 0 | 0 | 0 | 0 | 0 | 0 | 0 | 0 | 0 | 0 | 0 | 0 | 0 | 0 | 0 | 0 | 0 | 0
F3_Commercial_Lodging (ID)_New_Food Preparation_Natural Gas_Double Rack Oven_E6 | F3 | Commercial | Lodging (ID) | New | Food Preparation | Natural Gas | Double Rack Oven | E6 | System - kBTUs of Consumption | 0 | 0 | 0 | 0 | 0 | 0 | 0 | 0 | 0 | 0 | 0 | 0 | 0 | 0 | 0 | 0 | 0 | 0 | 0 | 0 | 0 | 0 | 0 | 0 | 0 | 0 | 0
F3_Commercial_Lodging (ID)_New_Food Preparation_Natural Gas_Double Rack Oven_E7 | F3 | Commercial | Lodging (ID) | New | Food Preparation | Natural Gas | Double Rack Oven | E7 | System - kBTUs of Consumption | 0 | 0 | 0 | 0 | 0 | 0 | 0 | 0 | 0 | 0 | 0 | 0 | 0 | 0 | 0 | 0 | 0 | 0 | 0 | 0 | 0 | 0 | 0 | 0 | 0 | 0 | 0
F3_Commercial_Lodging (ID)_New_Food Preparation_Natural Gas_Double Rack Oven_E8 | F3 | Commercial | Lodging (ID) | New | Food Preparation | Natural Gas | Double Rack Oven | E8 | System - kBTUs of Consumption | 0 | 0 | 0 | 0 | 0 | 0 | 0 | 0 | 0 | 0 | 0 | 0 | 0 | 0 | 0 | 0 | 0 | 0 | 0 | 0 | 0 | 0 | 0 | 0 | 0 | 0 | 0
F3_Commercial_Lodging (ID)_New_Food Preparation_Natural Gas_Double Rack Oven_E9 | F3 | Commercial | Lodging (ID) | New | Food Preparation | Natural Gas | Double Rack Oven | E9 | System - kBTUs of Consumption | 0 | 0 | 0 | 0 | 0 | 0 | 0 | 0 | 0 | 0 | 0 | 0 | 0 | 0 | 0 | 0 | 0 | 0 | 0 | 0 | 0 | 0 | 0 | 0 | 0 | 0 | 0
F3_Commercial_Lodging (ID)_New_Food Preparation_Natural Gas_Double Rack Oven_E10 | F3 | Commercial | Lodging (ID) | New | Food Preparation | Natural Gas | Double Rack Oven | E10 | System - kBTUs of Consumption | 0 | 0 | 0 | 0 | 0 | 0 | 0 | 0 | 0 | 0 | 0 | 0 | 0 | 0 | 0 | 0 | 0 | 0 | 0 | 0 | 0 | 0 | 0 | 0 | 0 | 0 | 0
F4_Commercial_Lodging (ID)_New_Food Preparation_Natural Gas_Double Rack Oven_E1 | F4 | Commercial | Lodging (ID) | New | Food Preparation | Natural Gas | Double Rack Oven | E1 | Utility - Cost of Equipment | 0.00085946 | 0.00085946 | 0.00085946 | 0.00085946 | 0.00085946 | 0.00085946 | 0.00085946 | 0.00085946 | 0.00085946 | 0.00085946 | 0.00085946 | 0.00085946 | 0.00085946 | 0.00085946 | 0.00085946 | 0.00085946 | 0.00085946 | 0.00085946 | 0.00085946 | 0.00085946 | 0.00085946 | 0.00085946 | 0.00085946 | 0.00085946 | 0.00085946 | 0.00085946 | 0.00085946
F4_Commercial_Lodging (ID)_New_Food Preparation_Natural Gas_Double Rack Oven_E2 | F4 | Commercial | Lodging (ID) | New | Food Preparation | Natural Gas | Double Rack Oven | E2 | Utility - Cost of Equipment | 0.0038991 | 0.0038991 | 0.0038991 | 0.0038991 | 0.0038991 | 0.0038991 | 0.0038991 | 0.0038991 | 0.0038991 | 0.0038991 | 0.0038991 | 0.0038991 | 0.0038991 | 0.0038991 | 0.0038991 | 0.0038991 | 0.0038991 | 0.0038991 | 0.0038991 | 0.0038991 | 0.0038991 | 0.0038991 | 0.0038991 | 0.0038991 | 0.0038991 | 0.0038991 | 0.0038991
F4_Commercial_Lodging (ID)_New_Food Preparation_Natural Gas_Double Rack Oven_E3 | F4 | Commercial | Lodging (ID) | New | Food Preparation | Natural Gas | Double Rack Oven | E3 | Utility - Cost of Equipment | 0 | 0 | 0 | 0 | 0 | 0 | 0 | 0 | 0 | 0 | 0 | 0 | 0 | 0 | 0 | 0 | 0 | 0 | 0 | 0 | 0 | 0 | 0 | 0 | 0 | 0 | 0
F4_Commercial_Lodging (ID)_New_Food Preparation_Natural Gas_Double Rack Oven_E4 | F4 | Commercial | Lodging (ID) | New | Food Preparation | Natural Gas | Double Rack Oven | E4 | Utility - Cost of Equipment | 0 | 0 | 0 | 0 | 0 | 0 | 0 | 0 | 0 | 0 | 0 | 0 | 0 | 0 | 0 | 0 | 0 | 0 | 0 | 0 | 0 | 0 | 0 | 0 | 0 | 0 | 0
F4_Commercial_Lodging (ID)_New_Food Preparation_Natural Gas_Double Rack Oven_E5 | F4 | Commercial | Lodging (ID) | New | Food Preparation | Natural Gas | Double Rack Oven | E5 | Utility - Cost of Equipment | 0 | 0 | 0 | 0 | 0 | 0 | 0 | 0 | 0 | 0 | 0 | 0 | 0 | 0 | 0 | 0 | 0 | 0 | 0 | 0 | 0 | 0 | 0 | 0 | 0 | 0 | 0
F4_Commercial_Lodging (ID)_New_Food Preparation_Natural Gas_Double Rack Oven_E6 | F4 | Commercial | Lodging (ID) | New | Food Preparation | Natural Gas | Double Rack Oven | E6 | Utility - Cost of Equipment | 0 | 0 | 0 | 0 | 0 | 0 | 0 | 0 | 0 | 0 | 0 | 0 | 0 | 0 | 0 | 0 | 0 | 0 | 0 | 0 | 0 | 0 | 0 | 0 | 0 | 0 | 0
F4_Commercial_Lodging (ID)_New_Food Preparation_Natural Gas_Double Rack Oven_E7 | F4 | Commercial | Lodging (ID) | New | Food Preparation | Natural Gas | Double Rack Oven | E7 | Utility - Cost of Equipment | 0 | 0 | 0 | 0 | 0 | 0 | 0 | 0 | 0 | 0 | 0 | 0 | 0 | 0 | 0 | 0 | 0 | 0 | 0 | 0 | 0 | 0 | 0 | 0 | 0 | 0 | 0
F4_Commercial_Lodging (ID)_New_Food Preparation_Natural Gas_Double Rack Oven_E8 | F4 | Commercial | Lodging (ID) | New | Food Preparation | Natural Gas | Double Rack Oven | E8 | Utility - Cost of Equipment | 0 | 0 | 0 | 0 | 0 | 0 | 0 | 0 | 0 | 0 | 0 | 0 | 0 | 0 | 0 | 0 | 0 | 0 | 0 | 0 | 0 | 0 | 0 | 0 | 0 | 0 | 0
F4_Commercial_Lodging (ID)_New_Food Preparation_Natural Gas_Double Rack Oven_E9 | F4 | Commercial | Lodging (ID) | New | Food Preparation | Natural Gas | Double Rack Oven | E9 | Utility - Cost of Equipment | 0 | 0 | 0 | 0 | 0 | 0 | 0 | 0 | 0 | 0 | 0 | 0 | 0 | 0 | 0 | 0 | 0 | 0 | 0 | 0 | 0 | 0 | 0 | 0 | 0 | 0 | 0
F4_Commercial_Lodging (ID)_New_Food Preparation_Natural Gas_Double Rack Oven_E10 | F4 | Commercial | Lodging (ID) | New | Food Preparation | Natural Gas | Double Rack Oven | E10 | Utility - Cost of Equipment | 0 | 0 | 0 | 0 | 0 | 0 | 0 | 0 | 0 | 0 | 0 | 0 | 0 | 0 | 0 | 0 | 0 | 0 | 0 | 0 | 0 | 0 | 0 | 0 | 0 | 0 | 0
F5_Commercial_Lodging (ID)_New_Food Preparation_Natural Gas_Double Rack Oven_E1 | F5 | Commercial | Lodging (ID) | New | Food Preparation | Natural Gas | Double Rack Oven | E1 | Utility - Cost of Operation | 0.078828 | 0.080815 | 0.083168 | 0.085865 | 0.088916 | 0.092627 | 0.096447 | 0.10023 | 0.10387 | 0.10756 | 0.1105 | 0.11325 | 0.11621 | 0.11911 | 0.1217 | 0.12412 | 0.12629 | 0.12843 | 0.13073 | 0.13296 | 0.13526 | 0.13764 | 0.14005 | 0.14254 | 0.14508 | 0.14765 | 0.15028
F5_Commercial_Lodging (ID)_New_Food Preparation_Natural Gas_Double Rack Oven_E2 | F5 | Commercial | Lodging (ID) | New | Food Preparation | Natural Gas | Double Rack Oven | E2 | Utility - Cost of Operation | 0.048837 | 0.050068 | 0.051526 | 0.053197 | 0.055087 | 0.057386 | 0.059753 | 0.062096 | 0.064353 | 0.06664 | 0.06846 | 0.070166 | 0.071998 | 0.073791 | 0.075395 | 0.076896 | 0.078242 | 0.07957 | 0.08099 | 0.082374 | 0.083796 | 0.085275 | 0.086769 | 0.088311 | 0.08988 | 0.091477 | 0.093102
F5_Commercial_Lodging (ID)_New_Food Preparation_Natural Gas_Double Rack Oven_E3 | F5 | Commercial | Lodging (ID) | New | Food Preparation | Natural Gas | Double Rack Oven | E3 | Utility - Cost of Operation | 0 | 0 | 0 | 0 | 0 | 0 | 0 | 0 | 0 | 0 | 0 | 0 | 0 | 0 | 0 | 0 | 0 | 0 | 0 | 0 | 0 | 0 | 0 | 0 | 0 | 0 | 0
F5_Commercial_Lodging (ID)_New_Food Preparation_Natural Gas_Double Rack Oven_E4 | F5 | Commercial | Lodging (ID) | New | Food Preparation | Natural Gas | Double Rack Oven | E4 | Utility - Cost of Operation | 0 | 0 | 0 | 0 | 0 | 0 | 0 | 0 | 0 | 0 | 0 | 0 | 0 | 0 | 0 | 0 | 0 | 0 | 0 | 0 | 0 | 0 | 0 | 0 | 0 | 0 | 0
F5_Commercial_Lodging (ID)_New_Food Preparation_Natural Gas_Double Rack Oven_E5 | F5 | Commercial | Lodging (ID) | New | Food Preparation | Natural Gas | Double Rack Oven | E5 | Utility - Cost of Operation | 0 | 0 | 0 | 0 | 0 | 0 | 0 | 0 | 0 | 0 | 0 | 0 | 0 | 0 | 0 | 0 | 0 | 0 | 0 | 0 | 0 | 0 | 0 | 0 | 0 | 0 | 0
F5_Commercial_Lodging (ID)_New_Food Preparation_Natural Gas_Double Rack Oven_E6 | F5 | Commercial | Lodging (ID) | New | Food Preparation | Natural Gas | Double Rack Oven | E6 | Utility - Cost of Operation | 0 | 0 | 0 | 0 | 0 | 0 | 0 | 0 | 0 | 0 | 0 | 0 | 0 | 0 | 0 | 0 | 0 | 0 | 0 | 0 | 0 | 0 | 0 | 0 | 0 | 0 | 0
F5_Commercial_Lodging (ID)_New_Food Preparation_Natural Gas_Double Rack Oven_E7 | F5 | Commercial | Lodging (ID) | New | Food Preparation | Natural Gas | Double Rack Oven | E7 | Utility - Cost of Operation | 0 | 0 | 0 | 0 | 0 | 0 | 0 | 0 | 0 | 0 | 0 | 0 | 0 | 0 | 0 | 0 | 0 | 0 | 0 | 0 | 0 | 0 | 0 | 0 | 0 | 0 | 0
F5_Commercial_Lodging (ID)_New_Food Preparation_Natural Gas_Double Rack Oven_E8 | F5 | Commercial | Lodging (ID) | New | Food Preparation | Natural Gas | Double Rack Oven | E8 | Utility - Cost of Operation | 0 | 0 | 0 | 0 | 0 | 0 | 0 | 0 | 0 | 0 | 0 | 0 | 0 | 0 | 0 | 0 | 0 | 0 | 0 | 0 | 0 | 0 | 0 | 0 | 0 | 0 | 0
F5_Commercial_Lodging (ID)_New_Food Preparation_Natural Gas_Double Rack Oven_E9 | F5 | Commercial | Lodging (ID) | New | Food Preparation | Natural Gas | Double Rack Oven | E9 | Utility - Cost of Operation | 0 | 0 | 0 | 0 | 0 | 0 | 0 | 0 | 0 | 0 | 0 | 0 | 0 | 0 | 0 | 0 | 0 | 0 | 0 | 0 | 0 | 0 | 0 | 0 | 0 | 0 | 0
F5_Commercial_Lodging (ID)_New_Food Preparation_Natural Gas_Double Rack Oven_E10 | F5 | Commercial | Lodging (ID) | New | Food Preparation | Natural Gas | Double Rack Oven | E10 | Utility - Cost of Operation | 0 | 0 | 0 | 0 | 0 | 0 | 0 | 0 | 0 | 0 | 0 | 0 | 0 | 0 | 0 | 0 | 0 | 0 | 0 | 0 | 0 | 0 | 0 | 0 | 0 | 0 | 0
F6_Commercial_Lodging (ID)_New_Food Preparation_Natural Gas_Double Rack Oven_E1 | F6 | Commercial | Lodging (ID) | New | Food Preparation | Natural Gas | Double Rack Oven | E1 | Utility - Value of Sales | 0.092843 | 0.094597 | 0.096656 | 0.099056 | 0.1018 | 0.10524 | 0.10868 | 0.11194 | 0.1149 | 0.11777 | 0.12074 | 0.12344 | 0.12629 | 0.12898 | 0.1313 | 0.1334 | 0.13517 | 0.13686 | 0.13866 | 0.14033 | 0.14202 | 0.14452 | 0.14706 | 0.14967 | 0.15233 | 0.15504 | 0.15779
F6_Commercial_Lodging (ID)_New_Food Preparation_Natural Gas_Double Rack Oven_E2 | F6 | Commercial | Lodging (ID) | New | Food Preparation | Natural Gas | Double Rack Oven | E2 | Utility - Value of Sales | 0.05752 | 0.058607 | 0.059882 | 0.061369 | 0.063072 | 0.065198 | 0.06733 | 0.069354 | 0.071186 | 0.072962 | 0.074803 | 0.076475 | 0.078241 | 0.079911 | 0.081347 | 0.082644 | 0.083741 | 0.084788 | 0.085902 | 0.086942 | 0.087986 | 0.089539 | 0.091108 | 0.092726 | 0.094374 | 0.09605 | 0.097757
F6_Commercial_Lodging (ID)_New_Food Preparation_Natural Gas_Double Rack Oven_E3 | F6 | Commercial | Lodging (ID) | New | Food Preparation | Natural Gas | Double Rack Oven | E3 | Utility - Value of Sales | 0 | 0 | 0 | 0 | 0 | 0 | 0 | 0 | 0 | 0 | 0 | 0 | 0 | 0 | 0 | 0 | 0 | 0 | 0 | 0 | 0 | 0 | 0 | 0 | 0 | 0 | 0
F6_Commercial_Lodging (ID)_New_Food Preparation_Natural Gas_Double Rack Oven_E4 | F6 | Commercial | Lodging (ID) | New | Food Preparation | Natural Gas | Double Rack Oven | E4 | Utility - Value of Sales | 0 | 0 | 0 | 0 | 0 | 0 | 0 | 0 | 0 | 0 | 0 | 0 | 0 | 0 | 0 | 0 | 0 | 0 | 0 | 0 | 0 | 0 | 0 | 0 | 0 | 0 | 0
F6_Commercial_Lodging (ID)_New_Food Preparation_Natural Gas_Double Rack Oven_E5 | F6 | Commercial | Lodging (ID) | New | Food Preparation | Natural Gas | Double Rack Oven | E5 | Utility - Value of Sales | 0 | 0 | 0 | 0 | 0 | 0 | 0 | 0 | 0 | 0 | 0 | 0 | 0 | 0 | 0 | 0 | 0 | 0 | 0 | 0 | 0 | 0 | 0 | 0 | 0 | 0 | 0
F6_Commercial_Lodging (ID)_New_Food Preparation_Natural Gas_Double Rack Oven_E6 | F6 | Commercial | Lodging (ID) | New | Food Preparation | Natural Gas | Double Rack Oven | E6 | Utility - Value of Sales | 0 | 0 | 0 | 0 | 0 | 0 | 0 | 0 | 0 | 0 | 0 | 0 | 0 | 0 | 0 | 0 | 0 | 0 | 0 | 0 | 0 | 0 | 0 | 0 | 0 | 0 | 0
F6_Commercial_Lodging (ID)_New_Food Preparation_Natural Gas_Double Rack Oven_E7 | F6 | Commercial | Lodging (ID) | New | Food Preparation | Natural Gas | Double Rack Oven | E7 | Utility - Value of Sales | 0 | 0 | 0 | 0 | 0 | 0 | 0 | 0 | 0 | 0 | 0 | 0 | 0 | 0 | 0 | 0 | 0 | 0 | 0 | 0 | 0 | 0 | 0 | 0 | 0 | 0 | 0
F6_Commercial_Lodging (ID)_New_Food Preparation_Natural Gas_Double Rack Oven_E8 | F6 | Commercial | Lodging (ID) | New | Food Preparation | Natural Gas | Double Rack Oven | E8 | Utility - Value of Sales | 0 | 0 | 0 | 0 | 0 | 0 | 0 | 0 | 0 | 0 | 0 | 0 | 0 | 0 | 0 | 0 | 0 | 0 | 0 | 0 | 0 | 0 | 0 | 0 | 0 | 0 | 0
F6_Commercial_Lodging (ID)_New_Food Preparation_Natural Gas_Double Rack Oven_E9 | F6 | Commercial | Lodging (ID) | New | Food Preparation | Natural Gas | Double Rack Oven | E9 | Utility - Value of Sales | 0 | 0 | 0 | 0 | 0 | 0 | 0 | 0 | 0 | 0 | 0 | 0 | 0 | 0 | 0 | 0 | 0 | 0 | 0 | 0 | 0 | 0 | 0 | 0 | 0 | 0 | 0
F6_Commercial_Lodging (ID)_New_Food Preparation_Natural Gas_Double Rack Oven_E10 | F6 | Commercial | Lodging (ID) | New | Food Preparation | Natural Gas | Double Rack Oven | E10 | Utility - Value of Sales | 0 | 0 | 0 | 0 | 0 | 0 | 0 | 0 | 0 | 0 | 0 | 0 | 0 | 0 | 0 | 0 | 0 | 0 | 0 | 0 | 0 | 0 | 0 | 0 | 0 | 0 | 0
F1_Commercial_Lodging (ID)_New_Food Preparation_Natural Gas_Fryer_E1 | F1 | Commercial | Lodging (ID) | New | Food Preparation | Natural Gas | Fryer | E1 | RVT - Cost of Equipment | 0.0019894 | 0.0019894 | 0.0019894 | 0.0019894 | 0.0019894 | 0.0019894 | 0.0019894 | 0.0019894 | 0.0019894 | 0.0019894 | 0.0019894 | 0.0019894 | 0.0019894 | 0.0019894 | 0.0019894 | 0.0019894 | 0.0019894 | 0.0019894 | 0.0019894 | 0.0019894 | 0.0019894 | 0.0019894 | 0.0019894 | 0.0019894 | 0.0019894 | 0.0019894 | 0.0019894
F1_Commercial_Lodging (ID)_New_Food Preparation_Natural Gas_Fryer_E2 | F1 | Commercial | Lodging (ID) | New | Food Preparation | Natural Gas | Fryer | E2 | RVT - Cost of Equipment | 0.0029443 | 0.0029443 | 0.0029443 | 0.0029443 | 0.0029443 | 0.0029443 | 0.0029443 | 0.0029443 | 0.0029443 | 0.0029443 | 0.0029443 | 0.0029443 | 0.0029443 | 0.0029443 | 0.0029443 | 0.0029443 | 0.0029443 | 0.0029443 | 0.0029443 | 0.0029443 | 0.0029443 | 0.0029443 | 0.0029443 | 0.0029443 | 0.0029443 | 0.0029443 | 0.0029443
F1_Commercial_Lodging (ID)_New_Food Preparation_Natural Gas_Fryer_E3 | F1 | Commercial | Lodging (ID) | New | Food Preparation | Natural Gas | Fryer | E3 | RVT - Cost of Equipment | 0 | 0 | 0 | 0 | 0 | 0 | 0 | 0 | 0 | 0 | 0 | 0 | 0 | 0 | 0 | 0 | 0 | 0 | 0 | 0 | 0 | 0 | 0 | 0 | 0 | 0 | 0
F1_Commercial_Lodging (ID)_New_Food Preparation_Natural Gas_Fryer_E4 | F1 | Commercial | Lodging (ID) | New | Food Preparation | Natural Gas | Fryer | E4 | RVT - Cost of Equipment | 0 | 0 | 0 | 0 | 0 | 0 | 0 | 0 | 0 | 0 | 0 | 0 | 0 | 0 | 0 | 0 | 0 | 0 | 0 | 0 | 0 | 0 | 0 | 0 | 0 | 0 | 0
F1_Commercial_Lodging (ID)_New_Food Preparation_Natural Gas_Fryer_E5 | F1 | Commercial | Lodging (ID) | New | Food Preparation | Natural Gas | Fryer | E5 | RVT - Cost of Equipment | 0 | 0 | 0 | 0 | 0 | 0 | 0 | 0 | 0 | 0 | 0 | 0 | 0 | 0 | 0 | 0 | 0 | 0 | 0 | 0 | 0 | 0 | 0 | 0 | 0 | 0 | 0
F1_Commercial_Lodging (ID)_New_Food Preparation_Natural Gas_Fryer_E6 | F1 | Commercial | Lodging (ID) | New | Food Preparation | Natural Gas | Fryer | E6 | RVT - Cost of Equipment | 0 | 0 | 0 | 0 | 0 | 0 | 0 | 0 | 0 | 0 | 0 | 0 | 0 | 0 | 0 | 0 | 0 | 0 | 0 | 0 | 0 | 0 | 0 | 0 | 0 | 0 | 0
F1_Commercial_Lodging (ID)_New_Food Preparation_Natural Gas_Fryer_E7 | F1 | Commercial | Lodging (ID) | New | Food Preparation | Natural Gas | Fryer | E7 | RVT - Cost of Equipment | 0 | 0 | 0 | 0 | 0 | 0 | 0 | 0 | 0 | 0 | 0 | 0 | 0 | 0 | 0 | 0 | 0 | 0 | 0 | 0 | 0 | 0 | 0 | 0 | 0 | 0 | 0
F1_Commercial_Lodging (ID)_New_Food Preparation_Natural Gas_Fryer_E8 | F1 | Commercial | Lodging (ID) | New | Food Preparation | Natural Gas | Fryer | E8 | RVT - Cost of Equipment | 0 | 0 | 0 | 0 | 0 | 0 | 0 | 0 | 0 | 0 | 0 | 0 | 0 | 0 | 0 | 0 | 0 | 0 | 0 | 0 | 0 | 0 | 0 | 0 | 0 | 0 | 0
F1_Commercial_Lodging (ID)_New_Food Preparation_Natural Gas_Fryer_E9 | F1 | Commercial | Lodging (ID) | New | Food Preparation | Natural Gas | Fryer | E9 | RVT - Cost of Equipment | 0 | 0 | 0 | 0 | 0 | 0 | 0 | 0 | 0 | 0 | 0 | 0 | 0 | 0 | 0 | 0 | 0 | 0 | 0 | 0 | 0 | 0 | 0 | 0 | 0 | 0 | 0
F1_Commercial_Lodging (ID)_New_Food Preparation_Natural Gas_Fryer_E10 | F1 | Commercial | Lodging (ID) | New | Food Preparation | Natural Gas | Fryer | E10 | RVT - Cost of Equipment | 0 | 0 | 0 | 0 | 0 | 0 | 0 | 0 | 0 | 0 | 0 | 0 | 0 | 0 | 0 | 0 | 0 | 0 | 0 | 0 | 0 | 0 | 0 | 0 | 0 | 0 | 0
F2_Commercial_Lodging (ID)_New_Food Preparation_Natural Gas_Fryer_E1 | F2 | Commercial | Lodging (ID) | New | Food Preparation | Natural Gas | Fryer | E1 | RVT - Cost of Operation | 0.048133 | 0.049101 | 0.05019 | 0.051412 | 0.052776 | 0.054424 | 0.056059 | 0.057606 | 0.059008 | 0.060373 | 0.061788 | 0.063084 | 0.064469 | 0.065811 | 0.066991 | 0.068076 | 0.069023 | 0.069938 | 0.070903 | 0.071819 | 0.072741 | 0.074026 | 0.075326 | 0.076664 | 0.078026 | 0.079412 | 0.080823
F2_Commercial_Lodging (ID)_New_Food Preparation_Natural Gas_Fryer_E2 | F2 | Commercial | Lodging (ID) | New | Food Preparation | Natural Gas | Fryer | E2 | RVT - Cost of Operation | 0.033198 | 0.033865 | 0.034616 | 0.035459 | 0.0364 | 0.037536 | 0.038664 | 0.039731 | 0.040698 | 0.04164 | 0.042615 | 0.043509 | 0.044465 | 0.04539 | 0.046204 | 0.046952 | 0.047606 | 0.048237 | 0.048902 | 0.049534 | 0.05017 | 0.051056 | 0.051952 | 0.052875 | 0.053815 | 0.054771 | 0.055744
F2_Commercial_Lodging (ID)_New_Food Preparation_Natural Gas_Fryer_E3 | F2 | Commercial | Lodging (ID) | New | Food Preparation | Natural Gas | Fryer | E3 | RVT - Cost of Operation | 0 | 0 | 0 | 0 | 0 | 0 | 0 | 0 | 0 | 0 | 0 | 0 | 0 | 0 | 0 | 0 | 0 | 0 | 0 | 0 | 0 | 0 | 0 | 0 | 0 | 0 | 0
F2_Commercial_Lodging (ID)_New_Food Preparation_Natural Gas_Fryer_E4 | F2 | Commercial | Lodging (ID) | New | Food Preparation | Natural Gas | Fryer | E4 | RVT - Cost of Operation | 0 | 0 | 0 | 0 | 0 | 0 | 0 | 0 | 0 | 0 | 0 | 0 | 0 | 0 | 0 | 0 | 0 | 0 | 0 | 0 | 0 | 0 | 0 | 0 | 0 | 0 | 0
F2_Commercial_Lodging (ID)_New_Food Preparation_Natural Gas_Fryer_E5 | F2 | Commercial | Lodging (ID) | New | Food Preparation | Natural Gas | Fryer | E5 | RVT - Cost of Operation | 0 | 0 | 0 | 0 | 0 | 0 | 0 | 0 | 0 | 0 | 0 | 0 | 0 | 0 | 0 | 0 | 0 | 0 | 0 | 0 | 0 | 0 | 0 | 0 | 0 | 0 | 0
F2_Commercial_Lodging (ID)_New_Food Preparation_Natural Gas_Fryer_E6 | F2 | Commercial | Lodging (ID) | New | Food Preparation | Natural Gas | Fryer | E6 | RVT - Cost of Operation | 0 | 0 | 0 | 0 | 0 | 0 | 0 | 0 | 0 | 0 | 0 | 0 | 0 | 0 | 0 | 0 | 0 | 0 | 0 | 0 | 0 | 0 | 0 | 0 | 0 | 0 | 0
F2_Commercial_Lodging (ID)_New_Food Preparation_Natural Gas_Fryer_E7 | F2 | Commercial | Lodging (ID) | New | Food Preparation | Natural Gas | Fryer | E7 | RVT - Cost of Operation | 0 | 0 | 0 | 0 | 0 | 0 | 0 | 0 | 0 | 0 | 0 | 0 | 0 | 0 | 0 | 0 | 0 | 0 | 0 | 0 | 0 | 0 | 0 | 0 | 0 | 0 | 0
F2_Commercial_Lodging (ID)_New_Food Preparation_Natural Gas_Fryer_E8 | F2 | Commercial | Lodging (ID) | New | Food Preparation | Natural Gas | Fryer | E8 | RVT - Cost of Operation | 0 | 0 | 0 | 0 | 0 | 0 | 0 | 0 | 0 | 0 | 0 | 0 | 0 | 0 | 0 | 0 | 0 | 0 | 0 | 0 | 0 | 0 | 0 | 0 | 0 | 0 | 0
F2_Commercial_Lodging (ID)_New_Food Preparation_Natural Gas_Fryer_E9 | F2 | Commercial | Lodging (ID) | New | Food Preparation | Natural Gas | Fryer | E9 | RVT - Cost of Operation | 0 | 0 | 0 | 0 | 0 | 0 | 0 | 0 | 0 | 0 | 0 | 0 | 0 | 0 | 0 | 0 | 0 | 0 | 0 | 0 | 0 | 0 | 0 | 0 | 0 | 0 | 0
F2_Commercial_Lodging (ID)_New_Food Preparation_Natural Gas_Fryer_E10 | F2 | Commercial | Lodging (ID) | New | Food Preparation | Natural Gas | Fryer | E10 | RVT - Cost of Operation | 0 | 0 | 0 | 0 | 0 | 0 | 0 | 0 | 0 | 0 | 0 | 0 | 0 | 0 | 0 | 0 | 0 | 0 | 0 | 0 | 0 | 0 | 0 | 0 | 0 | 0 | 0
F3_Commercial_Lodging (ID)_New_Food Preparation_Natural Gas_Fryer_E1 | F3 | Commercial | Lodging (ID) | New | Food Preparation | Natural Gas | Fryer | E1 | System - kBTUs of Consumption | 11.1363 | 11.1363 | 11.1363 | 11.1363 | 11.1363 | 11.1363 | 11.1363 | 11.1363 | 11.1363 | 11.1363 | 11.1363 | 11.1363 | 11.1363 | 11.1363 | 11.1363 | 11.1363 | 11.1363 | 11.1363 | 11.1363 | 11.1363 | 11.1363 | 11.1363 | 11.1363 | 11.1363 | 11.1363 | 11.1363 | 11.1363
F3_Commercial_Lodging (ID)_New_Food Preparation_Natural Gas_Fryer_E2 | F3 | Commercial | Lodging (ID) | New | Food Preparation | Natural Gas | Fryer | E2 | System - kBTUs of Consumption | 7.6807 | 7.6807 | 7.6807 | 7.6807 | 7.6807 | 7.6807 | 7.6807 | 7.6807 | 7.6807 | 7.6807 | 7.6807 | 7.6807 | 7.6807 | 7.6807 | 7.6807 | 7.6807 | 7.6807 | 7.6807 | 7.6807 | 7.6807 | 7.6807 | 7.6807 | 7.6807 | 7.6807 | 7.6807 | 7.6807 | 7.6807
F3_Commercial_Lodging (ID)_New_Food Preparation_Natural Gas_Fryer_E3 | F3 | Commercial | Lodging (ID) | New | Food Preparation | Natural Gas | Fryer | E3 | System - kBTUs of Consumption | 0 | 0 | 0 | 0 | 0 | 0 | 0 | 0 | 0 | 0 | 0 | 0 | 0 | 0 | 0 | 0 | 0 | 0 | 0 | 0 | 0 | 0 | 0 | 0 | 0 | 0 | 0
F3_Commercial_Lodging (ID)_New_Food Preparation_Natural Gas_Fryer_E4 | F3 | Commercial | Lodging (ID) | New | Food Preparation | Natural Gas | Fryer | E4 | System - kBTUs of Consumption | 0 | 0 | 0 | 0 | 0 | 0 | 0 | 0 | 0 | 0 | 0 | 0 | 0 | 0 | 0 | 0 | 0 | 0 | 0 | 0 | 0 | 0 | 0 | 0 | 0 | 0 | 0
F3_Commercial_Lodging (ID)_New_Food Preparation_Natural Gas_Fryer_E5 | F3 | Commercial | Lodging (ID) | New | Food Preparation | Natural Gas | Fryer | E5 | System - kBTUs of Consumption | 0 | 0 | 0 | 0 | 0 | 0 | 0 | 0 | 0 | 0 | 0 | 0 | 0 | 0 | 0 | 0 | 0 | 0 | 0 | 0 | 0 | 0 | 0 | 0 | 0 | 0 | 0
F3_Commercial_Lodging (ID)_New_Food Preparation_Natural Gas_Fryer_E6 | F3 | Commercial | Lodging (ID) | New | Food Preparation | Natural Gas | Fryer | E6 | System - kBTUs of Consumption | 0 | 0 | 0 | 0 | 0 | 0 | 0 | 0 | 0 | 0 | 0 | 0 | 0 | 0 | 0 | 0 | 0 | 0 | 0 | 0 | 0 | 0 | 0 | 0 | 0 | 0 | 0
F3_Commercial_Lodging (ID)_New_Food Preparation_Natural Gas_Fryer_E7 | F3 | Commercial | Lodging (ID) | New | Food Preparation | Natural Gas | Fryer | E7 | System - kBTUs of Consumption | 0 | 0 | 0 | 0 | 0 | 0 | 0 | 0 | 0 | 0 | 0 | 0 | 0 | 0 | 0 | 0 | 0 | 0 | 0 | 0 | 0 | 0 | 0 | 0 | 0 | 0 | 0
F3_Commercial_Lodging (ID)_New_Food Preparation_Natural Gas_Fryer_E8 | F3 | Commercial | Lodging (ID) | New | Food Preparation | Natural Gas | Fryer | E8 | System - kBTUs of Consumption | 0 | 0 | 0 | 0 | 0 | 0 | 0 | 0 | 0 | 0 | 0 | 0 | 0 | 0 | 0 | 0 | 0 | 0 | 0 | 0 | 0 | 0 | 0 | 0 | 0 | 0 | 0
F3_Commercial_Lodging (ID)_New_Food Preparation_Natural Gas_Fryer_E9 | F3 | Commercial | Lodging (ID) | New | Food Preparation | Natural Gas | Fryer | E9 | System - kBTUs of Consumption | 0 | 0 | 0 | 0 | 0 | 0 | 0 | 0 | 0 | 0 | 0 | 0 | 0 | 0 | 0 | 0 | 0 | 0 | 0 | 0 | 0 | 0 | 0 | 0 | 0 | 0 | 0
F3_Commercial_Lodging (ID)_New_Food Preparation_Natural Gas_Fryer_E10 | F3 | Commercial | Lodging (ID) | New | Food Preparation | Natural Gas | Fryer | E10 | System - kBTUs of Consumption | 0 | 0 | 0 | 0 | 0 | 0 | 0 | 0 | 0 | 0 | 0 | 0 | 0 | 0 | 0 | 0 | 0 | 0 | 0 | 0 | 0 | 0 | 0 | 0 | 0 | 0 | 0
F4_Commercial_Lodging (ID)_New_Food Preparation_Natural Gas_Fryer_E1 | F4 | Commercial | Lodging (ID) | New | Food Preparation | Natural Gas | Fryer | E1 | Utility - Cost of Equipment | 0.0019894 | 0.0019894 | 0.0019894 | 0.0019894 | 0.0019894 | 0.0019894 | 0.0019894 | 0.0019894 | 0.0019894 | 0.0019894 | 0.0019894 | 0.0019894 | 0.0019894 | 0.0019894 | 0.0019894 | 0.0019894 | 0.0019894 | 0.0019894 | 0.0019894 | 0.0019894 | 0.0019894 | 0.0019894 | 0.0019894 | 0.0019894 | 0.0019894 | 0.0019894 | 0.0019894
F4_Commercial_Lodging (ID)_New_Food Preparation_Natural Gas_Fryer_E2 | F4 | Commercial | Lodging (ID) | New | Food Preparation | Natural Gas | Fryer | E2 | Utility - Cost of Equipment | 0.0029443 | 0.0029443 | 0.0029443 | 0.0029443 | 0.0029443 | 0.0029443 | 0.0029443 | 0.0029443 | 0.0029443 | 0.0029443 | 0.0029443 | 0.0029443 | 0.0029443 | 0.0029443 | 0.0029443 | 0.0029443 | 0.0029443 | 0.0029443 | 0.0029443 | 0.0029443 | 0.0029443 | 0.0029443 | 0.0029443 | 0.0029443 | 0.0029443 | 0.0029443 | 0.0029443
F4_Commercial_Lodging (ID)_New_Food Preparation_Natural Gas_Fryer_E3 | F4 | Commercial | Lodging (ID) | New | Food Preparation | Natural Gas | Fryer | E3 | Utility - Cost of Equipment | 0 | 0 | 0 | 0 | 0 | 0 | 0 | 0 | 0 | 0 | 0 | 0 | 0 | 0 | 0 | 0 | 0 | 0 | 0 | 0 | 0 | 0 | 0 | 0 | 0 | 0 | 0
F4_Commercial_Lodging (ID)_New_Food Preparation_Natural Gas_Fryer_E4 | F4 | Commercial | Lodging (ID) | New | Food Preparation | Natural Gas | Fryer | E4 | Utility - Cost of Equipment | 0 | 0 | 0 | 0 | 0 | 0 | 0 | 0 | 0 | 0 | 0 | 0 | 0 | 0 | 0 | 0 | 0 | 0 | 0 | 0 | 0 | 0 | 0 | 0 | 0 | 0 | 0
F4_Commercial_Lodging (ID)_New_Food Preparation_Natural Gas_Fryer_E5 | F4 | Commercial | Lodging (ID) | New | Food Preparation | Natural Gas | Fryer | E5 | Utility - Cost of Equipment | 0 | 0 | 0 | 0 | 0 | 0 | 0 | 0 | 0 | 0 | 0 | 0 | 0 | 0 | 0 | 0 | 0 | 0 | 0 | 0 | 0 | 0 | 0 | 0 | 0 | 0 | 0
F4_Commercial_Lodging (ID)_New_Food Preparation_Natural Gas_Fryer_E6 | F4 | Commercial | Lodging (ID) | New | Food Preparation | Natural Gas | Fryer | E6 | Utility - Cost of Equipment | 0 | 0 | 0 | 0 | 0 | 0 | 0 | 0 | 0 | 0 | 0 | 0 | 0 | 0 | 0 | 0 | 0 | 0 | 0 | 0 | 0 | 0 | 0 | 0 | 0 | 0 | 0
F4_Commercial_Lodging (ID)_New_Food Preparation_Natural Gas_Fryer_E7 | F4 | Commercial | Lodging (ID) | New | Food Preparation | Natural Gas | Fryer | E7 | Utility - Cost of Equipment | 0 | 0 | 0 | 0 | 0 | 0 | 0 | 0 | 0 | 0 | 0 | 0 | 0 | 0 | 0 | 0 | 0 | 0 | 0 | 0 | 0 | 0 | 0 | 0 | 0 | 0 | 0
F4_Commercial_Lodging (ID)_New_Food Preparation_Natural Gas_Fryer_E8 | F4 | Commercial | Lodging (ID) | New | Food Preparation | Natural Gas | Fryer | E8 | Utility - Cost of Equipment | 0 | 0 | 0 | 0 | 0 | 0 | 0 | 0 | 0 | 0 | 0 | 0 | 0 | 0 | 0 | 0 | 0 | 0 | 0 | 0 | 0 | 0 | 0 | 0 | 0 | 0 | 0
F4_Commercial_Lodging (ID)_New_Food Preparation_Natural Gas_Fryer_E9 | F4 | Commercial | Lodging (ID) | New | Food Preparation | Natural Gas | Fryer | E9 | Utility - Cost of Equipment | 0 | 0 | 0 | 0 | 0 | 0 | 0 | 0 | 0 | 0 | 0 | 0 | 0 | 0 | 0 | 0 | 0 | 0 | 0 | 0 | 0 | 0 | 0 | 0 | 0 | 0 | 0
F4_Commercial_Lodging (ID)_New_Food Preparation_Natural Gas_Fryer_E10 | F4 | Commercial | Lodging (ID) | New | Food Preparation | Natural Gas | Fryer | E10 | Utility - Cost of Equipment | 0 | 0 | 0 | 0 | 0 | 0 | 0 | 0 | 0 | 0 | 0 | 0 | 0 | 0 | 0 | 0 | 0 | 0 | 0 | 0 | 0 | 0 | 0 | 0 | 0 | 0 | 0
F5_Commercial_Lodging (ID)_New_Food Preparation_Natural Gas_Fryer_E1 | F5 | Commercial | Lodging (ID) | New | Food Preparation | Natural Gas | Fryer | E1 | Utility - Cost of Operation | 0.041289 | 0.042374 | 0.043591 | 0.044955 | 0.046473 | 0.048269 | 0.050098 | 0.0519 | 0.053633 | 0.055392 | 0.056823 | 0.058174 | 0.059619 | 0.061041 | 0.062331 | 0.063553 | 0.064667 | 0.065773 | 0.066945 | 0.068096 | 0.069277 | 0.070501 | 0.071739 | 0.073013 | 0.07431 | 0.07563 | 0.076974
F5_Commercial_Lodging (ID)_New_Food Preparation_Natural Gas_Fryer_E2 | F5 | Commercial | Lodging (ID) | New | Food Preparation | Natural Gas | Fryer | E2 | Utility - Cost of Operation | 0.028477 | 0.029225 | 0.030065 | 0.031005 | 0.032053 | 0.033291 | 0.034553 | 0.035796 | 0.036991 | 0.038204 | 0.039191 | 0.040123 | 0.04112 | 0.0421 | 0.04299 | 0.043833 | 0.044601 | 0.045364 | 0.046172 | 0.046966 | 0.047781 | 0.048625 | 0.049478 | 0.050357 | 0.051252 | 0.052163 | 0.053089
F5_Commercial_Lodging (ID)_New_Food Preparation_Natural Gas_Fryer_E3 | F5 | Commercial | Lodging (ID) | New | Food Preparation | Natural Gas | Fryer | E3 | Utility - Cost of Operation | 0 | 0 | 0 | 0 | 0 | 0 | 0 | 0 | 0 | 0 | 0 | 0 | 0 | 0 | 0 | 0 | 0 | 0 | 0 | 0 | 0 | 0 | 0 | 0 | 0 | 0 | 0
F5_Commercial_Lodging (ID)_New_Food Preparation_Natural Gas_Fryer_E4 | F5 | Commercial | Lodging (ID) | New | Food Preparation | Natural Gas | Fryer | E4 | Utility - Cost of Operation | 0 | 0 | 0 | 0 | 0 | 0 | 0 | 0 | 0 | 0 | 0 | 0 | 0 | 0 | 0 | 0 | 0 | 0 | 0 | 0 | 0 | 0 | 0 | 0 | 0 | 0 | 0
F5_Commercial_Lodging (ID)_New_Food Preparation_Natural Gas_Fryer_E5 | F5 | Commercial | Lodging (ID) | New | Food Preparation | Natural Gas | Fryer | E5 | Utility - Cost of Operation | 0 | 0 | 0 | 0 | 0 | 0 | 0 | 0 | 0 | 0 | 0 | 0 | 0 | 0 | 0 | 0 | 0 | 0 | 0 | 0 | 0 | 0 | 0 | 0 | 0 | 0 | 0
F5_Commercial_Lodging (ID)_New_Food Preparation_Natural Gas_Fryer_E6 | F5 | Commercial | Lodging (ID) | New | Food Preparation | Natural Gas | Fryer | E6 | Utility - Cost of Operation | 0 | 0 | 0 | 0 | 0 | 0 | 0 | 0 | 0 | 0 | 0 | 0 | 0 | 0 | 0 | 0 | 0 | 0 | 0 | 0 | 0 | 0 | 0 | 0 | 0 | 0 | 0
F5_Commercial_Lodging (ID)_New_Food Preparation_Natural Gas_Fryer_E7 | F5 | Commercial | Lodging (ID) | New | Food Preparation | Natural Gas | Fryer | E7 | Utility - Cost of Operation | 0 | 0 | 0 | 0 | 0 | 0 | 0 | 0 | 0 | 0 | 0 | 0 | 0 | 0 | 0 | 0 | 0 | 0 | 0 | 0 | 0 | 0 | 0 | 0 | 0 | 0 | 0
F5_Commercial_Lodging (ID)_New_Food Preparation_Natural Gas_Fryer_E8 | F5 | Commercial | Lodging (ID) | New | Food Preparation | Natural Gas | Fryer | E8 | Utility - Cost of Operation | 0 | 0 | 0 | 0 | 0 | 0 | 0 | 0 | 0 | 0 | 0 | 0 | 0 | 0 | 0 | 0 | 0 | 0 | 0 | 0 | 0 | 0 | 0 | 0 | 0 | 0 | 0
F5_Commercial_Lodging (ID)_New_Food Preparation_Natural Gas_Fryer_E9 | F5 | Commercial | Lodging (ID) | New | Food Preparation | Natural Gas | Fryer | E9 | Utility - Cost of Operation | 0 | 0 | 0 | 0 | 0 | 0 | 0 | 0 | 0 | 0 | 0 | 0 | 0 | 0 | 0 | 0 | 0 | 0 | 0 | 0 | 0 | 0 | 0 | 0 | 0 | 0 | 0
F5_Commercial_Lodging (ID)_New_Food Preparation_Natural Gas_Fryer_E10 | F5 | Commercial | Lodging (ID) | New | Food Preparation | Natural Gas | Fryer | E10 | Utility - Cost of Operation | 0 | 0 | 0 | 0 | 0 | 0 | 0 | 0 | 0 | 0 | 0 | 0 | 0 | 0 | 0 | 0 | 0 | 0 | 0 | 0 | 0 | 0 | 0 | 0 | 0 | 0 | 0
F6_Commercial_Lodging (ID)_New_Food Preparation_Natural Gas_Fryer_E1 | F6 | Commercial | Lodging (ID) | New | Food Preparation | Natural Gas | Fryer | E1 | Utility - Value of Sales | 0.048133 | 0.049101 | 0.05019 | 0.051412 | 0.052776 | 0.054424 | 0.056059 | 0.057606 | 0.059008 | 0.060373 | 0.061788 | 0.063084 | 0.064469 | 0.065811 | 0.066991 | 0.068076 | 0.069023 | 0.069938 | 0.070903 | 0.071819 | 0.072741 | 0.074026 | 0.075326 | 0.076664 | 0.078026 | 0.079412 | 0.080823
F6_Commercial_Lodging (ID)_New_Food Preparation_Natural Gas_Fryer_E2 | F6 | Commercial | Lodging (ID) | New | Food Preparation | Natural Gas | Fryer | E2 | Utility - Value of Sales | 0.033198 | 0.033865 | 0.034616 | 0.035459 | 0.0364 | 0.037536 | 0.038664 | 0.039731 | 0.040698 | 0.04164 | 0.042615 | 0.043509 | 0.044465 | 0.04539 | 0.046204 | 0.046952 | 0.047606 | 0.048237 | 0.048902 | 0.049534 | 0.05017 | 0.051056 | 0.051952 | 0.052875 | 0.053815 | 0.054771 | 0.055744
F6_Commercial_Lodging (ID)_New_Food Preparation_Natural Gas_Fryer_E3 | F6 | Commercial | Lodging (ID) | New | Food Preparation | Natural Gas | Fryer | E3 | Utility - Value of Sales | 0 | 0 | 0 | 0 | 0 | 0 | 0 | 0 | 0 | 0 | 0 | 0 | 0 | 0 | 0 | 0 | 0 | 0 | 0 | 0 | 0 | 0 | 0 | 0 | 0 | 0 | 0
F6_Commercial_Lodging (ID)_New_Food Preparation_Natural Gas_Fryer_E4 | F6 | Commercial | Lodging (ID) | New | Food Preparation | Natural Gas | Fryer | E4 | Utility - Value of Sales | 0 | 0 | 0 | 0 | 0 | 0 | 0 | 0 | 0 | 0 | 0 | 0 | 0 | 0 | 0 | 0 | 0 | 0 | 0 | 0 | 0 | 0 | 0 | 0 | 0 | 0 | 0
F6_Commercial_Lodging (ID)_New_Food Preparation_Natural Gas_Fryer_E5 | F6 | Commercial | Lodging (ID) | New | Food Preparation | Natural Gas | Fryer | E5 | Utility - Value of Sales | 0 | 0 | 0 | 0 | 0 | 0 | 0 | 0 | 0 | 0 | 0 | 0 | 0 | 0 | 0 | 0 | 0 | 0 | 0 | 0 | 0 | 0 | 0 | 0 | 0 | 0 | 0
F6_Commercial_Lodging (ID)_New_Food Preparation_Natural Gas_Fryer_E6 | F6 | Commercial | Lodging (ID) | New | Food Preparation | Natural Gas | Fryer | E6 | Utility - Value of Sales | 0 | 0 | 0 | 0 | 0 | 0 | 0 | 0 | 0 | 0 | 0 | 0 | 0 | 0 | 0 | 0 | 0 | 0 | 0 | 0 | 0 | 0 | 0 | 0 | 0 | 0 | 0
F6_Commercial_Lodging (ID)_New_Food Preparation_Natural Gas_Fryer_E7 | F6 | Commercial | Lodging (ID) | New | Food Preparation | Natural Gas | Fryer | E7 | Utility - Value of Sales | 0 | 0 | 0 | 0 | 0 | 0 | 0 | 0 | 0 | 0 | 0 | 0 | 0 | 0 | 0 | 0 | 0 | 0 | 0 | 0 | 0 | 0 | 0 | 0 | 0 | 0 | 0
F6_Commercial_Lodging (ID)_New_Food Preparation_Natural Gas_Fryer_E8 | F6 | Commercial | Lodging (ID) | New | Food Preparation | Natural Gas | Fryer | E8 | Utility - Value of Sales | 0 | 0 | 0 | 0 | 0 | 0 | 0 | 0 | 0 | 0 | 0 | 0 | 0 | 0 | 0 | 0 | 0 | 0 | 0 | 0 | 0 | 0 | 0 | 0 | 0 | 0 | 0
F6_Commercial_Lodging (ID)_New_Food Preparation_Natural Gas_Fryer_E9 | F6 | Commercial | Lodging (ID) | New | Food Preparation | Natural Gas | Fryer | E9 | Utility - Value of Sales | 0 | 0 | 0 | 0 | 0 | 0 | 0 | 0 | 0 | 0 | 0 | 0 | 0 | 0 | 0 | 0 | 0 | 0 | 0 | 0 | 0 | 0 | 0 | 0 | 0 | 0 | 0
F6_Commercial_Lodging (ID)_New_Food Preparation_Natural Gas_Fryer_E10 | F6 | Commercial | Lodging (ID) | New | Food Preparation | Natural Gas | Fryer | E10 | Utility - Value of Sales | 0 | 0 | 0 | 0 | 0 | 0 | 0 | 0 | 0 | 0 | 0 | 0 | 0 | 0 | 0 | 0 | 0 | 0 | 0 | 0 | 0 | 0 | 0 | 0 | 0 | 0 | 0
F1_Commercial_Lodging (ID)_New_Food Preparation_Natural Gas_Broiler_E1 | F1 | Commercial | Lodging (ID) | New | Food Preparation | Natural Gas | Broiler | E1 | RVT - Cost of Equipment | 0.0022897 | 0.0022897 | 0.0022897 | 0.0022897 | 0.0022897 | 0.0022897 | 0.0022897 | 0.0022897 | 0.0022897 | 0.0022897 | 0.0022897 | 0.0022897 | 0.0022897 | 0.0022897 | 0.0022897 | 0.0022897 | 0.0022897 | 0.0022897 | 0.0022897 | 0.0022897 | 0.0022897 | 0.0022897 | 0.0022897 | 0.0022897 | 0.0022897 | 0.0022897 | 0.0022897
F1_Commercial_Lodging (ID)_New_Food Preparation_Natural Gas_Broiler_E2 | F1 | Commercial | Lodging (ID) | New | Food Preparation | Natural Gas | Broiler | E2 | RVT - Cost of Equipment | 0.0032056 | 0.0032056 | 0.0032056 | 0.0032056 | 0.0032056 | 0.0032056 | 0.0032056 | 0.0032056 | 0.0032056 | 0.0032056 | 0.0032056 | 0.0032056 | 0.0032056 | 0.0032056 | 0.0032056 | 0.0032056 | 0.0032056 | 0.0032056 | 0.0032056 | 0.0032056 | 0.0032056 | 0.0032056 | 0.0032056 | 0.0032056 | 0.0032056 | 0.0032056 | 0.0032056
F1_Commercial_Lodging (ID)_New_Food Preparation_Natural Gas_Broiler_E3 | F1 | Commercial | Lodging (ID) | New | Food Preparation | Natural Gas | Broiler | E3 | RVT - Cost of Equipment | 0 | 0 | 0 | 0 | 0 | 0 | 0 | 0 | 0 | 0 | 0 | 0 | 0 | 0 | 0 | 0 | 0 | 0 | 0 | 0 | 0 | 0 | 0 | 0 | 0 | 0 | 0
F1_Commercial_Lodging (ID)_New_Food Preparation_Natural Gas_Broiler_E4 | F1 | Commercial | Lodging (ID) | New | Food Preparation | Natural Gas | Broiler | E4 | RVT - Cost of Equipment | 0 | 0 | 0 | 0 | 0 | 0 | 0 | 0 | 0 | 0 | 0 | 0 | 0 | 0 | 0 | 0 | 0 | 0 | 0 | 0 | 0 | 0 | 0 | 0 | 0 | 0 | 0
F1_Commercial_Lodging (ID)_New_Food Preparation_Natural Gas_Broiler_E5 | F1 | Commercial | Lodging (ID) | New | Food Preparation | Natural Gas | Broiler | E5 | RVT - Cost of Equipment | 0 | 0 | 0 | 0 | 0 | 0 | 0 | 0 | 0 | 0 | 0 | 0 | 0 | 0 | 0 | 0 | 0 | 0 | 0 | 0 | 0 | 0 | 0 | 0 | 0 | 0 | 0
F1_Commercial_Lodging (ID)_New_Food Preparation_Natural Gas_Broiler_E6 | F1 | Commercial | Lodging (ID) | New | Food Preparation | Natural Gas | Broiler | E6 | RVT - Cost of Equipment | 0 | 0 | 0 | 0 | 0 | 0 | 0 | 0 | 0 | 0 | 0 | 0 | 0 | 0 | 0 | 0 | 0 | 0 | 0 | 0 | 0 | 0 | 0 | 0 | 0 | 0 | 0
F1_Commercial_Lodging (ID)_New_Food Preparation_Natural Gas_Broiler_E7 | F1 | Commercial | Lodging (ID) | New | Food Preparation | Natural Gas | Broiler | E7 | RVT - Cost of Equipment | 0 | 0 | 0 | 0 | 0 | 0 | 0 | 0 | 0 | 0 | 0 | 0 | 0 | 0 | 0 | 0 | 0 | 0 | 0 | 0 | 0 | 0 | 0 | 0 | 0 | 0 | 0
F1_Commercial_Lodging (ID)_New_Food Preparation_Natural Gas_Broiler_E8 | F1 | Commercial | Lodging (ID) | New | Food Preparation | Natural Gas | Broiler | E8 | RVT - Cost of Equipment | 0 | 0 | 0 | 0 | 0 | 0 | 0 | 0 | 0 | 0 | 0 | 0 | 0 | 0 | 0 | 0 | 0 | 0 | 0 | 0 | 0 | 0 | 0 | 0 | 0 | 0 | 0
F1_Commercial_Lodging (ID)_New_Food Preparation_Natural Gas_Broiler_E9 | F1 | Commercial | Lodging (ID) | New | Food Preparation | Natural Gas | Broiler | E9 | RVT - Cost of Equipment | 0 | 0 | 0 | 0 | 0 | 0 | 0 | 0 | 0 | 0 | 0 | 0 | 0 | 0 | 0 | 0 | 0 | 0 | 0 | 0 | 0 | 0 | 0 | 0 | 0 | 0 | 0
F1_Commercial_Lodging (ID)_New_Food Preparation_Natural Gas_Broiler_E10 | F1 | Commercial | Lodging (ID) | New | Food Preparation | Natural Gas | Broiler | E10 | RVT - Cost of Equipment | 0 | 0 | 0 | 0 | 0 | 0 | 0 | 0 | 0 | 0 | 0 | 0 | 0 | 0 | 0 | 0 | 0 | 0 | 0 | 0 | 0 | 0 | 0 | 0 | 0 | 0 | 0
F2_Commercial_Lodging (ID)_New_Food Preparation_Natural Gas_Broiler_E1 | F2 | Commercial | Lodging (ID) | New | Food Preparation | Natural Gas | Broiler | E1 | RVT - Cost of Operation | 0.047684 | 0.048585 | 0.049642 | 0.050875 | 0.052287 | 0.054049 | 0.055816 | 0.057494 | 0.059013 | 0.060486 | 0.062011 | 0.063398 | 0.064861 | 0.066246 | 0.067437 | 0.068512 | 0.069421 | 0.070289 | 0.071213 | 0.072075 | 0.07294 | 0.074227 | 0.075528 | 0.07687 | 0.078236 | 0.079626 | 0.08104
F2_Commercial_Lodging (ID)_New_Food Preparation_Natural Gas_Broiler_E2 | F2 | Commercial | Lodging (ID) | New | Food Preparation | Natural Gas | Broiler | E2 | RVT - Cost of Operation | 0.040671 | 0.041439 | 0.042341 | 0.043392 | 0.044597 | 0.0461 | 0.047607 | 0.049038 | 0.050334 | 0.05159 | 0.052891 | 0.054073 | 0.055322 | 0.056503 | 0.057519 | 0.058435 | 0.059211 | 0.059951 | 0.060739 | 0.061475 | 0.062212 | 0.06331 | 0.06442 | 0.065564 | 0.066729 | 0.067915 | 0.069121
F2_Commercial_Lodging (ID)_New_Food Preparation_Natural Gas_Broiler_E3 | F2 | Commercial | Lodging (ID) | New | Food Preparation | Natural Gas | Broiler | E3 | RVT - Cost of Operation | 0 | 0 | 0 | 0 | 0 | 0 | 0 | 0 | 0 | 0 | 0 | 0 | 0 | 0 | 0 | 0 | 0 | 0 | 0 | 0 | 0 | 0 | 0 | 0 | 0 | 0 | 0
F2_Commercial_Lodging (ID)_New_Food Preparation_Natural Gas_Broiler_E4 | F2 | Commercial | Lodging (ID) | New | Food Preparation | Natural Gas | Broiler | E4 | RVT - Cost of Operation | 0 | 0 | 0 | 0 | 0 | 0 | 0 | 0 | 0 | 0 | 0 | 0 | 0 | 0 | 0 | 0 | 0 | 0 | 0 | 0 | 0 | 0 | 0 | 0 | 0 | 0 | 0
F2_Commercial_Lodging (ID)_New_Food Preparation_Natural Gas_Broiler_E5 | F2 | Commercial | Lodging (ID) | New | Food Preparation | Natural Gas | Broiler | E5 | RVT - Cost of Operation | 0 | 0 | 0 | 0 | 0 | 0 | 0 | 0 | 0 | 0 | 0 | 0 | 0 | 0 | 0 | 0 | 0 | 0 | 0 | 0 | 0 | 0 | 0 | 0 | 0 | 0 | 0
F2_Commercial_Lodging (ID)_New_Food Preparation_Natural Gas_Broiler_E6 | F2 | Commercial | Lodging (ID) | New | Food Preparation | Natural Gas | Broiler | E6 | RVT - Cost of Operation | 0 | 0 | 0 | 0 | 0 | 0 | 0 | 0 | 0 | 0 | 0 | 0 | 0 | 0 | 0 | 0 | 0 | 0 | 0 | 0 | 0 | 0 | 0 | 0 | 0 | 0 | 0
F2_Commercial_Lodging (ID)_New_Food Preparation_Natural Gas_Broiler_E7 | F2 | Commercial | Lodging (ID) | New | Food Preparation | Natural Gas | Broiler | E7 | RVT - Cost of Operation | 0 | 0 | 0 | 0 | 0 | 0 | 0 | 0 | 0 | 0 | 0 | 0 | 0 | 0 | 0 | 0 | 0 | 0 | 0 | 0 | 0 | 0 | 0 | 0 | 0 | 0 | 0
F2_Commercial_Lodging (ID)_New_Food Preparation_Natural Gas_Broiler_E8 | F2 | Commercial | Lodging (ID) | New | Food Preparation | Natural Gas | Broiler | E8 | RVT - Cost of Operation | 0 | 0 | 0 | 0 | 0 | 0 | 0 | 0 | 0 | 0 | 0 | 0 | 0 | 0 | 0 | 0 | 0 | 0 | 0 | 0 | 0 | 0 | 0 | 0 | 0 | 0 | 0
F2_Commercial_Lodging (ID)_New_Food Preparation_Natural Gas_Broiler_E9 | F2 | Commercial | Lodging (ID) | New | Food Preparation | Natural Gas | Broiler | E9 | RVT - Cost of Operation | 0 | 0 | 0 | 0 | 0 | 0 | 0 | 0 | 0 | 0 | 0 | 0 | 0 | 0 | 0 | 0 | 0 | 0 | 0 | 0 | 0 | 0 | 0 | 0 | 0 | 0 | 0
F2_Commercial_Lodging (ID)_New_Food Preparation_Natural Gas_Broiler_E10 | F2 | Commercial | Lodging (ID) | New | Food Preparation | Natural Gas | Broiler | E10 | RVT - Cost of Operation | 0 | 0 | 0 | 0 | 0 | 0 | 0 | 0 | 0 | 0 | 0 | 0 | 0 | 0 | 0 | 0 | 0 | 0 | 0 | 0 | 0 | 0 | 0 | 0 | 0 | 0 | 0
F3_Commercial_Lodging (ID)_New_Food Preparation_Natural Gas_Broiler_E1 | F3 | Commercial | Lodging (ID) | New | Food Preparation | Natural Gas | Broiler | E1 | System - kBTUs of Consumption | 11.3756 | 11.3756 | 11.3756 | 11.3756 | 11.3756 | 11.3756 | 11.3756 | 11.3756 | 11.3756 | 11.3756 | 11.3756 | 11.3756 | 11.3756 | 11.3756 | 11.3756 | 11.3756 | 11.3756 | 11.3756 | 11.3756 | 11.3756 | 11.3756 | 11.3756 | 11.3756 | 11.3756 | 11.3756 | 11.3756 | 11.3756
F3_Commercial_Lodging (ID)_New_Food Preparation_Natural Gas_Broiler_E2 | F3 | Commercial | Lodging (ID) | New | Food Preparation | Natural Gas | Broiler | E2 | System - kBTUs of Consumption | 9.7025 | 9.7025 | 9.7025 | 9.7025 | 9.7025 | 9.7025 | 9.7025 | 9.7025 | 9.7025 | 9.7025 | 9.7025 | 9.7025 | 9.7025 | 9.7025 | 9.7025 | 9.7025 | 9.7025 | 9.7025 | 9.7025 | 9.7025 | 9.7025 | 9.7025 | 9.7025 | 9.7025 | 9.7025 | 9.7025 | 9.7025
F3_Commercial_Lodging (ID)_New_Food Preparation_Natural Gas_Broiler_E3 | F3 | Commercial | Lodging (ID) | New | Food Preparation | Natural Gas | Broiler | E3 | System - kBTUs of Consumption | 0 | 0 | 0 | 0 | 0 | 0 | 0 | 0 | 0 | 0 | 0 | 0 | 0 | 0 | 0 | 0 | 0 | 0 | 0 | 0 | 0 | 0 | 0 | 0 | 0 | 0 | 0
F3_Commercial_Lodging (ID)_New_Food Preparation_Natural Gas_Broiler_E4 | F3 | Commercial | Lodging (ID) | New | Food Preparation | Natural Gas | Broiler | E4 | System - kBTUs of Consumption | 0 | 0 | 0 | 0 | 0 | 0 | 0 | 0 | 0 | 0 | 0 | 0 | 0 | 0 | 0 | 0 | 0 | 0 | 0 | 0 | 0 | 0 | 0 | 0 | 0 | 0 | 0
F3_Commercial_Lodging (ID)_New_Food Preparation_Natural Gas_Broiler_E5 | F3 | Commercial | Lodging (ID) | New | Food Preparation | Natural Gas | Broiler | E5 | System - kBTUs of Consumption | 0 | 0 | 0 | 0 | 0 | 0 | 0 | 0 | 0 | 0 | 0 | 0 | 0 | 0 | 0 | 0 | 0 | 0 | 0 | 0 | 0 | 0 | 0 | 0 | 0 | 0 | 0
F3_Commercial_Lodging (ID)_New_Food Preparation_Natural Gas_Broiler_E6 | F3 | Commercial | Lodging (ID) | New | Food Preparation | Natural Gas | Broiler | E6 | System - kBTUs of Consumption | 0 | 0 | 0 | 0 | 0 | 0 | 0 | 0 | 0 | 0 | 0 | 0 | 0 | 0 | 0 | 0 | 0 | 0 | 0 | 0 | 0 | 0 | 0 | 0 | 0 | 0 | 0
F3_Commercial_Lodging (ID)_New_Food Preparation_Natural Gas_Broiler_E7 | F3 | Commercial | Lodging (ID) | New | Food Preparation | Natural Gas | Broiler | E7 | System - kBTUs of Consumption | 0 | 0 | 0 | 0 | 0 | 0 | 0 | 0 | 0 | 0 | 0 | 0 | 0 | 0 | 0 | 0 | 0 | 0 | 0 | 0 | 0 | 0 | 0 | 0 | 0 | 0 | 0
F3_Commercial_Lodging (ID)_New_Food Preparation_Natural Gas_Broiler_E8 | F3 | Commercial | Lodging (ID) | New | Food Preparation | Natural Gas | Broiler | E8 | System - kBTUs of Consumption | 0 | 0 | 0 | 0 | 0 | 0 | 0 | 0 | 0 | 0 | 0 | 0 | 0 | 0 | 0 | 0 | 0 | 0 | 0 | 0 | 0 | 0 | 0 | 0 | 0 | 0 | 0
F3_Commercial_Lodging (ID)_New_Food Preparation_Natural Gas_Broiler_E9 | F3 | Commercial | Lodging (ID) | New | Food Preparation | Natural Gas | Broiler | E9 | System - kBTUs of Consumption | 0 | 0 | 0 | 0 | 0 | 0 | 0 | 0 | 0 | 0 | 0 | 0 | 0 | 0 | 0 | 0 | 0 | 0 | 0 | 0 | 0 | 0 | 0 | 0 | 0 | 0 | 0
F3_Commercial_Lodging (ID)_New_Food Preparation_Natural Gas_Broiler_E10 | F3 | Commercial | Lodging (ID) | New | Food Preparation | Natural Gas | Broiler | E10 | System - kBTUs of Consumption | 0 | 0 | 0 | 0 | 0 | 0 | 0 | 0 | 0 | 0 | 0 | 0 | 0 | 0 | 0 | 0 | 0 | 0 | 0 | 0 | 0 | 0 | 0 | 0 | 0 | 0 | 0
F4_Commercial_Lodging (ID)_New_Food Preparation_Natural Gas_Broiler_E1 | F4 | Commercial | Lodging (ID) | New | Food Preparation | Natural Gas | Broiler | E1 | Utility - Cost of Equipment | 0.0022897 | 0.0022897 | 0.0022897 | 0.0022897 | 0.0022897 | 0.0022897 | 0.0022897 | 0.0022897 | 0.0022897 | 0.0022897 | 0.0022897 | 0.0022897 | 0.0022897 | 0.0022897 | 0.0022897 | 0.0022897 | 0.0022897 | 0.0022897 | 0.0022897 | 0.0022897 | 0.0022897 | 0.0022897 | 0.0022897 | 0.0022897 | 0.0022897 | 0.0022897 | 0.0022897
F4_Commercial_Lodging (ID)_New_Food Preparation_Natural Gas_Broiler_E2 | F4 | Commercial | Lodging (ID) | New | Food Preparation | Natural Gas | Broiler | E2 | Utility - Cost of Equipment | 0.0032056 | 0.0032056 | 0.0032056 | 0.0032056 | 0.0032056 | 0.0032056 | 0.0032056 | 0.0032056 | 0.0032056 | 0.0032056 | 0.0032056 | 0.0032056 | 0.0032056 | 0.0032056 | 0.0032056 | 0.0032056 | 0.0032056 | 0.0032056 | 0.0032056 | 0.0032056 | 0.0032056 | 0.0032056 | 0.0032056 | 0.0032056 | 0.0032056 | 0.0032056 | 0.0032056
F4_Commercial_Lodging (ID)_New_Food Preparation_Natural Gas_Broiler_E3 | F4 | Commercial | Lodging (ID) | New | Food Preparation | Natural Gas | Broiler | E3 | Utility - Cost of Equipment | 0 | 0 | 0 | 0 | 0 | 0 | 0 | 0 | 0 | 0 | 0 | 0 | 0 | 0 | 0 | 0 | 0 | 0 | 0 | 0 | 0 | 0 | 0 | 0 | 0 | 0 | 0
F4_Commercial_Lodging (ID)_New_Food Preparation_Natural Gas_Broiler_E4 | F4 | Commercial | Lodging (ID) | New | Food Preparation | Natural Gas | Broiler | E4 | Utility - Cost of Equipment | 0 | 0 | 0 | 0 | 0 | 0 | 0 | 0 | 0 | 0 | 0 | 0 | 0 | 0 | 0 | 0 | 0 | 0 | 0 | 0 | 0 | 0 | 0 | 0 | 0 | 0 | 0
F4_Commercial_Lodging (ID)_New_Food Preparation_Natural Gas_Broiler_E5 | F4 | Commercial | Lodging (ID) | New | Food Preparation | Natural Gas | Broiler | E5 | Utility - Cost of Equipment | 0 | 0 | 0 | 0 | 0 | 0 | 0 | 0 | 0 | 0 | 0 | 0 | 0 | 0 | 0 | 0 | 0 | 0 | 0 | 0 | 0 | 0 | 0 | 0 | 0 | 0 | 0
F4_Commercial_Lodging (ID)_New_Food Preparation_Natural Gas_Broiler_E6 | F4 | Commercial | Lodging (ID) | New | Food Preparation | Natural Gas | Broiler | E6 | Utility - Cost of Equipment | 0 | 0 | 0 | 0 | 0 | 0 | 0 | 0 | 0 | 0 | 0 | 0 | 0 | 0 | 0 | 0 | 0 | 0 | 0 | 0 | 0 | 0 | 0 | 0 | 0 | 0 | 0
F4_Commercial_Lodging (ID)_New_Food Preparation_Natural Gas_Broiler_E7 | F4 | Commercial | Lodging (ID) | New | Food Preparation | Natural Gas | Broiler | E7 | Utility - Cost of Equipment | 0 | 0 | 0 | 0 | 0 | 0 | 0 | 0 | 0 | 0 | 0 | 0 | 0 | 0 | 0 | 0 | 0 | 0 | 0 | 0 | 0 | 0 | 0 | 0 | 0 | 0 | 0
F4_Commercial_Lodging (ID)_New_Food Preparation_Natural Gas_Broiler_E8 | F4 | Commercial | Lodging (ID) | New | Food Preparation | Natural Gas | Broiler | E8 | Utility - Cost of Equipment | 0 | 0 | 0 | 0 | 0 | 0 | 0 | 0 | 0 | 0 | 0 | 0 | 0 | 0 | 0 | 0 | 0 | 0 | 0 | 0 | 0 | 0 | 0 | 0 | 0 | 0 | 0
F4_Commercial_Lodging (ID)_New_Food Preparation_Natural Gas_Broiler_E9 | F4 | Commercial | Lodging (ID) | New | Food Preparation | Natural Gas | Broiler | E9 | Utility - Cost of Equipment | 0 | 0 | 0 | 0 | 0 | 0 | 0 | 0 | 0 | 0 | 0 | 0 | 0 | 0 | 0 | 0 | 0 | 0 | 0 | 0 | 0 | 0 | 0 | 0 | 0 | 0 | 0
F4_Commercial_Lodging (ID)_New_Food Preparation_Natural Gas_Broiler_E10 | F4 | Commercial | Lodging (ID) | New | Food Preparation | Natural Gas | Broiler | E10 | Utility - Cost of Equipment | 0 | 0 | 0 | 0 | 0 | 0 | 0 | 0 | 0 | 0 | 0 | 0 | 0 | 0 | 0 | 0 | 0 | 0 | 0 | 0 | 0 | 0 | 0 | 0 | 0 | 0 | 0
F5_Commercial_Lodging (ID)_New_Food Preparation_Natural Gas_Broiler_E1 | F5 | Commercial | Lodging (ID) | New | Food Preparation | Natural Gas | Broiler | E1 | Utility - Cost of Operation | 0.040486 | 0.041506 | 0.042715 | 0.0441 | 0.045667 | 0.047573 | 0.049535 | 0.051478 | 0.053348 | 0.055245 | 0.056754 | 0.058167 | 0.059686 | 0.061173 | 0.062502 | 0.063746 | 0.064862 | 0.065964 | 0.06714 | 0.068288 | 0.069467 | 0.070693 | 0.071932 | 0.07321 | 0.07451 | 0.075834 | 0.077181
F5_Commercial_Lodging (ID)_New_Food Preparation_Natural Gas_Broiler_E2 | F5 | Commercial | Lodging (ID) | New | Food Preparation | Natural Gas | Broiler | E2 | Utility - Cost of Operation | 0.034531 | 0.035402 | 0.036433 | 0.037614 | 0.03895 | 0.040576 | 0.042249 | 0.043907 | 0.045502 | 0.047119 | 0.048406 | 0.049612 | 0.050908 | 0.052176 | 0.05331 | 0.054371 | 0.055322 | 0.056262 | 0.057265 | 0.058244 | 0.05925 | 0.060296 | 0.061352 | 0.062442 | 0.063551 | 0.064681 | 0.06583
F5_Commercial_Lodging (ID)_New_Food Preparation_Natural Gas_Broiler_E3 | F5 | Commercial | Lodging (ID) | New | Food Preparation | Natural Gas | Broiler | E3 | Utility - Cost of Operation | 0 | 0 | 0 | 0 | 0 | 0 | 0 | 0 | 0 | 0 | 0 | 0 | 0 | 0 | 0 | 0 | 0 | 0 | 0 | 0 | 0 | 0 | 0 | 0 | 0 | 0 | 0
F5_Commercial_Lodging (ID)_New_Food Preparation_Natural Gas_Broiler_E4 | F5 | Commercial | Lodging (ID) | New | Food Preparation | Natural Gas | Broiler | E4 | Utility - Cost of Operation | 0 | 0 | 0 | 0 | 0 | 0 | 0 | 0 | 0 | 0 | 0 | 0 | 0 | 0 | 0 | 0 | 0 | 0 | 0 | 0 | 0 | 0 | 0 | 0 | 0 | 0 | 0
F5_Commercial_Lodging (ID)_New_Food Preparation_Natural Gas_Broiler_E5 | F5 | Commercial | Lodging (ID) | New | Food Preparation | Natural Gas | Broiler | E5 | Utility - Cost of Operation | 0 | 0 | 0 | 0 | 0 | 0 | 0 | 0 | 0 | 0 | 0 | 0 | 0 | 0 | 0 | 0 | 0 | 0 | 0 | 0 | 0 | 0 | 0 | 0 | 0 | 0 | 0
F5_Commercial_Lodging (ID)_New_Food Preparation_Natural Gas_Broiler_E6 | F5 | Commercial | Lodging (ID) | New | Food Preparation | Natural Gas | Broiler | E6 | Utility - Cost of Operation | 0 | 0 | 0 | 0 | 0 | 0 | 0 | 0 | 0 | 0 | 0 | 0 | 0 | 0 | 0 | 0 | 0 | 0 | 0 | 0 | 0 | 0 | 0 | 0 | 0 | 0 | 0
F5_Commercial_Lodging (ID)_New_Food Preparation_Natural Gas_Broiler_E7 | F5 | Commercial | Lodging (ID) | New | Food Preparation | Natural Gas | Broiler | E7 | Utility - Cost of Operation | 0 | 0 | 0 | 0 | 0 | 0 | 0 | 0 | 0 | 0 | 0 | 0 | 0 | 0 | 0 | 0 | 0 | 0 | 0 | 0 | 0 | 0 | 0 | 0 | 0 | 0 | 0
F5_Commercial_Lodging (ID)_New_Food Preparation_Natural Gas_Broiler_E8 | F5 | Commercial | Lodging (ID) | New | Food Preparation | Natural Gas | Broiler | E8 | Utility - Cost of Operation | 0 | 0 | 0 | 0 | 0 | 0 | 0 | 0 | 0 | 0 | 0 | 0 | 0 | 0 | 0 | 0 | 0 | 0 | 0 | 0 | 0 | 0 | 0 | 0 | 0 | 0 | 0
F5_Commercial_Lodging (ID)_New_Food Preparation_Natural Gas_Broiler_E9 | F5 | Commercial | Lodging (ID) | New | Food Preparation | Natural Gas | Broiler | E9 | Utility - Cost of Operation | 0 | 0 | 0 | 0 | 0 | 0 | 0 | 0 | 0 | 0 | 0 | 0 | 0 | 0 | 0 | 0 | 0 | 0 | 0 | 0 | 0 | 0 | 0 | 0 | 0 | 0 | 0
F5_Commercial_Lodging (ID)_New_Food Preparation_Natural Gas_Broiler_E10 | F5 | Commercial | Lodging (ID) | New | Food Preparation | Natural Gas | Broiler | E10 | Utility - Cost of Operation | 0 | 0 | 0 | 0 | 0 | 0 | 0 | 0 | 0 | 0 | 0 | 0 | 0 | 0 | 0 | 0 | 0 | 0 | 0 | 0 | 0 | 0 | 0 | 0 | 0 | 0 | 0
F6_Commercial_Lodging (ID)_New_Food Preparation_Natural Gas_Broiler_E1 | F6 | Commercial | Lodging (ID) | New | Food Preparation | Natural Gas | Broiler | E1 | Utility - Value of Sales | 0.047684 | 0.048585 | 0.049642 | 0.050875 | 0.052287 | 0.054049 | 0.055816 | 0.057494 | 0.059013 | 0.060486 | 0.062011 | 0.063398 | 0.064861 | 0.066246 | 0.067437 | 0.068512 | 0.069421 | 0.070289 | 0.071213 | 0.072075 | 0.07294 | 0.074227 | 0.075528 | 0.07687 | 0.078236 | 0.079626 | 0.08104
F6_Commercial_Lodging (ID)_New_Food Preparation_Natural Gas_Broiler_E2 | F6 | Commercial | Lodging (ID) | New | Food Preparation | Natural Gas | Broiler | E2 | Utility - Value of Sales | 0.040671 | 0.041439 | 0.042341 | 0.043392 | 0.044597 | 0.0461 | 0.047607 | 0.049038 | 0.050334 | 0.05159 | 0.052891 | 0.054073 | 0.055322 | 0.056503 | 0.057519 | 0.058435 | 0.059211 | 0.059951 | 0.060739 | 0.061475 | 0.062212 | 0.06331 | 0.06442 | 0.065564 | 0.066729 | 0.067915 | 0.069121
F6_Commercial_Lodging (ID)_New_Food Preparation_Natural Gas_Broiler_E3 | F6 | Commercial | Lodging (ID) | New | Food Preparation | Natural Gas | Broiler | E3 | Utility - Value of Sales | 0 | 0 | 0 | 0 | 0 | 0 | 0 | 0 | 0 | 0 | 0 | 0 | 0 | 0 | 0 | 0 | 0 | 0 | 0 | 0 | 0 | 0 | 0 | 0 | 0 | 0 | 0
F6_Commercial_Lodging (ID)_New_Food Preparation_Natural Gas_Broiler_E4 | F6 | Commercial | Lodging (ID) | New | Food Preparation | Natural Gas | Broiler | E4 | Utility - Value of Sales | 0 | 0 | 0 | 0 | 0 | 0 | 0 | 0 | 0 | 0 | 0 | 0 | 0 | 0 | 0 | 0 | 0 | 0 | 0 | 0 | 0 | 0 | 0 | 0 | 0 | 0 | 0
F6_Commercial_Lodging (ID)_New_Food Preparation_Natural Gas_Broiler_E5 | F6 | Commercial | Lodging (ID) | New | Food Preparation | Natural Gas | Broiler | E5 | Utility - Value of Sales | 0 | 0 | 0 | 0 | 0 | 0 | 0 | 0 | 0 | 0 | 0 | 0 | 0 | 0 | 0 | 0 | 0 | 0 | 0 | 0 | 0 | 0 | 0 | 0 | 0 | 0 | 0
F6_Commercial_Lodging (ID)_New_Food Preparation_Natural Gas_Broiler_E6 | F6 | Commercial | Lodging (ID) | New | Food Preparation | Natural Gas | Broiler | E6 | Utility - Value of Sales | 0 | 0 | 0 | 0 | 0 | 0 | 0 | 0 | 0 | 0 | 0 | 0 | 0 | 0 | 0 | 0 | 0 | 0 | 0 | 0 | 0 | 0 | 0 | 0 | 0 | 0 | 0
F6_Commercial_Lodging (ID)_New_Food Preparation_Natural Gas_Broiler_E7 | F6 | Commercial | Lodging (ID) | New | Food Preparation | Natural Gas | Broiler | E7 | Utility - Value of Sales | 0 | 0 | 0 | 0 | 0 | 0 | 0 | 0 | 0 | 0 | 0 | 0 | 0 | 0 | 0 | 0 | 0 | 0 | 0 | 0 | 0 | 0 | 0 | 0 | 0 | 0 | 0
F6_Commercial_Lodging (ID)_New_Food Preparation_Natural Gas_Broiler_E8 | F6 | Commercial | Lodging (ID) | New | Food Preparation | Natural Gas | Broiler | E8 | Utility - Value of Sales | 0 | 0 | 0 | 0 | 0 | 0 | 0 | 0 | 0 | 0 | 0 | 0 | 0 | 0 | 0 | 0 | 0 | 0 | 0 | 0 | 0 | 0 | 0 | 0 | 0 | 0 | 0
F6_Commercial_Lodging (ID)_New_Food Preparation_Natural Gas_Broiler_E9 | F6 | Commercial | Lodging (ID) | New | Food Preparation | Natural Gas | Broiler | E9 | Utility - Value of Sales | 0 | 0 | 0 | 0 | 0 | 0 | 0 | 0 | 0 | 0 | 0 | 0 | 0 | 0 | 0 | 0 | 0 | 0 | 0 | 0 | 0 | 0 | 0 | 0 | 0 | 0 | 0
F6_Commercial_Lodging (ID)_New_Food Preparation_Natural Gas_Broiler_E10 | F6 | Commercial | Lodging (ID) | New | Food Preparation | Natural Gas | Broiler | E10 | Utility - Value of Sales | 0 | 0 | 0 | 0 | 0 | 0 | 0 | 0 | 0 | 0 | 0 | 0 | 0 | 0 | 0 | 0 | 0 | 0 | 0 | 0 | 0 | 0 | 0 | 0 | 0 | 0 | 0
F1_Commercial_Lodging (ID)_New_Food Preparation_Natural Gas_Griddle_E1 | F1 | Commercial | Lodging (ID) | New | Food Preparation | Natural Gas | Griddle | E1 | RVT - Cost of Equipment | 0.01134 | 0.01134 | 0.01134 | 0.01134 | 0.01134 | 0.01134 | 0.01134 | 0.01134 | 0.01134 | 0.01134 | 0.01134 | 0.01134 | 0.01134 | 0.01134 | 0.01134 | 0.01134 | 0.01134 | 0.01134 | 0.01134 | 0.01134 | 0.01134 | 0.01134 | 0.01134 | 0.01134 | 0.01134 | 0.01134 | 0.01134
F1_Commercial_Lodging (ID)_New_Food Preparation_Natural Gas_Griddle_E2 | F1 | Commercial | Lodging (ID) | New | Food Preparation | Natural Gas | Griddle | E2 | RVT - Cost of Equipment | 0.012132 | 0.012132 | 0.012132 | 0.012132 | 0.012132 | 0.012132 | 0.012132 | 0.012132 | 0.012132 | 0.012132 | 0.012132 | 0.012132 | 0.012132 | 0.012132 | 0.012132 | 0.012132 | 0.012132 | 0.012132 | 0.012132 | 0.012132 | 0.012132 | 0.012132 | 0.012132 | 0.012132 | 0.012132 | 0.012132 | 0.012132
F1_Commercial_Lodging (ID)_New_Food Preparation_Natural Gas_Griddle_E3 | F1 | Commercial | Lodging (ID) | New | Food Preparation | Natural Gas | Griddle | E3 | RVT - Cost of Equipment | 0 | 0 | 0 | 0 | 0 | 0 | 0 | 0 | 0 | 0 | 0 | 0 | 0 | 0 | 0 | 0 | 0 | 0 | 0 | 0 | 0 | 0 | 0 | 0 | 0 | 0 | 0
F1_Commercial_Lodging (ID)_New_Food Preparation_Natural Gas_Griddle_E4 | F1 | Commercial | Lodging (ID) | New | Food Preparation | Natural Gas | Griddle | E4 | RVT - Cost of Equipment | 0 | 0 | 0 | 0 | 0 | 0 | 0 | 0 | 0 | 0 | 0 | 0 | 0 | 0 | 0 | 0 | 0 | 0 | 0 | 0 | 0 | 0 | 0 | 0 | 0 | 0 | 0
F1_Commercial_Lodging (ID)_New_Food Preparation_Natural Gas_Griddle_E5 | F1 | Commercial | Lodging (ID) | New | Food Preparation | Natural Gas | Griddle | E5 | RVT - Cost of Equipment | 0 | 0 | 0 | 0 | 0 | 0 | 0 | 0 | 0 | 0 | 0 | 0 | 0 | 0 | 0 | 0 | 0 | 0 | 0 | 0 | 0 | 0 | 0 | 0 | 0 | 0 | 0
F1_Commercial_Lodging (ID)_New_Food Preparation_Natural Gas_Griddle_E6 | F1 | Commercial | Lodging (ID) | New | Food Preparation | Natural Gas | Griddle | E6 | RVT - Cost of Equipment | 0 | 0 | 0 | 0 | 0 | 0 | 0 | 0 | 0 | 0 | 0 | 0 | 0 | 0 | 0 | 0 | 0 | 0 | 0 | 0 | 0 | 0 | 0 | 0 | 0 | 0 | 0
F1_Commercial_Lodging (ID)_New_Food Preparation_Natural Gas_Griddle_E7 | F1 | Commercial | Lodging (ID) | New | Food Preparation | Natural Gas | Griddle | E7 | RVT - Cost of Equipment | 0 | 0 | 0 | 0 | 0 | 0 | 0 | 0 | 0 | 0 | 0 | 0 | 0 | 0 | 0 | 0 | 0 | 0 | 0 | 0 | 0 | 0 | 0 | 0 | 0 | 0 | 0
F1_Commercial_Lodging (ID)_New_Food Preparation_Natural Gas_Griddle_E8 | F1 | Commercial | Lodging (ID) | New | Food Preparation | Natural Gas | Griddle | E8 | RVT - Cost of Equipment | 0 | 0 | 0 | 0 | 0 | 0 | 0 | 0 | 0 | 0 | 0 | 0 | 0 | 0 | 0 | 0 | 0 | 0 | 0 | 0 | 0 | 0 | 0 | 0 | 0 | 0 | 0
F1_Commercial_Lodging (ID)_New_Food Preparation_Natural Gas_Griddle_E9 | F1 | Commercial | Lodging (ID) | New | Food Preparation | Natural Gas | Griddle | E9 | RVT - Cost of Equipment | 0 | 0 | 0 | 0 | 0 | 0 | 0 | 0 | 0 | 0 | 0 | 0 | 0 | 0 | 0 | 0 | 0 | 0 | 0 | 0 | 0 | 0 | 0 | 0 | 0 | 0 | 0
F1_Commercial_Lodging (ID)_New_Food Preparation_Natural Gas_Griddle_E10 | F1 | Commercial | Lodging (ID) | New | Food Preparation | Natural Gas | Griddle | E10 | RVT - Cost of Equipment | 0 | 0 | 0 | 0 | 0 | 0 | 0 | 0 | 0 | 0 | 0 | 0 | 0 | 0 | 0 | 0 | 0 | 0 | 0 | 0 | 0 | 0 | 0 | 0 | 0 | 0 | 0
F2_Commercial_Lodging (ID)_New_Food Preparation_Natural Gas_Griddle_E1 | F2 | Commercial | Lodging (ID) | New | Food Preparation | Natural Gas | Griddle | E1 | RVT - Cost of Operation | 0.033139 | 0.033765 | 0.0345 | 0.035356 | 0.036337 | 0.037562 | 0.03879 | 0.039957 | 0.041012 | 0.042035 | 0.043096 | 0.044059 | 0.045076 | 0.046039 | 0.046866 | 0.047613 | 0.048245 | 0.048849 | 0.04949 | 0.05009 | 0.050691 | 0.051586 | 0.05249 | 0.053422 | 0.054371 | 0.055337 | 0.05632
F2_Commercial_Lodging (ID)_New_Food Preparation_Natural Gas_Griddle_E2 | F2 | Commercial | Lodging (ID) | New | Food Preparation | Natural Gas | Griddle | E2 | RVT - Cost of Operation | 0.029086 | 0.029636 | 0.030281 | 0.031032 | 0.031894 | 0.032969 | 0.034047 | 0.03507 | 0.035997 | 0.036895 | 0.037825 | 0.038671 | 0.039564 | 0.040409 | 0.041135 | 0.04179 | 0.042345 | 0.042875 | 0.043438 | 0.043964 | 0.044492 | 0.045277 | 0.04607 | 0.046889 | 0.047722 | 0.04857 | 0.049433
F2_Commercial_Lodging (ID)_New_Food Preparation_Natural Gas_Griddle_E3 | F2 | Commercial | Lodging (ID) | New | Food Preparation | Natural Gas | Griddle | E3 | RVT - Cost of Operation | 0 | 0 | 0 | 0 | 0 | 0 | 0 | 0 | 0 | 0 | 0 | 0 | 0 | 0 | 0 | 0 | 0 | 0 | 0 | 0 | 0 | 0 | 0 | 0 | 0 | 0 | 0
F2_Commercial_Lodging (ID)_New_Food Preparation_Natural Gas_Griddle_E4 | F2 | Commercial | Lodging (ID) | New | Food Preparation | Natural Gas | Griddle | E4 | RVT - Cost of Operation | 0 | 0 | 0 | 0 | 0 | 0 | 0 | 0 | 0 | 0 | 0 | 0 | 0 | 0 | 0 | 0 | 0 | 0 | 0 | 0 | 0 | 0 | 0 | 0 | 0 | 0 | 0
F2_Commercial_Lodging (ID)_New_Food Preparation_Natural Gas_Griddle_E5 | F2 | Commercial | Lodging (ID) | New | Food Preparation | Natural Gas | Griddle | E5 | RVT - Cost of Operation | 0 | 0 | 0 | 0 | 0 | 0 | 0 | 0 | 0 | 0 | 0 | 0 | 0 | 0 | 0 | 0 | 0 | 0 | 0 | 0 | 0 | 0 | 0 | 0 | 0 | 0 | 0
F2_Commercial_Lodging (ID)_New_Food Preparation_Natural Gas_Griddle_E6 | F2 | Commercial | Lodging (ID) | New | Food Preparation | Natural Gas | Griddle | E6 | RVT - Cost of Operation | 0 | 0 | 0 | 0 | 0 | 0 | 0 | 0 | 0 | 0 | 0 | 0 | 0 | 0 | 0 | 0 | 0 | 0 | 0 | 0 | 0 | 0 | 0 | 0 | 0 | 0 | 0
F2_Commercial_Lodging (ID)_New_Food Preparation_Natural Gas_Griddle_E7 | F2 | Commercial | Lodging (ID) | New | Food Preparation | Natural Gas | Griddle | E7 | RVT - Cost of Operation | 0 | 0 | 0 | 0 | 0 | 0 | 0 | 0 | 0 | 0 | 0 | 0 | 0 | 0 | 0 | 0 | 0 | 0 | 0 | 0 | 0 | 0 | 0 | 0 | 0 | 0 | 0
F2_Commercial_Lodging (ID)_New_Food Preparation_Natural Gas_Griddle_E8 | F2 | Commercial | Lodging (ID) | New | Food Preparation | Natural Gas | Griddle | E8 | RVT - Cost of Operation | 0 | 0 | 0 | 0 | 0 | 0 | 0 | 0 | 0 | 0 | 0 | 0 | 0 | 0 | 0 | 0 | 0 | 0 | 0 | 0 | 0 | 0 | 0 | 0 | 0 | 0 | 0
F2_Commercial_Lodging (ID)_New_Food Preparation_Natural Gas_Griddle_E9 | F2 | Commercial | Lodging (ID) | New | Food Preparation | Natural Gas | Griddle | E9 | RVT - Cost of Operation | 0 | 0 | 0 | 0 | 0 | 0 | 0 | 0 | 0 | 0 | 0 | 0 | 0 | 0 | 0 | 0 | 0 | 0 | 0 | 0 | 0 | 0 | 0 | 0 | 0 | 0 | 0
F2_Commercial_Lodging (ID)_New_Food Preparation_Natural Gas_Griddle_E10 | F2 | Commercial | Lodging (ID) | New | Food Preparation | Natural Gas | Griddle | E10 | RVT - Cost of Operation | 0 | 0 | 0 | 0 | 0 | 0 | 0 | 0 | 0 | 0 | 0 | 0 | 0 | 0 | 0 | 0 | 0 | 0 | 0 | 0 | 0 | 0 | 0 | 0 | 0 | 0 | 0
F3_Commercial_Lodging (ID)_New_Food Preparation_Natural Gas_Griddle_E1 | F3 | Commercial | Lodging (ID) | New | Food Preparation | Natural Gas | Griddle | E1 | System - kBTUs of Consumption | 7.9056 | 7.9056 | 7.9056 | 7.9056 | 7.9056 | 7.9056 | 7.9056 | 7.9056 | 7.9056 | 7.9056 | 7.9056 | 7.9056 | 7.9056 | 7.9056 | 7.9056 | 7.9056 | 7.9056 | 7.9056 | 7.9056 | 7.9056 | 7.9056 | 7.9056 | 7.9056 | 7.9056 | 7.9056 | 7.9056 | 7.9056
F3_Commercial_Lodging (ID)_New_Food Preparation_Natural Gas_Griddle_E2 | F3 | Commercial | Lodging (ID) | New | Food Preparation | Natural Gas | Griddle | E2 | System - kBTUs of Consumption | 6.9388 | 6.9388 | 6.9388 | 6.9388 | 6.9388 | 6.9388 | 6.9388 | 6.9388 | 6.9388 | 6.9388 | 6.9388 | 6.9388 | 6.9388 | 6.9388 | 6.9388 | 6.9388 | 6.9388 | 6.9388 | 6.9388 | 6.9388 | 6.9388 | 6.9388 | 6.9388 | 6.9388 | 6.9388 | 6.9388 | 6.9388
F3_Commercial_Lodging (ID)_New_Food Preparation_Natural Gas_Griddle_E3 | F3 | Commercial | Lodging (ID) | New | Food Preparation | Natural Gas | Griddle | E3 | System - kBTUs of Consumption | 0 | 0 | 0 | 0 | 0 | 0 | 0 | 0 | 0 | 0 | 0 | 0 | 0 | 0 | 0 | 0 | 0 | 0 | 0 | 0 | 0 | 0 | 0 | 0 | 0 | 0 | 0
F3_Commercial_Lodging (ID)_New_Food Preparation_Natural Gas_Griddle_E4 | F3 | Commercial | Lodging (ID) | New | Food Preparation | Natural Gas | Griddle | E4 | System - kBTUs of Consumption | 0 | 0 | 0 | 0 | 0 | 0 | 0 | 0 | 0 | 0 | 0 | 0 | 0 | 0 | 0 | 0 | 0 | 0 | 0 | 0 | 0 | 0 | 0 | 0 | 0 | 0 | 0
F3_Commercial_Lodging (ID)_New_Food Preparation_Natural Gas_Griddle_E5 | F3 | Commercial | Lodging (ID) | New | Food Preparation | Natural Gas | Griddle | E5 | System - kBTUs of Consumption | 0 | 0 | 0 | 0 | 0 | 0 | 0 | 0 | 0 | 0 | 0 | 0 | 0 | 0 | 0 | 0 | 0 | 0 | 0 | 0 | 0 | 0 | 0 | 0 | 0 | 0 | 0
F3_Commercial_Lodging (ID)_New_Food Preparation_Natural Gas_Griddle_E6 | F3 | Commercial | Lodging (ID) | New | Food Preparation | Natural Gas | Griddle | E6 | System - kBTUs of Consumption | 0 | 0 | 0 | 0 | 0 | 0 | 0 | 0 | 0 | 0 | 0 | 0 | 0 | 0 | 0 | 0 | 0 | 0 | 0 | 0 | 0 | 0 | 0 | 0 | 0 | 0 | 0
F3_Commercial_Lodging (ID)_New_Food Preparation_Natural Gas_Griddle_E7 | F3 | Commercial | Lodging (ID) | New | Food Preparation | Natural Gas | Griddle | E7 | System - kBTUs of Consumption | 0 | 0 | 0 | 0 | 0 | 0 | 0 | 0 | 0 | 0 | 0 | 0 | 0 | 0 | 0 | 0 | 0 | 0 | 0 | 0 | 0 | 0 | 0 | 0 | 0 | 0 | 0
F3_Commercial_Lodging (ID)_New_Food Preparation_Natural Gas_Griddle_E8 | F3 | Commercial | Lodging (ID) | New | Food Preparation | Natural Gas | Griddle | E8 | System - kBTUs of Consumption | 0 | 0 | 0 | 0 | 0 | 0 | 0 | 0 | 0 | 0 | 0 | 0 | 0 | 0 | 0 | 0 | 0 | 0 | 0 | 0 | 0 | 0 | 0 | 0 | 0 | 0 | 0
F3_Commercial_Lodging (ID)_New_Food Preparation_Natural Gas_Griddle_E9 | F3 | Commercial | Lodging (ID) | New | Food Preparation | Natural Gas | Griddle | E9 | System - kBTUs of Consumption | 0 | 0 | 0 | 0 | 0 | 0 | 0 | 0 | 0 | 0 | 0 | 0 | 0 | 0 | 0 | 0 | 0 | 0 | 0 | 0 | 0 | 0 | 0 | 0 | 0 | 0 | 0
F3_Commercial_Lodging (ID)_New_Food Preparation_Natural Gas_Griddle_E10 | F3 | Commercial | Lodging (ID) | New | Food Preparation | Natural Gas | Griddle | E10 | System - kBTUs of Consumption | 0 | 0 | 0 | 0 | 0 | 0 | 0 | 0 | 0 | 0 | 0 | 0 | 0 | 0 | 0 | 0 | 0 | 0 | 0 | 0 | 0 | 0 | 0 | 0 | 0 | 0 | 0
F4_Commercial_Lodging (ID)_New_Food Preparation_Natural Gas_Griddle_E1 | F4 | Commercial | Lodging (ID) | New | Food Preparation | Natural Gas | Griddle | E1 | Utility - Cost of Equipment | 0.01134 | 0.01134 | 0.01134 | 0.01134 | 0.01134 | 0.01134 | 0.01134 | 0.01134 | 0.01134 | 0.01134 | 0.01134 | 0.01134 | 0.01134 | 0.01134 | 0.01134 | 0.01134 | 0.01134 | 0.01134 | 0.01134 | 0.01134 | 0.01134 | 0.01134 | 0.01134 | 0.01134 | 0.01134 | 0.01134 | 0.01134
F4_Commercial_Lodging (ID)_New_Food Preparation_Natural Gas_Griddle_E2 | F4 | Commercial | Lodging (ID) | New | Food Preparation | Natural Gas | Griddle | E2 | Utility - Cost of Equipment | 0.012132 | 0.012132 | 0.012132 | 0.012132 | 0.012132 | 0.012132 | 0.012132 | 0.012132 | 0.012132 | 0.012132 | 0.012132 | 0.012132 | 0.012132 | 0.012132 | 0.012132 | 0.012132 | 0.012132 | 0.012132 | 0.012132 | 0.012132 | 0.012132 | 0.012132 | 0.012132 | 0.012132 | 0.012132 | 0.012132 | 0.012132
F4_Commercial_Lodging (ID)_New_Food Preparation_Natural Gas_Griddle_E3 | F4 | Commercial | Lodging (ID) | New | Food Preparation | Natural Gas | Griddle | E3 | Utility - Cost of Equipment | 0 | 0 | 0 | 0 | 0 | 0 | 0 | 0 | 0 | 0 | 0 | 0 | 0 | 0 | 0 | 0 | 0 | 0 | 0 | 0 | 0 | 0 | 0 | 0 | 0 | 0 | 0
F4_Commercial_Lodging (ID)_New_Food Preparation_Natural Gas_Griddle_E4 | F4 | Commercial | Lodging (ID) | New | Food Preparation | Natural Gas | Griddle | E4 | Utility - Cost of Equipment | 0 | 0 | 0 | 0 | 0 | 0 | 0 | 0 | 0 | 0 | 0 | 0 | 0 | 0 | 0 | 0 | 0 | 0 | 0 | 0 | 0 | 0 | 0 | 0 | 0 | 0 | 0
F4_Commercial_Lodging (ID)_New_Food Preparation_Natural Gas_Griddle_E5 | F4 | Commercial | Lodging (ID) | New | Food Preparation | Natural Gas | Griddle | E5 | Utility - Cost of Equipment | 0 | 0 | 0 | 0 | 0 | 0 | 0 | 0 | 0 | 0 | 0 | 0 | 0 | 0 | 0 | 0 | 0 | 0 | 0 | 0 | 0 | 0 | 0 | 0 | 0 | 0 | 0
F4_Commercial_Lodging (ID)_New_Food Preparation_Natural Gas_Griddle_E6 | F4 | Commercial | Lodging (ID) | New | Food Preparation | Natural Gas | Griddle | E6 | Utility - Cost of Equipment | 0 | 0 | 0 | 0 | 0 | 0 | 0 | 0 | 0 | 0 | 0 | 0 | 0 | 0 | 0 | 0 | 0 | 0 | 0 | 0 | 0 | 0 | 0 | 0 | 0 | 0 | 0
F4_Commercial_Lodging (ID)_New_Food Preparation_Natural Gas_Griddle_E7 | F4 | Commercial | Lodging (ID) | New | Food Preparation | Natural Gas | Griddle | E7 | Utility - Cost of Equipment | 0 | 0 | 0 | 0 | 0 | 0 | 0 | 0 | 0 | 0 | 0 | 0 | 0 | 0 | 0 | 0 | 0 | 0 | 0 | 0 | 0 | 0 | 0 | 0 | 0 | 0 | 0
F4_Commercial_Lodging (ID)_New_Food Preparation_Natural Gas_Griddle_E8 | F4 | Commercial | Lodging (ID) | New | Food Preparation | Natural Gas | Griddle | E8 | Utility - Cost of Equipment | 0 | 0 | 0 | 0 | 0 | 0 | 0 | 0 | 0 | 0 | 0 | 0 | 0 | 0 | 0 | 0 | 0 | 0 | 0 | 0 | 0 | 0 | 0 | 0 | 0 | 0 | 0
F4_Commercial_Lodging (ID)_New_Food Preparation_Natural Gas_Griddle_E9 | F4 | Commercial | Lodging (ID) | New | Food Preparation | Natural Gas | Griddle | E9 | Utility - Cost of Equipment | 0 | 0 | 0 | 0 | 0 | 0 | 0 | 0 | 0 | 0 | 0 | 0 | 0 | 0 | 0 | 0 | 0 | 0 | 0 | 0 | 0 | 0 | 0 | 0 | 0 | 0 | 0
F4_Commercial_Lodging (ID)_New_Food Preparation_Natural Gas_Griddle_E10 | F4 | Commercial | Lodging (ID) | New | Food Preparation | Natural Gas | Griddle | E10 | Utility - Cost of Equipment | 0 | 0 | 0 | 0 | 0 | 0 | 0 | 0 | 0 | 0 | 0 | 0 | 0 | 0 | 0 | 0 | 0 | 0 | 0 | 0 | 0 | 0 | 0 | 0 | 0 | 0 | 0
F5_Commercial_Lodging (ID)_New_Food Preparation_Natural Gas_Griddle_E1 | F5 | Commercial | Lodging (ID) | New | Food Preparation | Natural Gas | Griddle | E1 | Utility - Cost of Operation | 0.028136 | 0.028845 | 0.029685 | 0.030648 | 0.031737 | 0.033062 | 0.034425 | 0.035775 | 0.037075 | 0.038393 | 0.039442 | 0.040424 | 0.04148 | 0.042513 | 0.043437 | 0.044302 | 0.045077 | 0.045842 | 0.04666 | 0.047458 | 0.048277 | 0.049129 | 0.04999 | 0.050878 | 0.051782 | 0.052702 | 0.053638
F5_Commercial_Lodging (ID)_New_Food Preparation_Natural Gas_Griddle_E2 | F5 | Commercial | Lodging (ID) | New | Food Preparation | Natural Gas | Griddle | E2 | Utility - Cost of Operation | 0.024695 | 0.025318 | 0.026055 | 0.0269 | 0.027856 | 0.029018 | 0.030215 | 0.0314 | 0.032541 | 0.033698 | 0.034618 | 0.035481 | 0.036407 | 0.037314 | 0.038125 | 0.038884 | 0.039564 | 0.040236 | 0.040954 | 0.041654 | 0.042373 | 0.043121 | 0.043877 | 0.044656 | 0.045449 | 0.046257 | 0.047079
F5_Commercial_Lodging (ID)_New_Food Preparation_Natural Gas_Griddle_E3 | F5 | Commercial | Lodging (ID) | New | Food Preparation | Natural Gas | Griddle | E3 | Utility - Cost of Operation | 0 | 0 | 0 | 0 | 0 | 0 | 0 | 0 | 0 | 0 | 0 | 0 | 0 | 0 | 0 | 0 | 0 | 0 | 0 | 0 | 0 | 0 | 0 | 0 | 0 | 0 | 0
F5_Commercial_Lodging (ID)_New_Food Preparation_Natural Gas_Griddle_E4 | F5 | Commercial | Lodging (ID) | New | Food Preparation | Natural Gas | Griddle | E4 | Utility - Cost of Operation | 0 | 0 | 0 | 0 | 0 | 0 | 0 | 0 | 0 | 0 | 0 | 0 | 0 | 0 | 0 | 0 | 0 | 0 | 0 | 0 | 0 | 0 | 0 | 0 | 0 | 0 | 0
F5_Commercial_Lodging (ID)_New_Food Preparation_Natural Gas_Griddle_E5 | F5 | Commercial | Lodging (ID) | New | Food Preparation | Natural Gas | Griddle | E5 | Utility - Cost of Operation | 0 | 0 | 0 | 0 | 0 | 0 | 0 | 0 | 0 | 0 | 0 | 0 | 0 | 0 | 0 | 0 | 0 | 0 | 0 | 0 | 0 | 0 | 0 | 0 | 0 | 0 | 0
F5_Commercial_Lodging (ID)_New_Food Preparation_Natural Gas_Griddle_E6 | F5 | Commercial | Lodging (ID) | New | Food Preparation | Natural Gas | Griddle | E6 | Utility - Cost of Operation | 0 | 0 | 0 | 0 | 0 | 0 | 0 | 0 | 0 | 0 | 0 | 0 | 0 | 0 | 0 | 0 | 0 | 0 | 0 | 0 | 0 | 0 | 0 | 0 | 0 | 0 | 0
F5_Commercial_Lodging (ID)_New_Food Preparation_Natural Gas_Griddle_E7 | F5 | Commercial | Lodging (ID) | New | Food Preparation | Natural Gas | Griddle | E7 | Utility - Cost of Operation | 0 | 0 | 0 | 0 | 0 | 0 | 0 | 0 | 0 | 0 | 0 | 0 | 0 | 0 | 0 | 0 | 0 | 0 | 0 | 0 | 0 | 0 | 0 | 0 | 0 | 0 | 0
F5_Commercial_Lodging (ID)_New_Food Preparation_Natural Gas_Griddle_E8 | F5 | Commercial | Lodging (ID) | New | Food Preparation | Natural Gas | Griddle | E8 | Utility - Cost of Operation | 0 | 0 | 0 | 0 | 0 | 0 | 0 | 0 | 0 | 0 | 0 | 0 | 0 | 0 | 0 | 0 | 0 | 0 | 0 | 0 | 0 | 0 | 0 | 0 | 0 | 0 | 0
F5_Commercial_Lodging (ID)_New_Food Preparation_Natural Gas_Griddle_E9 | F5 | Commercial | Lodging (ID) | New | Food Preparation | Natural Gas | Griddle | E9 | Utility - Cost of Operation | 0 | 0 | 0 | 0 | 0 | 0 | 0 | 0 | 0 | 0 | 0 | 0 | 0 | 0 | 0 | 0 | 0 | 0 | 0 | 0 | 0 | 0 | 0 | 0 | 0 | 0 | 0
F5_Commercial_Lodging (ID)_New_Food Preparation_Natural Gas_Griddle_E10 | F5 | Commercial | Lodging (ID) | New | Food Preparation | Natural Gas | Griddle | E10 | Utility - Cost of Operation | 0 | 0 | 0 | 0 | 0 | 0 | 0 | 0 | 0 | 0 | 0 | 0 | 0 | 0 | 0 | 0 | 0 | 0 | 0 | 0 | 0 | 0 | 0 | 0 | 0 | 0 | 0
F6_Commercial_Lodging (ID)_New_Food Preparation_Natural Gas_Griddle_E1 | F6 | Commercial | Lodging (ID) | New | Food Preparation | Natural Gas | Griddle | E1 | Utility - Value of Sales | 0.033139 | 0.033765 | 0.0345 | 0.035356 | 0.036337 | 0.037562 | 0.03879 | 0.039957 | 0.041012 | 0.042035 | 0.043096 | 0.044059 | 0.045076 | 0.046039 | 0.046866 | 0.047613 | 0.048245 | 0.048849 | 0.04949 | 0.05009 | 0.050691 | 0.051586 | 0.05249 | 0.053422 | 0.054371 | 0.055337 | 0.05632
F6_Commercial_Lodging (ID)_New_Food Preparation_Natural Gas_Griddle_E2 | F6 | Commercial | Lodging (ID) | New | Food Preparation | Natural Gas | Griddle | E2 | Utility - Value of Sales | 0.029086 | 0.029636 | 0.030281 | 0.031032 | 0.031894 | 0.032969 | 0.034047 | 0.03507 | 0.035997 | 0.036895 | 0.037825 | 0.038671 | 0.039564 | 0.040409 | 0.041135 | 0.04179 | 0.042345 | 0.042875 | 0.043438 | 0.043964 | 0.044492 | 0.045277 | 0.04607 | 0.046889 | 0.047722 | 0.04857 | 0.049433
F6_Commercial_Lodging (ID)_New_Food Preparation_Natural Gas_Griddle_E3 | F6 | Commercial | Lodging (ID) | New | Food Preparation | Natural Gas | Griddle | E3 | Utility - Value of Sales | 0 | 0 | 0 | 0 | 0 | 0 | 0 | 0 | 0 | 0 | 0 | 0 | 0 | 0 | 0 | 0 | 0 | 0 | 0 | 0 | 0 | 0 | 0 | 0 | 0 | 0 | 0
F6_Commercial_Lodging (ID)_New_Food Preparation_Natural Gas_Griddle_E4 | F6 | Commercial | Lodging (ID) | New | Food Preparation | Natural Gas | Griddle | E4 | Utility - Value of Sales | 0 | 0 | 0 | 0 | 0 | 0 | 0 | 0 | 0 | 0 | 0 | 0 | 0 | 0 | 0 | 0 | 0 | 0 | 0 | 0 | 0 | 0 | 0 | 0 | 0 | 0 | 0
F6_Commercial_Lodging (ID)_New_Food Preparation_Natural Gas_Griddle_E5 | F6 | Commercial | Lodging (ID) | New | Food Preparation | Natural Gas | Griddle | E5 | Utility - Value of Sales | 0 | 0 | 0 | 0 | 0 | 0 | 0 | 0 | 0 | 0 | 0 | 0 | 0 | 0 | 0 | 0 | 0 | 0 | 0 | 0 | 0 | 0 | 0 | 0 | 0 | 0 | 0
F6_Commercial_Lodging (ID)_New_Food Preparation_Natural Gas_Griddle_E6 | F6 | Commercial | Lodging (ID) | New | Food Preparation | Natural Gas | Griddle | E6 | Utility - Value of Sales | 0 | 0 | 0 | 0 | 0 | 0 | 0 | 0 | 0 | 0 | 0 | 0 | 0 | 0 | 0 | 0 | 0 | 0 | 0 | 0 | 0 | 0 | 0 | 0 | 0 | 0 | 0
F6_Commercial_Lodging (ID)_New_Food Preparation_Natural Gas_Griddle_E7 | F6 | Commercial | Lodging (ID) | New | Food Preparation | Natural Gas | Griddle | E7 | Utility - Value of Sales | 0 | 0 | 0 | 0 | 0 | 0 | 0 | 0 | 0 | 0 | 0 | 0 | 0 | 0 | 0 | 0 | 0 | 0 | 0 | 0 | 0 | 0 | 0 | 0 | 0 | 0 | 0
F6_Commercial_Lodging (ID)_New_Food Preparation_Natural Gas_Griddle_E8 | F6 | Commercial | Lodging (ID) | New | Food Preparation | Natural Gas | Griddle | E8 | Utility - Value of Sales | 0 | 0 | 0 | 0 | 0 | 0 | 0 | 0 | 0 | 0 | 0 | 0 | 0 | 0 | 0 | 0 | 0 | 0 | 0 | 0 | 0 | 0 | 0 | 0 | 0 | 0 | 0
F6_Commercial_Lodging (ID)_New_Food Preparation_Natural Gas_Griddle_E9 | F6 | Commercial | Lodging (ID) | New | Food Preparation | Natural Gas | Griddle | E9 | Utility - Value of Sales | 0 | 0 | 0 | 0 | 0 | 0 | 0 | 0 | 0 | 0 | 0 | 0 | 0 | 0 | 0 | 0 | 0 | 0 | 0 | 0 | 0 | 0 | 0 | 0 | 0 | 0 | 0
F6_Commercial_Lodging (ID)_New_Food Preparation_Natural Gas_Griddle_E10 | F6 | Commercial | Lodging (ID) | New | Food Preparation | Natural Gas | Griddle | E10 | Utility - Value of Sales | 0 | 0 | 0 | 0 | 0 | 0 | 0 | 0 | 0 | 0 | 0 | 0 | 0 | 0 | 0 | 0 | 0 | 0 | 0 | 0 | 0 | 0 | 0 | 0 | 0 | 0 | 0
F1_Commercial_Lodging (ID)_New_Food Preparation_Natural Gas_Range_E1 | F1 | Commercial | Lodging (ID) | New | Food Preparation | Natural Gas | Range | E1 | RVT - Cost of Equipment | 0.00020175 | 0.00020175 | 0.00020175 | 0.00020175 | 0.00020175 | 0.00020175 | 0.00020175 | 0.00020175 | 0.00020175 | 0.00020175 | 0.00020175 | 0.00020175 | 0.00020175 | 0.00020175 | 0.00020175 | 0.00020175 | 0.00020175 | 0.00020175 | 0.00020175 | 0.00020175 | 0.00020175 | 0.00020175 | 0.00020175 | 0.00020175 | 0.00020175 | 0.00020175 | 0.00020175
F1_Commercial_Lodging (ID)_New_Food Preparation_Natural Gas_Range_E2 | F1 | Commercial | Lodging (ID) | New | Food Preparation | Natural Gas | Range | E2 | RVT - Cost of Equipment | 0.00021968 | 0.00021968 | 0.00021968 | 0.00021968 | 0.00021968 | 0.00021968 | 0.00021968 | 0.00021968 | 0.00021968 | 0.00021968 | 0.00021968 | 0.00021968 | 0.00021968 | 0.00021968 | 0.00021968 | 0.00021968 | 0.00021968 | 0.00021968 | 0.00021968 | 0.00021968 | 0.00021968 | 0.00021968 | 0.00021968 | 0.00021968 | 0.00021968 | 0.00021968 | 0.00021968
F1_Commercial_Lodging (ID)_New_Food Preparation_Natural Gas_Range_E3 | F1 | Commercial | Lodging (ID) | New | Food Preparation | Natural Gas | Range | E3 | RVT - Cost of Equipment | 0 | 0 | 0 | 0 | 0 | 0 | 0 | 0 | 0 | 0 | 0 | 0 | 0 | 0 | 0 | 0 | 0 | 0 | 0 | 0 | 0 | 0 | 0 | 0 | 0 | 0 | 0
F1_Commercial_Lodging (ID)_New_Food Preparation_Natural Gas_Range_E4 | F1 | Commercial | Lodging (ID) | New | Food Preparation | Natural Gas | Range | E4 | RVT - Cost of Equipment | 0 | 0 | 0 | 0 | 0 | 0 | 0 | 0 | 0 | 0 | 0 | 0 | 0 | 0 | 0 | 0 | 0 | 0 | 0 | 0 | 0 | 0 | 0 | 0 | 0 | 0 | 0
F1_Commercial_Lodging (ID)_New_Food Preparation_Natural Gas_Range_E5 | F1 | Commercial | Lodging (ID) | New | Food Preparation | Natural Gas | Range | E5 | RVT - Cost of Equipment | 0 | 0 | 0 | 0 | 0 | 0 | 0 | 0 | 0 | 0 | 0 | 0 | 0 | 0 | 0 | 0 | 0 | 0 | 0 | 0 | 0 | 0 | 0 | 0 | 0 | 0 | 0
F1_Commercial_Lodging (ID)_New_Food Preparation_Natural Gas_Range_E6 | F1 | Commercial | Lodging (ID) | New | Food Preparation | Natural Gas | Range | E6 | RVT - Cost of Equipment | 0 | 0 | 0 | 0 | 0 | 0 | 0 | 0 | 0 | 0 | 0 | 0 | 0 | 0 | 0 | 0 | 0 | 0 | 0 | 0 | 0 | 0 | 0 | 0 | 0 | 0 | 0
F1_Commercial_Lodging (ID)_New_Food Preparation_Natural Gas_Range_E7 | F1 | Commercial | Lodging (ID) | New | Food Preparation | Natural Gas | Range | E7 | RVT - Cost of Equipment | 0 | 0 | 0 | 0 | 0 | 0 | 0 | 0 | 0 | 0 | 0 | 0 | 0 | 0 | 0 | 0 | 0 | 0 | 0 | 0 | 0 | 0 | 0 | 0 | 0 | 0 | 0
F1_Commercial_Lodging (ID)_New_Food Preparation_Natural Gas_Range_E8 | F1 | Commercial | Lodging (ID) | New | Food Preparation | Natural Gas | Range | E8 | RVT - Cost of Equipment | 0 | 0 | 0 | 0 | 0 | 0 | 0 | 0 | 0 | 0 | 0 | 0 | 0 | 0 | 0 | 0 | 0 | 0 | 0 | 0 | 0 | 0 | 0 | 0 | 0 | 0 | 0
F1_Commercial_Lodging (ID)_New_Food Preparation_Natural Gas_Range_E9 | F1 | Commercial | Lodging (ID) | New | Food Preparation | Natural Gas | Range | E9 | RVT - Cost of Equipment | 0 | 0 | 0 | 0 | 0 | 0 | 0 | 0 | 0 | 0 | 0 | 0 | 0 | 0 | 0 | 0 | 0 | 0 | 0 | 0 | 0 | 0 | 0 | 0 | 0 | 0 | 0
F1_Commercial_Lodging (ID)_New_Food Preparation_Natural Gas_Range_E10 | F1 | Commercial | Lodging (ID) | New | Food Preparation | Natural Gas | Range | E10 | RVT - Cost of Equipment | 0 | 0 | 0 | 0 | 0 | 0 | 0 | 0 | 0 | 0 | 0 | 0 | 0 | 0 | 0 | 0 | 0 | 0 | 0 | 0 | 0 | 0 | 0 | 0 | 0 | 0 | 0
F2_Commercial_Lodging (ID)_New_Food Preparation_Natural Gas_Range_E1 | F2 | Commercial | Lodging (ID) | New | Food Preparation | Natural Gas | Range | E1 | RVT - Cost of Operation | 0.044083 | 0.044817 | 0.045711 | 0.046798 | 0.048091 | 0.0498 | 0.051553 | 0.053249 | 0.05481 | 0.056309 | 0.057849 | 0.059225 | 0.06066 | 0.061986 | 0.063103 | 0.064093 | 0.064905 | 0.06567 | 0.066491 | 0.067244 | 0.067997 | 0.069196 | 0.070406 | 0.071657 | 0.07293 | 0.074225 | 0.075544
F2_Commercial_Lodging (ID)_New_Food Preparation_Natural Gas_Range_E2 | F2 | Commercial | Lodging (ID) | New | Food Preparation | Natural Gas | Range | E2 | RVT - Cost of Operation | 0.022042 | 0.022408 | 0.022856 | 0.023399 | 0.024045 | 0.0249 | 0.025777 | 0.026625 | 0.027405 | 0.028155 | 0.028925 | 0.029612 | 0.03033 | 0.030993 | 0.031552 | 0.032046 | 0.032452 | 0.032835 | 0.033245 | 0.033622 | 0.033998 | 0.034598 | 0.035203 | 0.035828 | 0.036465 | 0.037113 | 0.037772
F2_Commercial_Lodging (ID)_New_Food Preparation_Natural Gas_Range_E3 | F2 | Commercial | Lodging (ID) | New | Food Preparation | Natural Gas | Range | E3 | RVT - Cost of Operation | 0 | 0 | 0 | 0 | 0 | 0 | 0 | 0 | 0 | 0 | 0 | 0 | 0 | 0 | 0 | 0 | 0 | 0 | 0 | 0 | 0 | 0 | 0 | 0 | 0 | 0 | 0
F2_Commercial_Lodging (ID)_New_Food Preparation_Natural Gas_Range_E4 | F2 | Commercial | Lodging (ID) | New | Food Preparation | Natural Gas | Range | E4 | RVT - Cost of Operation | 0 | 0 | 0 | 0 | 0 | 0 | 0 | 0 | 0 | 0 | 0 | 0 | 0 | 0 | 0 | 0 | 0 | 0 | 0 | 0 | 0 | 0 | 0 | 0 | 0 | 0 | 0
F2_Commercial_Lodging (ID)_New_Food Preparation_Natural Gas_Range_E5 | F2 | Commercial | Lodging (ID) | New | Food Preparation | Natural Gas | Range | E5 | RVT - Cost of Operation | 0 | 0 | 0 | 0 | 0 | 0 | 0 | 0 | 0 | 0 | 0 | 0 | 0 | 0 | 0 | 0 | 0 | 0 | 0 | 0 | 0 | 0 | 0 | 0 | 0 | 0 | 0
F2_Commercial_Lodging (ID)_New_Food Preparation_Natural Gas_Range_E6 | F2 | Commercial | Lodging (ID) | New | Food Preparation | Natural Gas | Range | E6 | RVT - Cost of Operation | 0 | 0 | 0 | 0 | 0 | 0 | 0 | 0 | 0 | 0 | 0 | 0 | 0 | 0 | 0 | 0 | 0 | 0 | 0 | 0 | 0 | 0 | 0 | 0 | 0 | 0 | 0
F2_Commercial_Lodging (ID)_New_Food Preparation_Natural Gas_Range_E7 | F2 | Commercial | Lodging (ID) | New | Food Preparation | Natural Gas | Range | E7 | RVT - Cost of Operation | 0 | 0 | 0 | 0 | 0 | 0 | 0 | 0 | 0 | 0 | 0 | 0 | 0 | 0 | 0 | 0 | 0 | 0 | 0 | 0 | 0 | 0 | 0 | 0 | 0 | 0 | 0
F2_Commercial_Lodging (ID)_New_Food Preparation_Natural Gas_Range_E8 | F2 | Commercial | Lodging (ID) | New | Food Preparation | Natural Gas | Range | E8 | RVT - Cost of Operation | 0 | 0 | 0 | 0 | 0 | 0 | 0 | 0 | 0 | 0 | 0 | 0 | 0 | 0 | 0 | 0 | 0 | 0 | 0 | 0 | 0 | 0 | 0 | 0 | 0 | 0 | 0
F2_Commercial_Lodging (ID)_New_Food Preparation_Natural Gas_Range_E9 | F2 | Commercial | Lodging (ID) | New | Food Preparation | Natural Gas | Range | E9 | RVT - Cost of Operation | 0 | 0 | 0 | 0 | 0 | 0 | 0 | 0 | 0 | 0 | 0 | 0 | 0 | 0 | 0 | 0 | 0 | 0 | 0 | 0 | 0 | 0 | 0 | 0 | 0 | 0 | 0
F2_Commercial_Lodging (ID)_New_Food Preparation_Natural Gas_Range_E10 | F2 | Commercial | Lodging (ID) | New | Food Preparation | Natural Gas | Range | E10 | RVT - Cost of Operation | 0 | 0 | 0 | 0 | 0 | 0 | 0 | 0 | 0 | 0 | 0 | 0 | 0 | 0 | 0 | 0 | 0 | 0 | 0 | 0 | 0 | 0 | 0 | 0 | 0 | 0 | 0
F3_Commercial_Lodging (ID)_New_Food Preparation_Natural Gas_Range_E1 | F3 | Commercial | Lodging (ID) | New | Food Preparation | Natural Gas | Range | E1 | System - kBTUs of Consumption | 10.6853 | 10.6853 | 10.6853 | 10.6853 | 10.6853 | 10.6853 | 10.6853 | 10.6853 | 10.6853 | 10.6853 | 10.6853 | 10.6853 | 10.6853 | 10.6853 | 10.6853 | 10.6853 | 10.6853 | 10.6853 | 10.6853 | 10.6853 | 10.6853 | 10.6853 | 10.6853 | 10.6853 | 10.6853 | 10.6853 | 10.6853
F3_Commercial_Lodging (ID)_New_Food Preparation_Natural Gas_Range_E2 | F3 | Commercial | Lodging (ID) | New | Food Preparation | Natural Gas | Range | E2 | System - kBTUs of Consumption | 5.3427 | 5.3427 | 5.3427 | 5.3427 | 5.3427 | 5.3427 | 5.3427 | 5.3427 | 5.3427 | 5.3427 | 5.3427 | 5.3427 | 5.3427 | 5.3427 | 5.3427 | 5.3427 | 5.3427 | 5.3427 | 5.3427 | 5.3427 | 5.3427 | 5.3427 | 5.3427 | 5.3427 | 5.3427 | 5.3427 | 5.3427
F3_Commercial_Lodging (ID)_New_Food Preparation_Natural Gas_Range_E3 | F3 | Commercial | Lodging (ID) | New | Food Preparation | Natural Gas | Range | E3 | System - kBTUs of Consumption | 0 | 0 | 0 | 0 | 0 | 0 | 0 | 0 | 0 | 0 | 0 | 0 | 0 | 0 | 0 | 0 | 0 | 0 | 0 | 0 | 0 | 0 | 0 | 0 | 0 | 0 | 0
F3_Commercial_Lodging (ID)_New_Food Preparation_Natural Gas_Range_E4 | F3 | Commercial | Lodging (ID) | New | Food Preparation | Natural Gas | Range | E4 | System - kBTUs of Consumption | 0 | 0 | 0 | 0 | 0 | 0 | 0 | 0 | 0 | 0 | 0 | 0 | 0 | 0 | 0 | 0 | 0 | 0 | 0 | 0 | 0 | 0 | 0 | 0 | 0 | 0 | 0
F3_Commercial_Lodging (ID)_New_Food Preparation_Natural Gas_Range_E5 | F3 | Commercial | Lodging (ID) | New | Food Preparation | Natural Gas | Range | E5 | System - kBTUs of Consumption | 0 | 0 | 0 | 0 | 0 | 0 | 0 | 0 | 0 | 0 | 0 | 0 | 0 | 0 | 0 | 0 | 0 | 0 | 0 | 0 | 0 | 0 | 0 | 0 | 0 | 0 | 0
F3_Commercial_Lodging (ID)_New_Food Preparation_Natural Gas_Range_E6 | F3 | Commercial | Lodging (ID) | New | Food Preparation | Natural Gas | Range | E6 | System - kBTUs of Consumption | 0 | 0 | 0 | 0 | 0 | 0 | 0 | 0 | 0 | 0 | 0 | 0 | 0 | 0 | 0 | 0 | 0 | 0 | 0 | 0 | 0 | 0 | 0 | 0 | 0 | 0 | 0
F3_Commercial_Lodging (ID)_New_Food Preparation_Natural Gas_Range_E7 | F3 | Commercial | Lodging (ID) | New | Food Preparation | Natural Gas | Range | E7 | System - kBTUs of Consumption | 0 | 0 | 0 | 0 | 0 | 0 | 0 | 0 | 0 | 0 | 0 | 0 | 0 | 0 | 0 | 0 | 0 | 0 | 0 | 0 | 0 | 0 | 0 | 0 | 0 | 0 | 0
F3_Commercial_Lodging (ID)_New_Food Preparation_Natural Gas_Range_E8 | F3 | Commercial | Lodging (ID) | New | Food Preparation | Natural Gas | Range | E8 | System - kBTUs of Consumption | 0 | 0 | 0 | 0 | 0 | 0 | 0 | 0 | 0 | 0 | 0 | 0 | 0 | 0 | 0 | 0 | 0 | 0 | 0 | 0 | 0 | 0 | 0 | 0 | 0 | 0 | 0
F3_Commercial_Lodging (ID)_New_Food Preparation_Natural Gas_Range_E9 | F3 | Commercial | Lodging (ID) | New | Food Preparation | Natural Gas | Range | E9 | System - kBTUs of Consumption | 0 | 0 | 0 | 0 | 0 | 0 | 0 | 0 | 0 | 0 | 0 | 0 | 0 | 0 | 0 | 0 | 0 | 0 | 0 | 0 | 0 | 0 | 0 | 0 | 0 | 0 | 0
F3_Commercial_Lodging (ID)_New_Food Preparation_Natural Gas_Range_E10 | F3 | Commercial | Lodging (ID) | New | Food Preparation | Natural Gas | Range | E10 | System - kBTUs of Consumption | 0 | 0 | 0 | 0 | 0 | 0 | 0 | 0 | 0 | 0 | 0 | 0 | 0 | 0 | 0 | 0 | 0 | 0 | 0 | 0 | 0 | 0 | 0 | 0 | 0 | 0 | 0
F4_Commercial_Lodging (ID)_New_Food Preparation_Natural Gas_Range_E1 | F4 | Commercial | Lodging (ID) | New | Food Preparation | Natural Gas | Range | E1 | Utility - Cost of Equipment | 0.00020175 | 0.00020175 | 0.00020175 | 0.00020175 | 0.00020175 | 0.00020175 | 0.00020175 | 0.00020175 | 0.00020175 | 0.00020175 | 0.00020175 | 0.00020175 | 0.00020175 | 0.00020175 | 0.00020175 | 0.00020175 | 0.00020175 | 0.00020175 | 0.00020175 | 0.00020175 | 0.00020175 | 0.00020175 | 0.00020175 | 0.00020175 | 0.00020175 | 0.00020175 | 0.00020175
F4_Commercial_Lodging (ID)_New_Food Preparation_Natural Gas_Range_E2 | F4 | Commercial | Lodging (ID) | New | Food Preparation | Natural Gas | Range | E2 | Utility - Cost of Equipment | 0.00021968 | 0.00021968 | 0.00021968 | 0.00021968 | 0.00021968 | 0.00021968 | 0.00021968 | 0.00021968 | 0.00021968 | 0.00021968 | 0.00021968 | 0.00021968 | 0.00021968 | 0.00021968 | 0.00021968 | 0.00021968 | 0.00021968 | 0.00021968 | 0.00021968 | 0.00021968 | 0.00021968 | 0.00021968 | 0.00021968 | 0.00021968 | 0.00021968 | 0.00021968 | 0.00021968
F4_Commercial_Lodging (ID)_New_Food Preparation_Natural Gas_Range_E3 | F4 | Commercial | Lodging (ID) | New | Food Preparation | Natural Gas | Range | E3 | Utility - Cost of Equipment | 0 | 0 | 0 | 0 | 0 | 0 | 0 | 0 | 0 | 0 | 0 | 0 | 0 | 0 | 0 | 0 | 0 | 0 | 0 | 0 | 0 | 0 | 0 | 0 | 0 | 0 | 0
F4_Commercial_Lodging (ID)_New_Food Preparation_Natural Gas_Range_E4 | F4 | Commercial | Lodging (ID) | New | Food Preparation | Natural Gas | Range | E4 | Utility - Cost of Equipment | 0 | 0 | 0 | 0 | 0 | 0 | 0 | 0 | 0 | 0 | 0 | 0 | 0 | 0 | 0 | 0 | 0 | 0 | 0 | 0 | 0 | 0 | 0 | 0 | 0 | 0 | 0
F4_Commercial_Lodging (ID)_New_Food Preparation_Natural Gas_Range_E5 | F4 | Commercial | Lodging (ID) | New | Food Preparation | Natural Gas | Range | E5 | Utility - Cost of Equipment | 0 | 0 | 0 | 0 | 0 | 0 | 0 | 0 | 0 | 0 | 0 | 0 | 0 | 0 | 0 | 0 | 0 | 0 | 0 | 0 | 0 | 0 | 0 | 0 | 0 | 0 | 0
F4_Commercial_Lodging (ID)_New_Food Preparation_Natural Gas_Range_E6 | F4 | Commercial | Lodging (ID) | New | Food Preparation | Natural Gas | Range | E6 | Utility - Cost of Equipment | 0 | 0 | 0 | 0 | 0 | 0 | 0 | 0 | 0 | 0 | 0 | 0 | 0 | 0 | 0 | 0 | 0 | 0 | 0 | 0 | 0 | 0 | 0 | 0 | 0 | 0 | 0
F4_Commercial_Lodging (ID)_New_Food Preparation_Natural Gas_Range_E7 | F4 | Commercial | Lodging (ID) | New | Food Preparation | Natural Gas | Range | E7 | Utility - Cost of Equipment | 0 | 0 | 0 | 0 | 0 | 0 | 0 | 0 | 0 | 0 | 0 | 0 | 0 | 0 | 0 | 0 | 0 | 0 | 0 | 0 | 0 | 0 | 0 | 0 | 0 | 0 | 0
F4_Commercial_Lodging (ID)_New_Food Preparation_Natural Gas_Range_E8 | F4 | Commercial | Lodging (ID) | New | Food Preparation | Natural Gas | Range | E8 | Utility - Cost of Equipment | 0 | 0 | 0 | 0 | 0 | 0 | 0 | 0 | 0 | 0 | 0 | 0 | 0 | 0 | 0 | 0 | 0 | 0 | 0 | 0 | 0 | 0 | 0 | 0 | 0 | 0 | 0
F4_Commercial_Lodging (ID)_New_Food Preparation_Natural Gas_Range_E9 | F4 | Commercial | Lodging (ID) | New | Food Preparation | Natural Gas | Range | E9 | Utility - Cost of Equipment | 0 | 0 | 0 | 0 | 0 | 0 | 0 | 0 | 0 | 0 | 0 | 0 | 0 | 0 | 0 | 0 | 0 | 0 | 0 | 0 | 0 | 0 | 0 | 0 | 0 | 0 | 0
F4_Commercial_Lodging (ID)_New_Food Preparation_Natural Gas_Range_E10 | F4 | Commercial | Lodging (ID) | New | Food Preparation | Natural Gas | Range | E10 | Utility - Cost of Equipment | 0 | 0 | 0 | 0 | 0 | 0 | 0 | 0 | 0 | 0 | 0 | 0 | 0 | 0 | 0 | 0 | 0 | 0 | 0 | 0 | 0 | 0 | 0 | 0 | 0 | 0 | 0
F5_Commercial_Lodging (ID)_New_Food Preparation_Natural Gas_Range_E1 | F5 | Commercial | Lodging (ID) | New | Food Preparation | Natural Gas | Range | E1 | Utility - Cost of Operation | 0.037058 | 0.037913 | 0.038989 | 0.040259 | 0.041735 | 0.043597 | 0.045536 | 0.04747 | 0.049335 | 0.051225 | 0.052701 | 0.054074 | 0.055553 | 0.056995 | 0.058266 | 0.059444 | 0.060482 | 0.061502 | 0.0626 | 0.063664 | 0.064759 | 0.065901 | 0.067053 | 0.068244 | 0.069457 | 0.070691 | 0.071947
F5_Commercial_Lodging (ID)_New_Food Preparation_Natural Gas_Range_E2 | F5 | Commercial | Lodging (ID) | New | Food Preparation | Natural Gas | Range | E2 | Utility - Cost of Operation | 0.018529 | 0.018957 | 0.019495 | 0.020129 | 0.020868 | 0.021798 | 0.022768 | 0.023735 | 0.024667 | 0.025613 | 0.02635 | 0.027037 | 0.027777 | 0.028498 | 0.029133 | 0.029722 | 0.030241 | 0.030751 | 0.0313 | 0.031832 | 0.032379 | 0.03295 | 0.033527 | 0.034122 | 0.034728 | 0.035345 | 0.035973
F5_Commercial_Lodging (ID)_New_Food Preparation_Natural Gas_Range_E3 | F5 | Commercial | Lodging (ID) | New | Food Preparation | Natural Gas | Range | E3 | Utility - Cost of Operation | 0 | 0 | 0 | 0 | 0 | 0 | 0 | 0 | 0 | 0 | 0 | 0 | 0 | 0 | 0 | 0 | 0 | 0 | 0 | 0 | 0 | 0 | 0 | 0 | 0 | 0 | 0
F5_Commercial_Lodging (ID)_New_Food Preparation_Natural Gas_Range_E4 | F5 | Commercial | Lodging (ID) | New | Food Preparation | Natural Gas | Range | E4 | Utility - Cost of Operation | 0 | 0 | 0 | 0 | 0 | 0 | 0 | 0 | 0 | 0 | 0 | 0 | 0 | 0 | 0 | 0 | 0 | 0 | 0 | 0 | 0 | 0 | 0 | 0 | 0 | 0 | 0
F5_Commercial_Lodging (ID)_New_Food Preparation_Natural Gas_Range_E5 | F5 | Commercial | Lodging (ID) | New | Food Preparation | Natural Gas | Range | E5 | Utility - Cost of Operation | 0 | 0 | 0 | 0 | 0 | 0 | 0 | 0 | 0 | 0 | 0 | 0 | 0 | 0 | 0 | 0 | 0 | 0 | 0 | 0 | 0 | 0 | 0 | 0 | 0 | 0 | 0
F5_Commercial_Lodging (ID)_New_Food Preparation_Natural Gas_Range_E6 | F5 | Commercial | Lodging (ID) | New | Food Preparation | Natural Gas | Range | E6 | Utility - Cost of Operation | 0 | 0 | 0 | 0 | 0 | 0 | 0 | 0 | 0 | 0 | 0 | 0 | 0 | 0 | 0 | 0 | 0 | 0 | 0 | 0 | 0 | 0 | 0 | 0 | 0 | 0 | 0
F5_Commercial_Lodging (ID)_New_Food Preparation_Natural Gas_Range_E7 | F5 | Commercial | Lodging (ID) | New | Food Preparation | Natural Gas | Range | E7 | Utility - Cost of Operation | 0 | 0 | 0 | 0 | 0 | 0 | 0 | 0 | 0 | 0 | 0 | 0 | 0 | 0 | 0 | 0 | 0 | 0 | 0 | 0 | 0 | 0 | 0 | 0 | 0 | 0 | 0
F5_Commercial_Lodging (ID)_New_Food Preparation_Natural Gas_Range_E8 | F5 | Commercial | Lodging (ID) | New | Food Preparation | Natural Gas | Range | E8 | Utility - Cost of Operation | 0 | 0 | 0 | 0 | 0 | 0 | 0 | 0 | 0 | 0 | 0 | 0 | 0 | 0 | 0 | 0 | 0 | 0 | 0 | 0 | 0 | 0 | 0 | 0 | 0 | 0 | 0
F5_Commercial_Lodging (ID)_New_Food Preparation_Natural Gas_Range_E9 | F5 | Commercial | Lodging (ID) | New | Food Preparation | Natural Gas | Range | E9 | Utility - Cost of Operation | 0 | 0 | 0 | 0 | 0 | 0 | 0 | 0 | 0 | 0 | 0 | 0 | 0 | 0 | 0 | 0 | 0 | 0 | 0 | 0 | 0 | 0 | 0 | 0 | 0 | 0 | 0
F5_Commercial_Lodging (ID)_New_Food Preparation_Natural Gas_Range_E10 | F5 | Commercial | Lodging (ID) | New | Food Preparation | Natural Gas | Range | E10 | Utility - Cost of Operation | 0 | 0 | 0 | 0 | 0 | 0 | 0 | 0 | 0 | 0 | 0 | 0 | 0 | 0 | 0 | 0 | 0 | 0 | 0 | 0 | 0 | 0 | 0 | 0 | 0 | 0 | 0
F6_Commercial_Lodging (ID)_New_Food Preparation_Natural Gas_Range_E1 | F6 | Commercial | Lodging (ID) | New | Food Preparation | Natural Gas | Range | E1 | Utility - Value of Sales | 0.044083 | 0.044817 | 0.045711 | 0.046798 | 0.048091 | 0.0498 | 0.051553 | 0.053249 | 0.05481 | 0.056309 | 0.057849 | 0.059225 | 0.06066 | 0.061986 | 0.063103 | 0.064093 | 0.064905 | 0.06567 | 0.066491 | 0.067244 | 0.067997 | 0.069196 | 0.070406 | 0.071657 | 0.07293 | 0.074225 | 0.075544
F6_Commercial_Lodging (ID)_New_Food Preparation_Natural Gas_Range_E2 | F6 | Commercial | Lodging (ID) | New | Food Preparation | Natural Gas | Range | E2 | Utility - Value of Sales | 0.022042 | 0.022408 | 0.022856 | 0.023399 | 0.024045 | 0.0249 | 0.025777 | 0.026625 | 0.027405 | 0.028155 | 0.028925 | 0.029612 | 0.03033 | 0.030993 | 0.031552 | 0.032046 | 0.032452 | 0.032835 | 0.033245 | 0.033622 | 0.033998 | 0.034598 | 0.035203 | 0.035828 | 0.036465 | 0.037113 | 0.037772
F6_Commercial_Lodging (ID)_New_Food Preparation_Natural Gas_Range_E3 | F6 | Commercial | Lodging (ID) | New | Food Preparation | Natural Gas | Range | E3 | Utility - Value of Sales | 0 | 0 | 0 | 0 | 0 | 0 | 0 | 0 | 0 | 0 | 0 | 0 | 0 | 0 | 0 | 0 | 0 | 0 | 0 | 0 | 0 | 0 | 0 | 0 | 0 | 0 | 0
F6_Commercial_Lodging (ID)_New_Food Preparation_Natural Gas_Range_E4 | F6 | Commercial | Lodging (ID) | New | Food Preparation | Natural Gas | Range | E4 | Utility - Value of Sales | 0 | 0 | 0 | 0 | 0 | 0 | 0 | 0 | 0 | 0 | 0 | 0 | 0 | 0 | 0 | 0 | 0 | 0 | 0 | 0 | 0 | 0 | 0 | 0 | 0 | 0 | 0
F6_Commercial_Lodging (ID)_New_Food Preparation_Natural Gas_Range_E5 | F6 | Commercial | Lodging (ID) | New | Food Preparation | Natural Gas | Range | E5 | Utility - Value of Sales | 0 | 0 | 0 | 0 | 0 | 0 | 0 | 0 | 0 | 0 | 0 | 0 | 0 | 0 | 0 | 0 | 0 | 0 | 0 | 0 | 0 | 0 | 0 | 0 | 0 | 0 | 0
F6_Commercial_Lodging (ID)_New_Food Preparation_Natural Gas_Range_E6 | F6 | Commercial | Lodging (ID) | New | Food Preparation | Natural Gas | Range | E6 | Utility - Value of Sales | 0 | 0 | 0 | 0 | 0 | 0 | 0 | 0 | 0 | 0 | 0 | 0 | 0 | 0 | 0 | 0 | 0 | 0 | 0 | 0 | 0 | 0 | 0 | 0 | 0 | 0 | 0
F6_Commercial_Lodging (ID)_New_Food Preparation_Natural Gas_Range_E7 | F6 | Commercial | Lodging (ID) | New | Food Preparation | Natural Gas | Range | E7 | Utility - Value of Sales | 0 | 0 | 0 | 0 | 0 | 0 | 0 | 0 | 0 | 0 | 0 | 0 | 0 | 0 | 0 | 0 | 0 | 0 | 0 | 0 | 0 | 0 | 0 | 0 | 0 | 0 | 0
F6_Commercial_Lodging (ID)_New_Food Preparation_Natural Gas_Range_E8 | F6 | Commercial | Lodging (ID) | New | Food Preparation | Natural Gas | Range | E8 | Utility - Value of Sales | 0 | 0 | 0 | 0 | 0 | 0 | 0 | 0 | 0 | 0 | 0 | 0 | 0 | 0 | 0 | 0 | 0 | 0 | 0 | 0 | 0 | 0 | 0 | 0 | 0 | 0 | 0
F6_Commercial_Lodging (ID)_New_Food Preparation_Natural Gas_Range_E9 | F6 | Commercial | Lodging (ID) | New | Food Preparation | Natural Gas | Range | E9 | Utility - Value of Sales | 0 | 0 | 0 | 0 | 0 | 0 | 0 | 0 | 0 | 0 | 0 | 0 | 0 | 0 | 0 | 0 | 0 | 0 | 0 | 0 | 0 | 0 | 0 | 0 | 0 | 0 | 0
F6_Commercial_Lodging (ID)_New_Food Preparation_Natural Gas_Range_E10 | F6 | Commercial | Lodging (ID) | New | Food Preparation | Natural Gas | Range | E10 | Utility - Value of Sales | 0 | 0 | 0 | 0 | 0 | 0 | 0 | 0 | 0 | 0 | 0 | 0 | 0 | 0 | 0 | 0 | 0 | 0 | 0 | 0 | 0 | 0 | 0 | 0 | 0 | 0 | 0
F1_Commercial_Lodging (ID)_New_Food Preparation_Natural Gas_Steamer_E1 | F1 | Commercial | Lodging (ID) | New | Food Preparation | Natural Gas | Steamer | E1 | RVT - Cost of Equipment | 0.00081039 | 0.00081039 | 0.00081039 | 0.00081039 | 0.00081039 | 0.00081039 | 0.00081039 | 0.00081039 | 0.00081039 | 0.00081039 | 0.00081039 | 0.00081039 | 0.00081039 | 0.00081039 | 0.00081039 | 0.00081039 | 0.00081039 | 0.00081039 | 0.00081039 | 0.00081039 | 0.00081039 | 0.00081039 | 0.00081039 | 0.00081039 | 0.00081039 | 0.00081039 | 0.00081039
F1_Commercial_Lodging (ID)_New_Food Preparation_Natural Gas_Steamer_E2 | F1 | Commercial | Lodging (ID) | New | Food Preparation | Natural Gas | Steamer | E2 | RVT - Cost of Equipment | 0.00087076 | 0.00087076 | 0.00087076 | 0.00087076 | 0.00087076 | 0.00087076 | 0.00087076 | 0.00087076 | 0.00087076 | 0.00087076 | 0.00087076 | 0.00087076 | 0.00087076 | 0.00087076 | 0.00087076 | 0.00087076 | 0.00087076 | 0.00087076 | 0.00087076 | 0.00087076 | 0.00087076 | 0.00087076 | 0.00087076 | 0.00087076 | 0.00087076 | 0.00087076 | 0.00087076
F1_Commercial_Lodging (ID)_New_Food Preparation_Natural Gas_Steamer_E3 | F1 | Commercial | Lodging (ID) | New | Food Preparation | Natural Gas | Steamer | E3 | RVT - Cost of Equipment | 0 | 0 | 0 | 0 | 0 | 0 | 0 | 0 | 0 | 0 | 0 | 0 | 0 | 0 | 0 | 0 | 0 | 0 | 0 | 0 | 0 | 0 | 0 | 0 | 0 | 0 | 0
F1_Commercial_Lodging (ID)_New_Food Preparation_Natural Gas_Steamer_E4 | F1 | Commercial | Lodging (ID) | New | Food Preparation | Natural Gas | Steamer | E4 | RVT - Cost of Equipment | 0 | 0 | 0 | 0 | 0 | 0 | 0 | 0 | 0 | 0 | 0 | 0 | 0 | 0 | 0 | 0 | 0 | 0 | 0 | 0 | 0 | 0 | 0 | 0 | 0 | 0 | 0
F1_Commercial_Lodging (ID)_New_Food Preparation_Natural Gas_Steamer_E5 | F1 | Commercial | Lodging (ID) | New | Food Preparation | Natural Gas | Steamer | E5 | RVT - Cost of Equipment | 0 | 0 | 0 | 0 | 0 | 0 | 0 | 0 | 0 | 0 | 0 | 0 | 0 | 0 | 0 | 0 | 0 | 0 | 0 | 0 | 0 | 0 | 0 | 0 | 0 | 0 | 0
F1_Commercial_Lodging (ID)_New_Food Preparation_Natural Gas_Steamer_E6 | F1 | Commercial | Lodging (ID) | New | Food Preparation | Natural Gas | Steamer | E6 | RVT - Cost of Equipment | 0 | 0 | 0 | 0 | 0 | 0 | 0 | 0 | 0 | 0 | 0 | 0 | 0 | 0 | 0 | 0 | 0 | 0 | 0 | 0 | 0 | 0 | 0 | 0 | 0 | 0 | 0
F1_Commercial_Lodging (ID)_New_Food Preparation_Natural Gas_Steamer_E7 | F1 | Commercial | Lodging (ID) | New | Food Preparation | Natural Gas | Steamer | E7 | RVT - Cost of Equipment | 0 | 0 | 0 | 0 | 0 | 0 | 0 | 0 | 0 | 0 | 0 | 0 | 0 | 0 | 0 | 0 | 0 | 0 | 0 | 0 | 0 | 0 | 0 | 0 | 0 | 0 | 0
F1_Commercial_Lodging (ID)_New_Food Preparation_Natural Gas_Steamer_E8 | F1 | Commercial | Lodging (ID) | New | Food Preparation | Natural Gas | Steamer | E8 | RVT - Cost of Equipment | 0 | 0 | 0 | 0 | 0 | 0 | 0 | 0 | 0 | 0 | 0 | 0 | 0 | 0 | 0 | 0 | 0 | 0 | 0 | 0 | 0 | 0 | 0 | 0 | 0 | 0 | 0
F1_Commercial_Lodging (ID)_New_Food Preparation_Natural Gas_Steamer_E9 | F1 | Commercial | Lodging (ID) | New | Food Preparation | Natural Gas | Steamer | E9 | RVT - Cost of Equipment | 0 | 0 | 0 | 0 | 0 | 0 | 0 | 0 | 0 | 0 | 0 | 0 | 0 | 0 | 0 | 0 | 0 | 0 | 0 | 0 | 0 | 0 | 0 | 0 | 0 | 0 | 0
F1_Commercial_Lodging (ID)_New_Food Preparation_Natural Gas_Steamer_E10 | F1 | Commercial | Lodging (ID) | New | Food Preparation | Natural Gas | Steamer | E10 | RVT - Cost of Equipment | 0 | 0 | 0 | 0 | 0 | 0 | 0 | 0 | 0 | 0 | 0 | 0 | 0 | 0 | 0 | 0 | 0 | 0 | 0 | 0 | 0 | 0 | 0 | 0 | 0 | 0 | 0
F2_Commercial_Lodging (ID)_New_Food Preparation_Natural Gas_Steamer_E1 | F2 | Commercial | Lodging (ID) | New | Food Preparation | Natural Gas | Steamer | E1 | RVT - Cost of Operation | 0.061397 | 0.062557 | 0.063919 | 0.065506 | 0.067324 | 0.069593 | 0.071869 | 0.074029 | 0.075985 | 0.077881 | 0.079845 | 0.08163 | 0.083515 | 0.085298 | 0.086831 | 0.088215 | 0.089386 | 0.090504 | 0.091693 | 0.092803 | 0.093917 | 0.095575 | 0.097249 | 0.098977 | 0.10074 | 0.10253 | 0.10435
F2_Commercial_Lodging (ID)_New_Food Preparation_Natural Gas_Steamer_E2 | F2 | Commercial | Lodging (ID) | New | Food Preparation | Natural Gas | Steamer | E2 | RVT - Cost of Operation | 0.011584 | 0.011803 | 0.01206 | 0.012359 | 0.012702 | 0.01313 | 0.01356 | 0.013967 | 0.014336 | 0.014694 | 0.015065 | 0.015402 | 0.015757 | 0.016093 | 0.016383 | 0.016644 | 0.016865 | 0.017076 | 0.0173 | 0.01751 | 0.01772 | 0.018032 | 0.018348 | 0.018674 | 0.019006 | 0.019344 | 0.019687
F2_Commercial_Lodging (ID)_New_Food Preparation_Natural Gas_Steamer_E3 | F2 | Commercial | Lodging (ID) | New | Food Preparation | Natural Gas | Steamer | E3 | RVT - Cost of Operation | 0 | 0 | 0 | 0 | 0 | 0 | 0 | 0 | 0 | 0 | 0 | 0 | 0 | 0 | 0 | 0 | 0 | 0 | 0 | 0 | 0 | 0 | 0 | 0 | 0 | 0 | 0
F2_Commercial_Lodging (ID)_New_Food Preparation_Natural Gas_Steamer_E4 | F2 | Commercial | Lodging (ID) | New | Food Preparation | Natural Gas | Steamer | E4 | RVT - Cost of Operation | 0 | 0 | 0 | 0 | 0 | 0 | 0 | 0 | 0 | 0 | 0 | 0 | 0 | 0 | 0 | 0 | 0 | 0 | 0 | 0 | 0 | 0 | 0 | 0 | 0 | 0 | 0
F2_Commercial_Lodging (ID)_New_Food Preparation_Natural Gas_Steamer_E5 | F2 | Commercial | Lodging (ID) | New | Food Preparation | Natural Gas | Steamer | E5 | RVT - Cost of Operation | 0 | 0 | 0 | 0 | 0 | 0 | 0 | 0 | 0 | 0 | 0 | 0 | 0 | 0 | 0 | 0 | 0 | 0 | 0 | 0 | 0 | 0 | 0 | 0 | 0 | 0 | 0
F2_Commercial_Lodging (ID)_New_Food Preparation_Natural Gas_Steamer_E6 | F2 | Commercial | Lodging (ID) | New | Food Preparation | Natural Gas | Steamer | E6 | RVT - Cost of Operation | 0 | 0 | 0 | 0 | 0 | 0 | 0 | 0 | 0 | 0 | 0 | 0 | 0 | 0 | 0 | 0 | 0 | 0 | 0 | 0 | 0 | 0 | 0 | 0 | 0 | 0 | 0
F2_Commercial_Lodging (ID)_New_Food Preparation_Natural Gas_Steamer_E7 | F2 | Commercial | Lodging (ID) | New | Food Preparation | Natural Gas | Steamer | E7 | RVT - Cost of Operation | 0 | 0 | 0 | 0 | 0 | 0 | 0 | 0 | 0 | 0 | 0 | 0 | 0 | 0 | 0 | 0 | 0 | 0 | 0 | 0 | 0 | 0 | 0 | 0 | 0 | 0 | 0
F2_Commercial_Lodging (ID)_New_Food Preparation_Natural Gas_Steamer_E8 | F2 | Commercial | Lodging (ID) | New | Food Preparation | Natural Gas | Steamer | E8 | RVT - Cost of Operation | 0 | 0 | 0 | 0 | 0 | 0 | 0 | 0 | 0 | 0 | 0 | 0 | 0 | 0 | 0 | 0 | 0 | 0 | 0 | 0 | 0 | 0 | 0 | 0 | 0 | 0 | 0
F2_Commercial_Lodging (ID)_New_Food Preparation_Natural Gas_Steamer_E9 | F2 | Commercial | Lodging (ID) | New | Food Preparation | Natural Gas | Steamer | E9 | RVT - Cost of Operation | 0 | 0 | 0 | 0 | 0 | 0 | 0 | 0 | 0 | 0 | 0 | 0 | 0 | 0 | 0 | 0 | 0 | 0 | 0 | 0 | 0 | 0 | 0 | 0 | 0 | 0 | 0
F2_Commercial_Lodging (ID)_New_Food Preparation_Natural Gas_Steamer_E10 | F2 | Commercial | Lodging (ID) | New | Food Preparation | Natural Gas | Steamer | E10 | RVT - Cost of Operation | 0 | 0 | 0 | 0 | 0 | 0 | 0 | 0 | 0 | 0 | 0 | 0 | 0 | 0 | 0 | 0 | 0 | 0 | 0 | 0 | 0 | 0 | 0 | 0 | 0 | 0 | 0
F3_Commercial_Lodging (ID)_New_Food Preparation_Natural Gas_Steamer_E1 | F3 | Commercial | Lodging (ID) | New | Food Preparation | Natural Gas | Steamer | E1 | System - kBTUs of Consumption | 14.6471 | 14.6471 | 14.6471 | 14.6471 | 14.6471 | 14.6471 | 14.6471 | 14.6471 | 14.6471 | 14.6471 | 14.6471 | 14.6471 | 14.6471 | 14.6471 | 14.6471 | 14.6471 | 14.6471 | 14.6471 | 14.6471 | 14.6471 | 14.6471 | 14.6471 | 14.6471 | 14.6471 | 14.6471 | 14.6471 | 14.6471
F3_Commercial_Lodging (ID)_New_Food Preparation_Natural Gas_Steamer_E2 | F3 | Commercial | Lodging (ID) | New | Food Preparation | Natural Gas | Steamer | E2 | System - kBTUs of Consumption | 2.7635 | 2.7635 | 2.7635 | 2.7635 | 2.7635 | 2.7635 | 2.7635 | 2.7635 | 2.7635 | 2.7635 | 2.7635 | 2.7635 | 2.7635 | 2.7635 | 2.7635 | 2.7635 | 2.7635 | 2.7635 | 2.7635 | 2.7635 | 2.7635 | 2.7635 | 2.7635 | 2.7635 | 2.7635 | 2.7635 | 2.7635
F3_Commercial_Lodging (ID)_New_Food Preparation_Natural Gas_Steamer_E3 | F3 | Commercial | Lodging (ID) | New | Food Preparation | Natural Gas | Steamer | E3 | System - kBTUs of Consumption | 0 | 0 | 0 | 0 | 0 | 0 | 0 | 0 | 0 | 0 | 0 | 0 | 0 | 0 | 0 | 0 | 0 | 0 | 0 | 0 | 0 | 0 | 0 | 0 | 0 | 0 | 0
F3_Commercial_Lodging (ID)_New_Food Preparation_Natural Gas_Steamer_E4 | F3 | Commercial | Lodging (ID) | New | Food Preparation | Natural Gas | Steamer | E4 | System - kBTUs of Consumption | 0 | 0 | 0 | 0 | 0 | 0 | 0 | 0 | 0 | 0 | 0 | 0 | 0 | 0 | 0 | 0 | 0 | 0 | 0 | 0 | 0 | 0 | 0 | 0 | 0 | 0 | 0
F3_Commercial_Lodging (ID)_New_Food Preparation_Natural Gas_Steamer_E5 | F3 | Commercial | Lodging (ID) | New | Food Preparation | Natural Gas | Steamer | E5 | System - kBTUs of Consumption | 0 | 0 | 0 | 0 | 0 | 0 | 0 | 0 | 0 | 0 | 0 | 0 | 0 | 0 | 0 | 0 | 0 | 0 | 0 | 0 | 0 | 0 | 0 | 0 | 0 | 0 | 0
F3_Commercial_Lodging (ID)_New_Food Preparation_Natural Gas_Steamer_E6 | F3 | Commercial | Lodging (ID) | New | Food Preparation | Natural Gas | Steamer | E6 | System - kBTUs of Consumption | 0 | 0 | 0 | 0 | 0 | 0 | 0 | 0 | 0 | 0 | 0 | 0 | 0 | 0 | 0 | 0 | 0 | 0 | 0 | 0 | 0 | 0 | 0 | 0 | 0 | 0 | 0
F3_Commercial_Lodging (ID)_New_Food Preparation_Natural Gas_Steamer_E7 | F3 | Commercial | Lodging (ID) | New | Food Preparation | Natural Gas | Steamer | E7 | System - kBTUs of Consumption | 0 | 0 | 0 | 0 | 0 | 0 | 0 | 0 | 0 | 0 | 0 | 0 | 0 | 0 | 0 | 0 | 0 | 0 | 0 | 0 | 0 | 0 | 0 | 0 | 0 | 0 | 0
F3_Commercial_Lodging (ID)_New_Food Preparation_Natural Gas_Steamer_E8 | F3 | Commercial | Lodging (ID) | New | Food Preparation | Natural Gas | Steamer | E8 | System - kBTUs of Consumption | 0 | 0 | 0 | 0 | 0 | 0 | 0 | 0 | 0 | 0 | 0 | 0 | 0 | 0 | 0 | 0 | 0 | 0 | 0 | 0 | 0 | 0 | 0 | 0 | 0 | 0 | 0
F3_Commercial_Lodging (ID)_New_Food Preparation_Natural Gas_Steamer_E9 | F3 | Commercial | Lodging (ID) | New | Food Preparation | Natural Gas | Steamer | E9 | System - kBTUs of Consumption | 0 | 0 | 0 | 0 | 0 | 0 | 0 | 0 | 0 | 0 | 0 | 0 | 0 | 0 | 0 | 0 | 0 | 0 | 0 | 0 | 0 | 0 | 0 | 0 | 0 | 0 | 0
F3_Commercial_Lodging (ID)_New_Food Preparation_Natural Gas_Steamer_E10 | F3 | Commercial | Lodging (ID) | New | Food Preparation | Natural Gas | Steamer | E10 | System - kBTUs of Consumption | 0 | 0 | 0 | 0 | 0 | 0 | 0 | 0 | 0 | 0 | 0 | 0 | 0 | 0 | 0 | 0 | 0 | 0 | 0 | 0 | 0 | 0 | 0 | 0 | 0 | 0 | 0
F4_Commercial_Lodging (ID)_New_Food Preparation_Natural Gas_Steamer_E1 | F4 | Commercial | Lodging (ID) | New | Food Preparation | Natural Gas | Steamer | E1 | Utility - Cost of Equipment | 0.00081039 | 0.00081039 | 0.00081039 | 0.00081039 | 0.00081039 | 0.00081039 | 0.00081039 | 0.00081039 | 0.00081039 | 0.00081039 | 0.00081039 | 0.00081039 | 0.00081039 | 0.00081039 | 0.00081039 | 0.00081039 | 0.00081039 | 0.00081039 | 0.00081039 | 0.00081039 | 0.00081039 | 0.00081039 | 0.00081039 | 0.00081039 | 0.00081039 | 0.00081039 | 0.00081039
F4_Commercial_Lodging (ID)_New_Food Preparation_Natural Gas_Steamer_E2 | F4 | Commercial | Lodging (ID) | New | Food Preparation | Natural Gas | Steamer | E2 | Utility - Cost of Equipment | 0.00087076 | 0.00087076 | 0.00087076 | 0.00087076 | 0.00087076 | 0.00087076 | 0.00087076 | 0.00087076 | 0.00087076 | 0.00087076 | 0.00087076 | 0.00087076 | 0.00087076 | 0.00087076 | 0.00087076 | 0.00087076 | 0.00087076 | 0.00087076 | 0.00087076 | 0.00087076 | 0.00087076 | 0.00087076 | 0.00087076 | 0.00087076 | 0.00087076 | 0.00087076 | 0.00087076
F4_Commercial_Lodging (ID)_New_Food Preparation_Natural Gas_Steamer_E3 | F4 | Commercial | Lodging (ID) | New | Food Preparation | Natural Gas | Steamer | E3 | Utility - Cost of Equipment | 0 | 0 | 0 | 0 | 0 | 0 | 0 | 0 | 0 | 0 | 0 | 0 | 0 | 0 | 0 | 0 | 0 | 0 | 0 | 0 | 0 | 0 | 0 | 0 | 0 | 0 | 0
F4_Commercial_Lodging (ID)_New_Food Preparation_Natural Gas_Steamer_E4 | F4 | Commercial | Lodging (ID) | New | Food Preparation | Natural Gas | Steamer | E4 | Utility - Cost of Equipment | 0 | 0 | 0 | 0 | 0 | 0 | 0 | 0 | 0 | 0 | 0 | 0 | 0 | 0 | 0 | 0 | 0 | 0 | 0 | 0 | 0 | 0 | 0 | 0 | 0 | 0 | 0
F4_Commercial_Lodging (ID)_New_Food Preparation_Natural Gas_Steamer_E5 | F4 | Commercial | Lodging (ID) | New | Food Preparation | Natural Gas | Steamer | E5 | Utility - Cost of Equipment | 0 | 0 | 0 | 0 | 0 | 0 | 0 | 0 | 0 | 0 | 0 | 0 | 0 | 0 | 0 | 0 | 0 | 0 | 0 | 0 | 0 | 0 | 0 | 0 | 0 | 0 | 0
F4_Commercial_Lodging (ID)_New_Food Preparation_Natural Gas_Steamer_E6 | F4 | Commercial | Lodging (ID) | New | Food Preparation | Natural Gas | Steamer | E6 | Utility - Cost of Equipment | 0 | 0 | 0 | 0 | 0 | 0 | 0 | 0 | 0 | 0 | 0 | 0 | 0 | 0 | 0 | 0 | 0 | 0 | 0 | 0 | 0 | 0 | 0 | 0 | 0 | 0 | 0
F4_Commercial_Lodging (ID)_New_Food Preparation_Natural Gas_Steamer_E7 | F4 | Commercial | Lodging (ID) | New | Food Preparation | Natural Gas | Steamer | E7 | Utility - Cost of Equipment | 0 | 0 | 0 | 0 | 0 | 0 | 0 | 0 | 0 | 0 | 0 | 0 | 0 | 0 | 0 | 0 | 0 | 0 | 0 | 0 | 0 | 0 | 0 | 0 | 0 | 0 | 0
F4_Commercial_Lodging (ID)_New_Food Preparation_Natural Gas_Steamer_E8 | F4 | Commercial | Lodging (ID) | New | Food Preparation | Natural Gas | Steamer | E8 | Utility - Cost of Equipment | 0 | 0 | 0 | 0 | 0 | 0 | 0 | 0 | 0 | 0 | 0 | 0 | 0 | 0 | 0 | 0 | 0 | 0 | 0 | 0 | 0 | 0 | 0 | 0 | 0 | 0 | 0
F4_Commercial_Lodging (ID)_New_Food Preparation_Natural Gas_Steamer_E9 | F4 | Commercial | Lodging (ID) | New | Food Preparation | Natural Gas | Steamer | E9 | Utility - Cost of Equipment | 0 | 0 | 0 | 0 | 0 | 0 | 0 | 0 | 0 | 0 | 0 | 0 | 0 | 0 | 0 | 0 | 0 | 0 | 0 | 0 | 0 | 0 | 0 | 0 | 0 | 0 | 0
F4_Commercial_Lodging (ID)_New_Food Preparation_Natural Gas_Steamer_E10 | F4 | Commercial | Lodging (ID) | New | Food Preparation | Natural Gas | Steamer | E10 | Utility - Cost of Equipment | 0 | 0 | 0 | 0 | 0 | 0 | 0 | 0 | 0 | 0 | 0 | 0 | 0 | 0 | 0 | 0 | 0 | 0 | 0 | 0 | 0 | 0 | 0 | 0 | 0 | 0 | 0
F5_Commercial_Lodging (ID)_New_Food Preparation_Natural Gas_Steamer_E1 | F5 | Commercial | Lodging (ID) | New | Food Preparation | Natural Gas | Steamer | E1 | Utility - Cost of Operation | 0.052129 | 0.053443 | 0.054999 | 0.056783 | 0.0588 | 0.061254 | 0.06378 | 0.066282 | 0.068691 | 0.071132 | 0.073075 | 0.074896 | 0.076851 | 0.078766 | 0.080477 | 0.082079 | 0.083516 | 0.084934 | 0.086449 | 0.087927 | 0.089445 | 0.091023 | 0.092618 | 0.094264 | 0.095939 | 0.097643 | 0.099378
F5_Commercial_Lodging (ID)_New_Food Preparation_Natural Gas_Steamer_E2 | F5 | Commercial | Lodging (ID) | New | Food Preparation | Natural Gas | Steamer | E2 | Utility - Cost of Operation | 0.0098354 | 0.010083 | 0.010377 | 0.010713 | 0.011094 | 0.011557 | 0.012034 | 0.012506 | 0.01296 | 0.013421 | 0.013787 | 0.014131 | 0.0145 | 0.014861 | 0.015184 | 0.015486 | 0.015757 | 0.016025 | 0.016311 | 0.01659 | 0.016876 | 0.017174 | 0.017475 | 0.017785 | 0.018101 | 0.018423 | 0.01875
F5_Commercial_Lodging (ID)_New_Food Preparation_Natural Gas_Steamer_E3 | F5 | Commercial | Lodging (ID) | New | Food Preparation | Natural Gas | Steamer | E3 | Utility - Cost of Operation | 0 | 0 | 0 | 0 | 0 | 0 | 0 | 0 | 0 | 0 | 0 | 0 | 0 | 0 | 0 | 0 | 0 | 0 | 0 | 0 | 0 | 0 | 0 | 0 | 0 | 0 | 0
F5_Commercial_Lodging (ID)_New_Food Preparation_Natural Gas_Steamer_E4 | F5 | Commercial | Lodging (ID) | New | Food Preparation | Natural Gas | Steamer | E4 | Utility - Cost of Operation | 0 | 0 | 0 | 0 | 0 | 0 | 0 | 0 | 0 | 0 | 0 | 0 | 0 | 0 | 0 | 0 | 0 | 0 | 0 | 0 | 0 | 0 | 0 | 0 | 0 | 0 | 0
F5_Commercial_Lodging (ID)_New_Food Preparation_Natural Gas_Steamer_E5 | F5 | Commercial | Lodging (ID) | New | Food Preparation | Natural Gas | Steamer | E5 | Utility - Cost of Operation | 0 | 0 | 0 | 0 | 0 | 0 | 0 | 0 | 0 | 0 | 0 | 0 | 0 | 0 | 0 | 0 | 0 | 0 | 0 | 0 | 0 | 0 | 0 | 0 | 0 | 0 | 0
F5_Commercial_Lodging (ID)_New_Food Preparation_Natural Gas_Steamer_E6 | F5 | Commercial | Lodging (ID) | New | Food Preparation | Natural Gas | Steamer | E6 | Utility - Cost of Operation | 0 | 0 | 0 | 0 | 0 | 0 | 0 | 0 | 0 | 0 | 0 | 0 | 0 | 0 | 0 | 0 | 0 | 0 | 0 | 0 | 0 | 0 | 0 | 0 | 0 | 0 | 0
F5_Commercial_Lodging (ID)_New_Food Preparation_Natural Gas_Steamer_E7 | F5 | Commercial | Lodging (ID) | New | Food Preparation | Natural Gas | Steamer | E7 | Utility - Cost of Operation | 0 | 0 | 0 | 0 | 0 | 0 | 0 | 0 | 0 | 0 | 0 | 0 | 0 | 0 | 0 | 0 | 0 | 0 | 0 | 0 | 0 | 0 | 0 | 0 | 0 | 0 | 0
F5_Commercial_Lodging (ID)_New_Food Preparation_Natural Gas_Steamer_E8 | F5 | Commercial | Lodging (ID) | New | Food Preparation | Natural Gas | Steamer | E8 | Utility - Cost of Operation | 0 | 0 | 0 | 0 | 0 | 0 | 0 | 0 | 0 | 0 | 0 | 0 | 0 | 0 | 0 | 0 | 0 | 0 | 0 | 0 | 0 | 0 | 0 | 0 | 0 | 0 | 0
F5_Commercial_Lodging (ID)_New_Food Preparation_Natural Gas_Steamer_E9 | F5 | Commercial | Lodging (ID) | New | Food Preparation | Natural Gas | Steamer | E9 | Utility - Cost of Operation | 0 | 0 | 0 | 0 | 0 | 0 | 0 | 0 | 0 | 0 | 0 | 0 | 0 | 0 | 0 | 0 | 0 | 0 | 0 | 0 | 0 | 0 | 0 | 0 | 0 | 0 | 0
F5_Commercial_Lodging (ID)_New_Food Preparation_Natural Gas_Steamer_E10 | F5 | Commercial | Lodging (ID) | New | Food Preparation | Natural Gas | Steamer | E10 | Utility - Cost of Operation | 0 | 0 | 0 | 0 | 0 | 0 | 0 | 0 | 0 | 0 | 0 | 0 | 0 | 0 | 0 | 0 | 0 | 0 | 0 | 0 | 0 | 0 | 0 | 0 | 0 | 0 | 0
F6_Commercial_Lodging (ID)_New_Food Preparation_Natural Gas_Steamer_E1 | F6 | Commercial | Lodging (ID) | New | Food Preparation | Natural Gas | Steamer | E1 | Utility - Value of Sales | 0.061397 | 0.062557 | 0.063919 | 0.065506 | 0.067324 | 0.069593 | 0.071869 | 0.074029 | 0.075985 | 0.077881 | 0.079845 | 0.08163 | 0.083515 | 0.085298 | 0.086831 | 0.088215 | 0.089386 | 0.090504 | 0.091693 | 0.092803 | 0.093917 | 0.095575 | 0.097249 | 0.098977 | 0.10074 | 0.10253 | 0.10435
F6_Commercial_Lodging (ID)_New_Food Preparation_Natural Gas_Steamer_E2 | F6 | Commercial | Lodging (ID) | New | Food Preparation | Natural Gas | Steamer | E2 | Utility - Value of Sales | 0.011584 | 0.011803 | 0.01206 | 0.012359 | 0.012702 | 0.01313 | 0.01356 | 0.013967 | 0.014336 | 0.014694 | 0.015065 | 0.015402 | 0.015757 | 0.016093 | 0.016383 | 0.016644 | 0.016865 | 0.017076 | 0.0173 | 0.01751 | 0.01772 | 0.018032 | 0.018348 | 0.018674 | 0.019006 | 0.019344 | 0.019687
F6_Commercial_Lodging (ID)_New_Food Preparation_Natural Gas_Steamer_E3 | F6 | Commercial | Lodging (ID) | New | Food Preparation | Natural Gas | Steamer | E3 | Utility - Value of Sales | 0 | 0 | 0 | 0 | 0 | 0 | 0 | 0 | 0 | 0 | 0 | 0 | 0 | 0 | 0 | 0 | 0 | 0 | 0 | 0 | 0 | 0 | 0 | 0 | 0 | 0 | 0
F6_Commercial_Lodging (ID)_New_Food Preparation_Natural Gas_Steamer_E4 | F6 | Commercial | Lodging (ID) | New | Food Preparation | Natural Gas | Steamer | E4 | Utility - Value of Sales | 0 | 0 | 0 | 0 | 0 | 0 | 0 | 0 | 0 | 0 | 0 | 0 | 0 | 0 | 0 | 0 | 0 | 0 | 0 | 0 | 0 | 0 | 0 | 0 | 0 | 0 | 0
F6_Commercial_Lodging (ID)_New_Food Preparation_Natural Gas_Steamer_E5 | F6 | Commercial | Lodging (ID) | New | Food Preparation | Natural Gas | Steamer | E5 | Utility - Value of Sales | 0 | 0 | 0 | 0 | 0 | 0 | 0 | 0 | 0 | 0 | 0 | 0 | 0 | 0 | 0 | 0 | 0 | 0 | 0 | 0 | 0 | 0 | 0 | 0 | 0 | 0 | 0
F6_Commercial_Lodging (ID)_New_Food Preparation_Natural Gas_Steamer_E6 | F6 | Commercial | Lodging (ID) | New | Food Preparation | Natural Gas | Steamer | E6 | Utility - Value of Sales | 0 | 0 | 0 | 0 | 0 | 0 | 0 | 0 | 0 | 0 | 0 | 0 | 0 | 0 | 0 | 0 | 0 | 0 | 0 | 0 | 0 | 0 | 0 | 0 | 0 | 0 | 0
F6_Commercial_Lodging (ID)_New_Food Preparation_Natural Gas_Steamer_E7 | F6 | Commercial | Lodging (ID) | New | Food Preparation | Natural Gas | Steamer | E7 | Utility - Value of Sales | 0 | 0 | 0 | 0 | 0 | 0 | 0 | 0 | 0 | 0 | 0 | 0 | 0 | 0 | 0 | 0 | 0 | 0 | 0 | 0 | 0 | 0 | 0 | 0 | 0 | 0 | 0
F6_Commercial_Lodging (ID)_New_Food Preparation_Natural Gas_Steamer_E8 | F6 | Commercial | Lodging (ID) | New | Food Preparation | Natural Gas | Steamer | E8 | Utility - Value of Sales | 0 | 0 | 0 | 0 | 0 | 0 | 0 | 0 | 0 | 0 | 0 | 0 | 0 | 0 | 0 | 0 | 0 | 0 | 0 | 0 | 0 | 0 | 0 | 0 | 0 | 0 | 0
F6_Commercial_Lodging (ID)_New_Food Preparation_Natural Gas_Steamer_E9 | F6 | Commercial | Lodging (ID) | New | Food Preparation | Natural Gas | Steamer | E9 | Utility - Value of Sales | 0 | 0 | 0 | 0 | 0 | 0 | 0 | 0 | 0 | 0 | 0 | 0 | 0 | 0 | 0 | 0 | 0 | 0 | 0 | 0 | 0 | 0 | 0 | 0 | 0 | 0 | 0
F6_Commercial_Lodging (ID)_New_Food Preparation_Natural Gas_Steamer_E10 | F6 | Commercial | Lodging (ID) | New | Food Preparation | Natural Gas | Steamer | E10 | Utility - Value of Sales | 0 | 0 | 0 | 0 | 0 | 0 | 0 | 0 | 0 | 0 | 0 | 0 | 0 | 0 | 0 | 0 | 0 | 0 | 0 | 0 | 0 | 0 | 0 | 0 | 0 | 0 | 0
F1_Commercial_Lodging (ID)_New_Food Preparation_Natural Gas_Food Prep Other_E1 | F1 | Commercial | Lodging (ID) | New | Food Preparation | Natural Gas | Food Prep Other | E1 | RVT - Cost of Equipment | 0.0035083 | 0.0035083 | 0.0035083 | 0.0035083 | 0.0035083 | 0.0035083 | 0.0035083 | 0.0035083 | 0.0035083 | 0.0035083 | 0.0035083 | 0.0035083 | 0.0035083 | 0.0035083 | 0.0035083 | 0.0035083 | 0.0035083 | 0.0035083 | 0.0035083 | 0.0035083 | 0.0035083 | 0.0035083 | 0.0035083 | 0.0035083 | 0.0035083 | 0.0035083 | 0.0035083
F1_Commercial_Lodging (ID)_New_Food Preparation_Natural Gas_Food Prep Other_E2 | F1 | Commercial | Lodging (ID) | New | Food Preparation | Natural Gas | Food Prep Other | E2 | RVT - Cost of Equipment | 0.0035118 | 0.0035118 | 0.0035118 | 0.0035118 | 0.0035118 | 0.0035118 | 0.0035118 | 0.0035118 | 0.0035118 | 0.0035118 | 0.0035118 | 0.0035118 | 0.0035118 | 0.0035118 | 0.0035118 | 0.0035118 | 0.0035118 | 0.0035118 | 0.0035118 | 0.0035118 | 0.0035118 | 0.0035118 | 0.0035118 | 0.0035118 | 0.0035118 | 0.0035118 | 0.0035118
F1_Commercial_Lodging (ID)_New_Food Preparation_Natural Gas_Food Prep Other_E3 | F1 | Commercial | Lodging (ID) | New | Food Preparation | Natural Gas | Food Prep Other | E3 | RVT - Cost of Equipment | 0 | 0 | 0 | 0 | 0 | 0 | 0 | 0 | 0 | 0 | 0 | 0 | 0 | 0 | 0 | 0 | 0 | 0 | 0 | 0 | 0 | 0 | 0 | 0 | 0 | 0 | 0
F1_Commercial_Lodging (ID)_New_Food Preparation_Natural Gas_Food Prep Other_E4 | F1 | Commercial | Lodging (ID) | New | Food Preparation | Natural Gas | Food Prep Other | E4 | RVT - Cost of Equipment | 0 | 0 | 0 | 0 | 0 | 0 | 0 | 0 | 0 | 0 | 0 | 0 | 0 | 0 | 0 | 0 | 0 | 0 | 0 | 0 | 0 | 0 | 0 | 0 | 0 | 0 | 0
F1_Commercial_Lodging (ID)_New_Food Preparation_Natural Gas_Food Prep Other_E5 | F1 | Commercial | Lodging (ID) | New | Food Preparation | Natural Gas | Food Prep Other | E5 | RVT - Cost of Equipment | 0 | 0 | 0 | 0 | 0 | 0 | 0 | 0 | 0 | 0 | 0 | 0 | 0 | 0 | 0 | 0 | 0 | 0 | 0 | 0 | 0 | 0 | 0 | 0 | 0 | 0 | 0
F1_Commercial_Lodging (ID)_New_Food Preparation_Natural Gas_Food Prep Other_E6 | F1 | Commercial | Lodging (ID) | New | Food Preparation | Natural Gas | Food Prep Other | E6 | RVT - Cost of Equipment | 0 | 0 | 0 | 0 | 0 | 0 | 0 | 0 | 0 | 0 | 0 | 0 | 0 | 0 | 0 | 0 | 0 | 0 | 0 | 0 | 0 | 0 | 0 | 0 | 0 | 0 | 0
F1_Commercial_Lodging (ID)_New_Food Preparation_Natural Gas_Food Prep Other_E7 | F1 | Commercial | Lodging (ID) | New | Food Preparation | Natural Gas | Food Prep Other | E7 | RVT - Cost of Equipment | 0 | 0 | 0 | 0 | 0 | 0 | 0 | 0 | 0 | 0 | 0 | 0 | 0 | 0 | 0 | 0 | 0 | 0 | 0 | 0 | 0 | 0 | 0 | 0 | 0 | 0 | 0
F1_Commercial_Lodging (ID)_New_Food Preparation_Natural Gas_Food Prep Other_E8 | F1 | Commercial | Lodging (ID) | New | Food Preparation | Natural Gas | Food Prep Other | E8 | RVT - Cost of Equipment | 0 | 0 | 0 | 0 | 0 | 0 | 0 | 0 | 0 | 0 | 0 | 0 | 0 | 0 | 0 | 0 | 0 | 0 | 0 | 0 | 0 | 0 | 0 | 0 | 0 | 0 | 0
F1_Commercial_Lodging (ID)_New_Food Preparation_Natural Gas_Food Prep Other_E9 | F1 | Commercial | Lodging (ID) | New | Food Preparation | Natural Gas | Food Prep Other | E9 | RVT - Cost of Equipment | 0 | 0 | 0 | 0 | 0 | 0 | 0 | 0 | 0 | 0 | 0 | 0 | 0 | 0 | 0 | 0 | 0 | 0 | 0 | 0 | 0 | 0 | 0 | 0 | 0 | 0 | 0
F1_Commercial_Lodging (ID)_New_Food Preparation_Natural Gas_Food Prep Other_E10 | F1 | Commercial | Lodging (ID) | New | Food Preparation | Natural Gas | Food Prep Other | E10 | RVT - Cost of Equipment | 0 | 0 | 0 | 0 | 0 | 0 | 0 | 0 | 0 | 0 | 0 | 0 | 0 | 0 | 0 | 0 | 0 | 0 | 0 | 0 | 0 | 0 | 0 | 0 | 0 | 0 | 0
F2_Commercial_Lodging (ID)_New_Food Preparation_Natural Gas_Food Prep Other_E1 | F2 | Commercial | Lodging (ID) | New | Food Preparation | Natural Gas | Food Prep Other | E1 | RVT - Cost of Operation | 0.01297 | 0.013186 | 0.013449 | 0.013769 | 0.014149 | 0.014652 | 0.015168 | 0.015667 | 0.016126 | 0.016567 | 0.017021 | 0.017425 | 0.017847 | 0.018238 | 0.018566 | 0.018858 | 0.019096 | 0.019321 | 0.019563 | 0.019785 | 0.020006 | 0.020359 | 0.020715 | 0.021083 | 0.021457 | 0.021839 | 0.022227
F2_Commercial_Lodging (ID)_New_Food Preparation_Natural Gas_Food Prep Other_E2 | F2 | Commercial | Lodging (ID) | New | Food Preparation | Natural Gas | Food Prep Other | E2 | RVT - Cost of Operation | 0.01297 | 0.013186 | 0.013449 | 0.013769 | 0.014149 | 0.014652 | 0.015168 | 0.015667 | 0.016126 | 0.016567 | 0.01702 | 0.017425 | 0.017847 | 0.018237 | 0.018566 | 0.018857 | 0.019096 | 0.019321 | 0.019563 | 0.019784 | 0.020006 | 0.020359 | 0.020715 | 0.021083 | 0.021457 | 0.021839 | 0.022227
F2_Commercial_Lodging (ID)_New_Food Preparation_Natural Gas_Food Prep Other_E3 | F2 | Commercial | Lodging (ID) | New | Food Preparation | Natural Gas | Food Prep Other | E3 | RVT - Cost of Operation | 0 | 0 | 0 | 0 | 0 | 0 | 0 | 0 | 0 | 0 | 0 | 0 | 0 | 0 | 0 | 0 | 0 | 0 | 0 | 0 | 0 | 0 | 0 | 0 | 0 | 0 | 0
F2_Commercial_Lodging (ID)_New_Food Preparation_Natural Gas_Food Prep Other_E4 | F2 | Commercial | Lodging (ID) | New | Food Preparation | Natural Gas | Food Prep Other | E4 | RVT - Cost of Operation | 0 | 0 | 0 | 0 | 0 | 0 | 0 | 0 | 0 | 0 | 0 | 0 | 0 | 0 | 0 | 0 | 0 | 0 | 0 | 0 | 0 | 0 | 0 | 0 | 0 | 0 | 0
F2_Commercial_Lodging (ID)_New_Food Preparation_Natural Gas_Food Prep Other_E5 | F2 | Commercial | Lodging (ID) | New | Food Preparation | Natural Gas | Food Prep Other | E5 | RVT - Cost of Operation | 0 | 0 | 0 | 0 | 0 | 0 | 0 | 0 | 0 | 0 | 0 | 0 | 0 | 0 | 0 | 0 | 0 | 0 | 0 | 0 | 0 | 0 | 0 | 0 | 0 | 0 | 0
F2_Commercial_Lodging (ID)_New_Food Preparation_Natural Gas_Food Prep Other_E6 | F2 | Commercial | Lodging (ID) | New | Food Preparation | Natural Gas | Food Prep Other | E6 | RVT - Cost of Operation | 0 | 0 | 0 | 0 | 0 | 0 | 0 | 0 | 0 | 0 | 0 | 0 | 0 | 0 | 0 | 0 | 0 | 0 | 0 | 0 | 0 | 0 | 0 | 0 | 0 | 0 | 0
F2_Commercial_Lodging (ID)_New_Food Preparation_Natural Gas_Food Prep Other_E7 | F2 | Commercial | Lodging (ID) | New | Food Preparation | Natural Gas | Food Prep Other | E7 | RVT - Cost of Operation | 0 | 0 | 0 | 0 | 0 | 0 | 0 | 0 | 0 | 0 | 0 | 0 | 0 | 0 | 0 | 0 | 0 | 0 | 0 | 0 | 0 | 0 | 0 | 0 | 0 | 0 | 0
F2_Commercial_Lodging (ID)_New_Food Preparation_Natural Gas_Food Prep Other_E8 | F2 | Commercial | Lodging (ID) | New | Food Preparation | Natural Gas | Food Prep Other | E8 | RVT - Cost of Operation | 0 | 0 | 0 | 0 | 0 | 0 | 0 | 0 | 0 | 0 | 0 | 0 | 0 | 0 | 0 | 0 | 0 | 0 | 0 | 0 | 0 | 0 | 0 | 0 | 0 | 0 | 0
F2_Commercial_Lodging (ID)_New_Food Preparation_Natural Gas_Food Prep Other_E9 | F2 | Commercial | Lodging (ID) | New | Food Preparation | Natural Gas | Food Prep Other | E9 | RVT - Cost of Operation | 0 | 0 | 0 | 0 | 0 | 0 | 0 | 0 | 0 | 0 | 0 | 0 | 0 | 0 | 0 | 0 | 0 | 0 | 0 | 0 | 0 | 0 | 0 | 0 | 0 | 0 | 0
F2_Commercial_Lodging (ID)_New_Food Preparation_Natural Gas_Food Prep Other_E10 | F2 | Commercial | Lodging (ID) | New | Food Preparation | Natural Gas | Food Prep Other | E10 | RVT - Cost of Operation | 0 | 0 | 0 | 0 | 0 | 0 | 0 | 0 | 0 | 0 | 0 | 0 | 0 | 0 | 0 | 0 | 0 | 0 | 0 | 0 | 0 | 0 | 0 | 0 | 0 | 0 | 0
F3_Commercial_Lodging (ID)_New_Food Preparation_Natural Gas_Food Prep Other_E1 | F3 | Commercial | Lodging (ID) | New | Food Preparation | Natural Gas | Food Prep Other | E1 | System - kBTUs of Consumption | 3.1439 | 3.1439 | 3.1439 | 3.1439 | 3.1439 | 3.1439 | 3.1439 | 3.1439 | 3.1439 | 3.1439 | 3.1439 | 3.1439 | 3.1439 | 3.1439 | 3.1439 | 3.1439 | 3.1439 | 3.1439 | 3.1439 | 3.1439 | 3.1439 | 3.1439 | 3.1439 | 3.1439 | 3.1439 | 3.1439 | 3.1439
F3_Commercial_Lodging (ID)_New_Food Preparation_Natural Gas_Food Prep Other_E2 | F3 | Commercial | Lodging (ID) | New | Food Preparation | Natural Gas | Food Prep Other | E2 | System - kBTUs of Consumption | 3.1438 | 3.1438 | 3.1438 | 3.1438 | 3.1438 | 3.1438 | 3.1438 | 3.1438 | 3.1438 | 3.1438 | 3.1438 | 3.1438 | 3.1438 | 3.1438 | 3.1438 | 3.1438 | 3.1438 | 3.1438 | 3.1438 | 3.1438 | 3.1438 | 3.1438 | 3.1438 | 3.1438 | 3.1438 | 3.1438 | 3.1438
F3_Commercial_Lodging (ID)_New_Food Preparation_Natural Gas_Food Prep Other_E3 | F3 | Commercial | Lodging (ID) | New | Food Preparation | Natural Gas | Food Prep Other | E3 | System - kBTUs of Consumption | 0 | 0 | 0 | 0 | 0 | 0 | 0 | 0 | 0 | 0 | 0 | 0 | 0 | 0 | 0 | 0 | 0 | 0 | 0 | 0 | 0 | 0 | 0 | 0 | 0 | 0 | 0
F3_Commercial_Lodging (ID)_New_Food Preparation_Natural Gas_Food Prep Other_E4 | F3 | Commercial | Lodging (ID) | New | Food Preparation | Natural Gas | Food Prep Other | E4 | System - kBTUs of Consumption | 0 | 0 | 0 | 0 | 0 | 0 | 0 | 0 | 0 | 0 | 0 | 0 | 0 | 0 | 0 | 0 | 0 | 0 | 0 | 0 | 0 | 0 | 0 | 0 | 0 | 0 | 0
F3_Commercial_Lodging (ID)_New_Food Preparation_Natural Gas_Food Prep Other_E5 | F3 | Commercial | Lodging (ID) | New | Food Preparation | Natural Gas | Food Prep Other | E5 | System - kBTUs of Consumption | 0 | 0 | 0 | 0 | 0 | 0 | 0 | 0 | 0 | 0 | 0 | 0 | 0 | 0 | 0 | 0 | 0 | 0 | 0 | 0 | 0 | 0 | 0 | 0 | 0 | 0 | 0
F3_Commercial_Lodging (ID)_New_Food Preparation_Natural Gas_Food Prep Other_E6 | F3 | Commercial | Lodging (ID) | New | Food Preparation | Natural Gas | Food Prep Other | E6 | System - kBTUs of Consumption | 0 | 0 | 0 | 0 | 0 | 0 | 0 | 0 | 0 | 0 | 0 | 0 | 0 | 0 | 0 | 0 | 0 | 0 | 0 | 0 | 0 | 0 | 0 | 0 | 0 | 0 | 0
F3_Commercial_Lodging (ID)_New_Food Preparation_Natural Gas_Food Prep Other_E7 | F3 | Commercial | Lodging (ID) | New | Food Preparation | Natural Gas | Food Prep Other | E7 | System - kBTUs of Consumption | 0 | 0 | 0 | 0 | 0 | 0 | 0 | 0 | 0 | 0 | 0 | 0 | 0 | 0 | 0 | 0 | 0 | 0 | 0 | 0 | 0 | 0 | 0 | 0 | 0 | 0 | 0
F3_Commercial_Lodging (ID)_New_Food Preparation_Natural Gas_Food Prep Other_E8 | F3 | Commercial | Lodging (ID) | New | Food Preparation | Natural Gas | Food Prep Other | E8 | System - kBTUs of Consumption | 0 | 0 | 0 | 0 | 0 | 0 | 0 | 0 | 0 | 0 | 0 | 0 | 0 | 0 | 0 | 0 | 0 | 0 | 0 | 0 | 0 | 0 | 0 | 0 | 0 | 0 | 0
F3_Commercial_Lodging (ID)_New_Food Preparation_Natural Gas_Food Prep Other_E9 | F3 | Commercial | Lodging (ID) | New | Food Preparation | Natural Gas | Food Prep Other | E9 | System - kBTUs of Consumption | 0 | 0 | 0 | 0 | 0 | 0 | 0 | 0 | 0 | 0 | 0 | 0 | 0 | 0 | 0 | 0 | 0 | 0 | 0 | 0 | 0 | 0 | 0 | 0 | 0 | 0 | 0
F3_Commercial_Lodging (ID)_New_Food Preparation_Natural Gas_Food Prep Other_E10 | F3 | Commercial | Lodging (ID) | New | Food Preparation | Natural Gas | Food Prep Other | E10 | System - kBTUs of Consumption | 0 | 0 | 0 | 0 | 0 | 0 | 0 | 0 | 0 | 0 | 0 | 0 | 0 | 0 | 0 | 0 | 0 | 0 | 0 | 0 | 0 | 0 | 0 | 0 | 0 | 0 | 0
F4_Commercial_Lodging (ID)_New_Food Preparation_Natural Gas_Food Prep Other_E1 | F4 | Commercial | Lodging (ID) | New | Food Preparation | Natural Gas | Food Prep Other | E1 | Utility - Cost of Equipment | 0.0035083 | 0.0035083 | 0.0035083 | 0.0035083 | 0.0035083 | 0.0035083 | 0.0035083 | 0.0035083 | 0.0035083 | 0.0035083 | 0.0035083 | 0.0035083 | 0.0035083 | 0.0035083 | 0.0035083 | 0.0035083 | 0.0035083 | 0.0035083 | 0.0035083 | 0.0035083 | 0.0035083 | 0.0035083 | 0.0035083 | 0.0035083 | 0.0035083 | 0.0035083 | 0.0035083
F4_Commercial_Lodging (ID)_New_Food Preparation_Natural Gas_Food Prep Other_E2 | F4 | Commercial | Lodging (ID) | New | Food Preparation | Natural Gas | Food Prep Other | E2 | Utility - Cost of Equipment | 0.0035118 | 0.0035118 | 0.0035118 | 0.0035118 | 0.0035118 | 0.0035118 | 0.0035118 | 0.0035118 | 0.0035118 | 0.0035118 | 0.0035118 | 0.0035118 | 0.0035118 | 0.0035118 | 0.0035118 | 0.0035118 | 0.0035118 | 0.0035118 | 0.0035118 | 0.0035118 | 0.0035118 | 0.0035118 | 0.0035118 | 0.0035118 | 0.0035118 | 0.0035118 | 0.0035118
F4_Commercial_Lodging (ID)_New_Food Preparation_Natural Gas_Food Prep Other_E3 | F4 | Commercial | Lodging (ID) | New | Food Preparation | Natural Gas | Food Prep Other | E3 | Utility - Cost of Equipment | 0 | 0 | 0 | 0 | 0 | 0 | 0 | 0 | 0 | 0 | 0 | 0 | 0 | 0 | 0 | 0 | 0 | 0 | 0 | 0 | 0 | 0 | 0 | 0 | 0 | 0 | 0
F4_Commercial_Lodging (ID)_New_Food Preparation_Natural Gas_Food Prep Other_E4 | F4 | Commercial | Lodging (ID) | New | Food Preparation | Natural Gas | Food Prep Other | E4 | Utility - Cost of Equipment | 0 | 0 | 0 | 0 | 0 | 0 | 0 | 0 | 0 | 0 | 0 | 0 | 0 | 0 | 0 | 0 | 0 | 0 | 0 | 0 | 0 | 0 | 0 | 0 | 0 | 0 | 0
F4_Commercial_Lodging (ID)_New_Food Preparation_Natural Gas_Food Prep Other_E5 | F4 | Commercial | Lodging (ID) | New | Food Preparation | Natural Gas | Food Prep Other | E5 | Utility - Cost of Equipment | 0 | 0 | 0 | 0 | 0 | 0 | 0 | 0 | 0 | 0 | 0 | 0 | 0 | 0 | 0 | 0 | 0 | 0 | 0 | 0 | 0 | 0 | 0 | 0 | 0 | 0 | 0
F4_Commercial_Lodging (ID)_New_Food Preparation_Natural Gas_Food Prep Other_E6 | F4 | Commercial | Lodging (ID) | New | Food Preparation | Natural Gas | Food Prep Other | E6 | Utility - Cost of Equipment | 0 | 0 | 0 | 0 | 0 | 0 | 0 | 0 | 0 | 0 | 0 | 0 | 0 | 0 | 0 | 0 | 0 | 0 | 0 | 0 | 0 | 0 | 0 | 0 | 0 | 0 | 0
F4_Commercial_Lodging (ID)_New_Food Preparation_Natural Gas_Food Prep Other_E7 | F4 | Commercial | Lodging (ID) | New | Food Preparation | Natural Gas | Food Prep Other | E7 | Utility - Cost of Equipment | 0 | 0 | 0 | 0 | 0 | 0 | 0 | 0 | 0 | 0 | 0 | 0 | 0 | 0 | 0 | 0 | 0 | 0 | 0 | 0 | 0 | 0 | 0 | 0 | 0 | 0 | 0
F4_Commercial_Lodging (ID)_New_Food Preparation_Natural Gas_Food Prep Other_E8 | F4 | Commercial | Lodging (ID) | New | Food Preparation | Natural Gas | Food Prep Other | E8 | Utility - Cost of Equipment | 0 | 0 | 0 | 0 | 0 | 0 | 0 | 0 | 0 | 0 | 0 | 0 | 0 | 0 | 0 | 0 | 0 | 0 | 0 | 0 | 0 | 0 | 0 | 0 | 0 | 0 | 0
F4_Commercial_Lodging (ID)_New_Food Preparation_Natural Gas_Food Prep Other_E9 | F4 | Commercial | Lodging (ID) | New | Food Preparation | Natural Gas | Food Prep Other | E9 | Utility - Cost of Equipment | 0 | 0 | 0 | 0 | 0 | 0 | 0 | 0 | 0 | 0 | 0 | 0 | 0 | 0 | 0 | 0 | 0 | 0 | 0 | 0 | 0 | 0 | 0 | 0 | 0 | 0 | 0
F4_Commercial_Lodging (ID)_New_Food Preparation_Natural Gas_Food Prep Other_E10 | F4 | Commercial | Lodging (ID) | New | Food Preparation | Natural Gas | Food Prep Other | E10 | Utility - Cost of Equipment | 0 | 0 | 0 | 0 | 0 | 0 | 0 | 0 | 0 | 0 | 0 | 0 | 0 | 0 | 0 | 0 | 0 | 0 | 0 | 0 | 0 | 0 | 0 | 0 | 0 | 0 | 0
F5_Commercial_Lodging (ID)_New_Food Preparation_Natural Gas_Food Prep Other_E1 | F5 | Commercial | Lodging (ID) | New | Food Preparation | Natural Gas | Food Prep Other | E1 | Utility - Cost of Operation | 0.010903 | 0.011155 | 0.011471 | 0.011845 | 0.012279 | 0.012827 | 0.013398 | 0.013967 | 0.014515 | 0.015072 | 0.015506 | 0.01591 | 0.016345 | 0.016769 | 0.017143 | 0.01749 | 0.017795 | 0.018095 | 0.018418 | 0.018731 | 0.019053 | 0.019389 | 0.019728 | 0.020079 | 0.020436 | 0.020799 | 0.021168
F5_Commercial_Lodging (ID)_New_Food Preparation_Natural Gas_Food Prep Other_E2 | F5 | Commercial | Lodging (ID) | New | Food Preparation | Natural Gas | Food Prep Other | E2 | Utility - Cost of Operation | 0.010903 | 0.011155 | 0.011471 | 0.011845 | 0.012279 | 0.012827 | 0.013398 | 0.013967 | 0.014515 | 0.015071 | 0.015506 | 0.015909 | 0.016345 | 0.016769 | 0.017143 | 0.017489 | 0.017795 | 0.018095 | 0.018418 | 0.018731 | 0.019053 | 0.019389 | 0.019728 | 0.020079 | 0.020436 | 0.020799 | 0.021168
F5_Commercial_Lodging (ID)_New_Food Preparation_Natural Gas_Food Prep Other_E3 | F5 | Commercial | Lodging (ID) | New | Food Preparation | Natural Gas | Food Prep Other | E3 | Utility - Cost of Operation | 0 | 0 | 0 | 0 | 0 | 0 | 0 | 0 | 0 | 0 | 0 | 0 | 0 | 0 | 0 | 0 | 0 | 0 | 0 | 0 | 0 | 0 | 0 | 0 | 0 | 0 | 0
F5_Commercial_Lodging (ID)_New_Food Preparation_Natural Gas_Food Prep Other_E4 | F5 | Commercial | Lodging (ID) | New | Food Preparation | Natural Gas | Food Prep Other | E4 | Utility - Cost of Operation | 0 | 0 | 0 | 0 | 0 | 0 | 0 | 0 | 0 | 0 | 0 | 0 | 0 | 0 | 0 | 0 | 0 | 0 | 0 | 0 | 0 | 0 | 0 | 0 | 0 | 0 | 0
F5_Commercial_Lodging (ID)_New_Food Preparation_Natural Gas_Food Prep Other_E5 | F5 | Commercial | Lodging (ID) | New | Food Preparation | Natural Gas | Food Prep Other | E5 | Utility - Cost of Operation | 0 | 0 | 0 | 0 | 0 | 0 | 0 | 0 | 0 | 0 | 0 | 0 | 0 | 0 | 0 | 0 | 0 | 0 | 0 | 0 | 0 | 0 | 0 | 0 | 0 | 0 | 0
F5_Commercial_Lodging (ID)_New_Food Preparation_Natural Gas_Food Prep Other_E6 | F5 | Commercial | Lodging (ID) | New | Food Preparation | Natural Gas | Food Prep Other | E6 | Utility - Cost of Operation | 0 | 0 | 0 | 0 | 0 | 0 | 0 | 0 | 0 | 0 | 0 | 0 | 0 | 0 | 0 | 0 | 0 | 0 | 0 | 0 | 0 | 0 | 0 | 0 | 0 | 0 | 0
F5_Commercial_Lodging (ID)_New_Food Preparation_Natural Gas_Food Prep Other_E7 | F5 | Commercial | Lodging (ID) | New | Food Preparation | Natural Gas | Food Prep Other | E7 | Utility - Cost of Operation | 0 | 0 | 0 | 0 | 0 | 0 | 0 | 0 | 0 | 0 | 0 | 0 | 0 | 0 | 0 | 0 | 0 | 0 | 0 | 0 | 0 | 0 | 0 | 0 | 0 | 0 | 0
F5_Commercial_Lodging (ID)_New_Food Preparation_Natural Gas_Food Prep Other_E8 | F5 | Commercial | Lodging (ID) | New | Food Preparation | Natural Gas | Food Prep Other | E8 | Utility - Cost of Operation | 0 | 0 | 0 | 0 | 0 | 0 | 0 | 0 | 0 | 0 | 0 | 0 | 0 | 0 | 0 | 0 | 0 | 0 | 0 | 0 | 0 | 0 | 0 | 0 | 0 | 0 | 0
F5_Commercial_Lodging (ID)_New_Food Preparation_Natural Gas_Food Prep Other_E9 | F5 | Commercial | Lodging (ID) | New | Food Preparation | Natural Gas | Food Prep Other | E9 | Utility - Cost of Operation | 0 | 0 | 0 | 0 | 0 | 0 | 0 | 0 | 0 | 0 | 0 | 0 | 0 | 0 | 0 | 0 | 0 | 0 | 0 | 0 | 0 | 0 | 0 | 0 | 0 | 0 | 0
F5_Commercial_Lodging (ID)_New_Food Preparation_Natural Gas_Food Prep Other_E10 | F5 | Commercial | Lodging (ID) | New | Food Preparation | Natural Gas | Food Prep Other | E10 | Utility - Cost of Operation | 0 | 0 | 0 | 0 | 0 | 0 | 0 | 0 | 0 | 0 | 0 | 0 | 0 | 0 | 0 | 0 | 0 | 0 | 0 | 0 | 0 | 0 | 0 | 0 | 0 | 0 | 0
F6_Commercial_Lodging (ID)_New_Food Preparation_Natural Gas_Food Prep Other_E1 | F6 | Commercial | Lodging (ID) | New | Food Preparation | Natural Gas | Food Prep Other | E1 | Utility - Value of Sales | 0.01297 | 0.013186 | 0.013449 | 0.013769 | 0.014149 | 0.014652 | 0.015168 | 0.015667 | 0.016126 | 0.016567 | 0.017021 | 0.017425 | 0.017847 | 0.018238 | 0.018566 | 0.018858 | 0.019096 | 0.019321 | 0.019563 | 0.019785 | 0.020006 | 0.020359 | 0.020715 | 0.021083 | 0.021457 | 0.021839 | 0.022227
F6_Commercial_Lodging (ID)_New_Food Preparation_Natural Gas_Food Prep Other_E2 | F6 | Commercial | Lodging (ID) | New | Food Preparation | Natural Gas | Food Prep Other | E2 | Utility - Value of Sales | 0.01297 | 0.013186 | 0.013449 | 0.013769 | 0.014149 | 0.014652 | 0.015168 | 0.015667 | 0.016126 | 0.016567 | 0.01702 | 0.017425 | 0.017847 | 0.018237 | 0.018566 | 0.018857 | 0.019096 | 0.019321 | 0.019563 | 0.019784 | 0.020006 | 0.020359 | 0.020715 | 0.021083 | 0.021457 | 0.021839 | 0.022227
F6_Commercial_Lodging (ID)_New_Food Preparation_Natural Gas_Food Prep Other_E3 | F6 | Commercial | Lodging (ID) | New | Food Preparation | Natural Gas | Food Prep Other | E3 | Utility - Value of Sales | 0 | 0 | 0 | 0 | 0 | 0 | 0 | 0 | 0 | 0 | 0 | 0 | 0 | 0 | 0 | 0 | 0 | 0 | 0 | 0 | 0 | 0 | 0 | 0 | 0 | 0 | 0
F6_Commercial_Lodging (ID)_New_Food Preparation_Natural Gas_Food Prep Other_E4 | F6 | Commercial | Lodging (ID) | New | Food Preparation | Natural Gas | Food Prep Other | E4 | Utility - Value of Sales | 0 | 0 | 0 | 0 | 0 | 0 | 0 | 0 | 0 | 0 | 0 | 0 | 0 | 0 | 0 | 0 | 0 | 0 | 0 | 0 | 0 | 0 | 0 | 0 | 0 | 0 | 0
F6_Commercial_Lodging (ID)_New_Food Preparation_Natural Gas_Food Prep Other_E5 | F6 | Commercial | Lodging (ID) | New | Food Preparation | Natural Gas | Food Prep Other | E5 | Utility - Value of Sales | 0 | 0 | 0 | 0 | 0 | 0 | 0 | 0 | 0 | 0 | 0 | 0 | 0 | 0 | 0 | 0 | 0 | 0 | 0 | 0 | 0 | 0 | 0 | 0 | 0 | 0 | 0
F6_Commercial_Lodging (ID)_New_Food Preparation_Natural Gas_Food Prep Other_E6 | F6 | Commercial | Lodging (ID) | New | Food Preparation | Natural Gas | Food Prep Other | E6 | Utility - Value of Sales | 0 | 0 | 0 | 0 | 0 | 0 | 0 | 0 | 0 | 0 | 0 | 0 | 0 | 0 | 0 | 0 | 0 | 0 | 0 | 0 | 0 | 0 | 0 | 0 | 0 | 0 | 0
F6_Commercial_Lodging (ID)_New_Food Preparation_Natural Gas_Food Prep Other_E7 | F6 | Commercial | Lodging (ID) | New | Food Preparation | Natural Gas | Food Prep Other | E7 | Utility - Value of Sales | 0 | 0 | 0 | 0 | 0 | 0 | 0 | 0 | 0 | 0 | 0 | 0 | 0 | 0 | 0 | 0 | 0 | 0 | 0 | 0 | 0 | 0 | 0 | 0 | 0 | 0 | 0
F6_Commercial_Lodging (ID)_New_Food Preparation_Natural Gas_Food Prep Other_E8 | F6 | Commercial | Lodging (ID) | New | Food Preparation | Natural Gas | Food Prep Other | E8 | Utility - Value of Sales | 0 | 0 | 0 | 0 | 0 | 0 | 0 | 0 | 0 | 0 | 0 | 0 | 0 | 0 | 0 | 0 | 0 | 0 | 0 | 0 | 0 | 0 | 0 | 0 | 0 | 0 | 0
F6_Commercial_Lodging (ID)_New_Food Preparation_Natural Gas_Food Prep Other_E9 | F6 | Commercial | Lodging (ID) | New | Food Preparation | Natural Gas | Food Prep Other | E9 | Utility - Value of Sales | 0 | 0 | 0 | 0 | 0 | 0 | 0 | 0 | 0 | 0 | 0 | 0 | 0 | 0 | 0 | 0 | 0 | 0 | 0 | 0 | 0 | 0 | 0 | 0 | 0 | 0 | 0
F6_Commercial_Lodging (ID)_New_Food Preparation_Natural Gas_Food Prep Other_E10 | F6 | Commercial | Lodging (ID) | New | Food Preparation | Natural Gas | Food Prep Other | E10 | Utility - Value of Sales | 0 | 0 | 0 | 0 | 0 | 0 | 0 | 0 | 0 | 0 | 0 | 0 | 0 | 0 | 0 | 0 | 0 | 0 | 0 | 0 | 0 | 0 | 0 | 0 | 0 | 0 | 0
F1_Commercial_Lodging (ID)_New_Miscellaneous_Natural Gas_Pool Heater_E1 | F1 | Commercial | Lodging (ID) | New | Miscellaneous | Natural Gas | Pool Heater | E1 | RVT - Cost of Equipment | 0.00014712 | 0.00014712 | 0.00014712 | 0.00014712 | 0.00014712 | 0.00014712 | 0.00014712 | 0.00014712 | 0.00014712 | 0.00014712 | 0.00014712 | 0.00014712 | 0.00014712 | 0.00014712 | 0.00014712 | 0.00014712 | 0.00014712 | 0.00014712 | 0.00014712 | 0.00014712 | 0.00014712 | 0.00014712 | 0.00014712 | 0.00014712 | 0.00014712 | 0.00014712 | 0.00014712
F1_Commercial_Lodging (ID)_New_Miscellaneous_Natural Gas_Pool Heater_E2 | F1 | Commercial | Lodging (ID) | New | Miscellaneous | Natural Gas | Pool Heater | E2 | RVT - Cost of Equipment | 0.00024089 | 0.00024089 | 0.00024089 | 0.00024089 | 0.00024089 | 0.00024089 | 0.00024089 | 0.00024089 | 0.00024089 | 0.00024089 | 0.00024089 | 0.00024089 | 0.00024089 | 0.00024089 | 0.00024089 | 0.00024089 | 0.00024089 | 0.00024089 | 0.00024089 | 0.00024089 | 0.00024089 | 0.00024089 | 0.00024089 | 0.00024089 | 0.00024089 | 0.00024089 | 0.00024089
F1_Commercial_Lodging (ID)_New_Miscellaneous_Natural Gas_Pool Heater_E3 | F1 | Commercial | Lodging (ID) | New | Miscellaneous | Natural Gas | Pool Heater | E3 | RVT - Cost of Equipment | 0 | 0 | 0 | 0 | 0 | 0 | 0 | 0 | 0 | 0 | 0 | 0 | 0 | 0 | 0 | 0 | 0 | 0 | 0 | 0 | 0 | 0 | 0 | 0 | 0 | 0 | 0
F1_Commercial_Lodging (ID)_New_Miscellaneous_Natural Gas_Pool Heater_E4 | F1 | Commercial | Lodging (ID) | New | Miscellaneous | Natural Gas | Pool Heater | E4 | RVT - Cost of Equipment | 0 | 0 | 0 | 0 | 0 | 0 | 0 | 0 | 0 | 0 | 0 | 0 | 0 | 0 | 0 | 0 | 0 | 0 | 0 | 0 | 0 | 0 | 0 | 0 | 0 | 0 | 0
F1_Commercial_Lodging (ID)_New_Miscellaneous_Natural Gas_Pool Heater_E5 | F1 | Commercial | Lodging (ID) | New | Miscellaneous | Natural Gas | Pool Heater | E5 | RVT - Cost of Equipment | 0 | 0 | 0 | 0 | 0 | 0 | 0 | 0 | 0 | 0 | 0 | 0 | 0 | 0 | 0 | 0 | 0 | 0 | 0 | 0 | 0 | 0 | 0 | 0 | 0 | 0 | 0
F1_Commercial_Lodging (ID)_New_Miscellaneous_Natural Gas_Pool Heater_E6 | F1 | Commercial | Lodging (ID) | New | Miscellaneous | Natural Gas | Pool Heater | E6 | RVT - Cost of Equipment | 0 | 0 | 0 | 0 | 0 | 0 | 0 | 0 | 0 | 0 | 0 | 0 | 0 | 0 | 0 | 0 | 0 | 0 | 0 | 0 | 0 | 0 | 0 | 0 | 0 | 0 | 0
F1_Commercial_Lodging (ID)_New_Miscellaneous_Natural Gas_Pool Heater_E7 | F1 | Commercial | Lodging (ID) | New | Miscellaneous | Natural Gas | Pool Heater | E7 | RVT - Cost of Equipment | 0 | 0 | 0 | 0 | 0 | 0 | 0 | 0 | 0 | 0 | 0 | 0 | 0 | 0 | 0 | 0 | 0 | 0 | 0 | 0 | 0 | 0 | 0 | 0 | 0 | 0 | 0
F1_Commercial_Lodging (ID)_New_Miscellaneous_Natural Gas_Pool Heater_E8 | F1 | Commercial | Lodging (ID) | New | Miscellaneous | Natural Gas | Pool Heater | E8 | RVT - Cost of Equipment | 0 | 0 | 0 | 0 | 0 | 0 | 0 | 0 | 0 | 0 | 0 | 0 | 0 | 0 | 0 | 0 | 0 | 0 | 0 | 0 | 0 | 0 | 0 | 0 | 0 | 0 | 0
F1_Commercial_Lodging (ID)_New_Miscellaneous_Natural Gas_Pool Heater_E9 | F1 | Commercial | Lodging (ID) | New | Miscellaneous | Natural Gas | Pool Heater | E9 | RVT - Cost of Equipment | 0 | 0 | 0 | 0 | 0 | 0 | 0 | 0 | 0 | 0 | 0 | 0 | 0 | 0 | 0 | 0 | 0 | 0 | 0 | 0 | 0 | 0 | 0 | 0 | 0 | 0 | 0
F1_Commercial_Lodging (ID)_New_Miscellaneous_Natural Gas_Pool Heater_E10 | F1 | Commercial | Lodging (ID) | New | Miscellaneous | Natural Gas | Pool Heater | E10 | RVT - Cost of Equipment | 0 | 0 | 0 | 0 | 0 | 0 | 0 | 0 | 0 | 0 | 0 | 0 | 0 | 0 | 0 | 0 | 0 | 0 | 0 | 0 | 0 | 0 | 0 | 0 | 0 | 0 | 0
F2_Commercial_Lodging (ID)_New_Miscellaneous_Natural Gas_Pool Heater_E1 | F2 | Commercial | Lodging (ID) | New | Miscellaneous | Natural Gas | Pool Heater | E1 | RVT - Cost of Operation | 0.002241 | 0.002258 | 0.0022886 | 0.002335 | 0.0023958 | 0.0024844 | 0.0025737 | 0.0026595 | 0.0027368 | 0.0028181 | 0.0029113 | 0.0029988 | 0.0030977 | 0.0031892 | 0.0032607 | 0.0033187 | 0.0033578 | 0.0033875 | 0.003421 | 0.0034484 | 0.0034752 | 0.0035363 | 0.0035976 | 0.0036615 | 0.0037266 | 0.0037928 | 0.0038602
F2_Commercial_Lodging (ID)_New_Miscellaneous_Natural Gas_Pool Heater_E2 | F2 | Commercial | Lodging (ID) | New | Miscellaneous | Natural Gas | Pool Heater | E2 | RVT - Cost of Operation | 0.0019048 | 0.0019193 | 0.0019453 | 0.0019847 | 0.0020364 | 0.0021117 | 0.0021877 | 0.0022606 | 0.0023263 | 0.0023954 | 0.0024746 | 0.002549 | 0.0026331 | 0.0027108 | 0.0027716 | 0.0028209 | 0.0028541 | 0.0028794 | 0.0029078 | 0.0029311 | 0.002954 | 0.0030058 | 0.003058 | 0.0031123 | 0.0031676 | 0.0032239 | 0.0032811
F2_Commercial_Lodging (ID)_New_Miscellaneous_Natural Gas_Pool Heater_E3 | F2 | Commercial | Lodging (ID) | New | Miscellaneous | Natural Gas | Pool Heater | E3 | RVT - Cost of Operation | 0 | 0 | 0 | 0 | 0 | 0 | 0 | 0 | 0 | 0 | 0 | 0 | 0 | 0 | 0 | 0 | 0 | 0 | 0 | 0 | 0 | 0 | 0 | 0 | 0 | 0 | 0
F2_Commercial_Lodging (ID)_New_Miscellaneous_Natural Gas_Pool Heater_E4 | F2 | Commercial | Lodging (ID) | New | Miscellaneous | Natural Gas | Pool Heater | E4 | RVT - Cost of Operation | 0 | 0 | 0 | 0 | 0 | 0 | 0 | 0 | 0 | 0 | 0 | 0 | 0 | 0 | 0 | 0 | 0 | 0 | 0 | 0 | 0 | 0 | 0 | 0 | 0 | 0 | 0
F2_Commercial_Lodging (ID)_New_Miscellaneous_Natural Gas_Pool Heater_E5 | F2 | Commercial | Lodging (ID) | New | Miscellaneous | Natural Gas | Pool Heater | E5 | RVT - Cost of Operation | 0 | 0 | 0 | 0 | 0 | 0 | 0 | 0 | 0 | 0 | 0 | 0 | 0 | 0 | 0 | 0 | 0 | 0 | 0 | 0 | 0 | 0 | 0 | 0 | 0 | 0 | 0
F2_Commercial_Lodging (ID)_New_Miscellaneous_Natural Gas_Pool Heater_E6 | F2 | Commercial | Lodging (ID) | New | Miscellaneous | Natural Gas | Pool Heater | E6 | RVT - Cost of Operation | 0 | 0 | 0 | 0 | 0 | 0 | 0 | 0 | 0 | 0 | 0 | 0 | 0 | 0 | 0 | 0 | 0 | 0 | 0 | 0 | 0 | 0 | 0 | 0 | 0 | 0 | 0
F2_Commercial_Lodging (ID)_New_Miscellaneous_Natural Gas_Pool Heater_E7 | F2 | Commercial | Lodging (ID) | New | Miscellaneous | Natural Gas | Pool Heater | E7 | RVT - Cost of Operation | 0 | 0 | 0 | 0 | 0 | 0 | 0 | 0 | 0 | 0 | 0 | 0 | 0 | 0 | 0 | 0 | 0 | 0 | 0 | 0 | 0 | 0 | 0 | 0 | 0 | 0 | 0
F2_Commercial_Lodging (ID)_New_Miscellaneous_Natural Gas_Pool Heater_E8 | F2 | Commercial | Lodging (ID) | New | Miscellaneous | Natural Gas | Pool Heater | E8 | RVT - Cost of Operation | 0 | 0 | 0 | 0 | 0 | 0 | 0 | 0 | 0 | 0 | 0 | 0 | 0 | 0 | 0 | 0 | 0 | 0 | 0 | 0 | 0 | 0 | 0 | 0 | 0 | 0 | 0
F2_Commercial_Lodging (ID)_New_Miscellaneous_Natural Gas_Pool Heater_E9 | F2 | Commercial | Lodging (ID) | New | Miscellaneous | Natural Gas | Pool Heater | E9 | RVT - Cost of Operation | 0 | 0 | 0 | 0 | 0 | 0 | 0 | 0 | 0 | 0 | 0 | 0 | 0 | 0 | 0 | 0 | 0 | 0 | 0 | 0 | 0 | 0 | 0 | 0 | 0 | 0 | 0
F2_Commercial_Lodging (ID)_New_Miscellaneous_Natural Gas_Pool Heater_E10 | F2 | Commercial | Lodging (ID) | New | Miscellaneous | Natural Gas | Pool Heater | E10 | RVT - Cost of Operation | 0 | 0 | 0 | 0 | 0 | 0 | 0 | 0 | 0 | 0 | 0 | 0 | 0 | 0 | 0 | 0 | 0 | 0 | 0 | 0 | 0 | 0 | 0 | 0 | 0 | 0 | 0
F3_Commercial_Lodging (ID)_New_Miscellaneous_Natural Gas_Pool Heater_E1 | F3 | Commercial | Lodging (ID) | New | Miscellaneous | Natural Gas | Pool Heater | E1 | System - kBTUs of Consumption | 0.56436 | 0.56436 | 0.56436 | 0.56436 | 0.56436 | 0.56436 | 0.56436 | 0.56436 | 0.56436 | 0.56436 | 0.56436 | 0.56436 | 0.56436 | 0.56436 | 0.56436 | 0.56436 | 0.56436 | 0.56436 | 0.56436 | 0.56436 | 0.56436 | 0.56436 | 0.56436 | 0.56436 | 0.56436 | 0.56436 | 0.56436
F3_Commercial_Lodging (ID)_New_Miscellaneous_Natural Gas_Pool Heater_E2 | F3 | Commercial | Lodging (ID) | New | Miscellaneous | Natural Gas | Pool Heater | E2 | System - kBTUs of Consumption | 0.47971 | 0.47971 | 0.47971 | 0.47971 | 0.47971 | 0.47971 | 0.47971 | 0.47971 | 0.47971 | 0.47971 | 0.47971 | 0.47971 | 0.47971 | 0.47971 | 0.47971 | 0.47971 | 0.47971 | 0.47971 | 0.47971 | 0.47971 | 0.47971 | 0.47971 | 0.47971 | 0.47971 | 0.47971 | 0.47971 | 0.47971
F3_Commercial_Lodging (ID)_New_Miscellaneous_Natural Gas_Pool Heater_E3 | F3 | Commercial | Lodging (ID) | New | Miscellaneous | Natural Gas | Pool Heater | E3 | System - kBTUs of Consumption | 0 | 0 | 0 | 0 | 0 | 0 | 0 | 0 | 0 | 0 | 0 | 0 | 0 | 0 | 0 | 0 | 0 | 0 | 0 | 0 | 0 | 0 | 0 | 0 | 0 | 0 | 0
F3_Commercial_Lodging (ID)_New_Miscellaneous_Natural Gas_Pool Heater_E4 | F3 | Commercial | Lodging (ID) | New | Miscellaneous | Natural Gas | Pool Heater | E4 | System - kBTUs of Consumption | 0 | 0 | 0 | 0 | 0 | 0 | 0 | 0 | 0 | 0 | 0 | 0 | 0 | 0 | 0 | 0 | 0 | 0 | 0 | 0 | 0 | 0 | 0 | 0 | 0 | 0 | 0
F3_Commercial_Lodging (ID)_New_Miscellaneous_Natural Gas_Pool Heater_E5 | F3 | Commercial | Lodging (ID) | New | Miscellaneous | Natural Gas | Pool Heater | E5 | System - kBTUs of Consumption | 0 | 0 | 0 | 0 | 0 | 0 | 0 | 0 | 0 | 0 | 0 | 0 | 0 | 0 | 0 | 0 | 0 | 0 | 0 | 0 | 0 | 0 | 0 | 0 | 0 | 0 | 0
F3_Commercial_Lodging (ID)_New_Miscellaneous_Natural Gas_Pool Heater_E6 | F3 | Commercial | Lodging (ID) | New | Miscellaneous | Natural Gas | Pool Heater | E6 | System - kBTUs of Consumption | 0 | 0 | 0 | 0 | 0 | 0 | 0 | 0 | 0 | 0 | 0 | 0 | 0 | 0 | 0 | 0 | 0 | 0 | 0 | 0 | 0 | 0 | 0 | 0 | 0 | 0 | 0
F3_Commercial_Lodging (ID)_New_Miscellaneous_Natural Gas_Pool Heater_E7 | F3 | Commercial | Lodging (ID) | New | Miscellaneous | Natural Gas | Pool Heater | E7 | System - kBTUs of Consumption | 0 | 0 | 0 | 0 | 0 | 0 | 0 | 0 | 0 | 0 | 0 | 0 | 0 | 0 | 0 | 0 | 0 | 0 | 0 | 0 | 0 | 0 | 0 | 0 | 0 | 0 | 0
F3_Commercial_Lodging (ID)_New_Miscellaneous_Natural Gas_Pool Heater_E8 | F3 | Commercial | Lodging (ID) | New | Miscellaneous | Natural Gas | Pool Heater | E8 | System - kBTUs of Consumption | 0 | 0 | 0 | 0 | 0 | 0 | 0 | 0 | 0 | 0 | 0 | 0 | 0 | 0 | 0 | 0 | 0 | 0 | 0 | 0 | 0 | 0 | 0 | 0 | 0 | 0 | 0
F3_Commercial_Lodging (ID)_New_Miscellaneous_Natural Gas_Pool Heater_E9 | F3 | Commercial | Lodging (ID) | New | Miscellaneous | Natural Gas | Pool Heater | E9 | System - kBTUs of Consumption | 0 | 0 | 0 | 0 | 0 | 0 | 0 | 0 | 0 | 0 | 0 | 0 | 0 | 0 | 0 | 0 | 0 | 0 | 0 | 0 | 0 | 0 | 0 | 0 | 0 | 0 | 0
F3_Commercial_Lodging (ID)_New_Miscellaneous_Natural Gas_Pool Heater_E10 | F3 | Commercial | Lodging (ID) | New | Miscellaneous | Natural Gas | Pool Heater | E10 | System - kBTUs of Consumption | 0 | 0 | 0 | 0 | 0 | 0 | 0 | 0 | 0 | 0 | 0 | 0 | 0 | 0 | 0 | 0 | 0 | 0 | 0 | 0 | 0 | 0 | 0 | 0 | 0 | 0 | 0
F4_Commercial_Lodging (ID)_New_Miscellaneous_Natural Gas_Pool Heater_E1 | F4 | Commercial | Lodging (ID) | New | Miscellaneous | Natural Gas | Pool Heater | E1 | Utility - Cost of Equipment | 0.00014712 | 0.00014712 | 0.00014712 | 0.00014712 | 0.00014712 | 0.00014712 | 0.00014712 | 0.00014712 | 0.00014712 | 0.00014712 | 0.00014712 | 0.00014712 | 0.00014712 | 0.00014712 | 0.00014712 | 0.00014712 | 0.00014712 | 0.00014712 | 0.00014712 | 0.00014712 | 0.00014712 | 0.00014712 | 0.00014712 | 0.00014712 | 0.00014712 | 0.00014712 | 0.00014712
F4_Commercial_Lodging (ID)_New_Miscellaneous_Natural Gas_Pool Heater_E2 | F4 | Commercial | Lodging (ID) | New | Miscellaneous | Natural Gas | Pool Heater | E2 | Utility - Cost of Equipment | 0.00024089 | 0.00024089 | 0.00024089 | 0.00024089 | 0.00024089 | 0.00024089 | 0.00024089 | 0.00024089 | 0.00024089 | 0.00024089 | 0.00024089 | 0.00024089 | 0.00024089 | 0.00024089 | 0.00024089 | 0.00024089 | 0.00024089 | 0.00024089 | 0.00024089 | 0.00024089 | 0.00024089 | 0.00024089 | 0.00024089 | 0.00024089 | 0.00024089 | 0.00024089 | 0.00024089
F4_Commercial_Lodging (ID)_New_Miscellaneous_Natural Gas_Pool Heater_E3 | F4 | Commercial | Lodging (ID) | New | Miscellaneous | Natural Gas | Pool Heater | E3 | Utility - Cost of Equipment | 0 | 0 | 0 | 0 | 0 | 0 | 0 | 0 | 0 | 0 | 0 | 0 | 0 | 0 | 0 | 0 | 0 | 0 | 0 | 0 | 0 | 0 | 0 | 0 | 0 | 0 | 0
F4_Commercial_Lodging (ID)_New_Miscellaneous_Natural Gas_Pool Heater_E4 | F4 | Commercial | Lodging (ID) | New | Miscellaneous | Natural Gas | Pool Heater | E4 | Utility - Cost of Equipment | 0 | 0 | 0 | 0 | 0 | 0 | 0 | 0 | 0 | 0 | 0 | 0 | 0 | 0 | 0 | 0 | 0 | 0 | 0 | 0 | 0 | 0 | 0 | 0 | 0 | 0 | 0
F4_Commercial_Lodging (ID)_New_Miscellaneous_Natural Gas_Pool Heater_E5 | F4 | Commercial | Lodging (ID) | New | Miscellaneous | Natural Gas | Pool Heater | E5 | Utility - Cost of Equipment | 0 | 0 | 0 | 0 | 0 | 0 | 0 | 0 | 0 | 0 | 0 | 0 | 0 | 0 | 0 | 0 | 0 | 0 | 0 | 0 | 0 | 0 | 0 | 0 | 0 | 0 | 0
F4_Commercial_Lodging (ID)_New_Miscellaneous_Natural Gas_Pool Heater_E6 | F4 | Commercial | Lodging (ID) | New | Miscellaneous | Natural Gas | Pool Heater | E6 | Utility - Cost of Equipment | 0 | 0 | 0 | 0 | 0 | 0 | 0 | 0 | 0 | 0 | 0 | 0 | 0 | 0 | 0 | 0 | 0 | 0 | 0 | 0 | 0 | 0 | 0 | 0 | 0 | 0 | 0
F4_Commercial_Lodging (ID)_New_Miscellaneous_Natural Gas_Pool Heater_E7 | F4 | Commercial | Lodging (ID) | New | Miscellaneous | Natural Gas | Pool Heater | E7 | Utility - Cost of Equipment | 0 | 0 | 0 | 0 | 0 | 0 | 0 | 0 | 0 | 0 | 0 | 0 | 0 | 0 | 0 | 0 | 0 | 0 | 0 | 0 | 0 | 0 | 0 | 0 | 0 | 0 | 0
F4_Commercial_Lodging (ID)_New_Miscellaneous_Natural Gas_Pool Heater_E8 | F4 | Commercial | Lodging (ID) | New | Miscellaneous | Natural Gas | Pool Heater | E8 | Utility - Cost of Equipment | 0 | 0 | 0 | 0 | 0 | 0 | 0 | 0 | 0 | 0 | 0 | 0 | 0 | 0 | 0 | 0 | 0 | 0 | 0 | 0 | 0 | 0 | 0 | 0 | 0 | 0 | 0
F4_Commercial_Lodging (ID)_New_Miscellaneous_Natural Gas_Pool Heater_E9 | F4 | Commercial | Lodging (ID) | New | Miscellaneous | Natural Gas | Pool Heater | E9 | Utility - Cost of Equipment | 0 | 0 | 0 | 0 | 0 | 0 | 0 | 0 | 0 | 0 | 0 | 0 | 0 | 0 | 0 | 0 | 0 | 0 | 0 | 0 | 0 | 0 | 0 | 0 | 0 | 0 | 0
F4_Commercial_Lodging (ID)_New_Miscellaneous_Natural Gas_Pool Heater_E10 | F4 | Commercial | Lodging (ID) | New | Miscellaneous | Natural Gas | Pool Heater | E10 | Utility - Cost of Equipment | 0 | 0 | 0 | 0 | 0 | 0 | 0 | 0 | 0 | 0 | 0 | 0 | 0 | 0 | 0 | 0 | 0 | 0 | 0 | 0 | 0 | 0 | 0 | 0 | 0 | 0 | 0
F5_Commercial_Lodging (ID)_New_Miscellaneous_Natural Gas_Pool Heater_E1 | F5 | Commercial | Lodging (ID) | New | Miscellaneous | Natural Gas | Pool Heater | E1 | Utility - Cost of Operation | 0.0018675 | 0.0018816 | 0.0019121 | 0.0019613 | 0.0020293 | 0.0021279 | 0.0022361 | 0.0023446 | 0.0024496 | 0.0025619 | 0.0026467 | 0.0027262 | 0.0028161 | 0.0029029 | 0.0029755 | 0.0030407 | 0.0030941 | 0.0031451 | 0.0032016 | 0.0032548 | 0.0033098 | 0.0033679 | 0.0034263 | 0.0034872 | 0.0035491 | 0.0036122 | 0.0036763
F5_Commercial_Lodging (ID)_New_Miscellaneous_Natural Gas_Pool Heater_E2 | F5 | Commercial | Lodging (ID) | New | Miscellaneous | Natural Gas | Pool Heater | E2 | Utility - Cost of Operation | 0.0015873 | 0.0015994 | 0.0016253 | 0.0016671 | 0.0017249 | 0.0018087 | 0.0019007 | 0.0019929 | 0.0020821 | 0.0021776 | 0.0022497 | 0.0023173 | 0.0023937 | 0.0024674 | 0.0025292 | 0.0025846 | 0.00263 | 0.0026734 | 0.0027214 | 0.0027665 | 0.0028133 | 0.0028627 | 0.0029123 | 0.0029641 | 0.0030167 | 0.0030703 | 0.0031249
F5_Commercial_Lodging (ID)_New_Miscellaneous_Natural Gas_Pool Heater_E3 | F5 | Commercial | Lodging (ID) | New | Miscellaneous | Natural Gas | Pool Heater | E3 | Utility - Cost of Operation | 0 | 0 | 0 | 0 | 0 | 0 | 0 | 0 | 0 | 0 | 0 | 0 | 0 | 0 | 0 | 0 | 0 | 0 | 0 | 0 | 0 | 0 | 0 | 0 | 0 | 0 | 0
F5_Commercial_Lodging (ID)_New_Miscellaneous_Natural Gas_Pool Heater_E4 | F5 | Commercial | Lodging (ID) | New | Miscellaneous | Natural Gas | Pool Heater | E4 | Utility - Cost of Operation | 0 | 0 | 0 | 0 | 0 | 0 | 0 | 0 | 0 | 0 | 0 | 0 | 0 | 0 | 0 | 0 | 0 | 0 | 0 | 0 | 0 | 0 | 0 | 0 | 0 | 0 | 0
F5_Commercial_Lodging (ID)_New_Miscellaneous_Natural Gas_Pool Heater_E5 | F5 | Commercial | Lodging (ID) | New | Miscellaneous | Natural Gas | Pool Heater | E5 | Utility - Cost of Operation | 0 | 0 | 0 | 0 | 0 | 0 | 0 | 0 | 0 | 0 | 0 | 0 | 0 | 0 | 0 | 0 | 0 | 0 | 0 | 0 | 0 | 0 | 0 | 0 | 0 | 0 | 0
F5_Commercial_Lodging (ID)_New_Miscellaneous_Natural Gas_Pool Heater_E6 | F5 | Commercial | Lodging (ID) | New | Miscellaneous | Natural Gas | Pool Heater | E6 | Utility - Cost of Operation | 0 | 0 | 0 | 0 | 0 | 0 | 0 | 0 | 0 | 0 | 0 | 0 | 0 | 0 | 0 | 0 | 0 | 0 | 0 | 0 | 0 | 0 | 0 | 0 | 0 | 0 | 0
F5_Commercial_Lodging (ID)_New_Miscellaneous_Natural Gas_Pool Heater_E7 | F5 | Commercial | Lodging (ID) | New | Miscellaneous | Natural Gas | Pool Heater | E7 | Utility - Cost of Operation | 0 | 0 | 0 | 0 | 0 | 0 | 0 | 0 | 0 | 0 | 0 | 0 | 0 | 0 | 0 | 0 | 0 | 0 | 0 | 0 | 0 | 0 | 0 | 0 | 0 | 0 | 0
F5_Commercial_Lodging (ID)_New_Miscellaneous_Natural Gas_Pool Heater_E8 | F5 | Commercial | Lodging (ID) | New | Miscellaneous | Natural Gas | Pool Heater | E8 | Utility - Cost of Operation | 0 | 0 | 0 | 0 | 0 | 0 | 0 | 0 | 0 | 0 | 0 | 0 | 0 | 0 | 0 | 0 | 0 | 0 | 0 | 0 | 0 | 0 | 0 | 0 | 0 | 0 | 0
F5_Commercial_Lodging (ID)_New_Miscellaneous_Natural Gas_Pool Heater_E9 | F5 | Commercial | Lodging (ID) | New | Miscellaneous | Natural Gas | Pool Heater | E9 | Utility - Cost of Operation | 0 | 0 | 0 | 0 | 0 | 0 | 0 | 0 | 0 | 0 | 0 | 0 | 0 | 0 | 0 | 0 | 0 | 0 | 0 | 0 | 0 | 0 | 0 | 0 | 0 | 0 | 0
F5_Commercial_Lodging (ID)_New_Miscellaneous_Natural Gas_Pool Heater_E10 | F5 | Commercial | Lodging (ID) | New | Miscellaneous | Natural Gas | Pool Heater | E10 | Utility - Cost of Operation | 0 | 0 | 0 | 0 | 0 | 0 | 0 | 0 | 0 | 0 | 0 | 0 | 0 | 0 | 0 | 0 | 0 | 0 | 0 | 0 | 0 | 0 | 0 | 0 | 0 | 0 | 0
F6_Commercial_Lodging (ID)_New_Miscellaneous_Natural Gas_Pool Heater_E1 | F6 | Commercial | Lodging (ID) | New | Miscellaneous | Natural Gas | Pool Heater | E1 | Utility - Value of Sales | 0.002241 | 0.002258 | 0.0022886 | 0.002335 | 0.0023958 | 0.0024844 | 0.0025737 | 0.0026595 | 0.0027368 | 0.0028181 | 0.0029113 | 0.0029988 | 0.0030977 | 0.0031892 | 0.0032607 | 0.0033187 | 0.0033578 | 0.0033875 | 0.003421 | 0.0034484 | 0.0034752 | 0.0035363 | 0.0035976 | 0.0036615 | 0.0037266 | 0.0037928 | 0.0038602
F6_Commercial_Lodging (ID)_New_Miscellaneous_Natural Gas_Pool Heater_E2 | F6 | Commercial | Lodging (ID) | New | Miscellaneous | Natural Gas | Pool Heater | E2 | Utility - Value of Sales | 0.0019048 | 0.0019193 | 0.0019453 | 0.0019847 | 0.0020364 | 0.0021117 | 0.0021877 | 0.0022606 | 0.0023263 | 0.0023954 | 0.0024746 | 0.002549 | 0.0026331 | 0.0027108 | 0.0027716 | 0.0028209 | 0.0028541 | 0.0028794 | 0.0029078 | 0.0029311 | 0.002954 | 0.0030058 | 0.003058 | 0.0031123 | 0.0031676 | 0.0032239 | 0.0032811
F6_Commercial_Lodging (ID)_New_Miscellaneous_Natural Gas_Pool Heater_E3 | F6 | Commercial | Lodging (ID) | New | Miscellaneous | Natural Gas | Pool Heater | E3 | Utility - Value of Sales | 0 | 0 | 0 | 0 | 0 | 0 | 0 | 0 | 0 | 0 | 0 | 0 | 0 | 0 | 0 | 0 | 0 | 0 | 0 | 0 | 0 | 0 | 0 | 0 | 0 | 0 | 0
F6_Commercial_Lodging (ID)_New_Miscellaneous_Natural Gas_Pool Heater_E4 | F6 | Commercial | Lodging (ID) | New | Miscellaneous | Natural Gas | Pool Heater | E4 | Utility - Value of Sales | 0 | 0 | 0 | 0 | 0 | 0 | 0 | 0 | 0 | 0 | 0 | 0 | 0 | 0 | 0 | 0 | 0 | 0 | 0 | 0 | 0 | 0 | 0 | 0 | 0 | 0 | 0
F6_Commercial_Lodging (ID)_New_Miscellaneous_Natural Gas_Pool Heater_E5 | F6 | Commercial | Lodging (ID) | New | Miscellaneous | Natural Gas | Pool Heater | E5 | Utility - Value of Sales | 0 | 0 | 0 | 0 | 0 | 0 | 0 | 0 | 0 | 0 | 0 | 0 | 0 | 0 | 0 | 0 | 0 | 0 | 0 | 0 | 0 | 0 | 0 | 0 | 0 | 0 | 0
F6_Commercial_Lodging (ID)_New_Miscellaneous_Natural Gas_Pool Heater_E6 | F6 | Commercial | Lodging (ID) | New | Miscellaneous | Natural Gas | Pool Heater | E6 | Utility - Value of Sales | 0 | 0 | 0 | 0 | 0 | 0 | 0 | 0 | 0 | 0 | 0 | 0 | 0 | 0 | 0 | 0 | 0 | 0 | 0 | 0 | 0 | 0 | 0 | 0 | 0 | 0 | 0
F6_Commercial_Lodging (ID)_New_Miscellaneous_Natural Gas_Pool Heater_E7 | F6 | Commercial | Lodging (ID) | New | Miscellaneous | Natural Gas | Pool Heater | E7 | Utility - Value of Sales | 0 | 0 | 0 | 0 | 0 | 0 | 0 | 0 | 0 | 0 | 0 | 0 | 0 | 0 | 0 | 0 | 0 | 0 | 0 | 0 | 0 | 0 | 0 | 0 | 0 | 0 | 0
F6_Commercial_Lodging (ID)_New_Miscellaneous_Natural Gas_Pool Heater_E8 | F6 | Commercial | Lodging (ID) | New | Miscellaneous | Natural Gas | Pool Heater | E8 | Utility - Value of Sales | 0 | 0 | 0 | 0 | 0 | 0 | 0 | 0 | 0 | 0 | 0 | 0 | 0 | 0 | 0 | 0 | 0 | 0 | 0 | 0 | 0 | 0 | 0 | 0 | 0 | 0 | 0
F6_Commercial_Lodging (ID)_New_Miscellaneous_Natural Gas_Pool Heater_E9 | F6 | Commercial | Lodging (ID) | New | Miscellaneous | Natural Gas | Pool Heater | E9 | Utility - Value of Sales | 0 | 0 | 0 | 0 | 0 | 0 | 0 | 0 | 0 | 0 | 0 | 0 | 0 | 0 | 0 | 0 | 0 | 0 | 0 | 0 | 0 | 0 | 0 | 0 | 0 | 0 | 0
F6_Commercial_Lodging (ID)_New_Miscellaneous_Natural Gas_Pool Heater_E10 | F6 | Commercial | Lodging (ID) | New | Miscellaneous | Natural Gas | Pool Heater | E10 | Utility - Value of Sales | 0 | 0 | 0 | 0 | 0 | 0 | 0 | 0 | 0 | 0 | 0 | 0 | 0 | 0 | 0 | 0 | 0 | 0 | 0 | 0 | 0 | 0 | 0 | 0 | 0 | 0 | 0
F1_Commercial_Lodging (ID)_New_Miscellaneous_Natural Gas_Miscellaneous_E1 | F1 | Commercial | Lodging (ID) | New | Miscellaneous | Natural Gas | Miscellaneous | E1 | RVT - Cost of Equipment | 0.24753 | 0.24753 | 0.24753 | 0.24753 | 0.24753 | 0.24753 | 0.24753 | 0.24753 | 0.24753 | 0.24753 | 0.24753 | 0.24753 | 0.24753 | 0.24753 | 0.24753 | 0.24753 | 0.24753 | 0.24753 | 0.24753 | 0.24753 | 0.24753 | 0.24753 | 0.24753 | 0.24753 | 0.24753 | 0.24753 | 0.24753
F1_Commercial_Lodging (ID)_New_Miscellaneous_Natural Gas_Miscellaneous_E2 | F1 | Commercial | Lodging (ID) | New | Miscellaneous | Natural Gas | Miscellaneous | E2 | RVT - Cost of Equipment | 0 | 0 | 0 | 0 | 0 | 0 | 0 | 0 | 0 | 0 | 0 | 0 | 0 | 0 | 0 | 0 | 0 | 0 | 0 | 0 | 0 | 0 | 0 | 0 | 0 | 0 | 0
F1_Commercial_Lodging (ID)_New_Miscellaneous_Natural Gas_Miscellaneous_E3 | F1 | Commercial | Lodging (ID) | New | Miscellaneous | Natural Gas | Miscellaneous | E3 | RVT - Cost of Equipment | 0 | 0 | 0 | 0 | 0 | 0 | 0 | 0 | 0 | 0 | 0 | 0 | 0 | 0 | 0 | 0 | 0 | 0 | 0 | 0 | 0 | 0 | 0 | 0 | 0 | 0 | 0
F1_Commercial_Lodging (ID)_New_Miscellaneous_Natural Gas_Miscellaneous_E4 | F1 | Commercial | Lodging (ID) | New | Miscellaneous | Natural Gas | Miscellaneous | E4 | RVT - Cost of Equipment | 0 | 0 | 0 | 0 | 0 | 0 | 0 | 0 | 0 | 0 | 0 | 0 | 0 | 0 | 0 | 0 | 0 | 0 | 0 | 0 | 0 | 0 | 0 | 0 | 0 | 0 | 0
F1_Commercial_Lodging (ID)_New_Miscellaneous_Natural Gas_Miscellaneous_E5 | F1 | Commercial | Lodging (ID) | New | Miscellaneous | Natural Gas | Miscellaneous | E5 | RVT - Cost of Equipment | 0 | 0 | 0 | 0 | 0 | 0 | 0 | 0 | 0 | 0 | 0 | 0 | 0 | 0 | 0 | 0 | 0 | 0 | 0 | 0 | 0 | 0 | 0 | 0 | 0 | 0 | 0
F1_Commercial_Lodging (ID)_New_Miscellaneous_Natural Gas_Miscellaneous_E6 | F1 | Commercial | Lodging (ID) | New | Miscellaneous | Natural Gas | Miscellaneous | E6 | RVT - Cost of Equipment | 0 | 0 | 0 | 0 | 0 | 0 | 0 | 0 | 0 | 0 | 0 | 0 | 0 | 0 | 0 | 0 | 0 | 0 | 0 | 0 | 0 | 0 | 0 | 0 | 0 | 0 | 0
F1_Commercial_Lodging (ID)_New_Miscellaneous_Natural Gas_Miscellaneous_E7 | F1 | Commercial | Lodging (ID) | New | Miscellaneous | Natural Gas | Miscellaneous | E7 | RVT - Cost of Equipment | 0 | 0 | 0 | 0 | 0 | 0 | 0 | 0 | 0 | 0 | 0 | 0 | 0 | 0 | 0 | 0 | 0 | 0 | 0 | 0 | 0 | 0 | 0 | 0 | 0 | 0 | 0
F1_Commercial_Lodging (ID)_New_Miscellaneous_Natural Gas_Miscellaneous_E8 | F1 | Commercial | Lodging (ID) | New | Miscellaneous | Natural Gas | Miscellaneous | E8 | RVT - Cost of Equipment | 0 | 0 | 0 | 0 | 0 | 0 | 0 | 0 | 0 | 0 | 0 | 0 | 0 | 0 | 0 | 0 | 0 | 0 | 0 | 0 | 0 | 0 | 0 | 0 | 0 | 0 | 0
F1_Commercial_Lodging (ID)_New_Miscellaneous_Natural Gas_Miscellaneous_E9 | F1 | Commercial | Lodging (ID) | New | Miscellaneous | Natural Gas | Miscellaneous | E9 | RVT - Cost of Equipment | 0 | 0 | 0 | 0 | 0 | 0 | 0 | 0 | 0 | 0 | 0 | 0 | 0 | 0 | 0 | 0 | 0 | 0 | 0 | 0 | 0 | 0 | 0 | 0 | 0 | 0 | 0
F1_Commercial_Lodging (ID)_New_Miscellaneous_Natural Gas_Miscellaneous_E10 | F1 | Commercial | Lodging (ID) | New | Miscellaneous | Natural Gas | Miscellaneous | E10 | RVT - Cost of Equipment | 0 | 0 | 0 | 0 | 0 | 0 | 0 | 0 | 0 | 0 | 0 | 0 | 0 | 0 | 0 | 0 | 0 | 0 | 0 | 0 | 0 | 0 | 0 | 0 | 0 | 0 | 0
F2_Commercial_Lodging (ID)_New_Miscellaneous_Natural Gas_Miscellaneous_E1 | F2 | Commercial | Lodging (ID) | New | Miscellaneous | Natural Gas | Miscellaneous | E1 | RVT - Cost of Operation | 0.0083964 | 0.0084501 | 0.0085398 | 0.0086793 | 0.008885 | 0.0092239 | 0.0095725 | 0.0098981 | 0.010183 | 0.010478 | 0.010816 | 0.011134 | 0.011513 | 0.011876 | 0.012165 | 0.012399 | 0.012556 | 0.012683 | 0.012809 | 0.01289 | 0.012968 | 0.013195 | 0.013423 | 0.013662 | 0.013904 | 0.014151 | 0.014403
F2_Commercial_Lodging (ID)_New_Miscellaneous_Natural Gas_Miscellaneous_E2 | F2 | Commercial | Lodging (ID) | New | Miscellaneous | Natural Gas | Miscellaneous | E2 | RVT - Cost of Operation | 0 | 0 | 0 | 0 | 0 | 0 | 0 | 0 | 0 | 0 | 0 | 0 | 0 | 0 | 0 | 0 | 0 | 0 | 0 | 0 | 0 | 0 | 0 | 0 | 0 | 0 | 0
F2_Commercial_Lodging (ID)_New_Miscellaneous_Natural Gas_Miscellaneous_E3 | F2 | Commercial | Lodging (ID) | New | Miscellaneous | Natural Gas | Miscellaneous | E3 | RVT - Cost of Operation | 0 | 0 | 0 | 0 | 0 | 0 | 0 | 0 | 0 | 0 | 0 | 0 | 0 | 0 | 0 | 0 | 0 | 0 | 0 | 0 | 0 | 0 | 0 | 0 | 0 | 0 | 0
F2_Commercial_Lodging (ID)_New_Miscellaneous_Natural Gas_Miscellaneous_E4 | F2 | Commercial | Lodging (ID) | New | Miscellaneous | Natural Gas | Miscellaneous | E4 | RVT - Cost of Operation | 0 | 0 | 0 | 0 | 0 | 0 | 0 | 0 | 0 | 0 | 0 | 0 | 0 | 0 | 0 | 0 | 0 | 0 | 0 | 0 | 0 | 0 | 0 | 0 | 0 | 0 | 0
F2_Commercial_Lodging (ID)_New_Miscellaneous_Natural Gas_Miscellaneous_E5 | F2 | Commercial | Lodging (ID) | New | Miscellaneous | Natural Gas | Miscellaneous | E5 | RVT - Cost of Operation | 0 | 0 | 0 | 0 | 0 | 0 | 0 | 0 | 0 | 0 | 0 | 0 | 0 | 0 | 0 | 0 | 0 | 0 | 0 | 0 | 0 | 0 | 0 | 0 | 0 | 0 | 0
F2_Commercial_Lodging (ID)_New_Miscellaneous_Natural Gas_Miscellaneous_E6 | F2 | Commercial | Lodging (ID) | New | Miscellaneous | Natural Gas | Miscellaneous | E6 | RVT - Cost of Operation | 0 | 0 | 0 | 0 | 0 | 0 | 0 | 0 | 0 | 0 | 0 | 0 | 0 | 0 | 0 | 0 | 0 | 0 | 0 | 0 | 0 | 0 | 0 | 0 | 0 | 0 | 0
F2_Commercial_Lodging (ID)_New_Miscellaneous_Natural Gas_Miscellaneous_E7 | F2 | Commercial | Lodging (ID) | New | Miscellaneous | Natural Gas | Miscellaneous | E7 | RVT - Cost of Operation | 0 | 0 | 0 | 0 | 0 | 0 | 0 | 0 | 0 | 0 | 0 | 0 | 0 | 0 | 0 | 0 | 0 | 0 | 0 | 0 | 0 | 0 | 0 | 0 | 0 | 0 | 0
F2_Commercial_Lodging (ID)_New_Miscellaneous_Natural Gas_Miscellaneous_E8 | F2 | Commercial | Lodging (ID) | New | Miscellaneous | Natural Gas | Miscellaneous | E8 | RVT - Cost of Operation | 0 | 0 | 0 | 0 | 0 | 0 | 0 | 0 | 0 | 0 | 0 | 0 | 0 | 0 | 0 | 0 | 0 | 0 | 0 | 0 | 0 | 0 | 0 | 0 | 0 | 0 | 0
F2_Commercial_Lodging (ID)_New_Miscellaneous_Natural Gas_Miscellaneous_E9 | F2 | Commercial | Lodging (ID) | New | Miscellaneous | Natural Gas | Miscellaneous | E9 | RVT - Cost of Operation | 0 | 0 | 0 | 0 | 0 | 0 | 0 | 0 | 0 | 0 | 0 | 0 | 0 | 0 | 0 | 0 | 0 | 0 | 0 | 0 | 0 | 0 | 0 | 0 | 0 | 0 | 0
F2_Commercial_Lodging (ID)_New_Miscellaneous_Natural Gas_Miscellaneous_E10 | F2 | Commercial | Lodging (ID) | New | Miscellaneous | Natural Gas | Miscellaneous | E10 | RVT - Cost of Operation | 0 | 0 | 0 | 0 | 0 | 0 | 0 | 0 | 0 | 0 | 0 | 0 | 0 | 0 | 0 | 0 | 0 | 0 | 0 | 0 | 0 | 0 | 0 | 0 | 0 | 0 | 0
F3_Commercial_Lodging (ID)_New_Miscellaneous_Natural Gas_Miscellaneous_E1 | F3 | Commercial | Lodging (ID) | New | Miscellaneous | Natural Gas | Miscellaneous | E1 | System - kBTUs of Consumption | 2.1446 | 2.1446 | 2.1446 | 2.1446 | 2.1446 | 2.1446 | 2.1446 | 2.1446 | 2.1446 | 2.1446 | 2.1446 | 2.1446 | 2.1446 | 2.1446 | 2.1446 | 2.1446 | 2.1446 | 2.1446 | 2.1446 | 2.1446 | 2.1446 | 2.1446 | 2.1446 | 2.1446 | 2.1446 | 2.1446 | 2.1446
F3_Commercial_Lodging (ID)_New_Miscellaneous_Natural Gas_Miscellaneous_E2 | F3 | Commercial | Lodging (ID) | New | Miscellaneous | Natural Gas | Miscellaneous | E2 | System - kBTUs of Consumption | 0 | 0 | 0 | 0 | 0 | 0 | 0 | 0 | 0 | 0 | 0 | 0 | 0 | 0 | 0 | 0 | 0 | 0 | 0 | 0 | 0 | 0 | 0 | 0 | 0 | 0 | 0
F3_Commercial_Lodging (ID)_New_Miscellaneous_Natural Gas_Miscellaneous_E3 | F3 | Commercial | Lodging (ID) | New | Miscellaneous | Natural Gas | Miscellaneous | E3 | System - kBTUs of Consumption | 0 | 0 | 0 | 0 | 0 | 0 | 0 | 0 | 0 | 0 | 0 | 0 | 0 | 0 | 0 | 0 | 0 | 0 | 0 | 0 | 0 | 0 | 0 | 0 | 0 | 0 | 0
F3_Commercial_Lodging (ID)_New_Miscellaneous_Natural Gas_Miscellaneous_E4 | F3 | Commercial | Lodging (ID) | New | Miscellaneous | Natural Gas | Miscellaneous | E4 | System - kBTUs of Consumption | 0 | 0 | 0 | 0 | 0 | 0 | 0 | 0 | 0 | 0 | 0 | 0 | 0 | 0 | 0 | 0 | 0 | 0 | 0 | 0 | 0 | 0 | 0 | 0 | 0 | 0 | 0
F3_Commercial_Lodging (ID)_New_Miscellaneous_Natural Gas_Miscellaneous_E5 | F3 | Commercial | Lodging (ID) | New | Miscellaneous | Natural Gas | Miscellaneous | E5 | System - kBTUs of Consumption | 0 | 0 | 0 | 0 | 0 | 0 | 0 | 0 | 0 | 0 | 0 | 0 | 0 | 0 | 0 | 0 | 0 | 0 | 0 | 0 | 0 | 0 | 0 | 0 | 0 | 0 | 0
F3_Commercial_Lodging (ID)_New_Miscellaneous_Natural Gas_Miscellaneous_E6 | F3 | Commercial | Lodging (ID) | New | Miscellaneous | Natural Gas | Miscellaneous | E6 | System - kBTUs of Consumption | 0 | 0 | 0 | 0 | 0 | 0 | 0 | 0 | 0 | 0 | 0 | 0 | 0 | 0 | 0 | 0 | 0 | 0 | 0 | 0 | 0 | 0 | 0 | 0 | 0 | 0 | 0
F3_Commercial_Lodging (ID)_New_Miscellaneous_Natural Gas_Miscellaneous_E7 | F3 | Commercial | Lodging (ID) | New | Miscellaneous | Natural Gas | Miscellaneous | E7 | System - kBTUs of Consumption | 0 | 0 | 0 | 0 | 0 | 0 | 0 | 0 | 0 | 0 | 0 | 0 | 0 | 0 | 0 | 0 | 0 | 0 | 0 | 0 | 0 | 0 | 0 | 0 | 0 | 0 | 0
F3_Commercial_Lodging (ID)_New_Miscellaneous_Natural Gas_Miscellaneous_E8 | F3 | Commercial | Lodging (ID) | New | Miscellaneous | Natural Gas | Miscellaneous | E8 | System - kBTUs of Consumption | 0 | 0 | 0 | 0 | 0 | 0 | 0 | 0 | 0 | 0 | 0 | 0 | 0 | 0 | 0 | 0 | 0 | 0 | 0 | 0 | 0 | 0 | 0 | 0 | 0 | 0 | 0
F3_Commercial_Lodging (ID)_New_Miscellaneous_Natural Gas_Miscellaneous_E9 | F3 | Commercial | Lodging (ID) | New | Miscellaneous | Natural Gas | Miscellaneous | E9 | System - kBTUs of Consumption | 0 | 0 | 0 | 0 | 0 | 0 | 0 | 0 | 0 | 0 | 0 | 0 | 0 | 0 | 0 | 0 | 0 | 0 | 0 | 0 | 0 | 0 | 0 | 0 | 0 | 0 | 0
F3_Commercial_Lodging (ID)_New_Miscellaneous_Natural Gas_Miscellaneous_E10 | F3 | Commercial | Lodging (ID) | New | Miscellaneous | Natural Gas | Miscellaneous | E10 | System - kBTUs of Consumption | 0 | 0 | 0 | 0 | 0 | 0 | 0 | 0 | 0 | 0 | 0 | 0 | 0 | 0 | 0 | 0 | 0 | 0 | 0 | 0 | 0 | 0 | 0 | 0 | 0 | 0 | 0
F4_Commercial_Lodging (ID)_New_Miscellaneous_Natural Gas_Miscellaneous_E1 | F4 | Commercial | Lodging (ID) | New | Miscellaneous | Natural Gas | Miscellaneous | E1 | Utility - Cost of Equipment | 0.24753 | 0.24753 | 0.24753 | 0.24753 | 0.24753 | 0.24753 | 0.24753 | 0.24753 | 0.24753 | 0.24753 | 0.24753 | 0.24753 | 0.24753 | 0.24753 | 0.24753 | 0.24753 | 0.24753 | 0.24753 | 0.24753 | 0.24753 | 0.24753 | 0.24753 | 0.24753 | 0.24753 | 0.24753 | 0.24753 | 0.24753
F4_Commercial_Lodging (ID)_New_Miscellaneous_Natural Gas_Miscellaneous_E2 | F4 | Commercial | Lodging (ID) | New | Miscellaneous | Natural Gas | Miscellaneous | E2 | Utility - Cost of Equipment | 0 | 0 | 0 | 0 | 0 | 0 | 0 | 0 | 0 | 0 | 0 | 0 | 0 | 0 | 0 | 0 | 0 | 0 | 0 | 0 | 0 | 0 | 0 | 0 | 0 | 0 | 0
F4_Commercial_Lodging (ID)_New_Miscellaneous_Natural Gas_Miscellaneous_E3 | F4 | Commercial | Lodging (ID) | New | Miscellaneous | Natural Gas | Miscellaneous | E3 | Utility - Cost of Equipment | 0 | 0 | 0 | 0 | 0 | 0 | 0 | 0 | 0 | 0 | 0 | 0 | 0 | 0 | 0 | 0 | 0 | 0 | 0 | 0 | 0 | 0 | 0 | 0 | 0 | 0 | 0
F4_Commercial_Lodging (ID)_New_Miscellaneous_Natural Gas_Miscellaneous_E4 | F4 | Commercial | Lodging (ID) | New | Miscellaneous | Natural Gas | Miscellaneous | E4 | Utility - Cost of Equipment | 0 | 0 | 0 | 0 | 0 | 0 | 0 | 0 | 0 | 0 | 0 | 0 | 0 | 0 | 0 | 0 | 0 | 0 | 0 | 0 | 0 | 0 | 0 | 0 | 0 | 0 | 0
F4_Commercial_Lodging (ID)_New_Miscellaneous_Natural Gas_Miscellaneous_E5 | F4 | Commercial | Lodging (ID) | New | Miscellaneous | Natural Gas | Miscellaneous | E5 | Utility - Cost of Equipment | 0 | 0 | 0 | 0 | 0 | 0 | 0 | 0 | 0 | 0 | 0 | 0 | 0 | 0 | 0 | 0 | 0 | 0 | 0 | 0 | 0 | 0 | 0 | 0 | 0 | 0 | 0
F4_Commercial_Lodging (ID)_New_Miscellaneous_Natural Gas_Miscellaneous_E6 | F4 | Commercial | Lodging (ID) | New | Miscellaneous | Natural Gas | Miscellaneous | E6 | Utility - Cost of Equipment | 0 | 0 | 0 | 0 | 0 | 0 | 0 | 0 | 0 | 0 | 0 | 0 | 0 | 0 | 0 | 0 | 0 | 0 | 0 | 0 | 0 | 0 | 0 | 0 | 0 | 0 | 0
F4_Commercial_Lodging (ID)_New_Miscellaneous_Natural Gas_Miscellaneous_E7 | F4 | Commercial | Lodging (ID) | New | Miscellaneous | Natural Gas | Miscellaneous | E7 | Utility - Cost of Equipment | 0 | 0 | 0 | 0 | 0 | 0 | 0 | 0 | 0 | 0 | 0 | 0 | 0 | 0 | 0 | 0 | 0 | 0 | 0 | 0 | 0 | 0 | 0 | 0 | 0 | 0 | 0
F4_Commercial_Lodging (ID)_New_Miscellaneous_Natural Gas_Miscellaneous_E8 | F4 | Commercial | Lodging (ID) | New | Miscellaneous | Natural Gas | Miscellaneous | E8 | Utility - Cost of Equipment | 0 | 0 | 0 | 0 | 0 | 0 | 0 | 0 | 0 | 0 | 0 | 0 | 0 | 0 | 0 | 0 | 0 | 0 | 0 | 0 | 0 | 0 | 0 | 0 | 0 | 0 | 0
F4_Commercial_Lodging (ID)_New_Miscellaneous_Natural Gas_Miscellaneous_E9 | F4 | Commercial | Lodging (ID) | New | Miscellaneous | Natural Gas | Miscellaneous | E9 | Utility - Cost of Equipment | 0 | 0 | 0 | 0 | 0 | 0 | 0 | 0 | 0 | 0 | 0 | 0 | 0 | 0 | 0 | 0 | 0 | 0 | 0 | 0 | 0 | 0 | 0 | 0 | 0 | 0 | 0
F4_Commercial_Lodging (ID)_New_Miscellaneous_Natural Gas_Miscellaneous_E10 | F4 | Commercial | Lodging (ID) | New | Miscellaneous | Natural Gas | Miscellaneous | E10 | Utility - Cost of Equipment | 0 | 0 | 0 | 0 | 0 | 0 | 0 | 0 | 0 | 0 | 0 | 0 | 0 | 0 | 0 | 0 | 0 | 0 | 0 | 0 | 0 | 0 | 0 | 0 | 0 | 0 | 0
F5_Commercial_Lodging (ID)_New_Miscellaneous_Natural Gas_Miscellaneous_E1 | F5 | Commercial | Lodging (ID) | New | Miscellaneous | Natural Gas | Miscellaneous | E1 | Utility - Cost of Operation | 0.006997 | 0.0070417 | 0.0071319 | 0.0072817 | 0.0075076 | 0.0078684 | 0.0082653 | 0.008675 | 0.0090872 | 0.0095253 | 0.0098328 | 0.010122 | 0.010466 | 0.010807 | 0.011094 | 0.011346 | 0.011546 | 0.011737 | 0.01195 | 0.012146 | 0.01235 | 0.012567 | 0.012784 | 0.013011 | 0.013242 | 0.013477 | 0.013717
F5_Commercial_Lodging (ID)_New_Miscellaneous_Natural Gas_Miscellaneous_E2 | F5 | Commercial | Lodging (ID) | New | Miscellaneous | Natural Gas | Miscellaneous | E2 | Utility - Cost of Operation | 0 | 0 | 0 | 0 | 0 | 0 | 0 | 0 | 0 | 0 | 0 | 0 | 0 | 0 | 0 | 0 | 0 | 0 | 0 | 0 | 0 | 0 | 0 | 0 | 0 | 0 | 0
F5_Commercial_Lodging (ID)_New_Miscellaneous_Natural Gas_Miscellaneous_E3 | F5 | Commercial | Lodging (ID) | New | Miscellaneous | Natural Gas | Miscellaneous | E3 | Utility - Cost of Operation | 0 | 0 | 0 | 0 | 0 | 0 | 0 | 0 | 0 | 0 | 0 | 0 | 0 | 0 | 0 | 0 | 0 | 0 | 0 | 0 | 0 | 0 | 0 | 0 | 0 | 0 | 0
F5_Commercial_Lodging (ID)_New_Miscellaneous_Natural Gas_Miscellaneous_E4 | F5 | Commercial | Lodging (ID) | New | Miscellaneous | Natural Gas | Miscellaneous | E4 | Utility - Cost of Operation | 0 | 0 | 0 | 0 | 0 | 0 | 0 | 0 | 0 | 0 | 0 | 0 | 0 | 0 | 0 | 0 | 0 | 0 | 0 | 0 | 0 | 0 | 0 | 0 | 0 | 0 | 0
F5_Commercial_Lodging (ID)_New_Miscellaneous_Natural Gas_Miscellaneous_E5 | F5 | Commercial | Lodging (ID) | New | Miscellaneous | Natural Gas | Miscellaneous | E5 | Utility - Cost of Operation | 0 | 0 | 0 | 0 | 0 | 0 | 0 | 0 | 0 | 0 | 0 | 0 | 0 | 0 | 0 | 0 | 0 | 0 | 0 | 0 | 0 | 0 | 0 | 0 | 0 | 0 | 0
F5_Commercial_Lodging (ID)_New_Miscellaneous_Natural Gas_Miscellaneous_E6 | F5 | Commercial | Lodging (ID) | New | Miscellaneous | Natural Gas | Miscellaneous | E6 | Utility - Cost of Operation | 0 | 0 | 0 | 0 | 0 | 0 | 0 | 0 | 0 | 0 | 0 | 0 | 0 | 0 | 0 | 0 | 0 | 0 | 0 | 0 | 0 | 0 | 0 | 0 | 0 | 0 | 0
F5_Commercial_Lodging (ID)_New_Miscellaneous_Natural Gas_Miscellaneous_E7 | F5 | Commercial | Lodging (ID) | New | Miscellaneous | Natural Gas | Miscellaneous | E7 | Utility - Cost of Operation | 0 | 0 | 0 | 0 | 0 | 0 | 0 | 0 | 0 | 0 | 0 | 0 | 0 | 0 | 0 | 0 | 0 | 0 | 0 | 0 | 0 | 0 | 0 | 0 | 0 | 0 | 0
F5_Commercial_Lodging (ID)_New_Miscellaneous_Natural Gas_Miscellaneous_E8 | F5 | Commercial | Lodging (ID) | New | Miscellaneous | Natural Gas | Miscellaneous | E8 | Utility - Cost of Operation | 0 | 0 | 0 | 0 | 0 | 0 | 0 | 0 | 0 | 0 | 0 | 0 | 0 | 0 | 0 | 0 | 0 | 0 | 0 | 0 | 0 | 0 | 0 | 0 | 0 | 0 | 0
F5_Commercial_Lodging (ID)_New_Miscellaneous_Natural Gas_Miscellaneous_E9 | F5 | Commercial | Lodging (ID) | New | Miscellaneous | Natural Gas | Miscellaneous | E9 | Utility - Cost of Operation | 0 | 0 | 0 | 0 | 0 | 0 | 0 | 0 | 0 | 0 | 0 | 0 | 0 | 0 | 0 | 0 | 0 | 0 | 0 | 0 | 0 | 0 | 0 | 0 | 0 | 0 | 0
F5_Commercial_Lodging (ID)_New_Miscellaneous_Natural Gas_Miscellaneous_E10 | F5 | Commercial | Lodging (ID) | New | Miscellaneous | Natural Gas | Miscellaneous | E10 | Utility - Cost of Operation | 0 | 0 | 0 | 0 | 0 | 0 | 0 | 0 | 0 | 0 | 0 | 0 | 0 | 0 | 0 | 0 | 0 | 0 | 0 | 0 | 0 | 0 | 0 | 0 | 0 | 0 | 0
F6_Commercial_Lodging (ID)_New_Miscellaneous_Natural Gas_Miscellaneous_E1 | F6 | Commercial | Lodging (ID) | New | Miscellaneous | Natural Gas | Miscellaneous | E1 | Utility - Value of Sales | 0.0083964 | 0.0084501 | 0.0085398 | 0.0086793 | 0.008885 | 0.0092239 | 0.0095725 | 0.0098981 | 0.010183 | 0.010478 | 0.010816 | 0.011134 | 0.011513 | 0.011876 | 0.012165 | 0.012399 | 0.012556 | 0.012683 | 0.012809 | 0.01289 | 0.012968 | 0.013195 | 0.013423 | 0.013662 | 0.013904 | 0.014151 | 0.014403
F6_Commercial_Lodging (ID)_New_Miscellaneous_Natural Gas_Miscellaneous_E2 | F6 | Commercial | Lodging (ID) | New | Miscellaneous | Natural Gas | Miscellaneous | E2 | Utility - Value of Sales | 0 | 0 | 0 | 0 | 0 | 0 | 0 | 0 | 0 | 0 | 0 | 0 | 0 | 0 | 0 | 0 | 0 | 0 | 0 | 0 | 0 | 0 | 0 | 0 | 0 | 0 | 0
F6_Commercial_Lodging (ID)_New_Miscellaneous_Natural Gas_Miscellaneous_E3 | F6 | Commercial | Lodging (ID) | New | Miscellaneous | Natural Gas | Miscellaneous | E3 | Utility - Value of Sales | 0 | 0 | 0 | 0 | 0 | 0 | 0 | 0 | 0 | 0 | 0 | 0 | 0 | 0 | 0 | 0 | 0 | 0 | 0 | 0 | 0 | 0 | 0 | 0 | 0 | 0 | 0
F6_Commercial_Lodging (ID)_New_Miscellaneous_Natural Gas_Miscellaneous_E4 | F6 | Commercial | Lodging (ID) | New | Miscellaneous | Natural Gas | Miscellaneous | E4 | Utility - Value of Sales | 0 | 0 | 0 | 0 | 0 | 0 | 0 | 0 | 0 | 0 | 0 | 0 | 0 | 0 | 0 | 0 | 0 | 0 | 0 | 0 | 0 | 0 | 0 | 0 | 0 | 0 | 0
F6_Commercial_Lodging (ID)_New_Miscellaneous_Natural Gas_Miscellaneous_E5 | F6 | Commercial | Lodging (ID) | New | Miscellaneous | Natural Gas | Miscellaneous | E5 | Utility - Value of Sales | 0 | 0 | 0 | 0 | 0 | 0 | 0 | 0 | 0 | 0 | 0 | 0 | 0 | 0 | 0 | 0 | 0 | 0 | 0 | 0 | 0 | 0 | 0 | 0 | 0 | 0 | 0
F6_Commercial_Lodging (ID)_New_Miscellaneous_Natural Gas_Miscellaneous_E6 | F6 | Commercial | Lodging (ID) | New | Miscellaneous | Natural Gas | Miscellaneous | E6 | Utility - Value of Sales | 0 | 0 | 0 | 0 | 0 | 0 | 0 | 0 | 0 | 0 | 0 | 0 | 0 | 0 | 0 | 0 | 0 | 0 | 0 | 0 | 0 | 0 | 0 | 0 | 0 | 0 | 0
F6_Commercial_Lodging (ID)_New_Miscellaneous_Natural Gas_Miscellaneous_E7 | F6 | Commercial | Lodging (ID) | New | Miscellaneous | Natural Gas | Miscellaneous | E7 | Utility - Value of Sales | 0 | 0 | 0 | 0 | 0 | 0 | 0 | 0 | 0 | 0 | 0 | 0 | 0 | 0 | 0 | 0 | 0 | 0 | 0 | 0 | 0 | 0 | 0 | 0 | 0 | 0 | 0
F6_Commercial_Lodging (ID)_New_Miscellaneous_Natural Gas_Miscellaneous_E8 | F6 | Commercial | Lodging (ID) | New | Miscellaneous | Natural Gas | Miscellaneous | E8 | Utility - Value of Sales | 0 | 0 | 0 | 0 | 0 | 0 | 0 | 0 | 0 | 0 | 0 | 0 | 0 | 0 | 0 | 0 | 0 | 0 | 0 | 0 | 0 | 0 | 0 | 0 | 0 | 0 | 0
F6_Commercial_Lodging (ID)_New_Miscellaneous_Natural Gas_Miscellaneous_E9 | F6 | Commercial | Lodging (ID) | New | Miscellaneous | Natural Gas | Miscellaneous | E9 | Utility - Value of Sales | 0 | 0 | 0 | 0 | 0 | 0 | 0 | 0 | 0 | 0 | 0 | 0 | 0 | 0 | 0 | 0 | 0 | 0 | 0 | 0 | 0 | 0 | 0 | 0 | 0 | 0 | 0
F6_Commercial_Lodging (ID)_New_Miscellaneous_Natural Gas_Miscellaneous_E10 | F6 | Commercial | Lodging (ID) | New | Miscellaneous | Natural Gas | Miscellaneous | E10 | Utility - Value of Sales | 0 | 0 | 0 | 0 | 0 | 0 | 0 | 0 | 0 | 0 | 0 | 0 | 0 | 0 | 0 | 0 | 0 | 0 | 0 | 0 | 0 | 0 | 0 | 0 | 0 | 0 | 0
F1_Commercial_Warehouse (ID)_Existing_Space Heating_Natural Gas_Furnace_E1 | F1 | Commercial | Warehouse (ID) | Existing | Space Heating | Natural Gas | Furnace | E1 | RVT - Cost of Equipment | 0.045068 | 0.045068 | 0.045068 | 0.045068 | 0.045068 | 0.045068 | 0.045068 | 0.045068 | 0.045068 | 0.045068 | 0.045068 | 0.045068 | 0.045068 | 0.045068 | 0.045068 | 0.045068 | 0.045068 | 0.045068 | 0.045068 | 0.045068 | 0.045068 | 0.045068 | 0.045068 | 0.045068 | 0.045068 | 0.045068 | 0.045068
F1_Commercial_Warehouse (ID)_Existing_Space Heating_Natural Gas_Furnace_E2 | F1 | Commercial | Warehouse (ID) | Existing | Space Heating | Natural Gas | Furnace | E2 | RVT - Cost of Equipment | 0.091093 | 0.091093 | 0.091093 | 0.091093 | 0.091093 | 0.091093 | 0.091093 | 0.091093 | 0.091093 | 0.091093 | 0.091093 | 0.091093 | 0.091093 | 0.091093 | 0.091093 | 0.091093 | 0.091093 | 0.091093 | 0.091093 | 0.091093 | 0.091093 | 0.091093 | 0.091093 | 0.091093 | 0.091093 | 0.091093 | 0.091093
F1_Commercial_Warehouse (ID)_Existing_Space Heating_Natural Gas_Furnace_E3 | F1 | Commercial | Warehouse (ID) | Existing | Space Heating | Natural Gas | Furnace | E3 | RVT - Cost of Equipment | 0.055375 | 0.055375 | 0.055375 | 0.055375 | 0.055375 | 0.055375 | 0.055375 | 0.055375 | 0.055375 | 0.055375 | 0.055375 | 0.055375 | 0.055375 | 0.055375 | 0.055375 | 0.055375 | 0.055375 | 0.055375 | 0.055375 | 0.055375 | 0.055375 | 0.055375 | 0.055375 | 0.055375 | 0.055375 | 0.055375 | 0.055375
F1_Commercial_Warehouse (ID)_Existing_Space Heating_Natural Gas_Furnace_E4 | F1 | Commercial | Warehouse (ID) | Existing | Space Heating | Natural Gas | Furnace | E4 | RVT - Cost of Equipment | 0 | 0 | 0 | 0 | 0 | 0 | 0 | 0 | 0 | 0 | 0 | 0 | 0 | 0 | 0 | 0 | 0 | 0 | 0 | 0 | 0 | 0 | 0 | 0 | 0 | 0 | 0
F1_Commercial_Warehouse (ID)_Existing_Space Heating_Natural Gas_Furnace_E5 | F1 | Commercial | Warehouse (ID) | Existing | Space Heating | Natural Gas | Furnace | E5 | RVT - Cost of Equipment | 0 | 0 | 0 | 0 | 0 | 0 | 0 | 0 | 0 | 0 | 0 | 0 | 0 | 0 | 0 | 0 | 0 | 0 | 0 | 0 | 0 | 0 | 0 | 0 | 0 | 0 | 0
F1_Commercial_Warehouse (ID)_Existing_Space Heating_Natural Gas_Furnace_E6 | F1 | Commercial | Warehouse (ID) | Existing | Space Heating | Natural Gas | Furnace | E6 | RVT - Cost of Equipment | 0 | 0 | 0 | 0 | 0 | 0 | 0 | 0 | 0 | 0 | 0 | 0 | 0 | 0 | 0 | 0 | 0 | 0 | 0 | 0 | 0 | 0 | 0 | 0 | 0 | 0 | 0
F1_Commercial_Warehouse (ID)_Existing_Space Heating_Natural Gas_Furnace_E7 | F1 | Commercial | Warehouse (ID) | Existing | Space Heating | Natural Gas | Furnace | E7 | RVT - Cost of Equipment | 0 | 0 | 0 | 0 | 0 | 0 | 0 | 0 | 0 | 0 | 0 | 0 | 0 | 0 | 0 | 0 | 0 | 0 | 0 | 0 | 0 | 0 | 0 | 0 | 0 | 0 | 0
F1_Commercial_Warehouse (ID)_Existing_Space Heating_Natural Gas_Furnace_E8 | F1 | Commercial | Warehouse (ID) | Existing | Space Heating | Natural Gas | Furnace | E8 | RVT - Cost of Equipment | 0 | 0 | 0 | 0 | 0 | 0 | 0 | 0 | 0 | 0 | 0 | 0 | 0 | 0 | 0 | 0 | 0 | 0 | 0 | 0 | 0 | 0 | 0 | 0 | 0 | 0 | 0
F1_Commercial_Warehouse (ID)_Existing_Space Heating_Natural Gas_Furnace_E9 | F1 | Commercial | Warehouse (ID) | Existing | Space Heating | Natural Gas | Furnace | E9 | RVT - Cost of Equipment | 0 | 0 | 0 | 0 | 0 | 0 | 0 | 0 | 0 | 0 | 0 | 0 | 0 | 0 | 0 | 0 | 0 | 0 | 0 | 0 | 0 | 0 | 0 | 0 | 0 | 0 | 0
F1_Commercial_Warehouse (ID)_Existing_Space Heating_Natural Gas_Furnace_E10 | F1 | Commercial | Warehouse (ID) | Existing | Space Heating | Natural Gas | Furnace | E10 | RVT - Cost of Equipment | 0 | 0 | 0 | 0 | 0 | 0 | 0 | 0 | 0 | 0 | 0 | 0 | 0 | 0 | 0 | 0 | 0 | 0 | 0 | 0 | 0 | 0 | 0 | 0 | 0 | 0 | 0
F2_Commercial_Warehouse (ID)_Existing_Space Heating_Natural Gas_Furnace_E1 | F2 | Commercial | Warehouse (ID) | Existing | Space Heating | Natural Gas | Furnace | E1 | RVT - Cost of Operation | 0.26064 | 0.26281 | 0.26641 | 0.27058 | 0.27535 | 0.28312 | 0.29084 | 0.2989 | 0.30598 | 0.31285 | 0.32063 | 0.32743 | 0.335 | 0.3428 | 0.34974 | 0.3564 | 0.36227 | 0.36827 | 0.37448 | 0.38077 | 0.38706 | 0.3955 | 0.40551 | 0.41411 | 0.4229 | 0.43188 | 0.44105
F2_Commercial_Warehouse (ID)_Existing_Space Heating_Natural Gas_Furnace_E2 | F2 | Commercial | Warehouse (ID) | Existing | Space Heating | Natural Gas | Furnace | E2 | RVT - Cost of Operation | 0.23168 | 0.23361 | 0.23681 | 0.24051 | 0.24476 | 0.25167 | 0.25852 | 0.26569 | 0.27198 | 0.27809 | 0.28501 | 0.29105 | 0.29778 | 0.30471 | 0.31088 | 0.3168 | 0.32202 | 0.32735 | 0.33287 | 0.33846 | 0.34405 | 0.35155 | 0.36045 | 0.3681 | 0.37591 | 0.38389 | 0.39204
F2_Commercial_Warehouse (ID)_Existing_Space Heating_Natural Gas_Furnace_E3 | F2 | Commercial | Warehouse (ID) | Existing | Space Heating | Natural Gas | Furnace | E3 | RVT - Cost of Operation | 0.2172 | 0.21901 | 0.22201 | 0.22548 | 0.22946 | 0.23594 | 0.24236 | 0.24909 | 0.25498 | 0.26071 | 0.26719 | 0.27286 | 0.27917 | 0.28567 | 0.29145 | 0.297 | 0.3019 | 0.30689 | 0.31207 | 0.3173 | 0.32255 | 0.32958 | 0.33792 | 0.34509 | 0.35242 | 0.3599 | 0.36754
F2_Commercial_Warehouse (ID)_Existing_Space Heating_Natural Gas_Furnace_E4 | F2 | Commercial | Warehouse (ID) | Existing | Space Heating | Natural Gas | Furnace | E4 | RVT - Cost of Operation | 0 | 0 | 0 | 0 | 0 | 0 | 0 | 0 | 0 | 0 | 0 | 0 | 0 | 0 | 0 | 0 | 0 | 0 | 0 | 0 | 0 | 0 | 0 | 0 | 0 | 0 | 0
F2_Commercial_Warehouse (ID)_Existing_Space Heating_Natural Gas_Furnace_E5 | F2 | Commercial | Warehouse (ID) | Existing | Space Heating | Natural Gas | Furnace | E5 | RVT - Cost of Operation | 0 | 0 | 0 | 0 | 0 | 0 | 0 | 0 | 0 | 0 | 0 | 0 | 0 | 0 | 0 | 0 | 0 | 0 | 0 | 0 | 0 | 0 | 0 | 0 | 0 | 0 | 0
F2_Commercial_Warehouse (ID)_Existing_Space Heating_Natural Gas_Furnace_E6 | F2 | Commercial | Warehouse (ID) | Existing | Space Heating | Natural Gas | Furnace | E6 | RVT - Cost of Operation | 0 | 0 | 0 | 0 | 0 | 0 | 0 | 0 | 0 | 0 | 0 | 0 | 0 | 0 | 0 | 0 | 0 | 0 | 0 | 0 | 0 | 0 | 0 | 0 | 0 | 0 | 0
F2_Commercial_Warehouse (ID)_Existing_Space Heating_Natural Gas_Furnace_E7 | F2 | Commercial | Warehouse (ID) | Existing | Space Heating | Natural Gas | Furnace | E7 | RVT - Cost of Operation | 0 | 0 | 0 | 0 | 0 | 0 | 0 | 0 | 0 | 0 | 0 | 0 | 0 | 0 | 0 | 0 | 0 | 0 | 0 | 0 | 0 | 0 | 0 | 0 | 0 | 0 | 0
F2_Commercial_Warehouse (ID)_Existing_Space Heating_Natural Gas_Furnace_E8 | F2 | Commercial | Warehouse (ID) | Existing | Space Heating | Natural Gas | Furnace | E8 | RVT - Cost of Operation | 0 | 0 | 0 | 0 | 0 | 0 | 0 | 0 | 0 | 0 | 0 | 0 | 0 | 0 | 0 | 0 | 0 | 0 | 0 | 0 | 0 | 0 | 0 | 0 | 0 | 0 | 0
F2_Commercial_Warehouse (ID)_Existing_Space Heating_Natural Gas_Furnace_E9 | F2 | Commercial | Warehouse (ID) | Existing | Space Heating | Natural Gas | Furnace | E9 | RVT - Cost of Operation | 0 | 0 | 0 | 0 | 0 | 0 | 0 | 0 | 0 | 0 | 0 | 0 | 0 | 0 | 0 | 0 | 0 | 0 | 0 | 0 | 0 | 0 | 0 | 0 | 0 | 0 | 0
F2_Commercial_Warehouse (ID)_Existing_Space Heating_Natural Gas_Furnace_E10 | F2 | Commercial | Warehouse (ID) | Existing | Space Heating | Natural Gas | Furnace | E10 | RVT - Cost of Operation | 0 | 0 | 0 | 0 | 0 | 0 | 0 | 0 | 0 | 0 | 0 | 0 | 0 | 0 | 0 | 0 | 0 | 0 | 0 | 0 | 0 | 0 | 0 | 0 | 0 | 0 | 0
F3_Commercial_Warehouse (ID)_Existing_Space Heating_Natural Gas_Furnace_E1 | F3 | Commercial | Warehouse (ID) | Existing | Space Heating | Natural Gas | Furnace | E1 | System - kBTUs of Consumption | 57.3578 | 57.2138 | 57.2138 | 57.2138 | 57.2138 | 57.2138 | 57.2138 | 57.2138 | 57.2138 | 57.2138 | 57.2138 | 57.2138 | 57.2138 | 57.2138 | 57.2138 | 57.2138 | 57.2138 | 57.2138 | 57.2138 | 57.2138 | 57.2138 | 57.2138 | 57.2138 | 57.2138 | 57.2138 | 57.2138 | 57.2138
F3_Commercial_Warehouse (ID)_Existing_Space Heating_Natural Gas_Furnace_E2 | F3 | Commercial | Warehouse (ID) | Existing | Space Heating | Natural Gas | Furnace | E2 | System - kBTUs of Consumption | 50.9847 | 50.8567 | 50.8567 | 50.8567 | 50.8567 | 50.8567 | 50.8567 | 50.8567 | 50.8567 | 50.8567 | 50.8567 | 50.8567 | 50.8567 | 50.8567 | 50.8567 | 50.8567 | 50.8567 | 50.8567 | 50.8567 | 50.8567 | 50.8567 | 50.8567 | 50.8567 | 50.8567 | 50.8567 | 50.8567 | 50.8567
F3_Commercial_Warehouse (ID)_Existing_Space Heating_Natural Gas_Furnace_E3 | F3 | Commercial | Warehouse (ID) | Existing | Space Heating | Natural Gas | Furnace | E3 | System - kBTUs of Consumption | 47.7982 | 47.6781 | 47.6781 | 47.6781 | 47.6781 | 47.6781 | 47.6781 | 47.6781 | 47.6781 | 47.6781 | 47.6781 | 47.6781 | 47.6781 | 47.6781 | 47.6781 | 47.6781 | 47.6781 | 47.6781 | 47.6781 | 47.6781 | 47.6781 | 47.6781 | 47.6781 | 47.6781 | 47.6781 | 47.6781 | 47.6781
F3_Commercial_Warehouse (ID)_Existing_Space Heating_Natural Gas_Furnace_E4 | F3 | Commercial | Warehouse (ID) | Existing | Space Heating | Natural Gas | Furnace | E4 | System - kBTUs of Consumption | 0 | 0 | 0 | 0 | 0 | 0 | 0 | 0 | 0 | 0 | 0 | 0 | 0 | 0 | 0 | 0 | 0 | 0 | 0 | 0 | 0 | 0 | 0 | 0 | 0 | 0 | 0
F3_Commercial_Warehouse (ID)_Existing_Space Heating_Natural Gas_Furnace_E5 | F3 | Commercial | Warehouse (ID) | Existing | Space Heating | Natural Gas | Furnace | E5 | System - kBTUs of Consumption | 0 | 0 | 0 | 0 | 0 | 0 | 0 | 0 | 0 | 0 | 0 | 0 | 0 | 0 | 0 | 0 | 0 | 0 | 0 | 0 | 0 | 0 | 0 | 0 | 0 | 0 | 0
F3_Commercial_Warehouse (ID)_Existing_Space Heating_Natural Gas_Furnace_E6 | F3 | Commercial | Warehouse (ID) | Existing | Space Heating | Natural Gas | Furnace | E6 | System - kBTUs of Consumption | 0 | 0 | 0 | 0 | 0 | 0 | 0 | 0 | 0 | 0 | 0 | 0 | 0 | 0 | 0 | 0 | 0 | 0 | 0 | 0 | 0 | 0 | 0 | 0 | 0 | 0 | 0
F3_Commercial_Warehouse (ID)_Existing_Space Heating_Natural Gas_Furnace_E7 | F3 | Commercial | Warehouse (ID) | Existing | Space Heating | Natural Gas | Furnace | E7 | System - kBTUs of Consumption | 0 | 0 | 0 | 0 | 0 | 0 | 0 | 0 | 0 | 0 | 0 | 0 | 0 | 0 | 0 | 0 | 0 | 0 | 0 | 0 | 0 | 0 | 0 | 0 | 0 | 0 | 0
F3_Commercial_Warehouse (ID)_Existing_Space Heating_Natural Gas_Furnace_E8 | F3 | Commercial | Warehouse (ID) | Existing | Space Heating | Natural Gas | Furnace | E8 | System - kBTUs of Consumption | 0 | 0 | 0 | 0 | 0 | 0 | 0 | 0 | 0 | 0 | 0 | 0 | 0 | 0 | 0 | 0 | 0 | 0 | 0 | 0 | 0 | 0 | 0 | 0 | 0 | 0 | 0
F3_Commercial_Warehouse (ID)_Existing_Space Heating_Natural Gas_Furnace_E9 | F3 | Commercial | Warehouse (ID) | Existing | Space Heating | Natural Gas | Furnace | E9 | System - kBTUs of Consumption | 0 | 0 | 0 | 0 | 0 | 0 | 0 | 0 | 0 | 0 | 0 | 0 | 0 | 0 | 0 | 0 | 0 | 0 | 0 | 0 | 0 | 0 | 0 | 0 | 0 | 0 | 0
F3_Commercial_Warehouse (ID)_Existing_Space Heating_Natural Gas_Furnace_E10 | F3 | Commercial | Warehouse (ID) | Existing | Space Heating | Natural Gas | Furnace | E10 | System - kBTUs of Consumption | 0 | 0 | 0 | 0 | 0 | 0 | 0 | 0 | 0 | 0 | 0 | 0 | 0 | 0 | 0 | 0 | 0 | 0 | 0 | 0 | 0 | 0 | 0 | 0 | 0 | 0 | 0
F4_Commercial_Warehouse (ID)_Existing_Space Heating_Natural Gas_Furnace_E1 | F4 | Commercial | Warehouse (ID) | Existing | Space Heating | Natural Gas | Furnace | E1 | Utility - Cost of Equipment | 0.045068 | 0.045068 | 0.045068 | 0.045068 | 0.045068 | 0.045068 | 0.045068 | 0.045068 | 0.045068 | 0.045068 | 0.045068 | 0.045068 | 0.045068 | 0.045068 | 0.045068 | 0.045068 | 0.045068 | 0.045068 | 0.045068 | 0.045068 | 0.045068 | 0.045068 | 0.045068 | 0.045068 | 0.045068 | 0.045068 | 0.045068
F4_Commercial_Warehouse (ID)_Existing_Space Heating_Natural Gas_Furnace_E2 | F4 | Commercial | Warehouse (ID) | Existing | Space Heating | Natural Gas | Furnace | E2 | Utility - Cost of Equipment | 0.091093 | 0.091093 | 0.091093 | 0.091093 | 0.091093 | 0.091093 | 0.091093 | 0.091093 | 0.091093 | 0.091093 | 0.091093 | 0.091093 | 0.091093 | 0.091093 | 0.091093 | 0.091093 | 0.091093 | 0.091093 | 0.091093 | 0.091093 | 0.091093 | 0.091093 | 0.091093 | 0.091093 | 0.091093 | 0.091093 | 0.091093
F4_Commercial_Warehouse (ID)_Existing_Space Heating_Natural Gas_Furnace_E3 | F4 | Commercial | Warehouse (ID) | Existing | Space Heating | Natural Gas | Furnace | E3 | Utility - Cost of Equipment | 0.055375 | 0.055375 | 0.055375 | 0.055375 | 0.055375 | 0.055375 | 0.055375 | 0.055375 | 0.055375 | 0.055375 | 0.055375 | 0.055375 | 0.055375 | 0.055375 | 0.055375 | 0.055375 | 0.055375 | 0.055375 | 0.055375 | 0.055375 | 0.055375 | 0.055375 | 0.055375 | 0.055375 | 0.055375 | 0.055375 | 0.055375
F4_Commercial_Warehouse (ID)_Existing_Space Heating_Natural Gas_Furnace_E4 | F4 | Commercial | Warehouse (ID) | Existing | Space Heating | Natural Gas | Furnace | E4 | Utility - Cost of Equipment | 0 | 0 | 0 | 0 | 0 | 0 | 0 | 0 | 0 | 0 | 0 | 0 | 0 | 0 | 0 | 0 | 0 | 0 | 0 | 0 | 0 | 0 | 0 | 0 | 0 | 0 | 0
F4_Commercial_Warehouse (ID)_Existing_Space Heating_Natural Gas_Furnace_E5 | F4 | Commercial | Warehouse (ID) | Existing | Space Heating | Natural Gas | Furnace | E5 | Utility - Cost of Equipment | 0 | 0 | 0 | 0 | 0 | 0 | 0 | 0 | 0 | 0 | 0 | 0 | 0 | 0 | 0 | 0 | 0 | 0 | 0 | 0 | 0 | 0 | 0 | 0 | 0 | 0 | 0
F4_Commercial_Warehouse (ID)_Existing_Space Heating_Natural Gas_Furnace_E6 | F4 | Commercial | Warehouse (ID) | Existing | Space Heating | Natural Gas | Furnace | E6 | Utility - Cost of Equipment | 0 | 0 | 0 | 0 | 0 | 0 | 0 | 0 | 0 | 0 | 0 | 0 | 0 | 0 | 0 | 0 | 0 | 0 | 0 | 0 | 0 | 0 | 0 | 0 | 0 | 0 | 0
F4_Commercial_Warehouse (ID)_Existing_Space Heating_Natural Gas_Furnace_E7 | F4 | Commercial | Warehouse (ID) | Existing | Space Heating | Natural Gas | Furnace | E7 | Utility - Cost of Equipment | 0 | 0 | 0 | 0 | 0 | 0 | 0 | 0 | 0 | 0 | 0 | 0 | 0 | 0 | 0 | 0 | 0 | 0 | 0 | 0 | 0 | 0 | 0 | 0 | 0 | 0 | 0
F4_Commercial_Warehouse (ID)_Existing_Space Heating_Natural Gas_Furnace_E8 | F4 | Commercial | Warehouse (ID) | Existing | Space Heating | Natural Gas | Furnace | E8 | Utility - Cost of Equipment | 0 | 0 | 0 | 0 | 0 | 0 | 0 | 0 | 0 | 0 | 0 | 0 | 0 | 0 | 0 | 0 | 0 | 0 | 0 | 0 | 0 | 0 | 0 | 0 | 0 | 0 | 0
F4_Commercial_Warehouse (ID)_Existing_Space Heating_Natural Gas_Furnace_E9 | F4 | Commercial | Warehouse (ID) | Existing | Space Heating | Natural Gas | Furnace | E9 | Utility - Cost of Equipment | 0 | 0 | 0 | 0 | 0 | 0 | 0 | 0 | 0 | 0 | 0 | 0 | 0 | 0 | 0 | 0 | 0 | 0 | 0 | 0 | 0 | 0 | 0 | 0 | 0 | 0 | 0
F4_Commercial_Warehouse (ID)_Existing_Space Heating_Natural Gas_Furnace_E10 | F4 | Commercial | Warehouse (ID) | Existing | Space Heating | Natural Gas | Furnace | E10 | Utility - Cost of Equipment | 0 | 0 | 0 | 0 | 0 | 0 | 0 | 0 | 0 | 0 | 0 | 0 | 0 | 0 | 0 | 0 | 0 | 0 | 0 | 0 | 0 | 0 | 0 | 0 | 0 | 0 | 0
F5_Commercial_Warehouse (ID)_Existing_Space Heating_Natural Gas_Furnace_E1 | F5 | Commercial | Warehouse (ID) | Existing | Space Heating | Natural Gas | Furnace | E1 | Utility - Cost of Operation | 0.22329 | 0.22654 | 0.23114 | 0.23639 | 0.24235 | 0.25102 | 0.25987 | 0.26926 | 0.27809 | 0.28705 | 0.2949 | 0.30198 | 0.30985 | 0.31801 | 0.32548 | 0.33279 | 0.33949 | 0.3464 | 0.35363 | 0.36106 | 0.36863 | 0.37666 | 0.3862 | 0.39439 | 0.40276 | 0.41131 | 0.42004
F5_Commercial_Warehouse (ID)_Existing_Space Heating_Natural Gas_Furnace_E2 | F5 | Commercial | Warehouse (ID) | Existing | Space Heating | Natural Gas | Furnace | E2 | Utility - Cost of Operation | 0.19848 | 0.20137 | 0.20546 | 0.21013 | 0.21542 | 0.22313 | 0.23099 | 0.23934 | 0.24719 | 0.25516 | 0.26213 | 0.26843 | 0.27542 | 0.28268 | 0.28932 | 0.29582 | 0.30177 | 0.30791 | 0.31434 | 0.32094 | 0.32767 | 0.33481 | 0.34329 | 0.35057 | 0.35801 | 0.36561 | 0.37337
F5_Commercial_Warehouse (ID)_Existing_Space Heating_Natural Gas_Furnace_E3 | F5 | Commercial | Warehouse (ID) | Existing | Space Heating | Natural Gas | Furnace | E3 | Utility - Cost of Operation | 0.18608 | 0.18878 | 0.19262 | 0.197 | 0.20196 | 0.20918 | 0.21655 | 0.22438 | 0.23175 | 0.23921 | 0.24575 | 0.25165 | 0.25821 | 0.26501 | 0.27124 | 0.27733 | 0.28291 | 0.28867 | 0.2947 | 0.30088 | 0.30719 | 0.31389 | 0.32183 | 0.32866 | 0.33564 | 0.34276 | 0.35004
F5_Commercial_Warehouse (ID)_Existing_Space Heating_Natural Gas_Furnace_E4 | F5 | Commercial | Warehouse (ID) | Existing | Space Heating | Natural Gas | Furnace | E4 | Utility - Cost of Operation | 0 | 0 | 0 | 0 | 0 | 0 | 0 | 0 | 0 | 0 | 0 | 0 | 0 | 0 | 0 | 0 | 0 | 0 | 0 | 0 | 0 | 0 | 0 | 0 | 0 | 0 | 0
F5_Commercial_Warehouse (ID)_Existing_Space Heating_Natural Gas_Furnace_E5 | F5 | Commercial | Warehouse (ID) | Existing | Space Heating | Natural Gas | Furnace | E5 | Utility - Cost of Operation | 0 | 0 | 0 | 0 | 0 | 0 | 0 | 0 | 0 | 0 | 0 | 0 | 0 | 0 | 0 | 0 | 0 | 0 | 0 | 0 | 0 | 0 | 0 | 0 | 0 | 0 | 0
F5_Commercial_Warehouse (ID)_Existing_Space Heating_Natural Gas_Furnace_E6 | F5 | Commercial | Warehouse (ID) | Existing | Space Heating | Natural Gas | Furnace | E6 | Utility - Cost of Operation | 0 | 0 | 0 | 0 | 0 | 0 | 0 | 0 | 0 | 0 | 0 | 0 | 0 | 0 | 0 | 0 | 0 | 0 | 0 | 0 | 0 | 0 | 0 | 0 | 0 | 0 | 0
F5_Commercial_Warehouse (ID)_Existing_Space Heating_Natural Gas_Furnace_E7 | F5 | Commercial | Warehouse (ID) | Existing | Space Heating | Natural Gas | Furnace | E7 | Utility - Cost of Operation | 0 | 0 | 0 | 0 | 0 | 0 | 0 | 0 | 0 | 0 | 0 | 0 | 0 | 0 | 0 | 0 | 0 | 0 | 0 | 0 | 0 | 0 | 0 | 0 | 0 | 0 | 0
F5_Commercial_Warehouse (ID)_Existing_Space Heating_Natural Gas_Furnace_E8 | F5 | Commercial | Warehouse (ID) | Existing | Space Heating | Natural Gas | Furnace | E8 | Utility - Cost of Operation | 0 | 0 | 0 | 0 | 0 | 0 | 0 | 0 | 0 | 0 | 0 | 0 | 0 | 0 | 0 | 0 | 0 | 0 | 0 | 0 | 0 | 0 | 0 | 0 | 0 | 0 | 0
F5_Commercial_Warehouse (ID)_Existing_Space Heating_Natural Gas_Furnace_E9 | F5 | Commercial | Warehouse (ID) | Existing | Space Heating | Natural Gas | Furnace | E9 | Utility - Cost of Operation | 0 | 0 | 0 | 0 | 0 | 0 | 0 | 0 | 0 | 0 | 0 | 0 | 0 | 0 | 0 | 0 | 0 | 0 | 0 | 0 | 0 | 0 | 0 | 0 | 0 | 0 | 0
F5_Commercial_Warehouse (ID)_Existing_Space Heating_Natural Gas_Furnace_E10 | F5 | Commercial | Warehouse (ID) | Existing | Space Heating | Natural Gas | Furnace | E10 | Utility - Cost of Operation | 0 | 0 | 0 | 0 | 0 | 0 | 0 | 0 | 0 | 0 | 0 | 0 | 0 | 0 | 0 | 0 | 0 | 0 | 0 | 0 | 0 | 0 | 0 | 0 | 0 | 0 | 0
F6_Commercial_Warehouse (ID)_Existing_Space Heating_Natural Gas_Furnace_E1 | F6 | Commercial | Warehouse (ID) | Existing | Space Heating | Natural Gas | Furnace | E1 | Utility - Value of Sales | 0.26064 | 0.26281 | 0.26641 | 0.27058 | 0.27535 | 0.28312 | 0.29084 | 0.2989 | 0.30598 | 0.31285 | 0.32063 | 0.32743 | 0.335 | 0.3428 | 0.34974 | 0.3564 | 0.36227 | 0.36827 | 0.37448 | 0.38077 | 0.38706 | 0.3955 | 0.40551 | 0.41411 | 0.4229 | 0.43188 | 0.44105
F6_Commercial_Warehouse (ID)_Existing_Space Heating_Natural Gas_Furnace_E2 | F6 | Commercial | Warehouse (ID) | Existing | Space Heating | Natural Gas | Furnace | E2 | Utility - Value of Sales | 0.23168 | 0.23361 | 0.23681 | 0.24051 | 0.24476 | 0.25167 | 0.25852 | 0.26569 | 0.27198 | 0.27809 | 0.28501 | 0.29105 | 0.29778 | 0.30471 | 0.31088 | 0.3168 | 0.32202 | 0.32735 | 0.33287 | 0.33846 | 0.34405 | 0.35155 | 0.36045 | 0.3681 | 0.37591 | 0.38389 | 0.39204
F6_Commercial_Warehouse (ID)_Existing_Space Heating_Natural Gas_Furnace_E3 | F6 | Commercial | Warehouse (ID) | Existing | Space Heating | Natural Gas | Furnace | E3 | Utility - Value of Sales | 0.2172 | 0.21901 | 0.22201 | 0.22548 | 0.22946 | 0.23594 | 0.24236 | 0.24909 | 0.25498 | 0.26071 | 0.26719 | 0.27286 | 0.27917 | 0.28567 | 0.29145 | 0.297 | 0.3019 | 0.30689 | 0.31207 | 0.3173 | 0.32255 | 0.32958 | 0.33792 | 0.34509 | 0.35242 | 0.3599 | 0.36754
F6_Commercial_Warehouse (ID)_Existing_Space Heating_Natural Gas_Furnace_E4 | F6 | Commercial | Warehouse (ID) | Existing | Space Heating | Natural Gas | Furnace | E4 | Utility - Value of Sales | 0 | 0 | 0 | 0 | 0 | 0 | 0 | 0 | 0 | 0 | 0 | 0 | 0 | 0 | 0 | 0 | 0 | 0 | 0 | 0 | 0 | 0 | 0 | 0 | 0 | 0 | 0
F6_Commercial_Warehouse (ID)_Existing_Space Heating_Natural Gas_Furnace_E5 | F6 | Commercial | Warehouse (ID) | Existing | Space Heating | Natural Gas | Furnace | E5 | Utility - Value of Sales | 0 | 0 | 0 | 0 | 0 | 0 | 0 | 0 | 0 | 0 | 0 | 0 | 0 | 0 | 0 | 0 | 0 | 0 | 0 | 0 | 0 | 0 | 0 | 0 | 0 | 0 | 0
F6_Commercial_Warehouse (ID)_Existing_Space Heating_Natural Gas_Furnace_E6 | F6 | Commercial | Warehouse (ID) | Existing | Space Heating | Natural Gas | Furnace | E6 | Utility - Value of Sales | 0 | 0 | 0 | 0 | 0 | 0 | 0 | 0 | 0 | 0 | 0 | 0 | 0 | 0 | 0 | 0 | 0 | 0 | 0 | 0 | 0 | 0 | 0 | 0 | 0 | 0 | 0
F6_Commercial_Warehouse (ID)_Existing_Space Heating_Natural Gas_Furnace_E7 | F6 | Commercial | Warehouse (ID) | Existing | Space Heating | Natural Gas | Furnace | E7 | Utility - Value of Sales | 0 | 0 | 0 | 0 | 0 | 0 | 0 | 0 | 0 | 0 | 0 | 0 | 0 | 0 | 0 | 0 | 0 | 0 | 0 | 0 | 0 | 0 | 0 | 0 | 0 | 0 | 0
F6_Commercial_Warehouse (ID)_Existing_Space Heating_Natural Gas_Furnace_E8 | F6 | Commercial | Warehouse (ID) | Existing | Space Heating | Natural Gas | Furnace | E8 | Utility - Value of Sales | 0 | 0 | 0 | 0 | 0 | 0 | 0 | 0 | 0 | 0 | 0 | 0 | 0 | 0 | 0 | 0 | 0 | 0 | 0 | 0 | 0 | 0 | 0 | 0 | 0 | 0 | 0
F6_Commercial_Warehouse (ID)_Existing_Space Heating_Natural Gas_Furnace_E9 | F6 | Commercial | Warehouse (ID) | Existing | Space Heating | Natural Gas | Furnace | E9 | Utility - Value of Sales | 0 | 0 | 0 | 0 | 0 | 0 | 0 | 0 | 0 | 0 | 0 | 0 | 0 | 0 | 0 | 0 | 0 | 0 | 0 | 0 | 0 | 0 | 0 | 0 | 0 | 0 | 0
F6_Commercial_Warehouse (ID)_Existing_Space Heating_Natural Gas_Furnace_E10 | F6 | Commercial | Warehouse (ID) | Existing | Space Heating | Natural Gas | Furnace | E10 | Utility - Value of Sales | 0 | 0 | 0 | 0 | 0 | 0 | 0 | 0 | 0 | 0 | 0 | 0 | 0 | 0 | 0 | 0 | 0 | 0 | 0 | 0 | 0 | 0 | 0 | 0 | 0 | 0 | 0
F1_Commercial_Warehouse (ID)_Existing_Space Heating_Natural Gas_Boiler_E1 | F1 | Commercial | Warehouse (ID) | Existing | Space Heating | Natural Gas | Boiler | E1 | RVT - Cost of Equipment | 0.084553 | 0.084553 | 0.084553 | 0.084553 | 0.084553 | 0.084553 | 0.084553 | 0.084553 | 0.084553 | 0.084553 | 0.084553 | 0.084553 | 0.084553 | 0.084553 | 0.084553 | 0.084553 | 0.084553 | 0.084553 | 0.084553 | 0.084553 | 0.084553 | 0.084553 | 0.084553 | 0.084553 | 0.084553 | 0.084553 | 0.084553
F1_Commercial_Warehouse (ID)_Existing_Space Heating_Natural Gas_Boiler_E2 | F1 | Commercial | Warehouse (ID) | Existing | Space Heating | Natural Gas | Boiler | E2 | RVT - Cost of Equipment | 0.088098 | 0.088098 | 0.088098 | 0.088098 | 0.088098 | 0.088098 | 0.088098 | 0.088098 | 0.088098 | 0.088098 | 0.088098 | 0.088098 | 0.088098 | 0.088098 | 0.088098 | 0.088098 | 0.088098 | 0.088098 | 0.088098 | 0.088098 | 0.088098 | 0.088098 | 0.088098 | 0.088098 | 0.088098 | 0.088098 | 0.088098
F1_Commercial_Warehouse (ID)_Existing_Space Heating_Natural Gas_Boiler_E3 | F1 | Commercial | Warehouse (ID) | Existing | Space Heating | Natural Gas | Boiler | E3 | RVT - Cost of Equipment | 0.082245 | 0.082245 | 0.082245 | 0.082245 | 0.082245 | 0.082245 | 0.082245 | 0.082245 | 0.082245 | 0.082245 | 0.082245 | 0.082245 | 0.082245 | 0.082245 | 0.082245 | 0.082245 | 0.082245 | 0.082245 | 0.082245 | 0.082245 | 0.082245 | 0.082245 | 0.082245 | 0.082245 | 0.082245 | 0.082245 | 0.082245
F1_Commercial_Warehouse (ID)_Existing_Space Heating_Natural Gas_Boiler_E4 | F1 | Commercial | Warehouse (ID) | Existing | Space Heating | Natural Gas | Boiler | E4 | RVT - Cost of Equipment | 0.67827 | 0.67827 | 0.67827 | 0.67827 | 0.67827 | 0.67827 | 0.67827 | 0.67827 | 0.67827 | 0.67827 | 0.67827 | 0.67827 | 0.67827 | 0.67827 | 0.67827 | 0.67827 | 0.67827 | 0.67827 | 0.67827 | 0.67827 | 0.67827 | 0.67827 | 0.67827 | 0.67827 | 0.67827 | 0.67827 | 0.67827
F1_Commercial_Warehouse (ID)_Existing_Space Heating_Natural Gas_Boiler_E5 | F1 | Commercial | Warehouse (ID) | Existing | Space Heating | Natural Gas | Boiler | E5 | RVT - Cost of Equipment | 0 | 0 | 0 | 0 | 0 | 0 | 0 | 0 | 0 | 0 | 0 | 0 | 0 | 0 | 0 | 0 | 0 | 0 | 0 | 0 | 0 | 0 | 0 | 0 | 0 | 0 | 0
F1_Commercial_Warehouse (ID)_Existing_Space Heating_Natural Gas_Boiler_E6 | F1 | Commercial | Warehouse (ID) | Existing | Space Heating | Natural Gas | Boiler | E6 | RVT - Cost of Equipment | 0 | 0 | 0 | 0 | 0 | 0 | 0 | 0 | 0 | 0 | 0 | 0 | 0 | 0 | 0 | 0 | 0 | 0 | 0 | 0 | 0 | 0 | 0 | 0 | 0 | 0 | 0
F1_Commercial_Warehouse (ID)_Existing_Space Heating_Natural Gas_Boiler_E7 | F1 | Commercial | Warehouse (ID) | Existing | Space Heating | Natural Gas | Boiler | E7 | RVT - Cost of Equipment | 0 | 0 | 0 | 0 | 0 | 0 | 0 | 0 | 0 | 0 | 0 | 0 | 0 | 0 | 0 | 0 | 0 | 0 | 0 | 0 | 0 | 0 | 0 | 0 | 0 | 0 | 0
F1_Commercial_Warehouse (ID)_Existing_Space Heating_Natural Gas_Boiler_E8 | F1 | Commercial | Warehouse (ID) | Existing | Space Heating | Natural Gas | Boiler | E8 | RVT - Cost of Equipment | 0 | 0 | 0 | 0 | 0 | 0 | 0 | 0 | 0 | 0 | 0 | 0 | 0 | 0 | 0 | 0 | 0 | 0 | 0 | 0 | 0 | 0 | 0 | 0 | 0 | 0 | 0
F1_Commercial_Warehouse (ID)_Existing_Space Heating_Natural Gas_Boiler_E9 | F1 | Commercial | Warehouse (ID) | Existing | Space Heating | Natural Gas | Boiler | E9 | RVT - Cost of Equipment | 0 | 0 | 0 | 0 | 0 | 0 | 0 | 0 | 0 | 0 | 0 | 0 | 0 | 0 | 0 | 0 | 0 | 0 | 0 | 0 | 0 | 0 | 0 | 0 | 0 | 0 | 0
F1_Commercial_Warehouse (ID)_Existing_Space Heating_Natural Gas_Boiler_E10 | F1 | Commercial | Warehouse (ID) | Existing | Space Heating | Natural Gas | Boiler | E10 | RVT - Cost of Equipment | 0 | 0 | 0 | 0 | 0 | 0 | 0 | 0 | 0 | 0 | 0 | 0 | 0 | 0 | 0 | 0 | 0 | 0 | 0 | 0 | 0 | 0 | 0 | 0 | 0 | 0 | 0
F2_Commercial_Warehouse (ID)_Existing_Space Heating_Natural Gas_Boiler_E1 | F2 | Commercial | Warehouse (ID) | Existing | Space Heating | Natural Gas | Boiler | E1 | RVT - Cost of Operation | 0.99793 | 1.01 | 1.0258 | 1.0432 | 1.0621 | 1.0888 | 1.1155 | 1.1434 | 1.1692 | 1.1947 | 1.223 | 1.2491 | 1.2774 | 1.3063 | 1.3332 | 1.3595 | 1.3841 | 1.4091 | 1.4349 | 1.4611 | 1.4876 | 1.5195 | 1.5555 | 1.5879 | 1.6205 | 1.6455 | 1.6679
F2_Commercial_Warehouse (ID)_Existing_Space Heating_Natural Gas_Boiler_E2 | F2 | Commercial | Warehouse (ID) | Existing | Space Heating | Natural Gas | Boiler | E2 | RVT - Cost of Operation | 0.93924 | 0.95056 | 0.9655 | 0.98182 | 0.99961 | 1.0247 | 1.0499 | 1.0762 | 1.1004 | 1.1245 | 1.1511 | 1.1757 | 1.2023 | 1.2295 | 1.2548 | 1.2796 | 1.3027 | 1.3262 | 1.3505 | 1.3752 | 1.4001 | 1.4302 | 1.464 | 1.4945 | 1.5252 | 1.5487 | 1.5698
F2_Commercial_Warehouse (ID)_Existing_Space Heating_Natural Gas_Boiler_E3 | F2 | Commercial | Warehouse (ID) | Existing | Space Heating | Natural Gas | Boiler | E3 | RVT - Cost of Operation | 0.82302 | 0.83293 | 0.84603 | 0.86033 | 0.87592 | 0.89793 | 0.91997 | 0.94301 | 0.96424 | 0.98532 | 1.0086 | 1.0302 | 1.0535 | 1.0773 | 1.0995 | 1.1212 | 1.1415 | 1.1621 | 1.1834 | 1.205 | 1.2268 | 1.2532 | 1.2829 | 1.3095 | 1.3365 | 1.3571 | 1.3756
F2_Commercial_Warehouse (ID)_Existing_Space Heating_Natural Gas_Boiler_E4 | F2 | Commercial | Warehouse (ID) | Existing | Space Heating | Natural Gas | Boiler | E4 | RVT - Cost of Operation | 0.51997 | 0.52429 | 0.53148 | 0.53979 | 0.54932 | 0.56482 | 0.58021 | 0.5963 | 0.61042 | 0.62412 | 0.63965 | 0.65321 | 0.66832 | 0.68387 | 0.69772 | 0.71101 | 0.72272 | 0.73468 | 0.74707 | 0.75961 | 0.77216 | 0.789 | 0.80897 | 0.82614 | 0.84367 | 0.86158 | 0.87987
F2_Commercial_Warehouse (ID)_Existing_Space Heating_Natural Gas_Boiler_E5 | F2 | Commercial | Warehouse (ID) | Existing | Space Heating | Natural Gas | Boiler | E5 | RVT - Cost of Operation | 0 | 0 | 0 | 0 | 0 | 0 | 0 | 0 | 0 | 0 | 0 | 0 | 0 | 0 | 0 | 0 | 0 | 0 | 0 | 0 | 0 | 0 | 0 | 0 | 0 | 0 | 0
F2_Commercial_Warehouse (ID)_Existing_Space Heating_Natural Gas_Boiler_E6 | F2 | Commercial | Warehouse (ID) | Existing | Space Heating | Natural Gas | Boiler | E6 | RVT - Cost of Operation | 0 | 0 | 0 | 0 | 0 | 0 | 0 | 0 | 0 | 0 | 0 | 0 | 0 | 0 | 0 | 0 | 0 | 0 | 0 | 0 | 0 | 0 | 0 | 0 | 0 | 0 | 0
F2_Commercial_Warehouse (ID)_Existing_Space Heating_Natural Gas_Boiler_E7 | F2 | Commercial | Warehouse (ID) | Existing | Space Heating | Natural Gas | Boiler | E7 | RVT - Cost of Operation | 0 | 0 | 0 | 0 | 0 | 0 | 0 | 0 | 0 | 0 | 0 | 0 | 0 | 0 | 0 | 0 | 0 | 0 | 0 | 0 | 0 | 0 | 0 | 0 | 0 | 0 | 0
F2_Commercial_Warehouse (ID)_Existing_Space Heating_Natural Gas_Boiler_E8 | F2 | Commercial | Warehouse (ID) | Existing | Space Heating | Natural Gas | Boiler | E8 | RVT - Cost of Operation | 0 | 0 | 0 | 0 | 0 | 0 | 0 | 0 | 0 | 0 | 0 | 0 | 0 | 0 | 0 | 0 | 0 | 0 | 0 | 0 | 0 | 0 | 0 | 0 | 0 | 0 | 0
F2_Commercial_Warehouse (ID)_Existing_Space Heating_Natural Gas_Boiler_E9 | F2 | Commercial | Warehouse (ID) | Existing | Space Heating | Natural Gas | Boiler | E9 | RVT - Cost of Operation | 0 | 0 | 0 | 0 | 0 | 0 | 0 | 0 | 0 | 0 | 0 | 0 | 0 | 0 | 0 | 0 | 0 | 0 | 0 | 0 | 0 | 0 | 0 | 0 | 0 | 0 | 0
F2_Commercial_Warehouse (ID)_Existing_Space Heating_Natural Gas_Boiler_E10 | F2 | Commercial | Warehouse (ID) | Existing | Space Heating | Natural Gas | Boiler | E10 | RVT - Cost of Operation | 0 | 0 | 0 | 0 | 0 | 0 | 0 | 0 | 0 | 0 | 0 | 0 | 0 | 0 | 0 | 0 | 0 | 0 | 0 | 0 | 0 | 0 | 0 | 0 | 0 | 0 | 0
F3_Commercial_Warehouse (ID)_Existing_Space Heating_Natural Gas_Boiler_E1 | F3 | Commercial | Warehouse (ID) | Existing | Space Heating | Natural Gas | Boiler | E1 | System - kBTUs of Consumption | 196.363 | 196.1116 | 196.1116 | 196.1116 | 196.1116 | 196.1116 | 196.1116 | 196.1116 | 196.1116 | 196.1116 | 196.1116 | 196.1116 | 196.1116 | 196.1116 | 196.1116 | 196.1116 | 196.1116 | 196.1116 | 196.1116 | 196.1116 | 196.1116 | 196.1116 | 196.1116 | 196.1116 | 196.1116 | 193.6905 | 190.6641
F3_Commercial_Warehouse (ID)_Existing_Space Heating_Natural Gas_Boiler_E2 | F3 | Commercial | Warehouse (ID) | Existing | Space Heating | Natural Gas | Boiler | E2 | System - kBTUs of Consumption | 184.8144 | 184.5778 | 184.5778 | 184.5778 | 184.5778 | 184.5778 | 184.5778 | 184.5778 | 184.5778 | 184.5778 | 184.5778 | 184.5778 | 184.5778 | 184.5778 | 184.5778 | 184.5778 | 184.5778 | 184.5778 | 184.5778 | 184.5778 | 184.5778 | 184.5778 | 184.5778 | 184.5778 | 184.5778 | 182.299 | 179.4506
F3_Commercial_Warehouse (ID)_Existing_Space Heating_Natural Gas_Boiler_E3 | F3 | Commercial | Warehouse (ID) | Existing | Space Heating | Natural Gas | Boiler | E3 | System - kBTUs of Consumption | 161.945 | 161.7377 | 161.7377 | 161.7377 | 161.7377 | 161.7377 | 161.7377 | 161.7377 | 161.7377 | 161.7377 | 161.7377 | 161.7377 | 161.7377 | 161.7377 | 161.7377 | 161.7377 | 161.7377 | 161.7377 | 161.7377 | 161.7377 | 161.7377 | 161.7377 | 161.7377 | 161.7377 | 161.7377 | 159.7409 | 157.245
F3_Commercial_Warehouse (ID)_Existing_Space Heating_Natural Gas_Boiler_E4 | F3 | Commercial | Warehouse (ID) | Existing | Space Heating | Natural Gas | Boiler | E4 | System - kBTUs of Consumption | 114.4263 | 114.139 | 114.139 | 114.139 | 114.139 | 114.139 | 114.139 | 114.139 | 114.139 | 114.139 | 114.139 | 114.139 | 114.139 | 114.139 | 114.139 | 114.139 | 114.139 | 114.139 | 114.139 | 114.139 | 114.139 | 114.139 | 114.139 | 114.139 | 114.139 | 114.139 | 114.139
F3_Commercial_Warehouse (ID)_Existing_Space Heating_Natural Gas_Boiler_E5 | F3 | Commercial | Warehouse (ID) | Existing | Space Heating | Natural Gas | Boiler | E5 | System - kBTUs of Consumption | 0 | 0 | 0 | 0 | 0 | 0 | 0 | 0 | 0 | 0 | 0 | 0 | 0 | 0 | 0 | 0 | 0 | 0 | 0 | 0 | 0 | 0 | 0 | 0 | 0 | 0 | 0
F3_Commercial_Warehouse (ID)_Existing_Space Heating_Natural Gas_Boiler_E6 | F3 | Commercial | Warehouse (ID) | Existing | Space Heating | Natural Gas | Boiler | E6 | System - kBTUs of Consumption | 0 | 0 | 0 | 0 | 0 | 0 | 0 | 0 | 0 | 0 | 0 | 0 | 0 | 0 | 0 | 0 | 0 | 0 | 0 | 0 | 0 | 0 | 0 | 0 | 0 | 0 | 0
F3_Commercial_Warehouse (ID)_Existing_Space Heating_Natural Gas_Boiler_E7 | F3 | Commercial | Warehouse (ID) | Existing | Space Heating | Natural Gas | Boiler | E7 | System - kBTUs of Consumption | 0 | 0 | 0 | 0 | 0 | 0 | 0 | 0 | 0 | 0 | 0 | 0 | 0 | 0 | 0 | 0 | 0 | 0 | 0 | 0 | 0 | 0 | 0 | 0 | 0 | 0 | 0
F3_Commercial_Warehouse (ID)_Existing_Space Heating_Natural Gas_Boiler_E8 | F3 | Commercial | Warehouse (ID) | Existing | Space Heating | Natural Gas | Boiler | E8 | System - kBTUs of Consumption | 0 | 0 | 0 | 0 | 0 | 0 | 0 | 0 | 0 | 0 | 0 | 0 | 0 | 0 | 0 | 0 | 0 | 0 | 0 | 0 | 0 | 0 | 0 | 0 | 0 | 0 | 0
F3_Commercial_Warehouse (ID)_Existing_Space Heating_Natural Gas_Boiler_E9 | F3 | Commercial | Warehouse (ID) | Existing | Space Heating | Natural Gas | Boiler | E9 | System - kBTUs of Consumption | 0 | 0 | 0 | 0 | 0 | 0 | 0 | 0 | 0 | 0 | 0 | 0 | 0 | 0 | 0 | 0 | 0 | 0 | 0 | 0 | 0 | 0 | 0 | 0 | 0 | 0 | 0
F3_Commercial_Warehouse (ID)_Existing_Space Heating_Natural Gas_Boiler_E10 | F3 | Commercial | Warehouse (ID) | Existing | Space Heating | Natural Gas | Boiler | E10 | System - kBTUs of Consumption | 0 | 0 | 0 | 0 | 0 | 0 | 0 | 0 | 0 | 0 | 0 | 0 | 0 | 0 | 0 | 0 | 0 | 0 | 0 | 0 | 0 | 0 | 0 | 0 | 0 | 0 | 0
F4_Commercial_Warehouse (ID)_Existing_Space Heating_Natural Gas_Boiler_E1 | F4 | Commercial | Warehouse (ID) | Existing | Space Heating | Natural Gas | Boiler | E1 | Utility - Cost of Equipment | 0.084553 | 0.084553 | 0.084553 | 0.084553 | 0.084553 | 0.084553 | 0.084553 | 0.084553 | 0.084553 | 0.084553 | 0.084553 | 0.084553 | 0.084553 | 0.084553 | 0.084553 | 0.084553 | 0.084553 | 0.084553 | 0.084553 | 0.084553 | 0.084553 | 0.084553 | 0.084553 | 0.084553 | 0.084553 | 0.084553 | 0.084553
F4_Commercial_Warehouse (ID)_Existing_Space Heating_Natural Gas_Boiler_E2 | F4 | Commercial | Warehouse (ID) | Existing | Space Heating | Natural Gas | Boiler | E2 | Utility - Cost of Equipment | 0.088098 | 0.088098 | 0.088098 | 0.088098 | 0.088098 | 0.088098 | 0.088098 | 0.088098 | 0.088098 | 0.088098 | 0.088098 | 0.088098 | 0.088098 | 0.088098 | 0.088098 | 0.088098 | 0.088098 | 0.088098 | 0.088098 | 0.088098 | 0.088098 | 0.088098 | 0.088098 | 0.088098 | 0.088098 | 0.088098 | 0.088098
F4_Commercial_Warehouse (ID)_Existing_Space Heating_Natural Gas_Boiler_E3 | F4 | Commercial | Warehouse (ID) | Existing | Space Heating | Natural Gas | Boiler | E3 | Utility - Cost of Equipment | 0.082245 | 0.082245 | 0.082245 | 0.082245 | 0.082245 | 0.082245 | 0.082245 | 0.082245 | 0.082245 | 0.082245 | 0.082245 | 0.082245 | 0.082245 | 0.082245 | 0.082245 | 0.082245 | 0.082245 | 0.082245 | 0.082245 | 0.082245 | 0.082245 | 0.082245 | 0.082245 | 0.082245 | 0.082245 | 0.082245 | 0.082245
F4_Commercial_Warehouse (ID)_Existing_Space Heating_Natural Gas_Boiler_E4 | F4 | Commercial | Warehouse (ID) | Existing | Space Heating | Natural Gas | Boiler | E4 | Utility - Cost of Equipment | 0.67827 | 0.67827 | 0.67827 | 0.67827 | 0.67827 | 0.67827 | 0.67827 | 0.67827 | 0.67827 | 0.67827 | 0.67827 | 0.67827 | 0.67827 | 0.67827 | 0.67827 | 0.67827 | 0.67827 | 0.67827 | 0.67827 | 0.67827 | 0.67827 | 0.67827 | 0.67827 | 0.67827 | 0.67827 | 0.67827 | 0.67827
F4_Commercial_Warehouse (ID)_Existing_Space Heating_Natural Gas_Boiler_E5 | F4 | Commercial | Warehouse (ID) | Existing | Space Heating | Natural Gas | Boiler | E5 | Utility - Cost of Equipment | 0 | 0 | 0 | 0 | 0 | 0 | 0 | 0 | 0 | 0 | 0 | 0 | 0 | 0 | 0 | 0 | 0 | 0 | 0 | 0 | 0 | 0 | 0 | 0 | 0 | 0 | 0
F4_Commercial_Warehouse (ID)_Existing_Space Heating_Natural Gas_Boiler_E6 | F4 | Commercial | Warehouse (ID) | Existing | Space Heating | Natural Gas | Boiler | E6 | Utility - Cost of Equipment | 0 | 0 | 0 | 0 | 0 | 0 | 0 | 0 | 0 | 0 | 0 | 0 | 0 | 0 | 0 | 0 | 0 | 0 | 0 | 0 | 0 | 0 | 0 | 0 | 0 | 0 | 0
F4_Commercial_Warehouse (ID)_Existing_Space Heating_Natural Gas_Boiler_E7 | F4 | Commercial | Warehouse (ID) | Existing | Space Heating | Natural Gas | Boiler | E7 | Utility - Cost of Equipment | 0 | 0 | 0 | 0 | 0 | 0 | 0 | 0 | 0 | 0 | 0 | 0 | 0 | 0 | 0 | 0 | 0 | 0 | 0 | 0 | 0 | 0 | 0 | 0 | 0 | 0 | 0
F4_Commercial_Warehouse (ID)_Existing_Space Heating_Natural Gas_Boiler_E8 | F4 | Commercial | Warehouse (ID) | Existing | Space Heating | Natural Gas | Boiler | E8 | Utility - Cost of Equipment | 0 | 0 | 0 | 0 | 0 | 0 | 0 | 0 | 0 | 0 | 0 | 0 | 0 | 0 | 0 | 0 | 0 | 0 | 0 | 0 | 0 | 0 | 0 | 0 | 0 | 0 | 0
F4_Commercial_Warehouse (ID)_Existing_Space Heating_Natural Gas_Boiler_E9 | F4 | Commercial | Warehouse (ID) | Existing | Space Heating | Natural Gas | Boiler | E9 | Utility - Cost of Equipment | 0 | 0 | 0 | 0 | 0 | 0 | 0 | 0 | 0 | 0 | 0 | 0 | 0 | 0 | 0 | 0 | 0 | 0 | 0 | 0 | 0 | 0 | 0 | 0 | 0 | 0 | 0
F4_Commercial_Warehouse (ID)_Existing_Space Heating_Natural Gas_Boiler_E10 | F4 | Commercial | Warehouse (ID) | Existing | Space Heating | Natural Gas | Boiler | E10 | Utility - Cost of Equipment | 0 | 0 | 0 | 0 | 0 | 0 | 0 | 0 | 0 | 0 | 0 | 0 | 0 | 0 | 0 | 0 | 0 | 0 | 0 | 0 | 0 | 0 | 0 | 0 | 0 | 0 | 0
F5_Commercial_Warehouse (ID)_Existing_Space Heating_Natural Gas_Boiler_E1 | F5 | Commercial | Warehouse (ID) | Existing | Space Heating | Natural Gas | Boiler | E1 | Utility - Cost of Operation | 0.88027 | 0.89563 | 0.91461 | 0.93524 | 0.95766 | 0.98706 | 1.017 | 1.0486 | 1.079 | 1.1098 | 1.138 | 1.1645 | 1.1931 | 1.2225 | 1.2503 | 1.2778 | 1.304 | 1.3309 | 1.3589 | 1.3875 | 1.4167 | 1.4472 | 1.4814 | 1.5122 | 1.5433 | 1.5671 | 1.5885
F5_Commercial_Warehouse (ID)_Existing_Space Heating_Natural Gas_Boiler_E2 | F5 | Commercial | Warehouse (ID) | Existing | Space Heating | Natural Gas | Boiler | E2 | Utility - Cost of Operation | 0.8285 | 0.84295 | 0.86082 | 0.88024 | 0.90133 | 0.92901 | 0.95722 | 0.98693 | 1.0155 | 1.0445 | 1.0711 | 1.096 | 1.1229 | 1.1506 | 1.1767 | 1.2027 | 1.2273 | 1.2527 | 1.279 | 1.3059 | 1.3334 | 1.3621 | 1.3943 | 1.4233 | 1.4526 | 1.475 | 1.4951
F5_Commercial_Warehouse (ID)_Existing_Space Heating_Natural Gas_Boiler_E3 | F5 | Commercial | Warehouse (ID) | Existing | Space Heating | Natural Gas | Boiler | E3 | Utility - Cost of Operation | 0.72598 | 0.73864 | 0.7543 | 0.77132 | 0.7898 | 0.81405 | 0.83877 | 0.8648 | 0.88984 | 0.91529 | 0.93855 | 0.96038 | 0.98398 | 1.0082 | 1.0311 | 1.0539 | 1.0754 | 1.0977 | 1.1207 | 1.1443 | 1.1684 | 1.1935 | 1.2218 | 1.2472 | 1.2728 | 1.2924 | 1.3101
F5_Commercial_Warehouse (ID)_Existing_Space Heating_Natural Gas_Boiler_E4 | F5 | Commercial | Warehouse (ID) | Existing | Space Heating | Natural Gas | Boiler | E4 | Utility - Cost of Operation | 0.44546 | 0.45194 | 0.46112 | 0.4716 | 0.48348 | 0.50077 | 0.51842 | 0.53715 | 0.55479 | 0.57266 | 0.58831 | 0.60245 | 0.61814 | 0.63442 | 0.64932 | 0.66391 | 0.67726 | 0.69106 | 0.70549 | 0.7203 | 0.73539 | 0.75143 | 0.77045 | 0.7868 | 0.8035 | 0.82055 | 0.83797
F5_Commercial_Warehouse (ID)_Existing_Space Heating_Natural Gas_Boiler_E5 | F5 | Commercial | Warehouse (ID) | Existing | Space Heating | Natural Gas | Boiler | E5 | Utility - Cost of Operation | 0 | 0 | 0 | 0 | 0 | 0 | 0 | 0 | 0 | 0 | 0 | 0 | 0 | 0 | 0 | 0 | 0 | 0 | 0 | 0 | 0 | 0 | 0 | 0 | 0 | 0 | 0
F5_Commercial_Warehouse (ID)_Existing_Space Heating_Natural Gas_Boiler_E6 | F5 | Commercial | Warehouse (ID) | Existing | Space Heating | Natural Gas | Boiler | E6 | Utility - Cost of Operation | 0 | 0 | 0 | 0 | 0 | 0 | 0 | 0 | 0 | 0 | 0 | 0 | 0 | 0 | 0 | 0 | 0 | 0 | 0 | 0 | 0 | 0 | 0 | 0 | 0 | 0 | 0
F5_Commercial_Warehouse (ID)_Existing_Space Heating_Natural Gas_Boiler_E7 | F5 | Commercial | Warehouse (ID) | Existing | Space Heating | Natural Gas | Boiler | E7 | Utility - Cost of Operation | 0 | 0 | 0 | 0 | 0 | 0 | 0 | 0 | 0 | 0 | 0 | 0 | 0 | 0 | 0 | 0 | 0 | 0 | 0 | 0 | 0 | 0 | 0 | 0 | 0 | 0 | 0
F5_Commercial_Warehouse (ID)_Existing_Space Heating_Natural Gas_Boiler_E8 | F5 | Commercial | Warehouse (ID) | Existing | Space Heating | Natural Gas | Boiler | E8 | Utility - Cost of Operation | 0 | 0 | 0 | 0 | 0 | 0 | 0 | 0 | 0 | 0 | 0 | 0 | 0 | 0 | 0 | 0 | 0 | 0 | 0 | 0 | 0 | 0 | 0 | 0 | 0 | 0 | 0
F5_Commercial_Warehouse (ID)_Existing_Space Heating_Natural Gas_Boiler_E9 | F5 | Commercial | Warehouse (ID) | Existing | Space Heating | Natural Gas | Boiler | E9 | Utility - Cost of Operation | 0 | 0 | 0 | 0 | 0 | 0 | 0 | 0 | 0 | 0 | 0 | 0 | 0 | 0 | 0 | 0 | 0 | 0 | 0 | 0 | 0 | 0 | 0 | 0 | 0 | 0 | 0
F5_Commercial_Warehouse (ID)_Existing_Space Heating_Natural Gas_Boiler_E10 | F5 | Commercial | Warehouse (ID) | Existing | Space Heating | Natural Gas | Boiler | E10 | Utility - Cost of Operation | 0 | 0 | 0 | 0 | 0 | 0 | 0 | 0 | 0 | 0 | 0 | 0 | 0 | 0 | 0 | 0 | 0 | 0 | 0 | 0 | 0 | 0 | 0 | 0 | 0 | 0 | 0
F6_Commercial_Warehouse (ID)_Existing_Space Heating_Natural Gas_Boiler_E1 | F6 | Commercial | Warehouse (ID) | Existing | Space Heating | Natural Gas | Boiler | E1 | Utility - Value of Sales | 0.99793 | 1.01 | 1.0258 | 1.0432 | 1.0621 | 1.0888 | 1.1155 | 1.1434 | 1.1692 | 1.1947 | 1.223 | 1.2491 | 1.2774 | 1.3063 | 1.3332 | 1.3595 | 1.3841 | 1.4091 | 1.4349 | 1.4611 | 1.4876 | 1.5195 | 1.5555 | 1.5879 | 1.6205 | 1.6455 | 1.6679
F6_Commercial_Warehouse (ID)_Existing_Space Heating_Natural Gas_Boiler_E2 | F6 | Commercial | Warehouse (ID) | Existing | Space Heating | Natural Gas | Boiler | E2 | Utility - Value of Sales | 0.93924 | 0.95056 | 0.9655 | 0.98182 | 0.99961 | 1.0247 | 1.0499 | 1.0762 | 1.1004 | 1.1245 | 1.1511 | 1.1757 | 1.2023 | 1.2295 | 1.2548 | 1.2796 | 1.3027 | 1.3262 | 1.3505 | 1.3752 | 1.4001 | 1.4302 | 1.464 | 1.4945 | 1.5252 | 1.5487 | 1.5698
F6_Commercial_Warehouse (ID)_Existing_Space Heating_Natural Gas_Boiler_E3 | F6 | Commercial | Warehouse (ID) | Existing | Space Heating | Natural Gas | Boiler | E3 | Utility - Value of Sales | 0.82302 | 0.83293 | 0.84603 | 0.86033 | 0.87592 | 0.89793 | 0.91997 | 0.94301 | 0.96424 | 0.98532 | 1.0086 | 1.0302 | 1.0535 | 1.0773 | 1.0995 | 1.1212 | 1.1415 | 1.1621 | 1.1834 | 1.205 | 1.2268 | 1.2532 | 1.2829 | 1.3095 | 1.3365 | 1.3571 | 1.3756
F6_Commercial_Warehouse (ID)_Existing_Space Heating_Natural Gas_Boiler_E4 | F6 | Commercial | Warehouse (ID) | Existing | Space Heating | Natural Gas | Boiler | E4 | Utility - Value of Sales | 0.51997 | 0.52429 | 0.53148 | 0.53979 | 0.54932 | 0.56482 | 0.58021 | 0.5963 | 0.61042 | 0.62412 | 0.63965 | 0.65321 | 0.66832 | 0.68387 | 0.69772 | 0.71101 | 0.72272 | 0.73468 | 0.74707 | 0.75961 | 0.77216 | 0.789 | 0.80897 | 0.82614 | 0.84367 | 0.86158 | 0.87987
F6_Commercial_Warehouse (ID)_Existing_Space Heating_Natural Gas_Boiler_E5 | F6 | Commercial | Warehouse (ID) | Existing | Space Heating | Natural Gas | Boiler | E5 | Utility - Value of Sales | 0 | 0 | 0 | 0 | 0 | 0 | 0 | 0 | 0 | 0 | 0 | 0 | 0 | 0 | 0 | 0 | 0 | 0 | 0 | 0 | 0 | 0 | 0 | 0 | 0 | 0 | 0
F6_Commercial_Warehouse (ID)_Existing_Space Heating_Natural Gas_Boiler_E6 | F6 | Commercial | Warehouse (ID) | Existing | Space Heating | Natural Gas | Boiler | E6 | Utility - Value of Sales | 0 | 0 | 0 | 0 | 0 | 0 | 0 | 0 | 0 | 0 | 0 | 0 | 0 | 0 | 0 | 0 | 0 | 0 | 0 | 0 | 0 | 0 | 0 | 0 | 0 | 0 | 0
F6_Commercial_Warehouse (ID)_Existing_Space Heating_Natural Gas_Boiler_E7 | F6 | Commercial | Warehouse (ID) | Existing | Space Heating | Natural Gas | Boiler | E7 | Utility - Value of Sales | 0 | 0 | 0 | 0 | 0 | 0 | 0 | 0 | 0 | 0 | 0 | 0 | 0 | 0 | 0 | 0 | 0 | 0 | 0 | 0 | 0 | 0 | 0 | 0 | 0 | 0 | 0
F6_Commercial_Warehouse (ID)_Existing_Space Heating_Natural Gas_Boiler_E8 | F6 | Commercial | Warehouse (ID) | Existing | Space Heating | Natural Gas | Boiler | E8 | Utility - Value of Sales | 0 | 0 | 0 | 0 | 0 | 0 | 0 | 0 | 0 | 0 | 0 | 0 | 0 | 0 | 0 | 0 | 0 | 0 | 0 | 0 | 0 | 0 | 0 | 0 | 0 | 0 | 0
F6_Commercial_Warehouse (ID)_Existing_Space Heating_Natural Gas_Boiler_E9 | F6 | Commercial | Warehouse (ID) | Existing | Space Heating | Natural Gas | Boiler | E9 | Utility - Value of Sales | 0 | 0 | 0 | 0 | 0 | 0 | 0 | 0 | 0 | 0 | 0 | 0 | 0 | 0 | 0 | 0 | 0 | 0 | 0 | 0 | 0 | 0 | 0 | 0 | 0 | 0 | 0
F6_Commercial_Warehouse (ID)_Existing_Space Heating_Natural Gas_Boiler_E10 | F6 | Commercial | Warehouse (ID) | Existing | Space Heating | Natural Gas | Boiler | E10 | Utility - Value of Sales | 0 | 0 | 0 | 0 | 0 | 0 | 0 | 0 | 0 | 0 | 0 | 0 | 0 | 0 | 0 | 0 | 0 | 0 | 0 | 0 | 0 | 0 | 0 | 0 | 0 | 0 | 0
F1_Commercial_Warehouse (ID)_Existing_Space Heating_Natural Gas_Unit Heater_E1 | F1 | Commercial | Warehouse (ID) | Existing | Space Heating | Natural Gas | Unit Heater | E1 | RVT - Cost of Equipment | 0.0039494 | 0.0039494 | 0.0039494 | 0.0039494 | 0.0039494 | 0.0039494 | 0.0039494 | 0.0039494 | 0.0039494 | 0.0039494 | 0.0039494 | 0.0039494 | 0.0039494 | 0.0039494 | 0.0039494 | 0.0039494 | 0.0039494 | 0.0039494 | 0.0039494 | 0.0039494 | 0.0039494 | 0.0039494 | 0.0039494 | 0.0039494 | 0.0039494 | 0.0039494 | 0.0039494
F1_Commercial_Warehouse (ID)_Existing_Space Heating_Natural Gas_Unit Heater_E2 | F1 | Commercial | Warehouse (ID) | Existing | Space Heating | Natural Gas | Unit Heater | E2 | RVT - Cost of Equipment | 0.0086617 | 0.0086617 | 0.0086617 | 0.0086617 | 0.0086617 | 0.0086617 | 0.0086617 | 0.0086617 | 0.0086617 | 0.0086617 | 0.0086617 | 0.0086617 | 0.0086617 | 0.0086617 | 0.0086617 | 0.0086617 | 0.0086617 | 0.0086617 | 0.0086617 | 0.0086617 | 0.0086617 | 0.0086617 | 0.0086617 | 0.0086617 | 0.0086617 | 0.0086617 | 0.0086617
F1_Commercial_Warehouse (ID)_Existing_Space Heating_Natural Gas_Unit Heater_E3 | F1 | Commercial | Warehouse (ID) | Existing | Space Heating | Natural Gas | Unit Heater | E3 | RVT - Cost of Equipment | 0.0054927 | 0.0054927 | 0.0054927 | 0.0054927 | 0.0054927 | 0.0054927 | 0.0054927 | 0.0054927 | 0.0054927 | 0.0054927 | 0.0054927 | 0.0054927 | 0.0054927 | 0.0054927 | 0.0054927 | 0.0054927 | 0.0054927 | 0.0054927 | 0.0054927 | 0.0054927 | 0.0054927 | 0.0054927 | 0.0054927 | 0.0054927 | 0.0054927 | 0.0054927 | 0.0054927
F1_Commercial_Warehouse (ID)_Existing_Space Heating_Natural Gas_Unit Heater_E4 | F1 | Commercial | Warehouse (ID) | Existing | Space Heating | Natural Gas | Unit Heater | E4 | RVT - Cost of Equipment | 0 | 0 | 0 | 0 | 0 | 0 | 0 | 0 | 0 | 0 | 0 | 0 | 0 | 0 | 0 | 0 | 0 | 0 | 0 | 0 | 0 | 0 | 0 | 0 | 0 | 0 | 0
F1_Commercial_Warehouse (ID)_Existing_Space Heating_Natural Gas_Unit Heater_E5 | F1 | Commercial | Warehouse (ID) | Existing | Space Heating | Natural Gas | Unit Heater | E5 | RVT - Cost of Equipment | 0 | 0 | 0 | 0 | 0 | 0 | 0 | 0 | 0 | 0 | 0 | 0 | 0 | 0 | 0 | 0 | 0 | 0 | 0 | 0 | 0 | 0 | 0 | 0 | 0 | 0 | 0
F1_Commercial_Warehouse (ID)_Existing_Space Heating_Natural Gas_Unit Heater_E6 | F1 | Commercial | Warehouse (ID) | Existing | Space Heating | Natural Gas | Unit Heater | E6 | RVT - Cost of Equipment | 0 | 0 | 0 | 0 | 0 | 0 | 0 | 0 | 0 | 0 | 0 | 0 | 0 | 0 | 0 | 0 | 0 | 0 | 0 | 0 | 0 | 0 | 0 | 0 | 0 | 0 | 0
F1_Commercial_Warehouse (ID)_Existing_Space Heating_Natural Gas_Unit Heater_E7 | F1 | Commercial | Warehouse (ID) | Existing | Space Heating | Natural Gas | Unit Heater | E7 | RVT - Cost of Equipment | 0 | 0 | 0 | 0 | 0 | 0 | 0 | 0 | 0 | 0 | 0 | 0 | 0 | 0 | 0 | 0 | 0 | 0 | 0 | 0 | 0 | 0 | 0 | 0 | 0 | 0 | 0
F1_Commercial_Warehouse (ID)_Existing_Space Heating_Natural Gas_Unit Heater_E8 | F1 | Commercial | Warehouse (ID) | Existing | Space Heating | Natural Gas | Unit Heater | E8 | RVT - Cost of Equipment | 0 | 0 | 0 | 0 | 0 | 0 | 0 | 0 | 0 | 0 | 0 | 0 | 0 | 0 | 0 | 0 | 0 | 0 | 0 | 0 | 0 | 0 | 0 | 0 | 0 | 0 | 0
F1_Commercial_Warehouse (ID)_Existing_Space Heating_Natural Gas_Unit Heater_E9 | F1 | Commercial | Warehouse (ID) | Existing | Space Heating | Natural Gas | Unit Heater | E9 | RVT - Cost of Equipment | 0 | 0 | 0 | 0 | 0 | 0 | 0 | 0 | 0 | 0 | 0 | 0 | 0 | 0 | 0 | 0 | 0 | 0 | 0 | 0 | 0 | 0 | 0 | 0 | 0 | 0 | 0
F1_Commercial_Warehouse (ID)_Existing_Space Heating_Natural Gas_Unit Heater_E10 | F1 | Commercial | Warehouse (ID) | Existing | Space Heating | Natural Gas | Unit Heater | E10 | RVT - Cost of Equipment | 0 | 0 | 0 | 0 | 0 | 0 | 0 | 0 | 0 | 0 | 0 | 0 | 0 | 0 | 0 | 0 | 0 | 0 | 0 | 0 | 0 | 0 | 0 | 0 | 0 | 0 | 0
F2_Commercial_Warehouse (ID)_Existing_Space Heating_Natural Gas_Unit Heater_E1 | F2 | Commercial | Warehouse (ID) | Existing | Space Heating | Natural Gas | Unit Heater | E1 | RVT - Cost of Operation | 0.15503 | 0.15667 | 0.159 | 0.16158 | 0.16442 | 0.16871 | 0.17295 | 0.17742 | 0.18147 | 0.18546 | 0.18995 | 0.19402 | 0.19848 | 0.20303 | 0.20718 | 0.2112 | 0.21485 | 0.21858 | 0.22243 | 0.22634 | 0.23026 | 0.23526 | 0.24105 | 0.24616 | 0.25139 | 0.25672 | 0.26217
F2_Commercial_Warehouse (ID)_Existing_Space Heating_Natural Gas_Unit Heater_E2 | F2 | Commercial | Warehouse (ID) | Existing | Space Heating | Natural Gas | Unit Heater | E2 | RVT - Cost of Operation | 0.13789 | 0.13934 | 0.14142 | 0.14371 | 0.14624 | 0.15005 | 0.15383 | 0.1578 | 0.1614 | 0.16495 | 0.16895 | 0.17257 | 0.17653 | 0.18058 | 0.18427 | 0.18785 | 0.19109 | 0.19441 | 0.19784 | 0.20131 | 0.2048 | 0.20925 | 0.21439 | 0.21894 | 0.22359 | 0.22834 | 0.23318
F2_Commercial_Warehouse (ID)_Existing_Space Heating_Natural Gas_Unit Heater_E3 | F2 | Commercial | Warehouse (ID) | Existing | Space Heating | Natural Gas | Unit Heater | E3 | RVT - Cost of Operation | 0.13175 | 0.13284 | 0.13467 | 0.13677 | 0.13919 | 0.14311 | 0.14701 | 0.15109 | 0.15467 | 0.15814 | 0.16207 | 0.16551 | 0.16934 | 0.17328 | 0.17679 | 0.18016 | 0.18312 | 0.18615 | 0.18929 | 0.19247 | 0.19565 | 0.19992 | 0.20498 | 0.20933 | 0.21377 | 0.21831 | 0.22294
F2_Commercial_Warehouse (ID)_Existing_Space Heating_Natural Gas_Unit Heater_E4 | F2 | Commercial | Warehouse (ID) | Existing | Space Heating | Natural Gas | Unit Heater | E4 | RVT - Cost of Operation | 0 | 0 | 0 | 0 | 0 | 0 | 0 | 0 | 0 | 0 | 0 | 0 | 0 | 0 | 0 | 0 | 0 | 0 | 0 | 0 | 0 | 0 | 0 | 0 | 0 | 0 | 0
F2_Commercial_Warehouse (ID)_Existing_Space Heating_Natural Gas_Unit Heater_E5 | F2 | Commercial | Warehouse (ID) | Existing | Space Heating | Natural Gas | Unit Heater | E5 | RVT - Cost of Operation | 0 | 0 | 0 | 0 | 0 | 0 | 0 | 0 | 0 | 0 | 0 | 0 | 0 | 0 | 0 | 0 | 0 | 0 | 0 | 0 | 0 | 0 | 0 | 0 | 0 | 0 | 0
F2_Commercial_Warehouse (ID)_Existing_Space Heating_Natural Gas_Unit Heater_E6 | F2 | Commercial | Warehouse (ID) | Existing | Space Heating | Natural Gas | Unit Heater | E6 | RVT - Cost of Operation | 0 | 0 | 0 | 0 | 0 | 0 | 0 | 0 | 0 | 0 | 0 | 0 | 0 | 0 | 0 | 0 | 0 | 0 | 0 | 0 | 0 | 0 | 0 | 0 | 0 | 0 | 0
F2_Commercial_Warehouse (ID)_Existing_Space Heating_Natural Gas_Unit Heater_E7 | F2 | Commercial | Warehouse (ID) | Existing | Space Heating | Natural Gas | Unit Heater | E7 | RVT - Cost of Operation | 0 | 0 | 0 | 0 | 0 | 0 | 0 | 0 | 0 | 0 | 0 | 0 | 0 | 0 | 0 | 0 | 0 | 0 | 0 | 0 | 0 | 0 | 0 | 0 | 0 | 0 | 0
F2_Commercial_Warehouse (ID)_Existing_Space Heating_Natural Gas_Unit Heater_E8 | F2 | Commercial | Warehouse (ID) | Existing | Space Heating | Natural Gas | Unit Heater | E8 | RVT - Cost of Operation | 0 | 0 | 0 | 0 | 0 | 0 | 0 | 0 | 0 | 0 | 0 | 0 | 0 | 0 | 0 | 0 | 0 | 0 | 0 | 0 | 0 | 0 | 0 | 0 | 0 | 0 | 0
F2_Commercial_Warehouse (ID)_Existing_Space Heating_Natural Gas_Unit Heater_E9 | F2 | Commercial | Warehouse (ID) | Existing | Space Heating | Natural Gas | Unit Heater | E9 | RVT - Cost of Operation | 0 | 0 | 0 | 0 | 0 | 0 | 0 | 0 | 0 | 0 | 0 | 0 | 0 | 0 | 0 | 0 | 0 | 0 | 0 | 0 | 0 | 0 | 0 | 0 | 0 | 0 | 0
F2_Commercial_Warehouse (ID)_Existing_Space Heating_Natural Gas_Unit Heater_E10 | F2 | Commercial | Warehouse (ID) | Existing | Space Heating | Natural Gas | Unit Heater | E10 | RVT - Cost of Operation | 0 | 0 | 0 | 0 | 0 | 0 | 0 | 0 | 0 | 0 | 0 | 0 | 0 | 0 | 0 | 0 | 0 | 0 | 0 | 0 | 0 | 0 | 0 | 0 | 0 | 0 | 0
F3_Commercial_Warehouse (ID)_Existing_Space Heating_Natural Gas_Unit Heater_E1 | F3 | Commercial | Warehouse (ID) | Existing | Space Heating | Natural Gas | Unit Heater | E1 | System - kBTUs of Consumption | 32.7545 | 32.6928 | 32.6928 | 32.6928 | 32.6928 | 32.6928 | 32.6928 | 32.6928 | 32.6928 | 32.6928 | 32.6928 | 32.6928 | 32.6928 | 32.6928 | 32.6928 | 32.6928 | 32.6928 | 32.6928 | 32.6928 | 32.6928 | 32.6928 | 32.6928 | 32.6928 | 32.6928 | 32.6928 | 32.6928 | 32.6928
F3_Commercial_Warehouse (ID)_Existing_Space Heating_Natural Gas_Unit Heater_E2 | F3 | Commercial | Warehouse (ID) | Existing | Space Heating | Natural Gas | Unit Heater | E2 | System - kBTUs of Consumption | 29.1326 | 29.0777 | 29.0777 | 29.0777 | 29.0777 | 29.0777 | 29.0777 | 29.0777 | 29.0777 | 29.0777 | 29.0777 | 29.0777 | 29.0777 | 29.0777 | 29.0777 | 29.0777 | 29.0777 | 29.0777 | 29.0777 | 29.0777 | 29.0777 | 29.0777 | 29.0777 | 29.0777 | 29.0777 | 29.0777 | 29.0777
F3_Commercial_Warehouse (ID)_Existing_Space Heating_Natural Gas_Unit Heater_E3 | F3 | Commercial | Warehouse (ID) | Existing | Space Heating | Natural Gas | Unit Heater | E3 | System - kBTUs of Consumption | 28.9933 | 28.9205 | 28.9205 | 28.9205 | 28.9205 | 28.9205 | 28.9205 | 28.9205 | 28.9205 | 28.9205 | 28.9205 | 28.9205 | 28.9205 | 28.9205 | 28.9205 | 28.9205 | 28.9205 | 28.9205 | 28.9205 | 28.9205 | 28.9205 | 28.9205 | 28.9205 | 28.9205 | 28.9205 | 28.9205 | 28.9205
F3_Commercial_Warehouse (ID)_Existing_Space Heating_Natural Gas_Unit Heater_E4 | F3 | Commercial | Warehouse (ID) | Existing | Space Heating | Natural Gas | Unit Heater | E4 | System - kBTUs of Consumption | 0 | 0 | 0 | 0 | 0 | 0 | 0 | 0 | 0 | 0 | 0 | 0 | 0 | 0 | 0 | 0 | 0 | 0 | 0 | 0 | 0 | 0 | 0 | 0 | 0 | 0 | 0
F3_Commercial_Warehouse (ID)_Existing_Space Heating_Natural Gas_Unit Heater_E5 | F3 | Commercial | Warehouse (ID) | Existing | Space Heating | Natural Gas | Unit Heater | E5 | System - kBTUs of Consumption | 0 | 0 | 0 | 0 | 0 | 0 | 0 | 0 | 0 | 0 | 0 | 0 | 0 | 0 | 0 | 0 | 0 | 0 | 0 | 0 | 0 | 0 | 0 | 0 | 0 | 0 | 0
F3_Commercial_Warehouse (ID)_Existing_Space Heating_Natural Gas_Unit Heater_E6 | F3 | Commercial | Warehouse (ID) | Existing | Space Heating | Natural Gas | Unit Heater | E6 | System - kBTUs of Consumption | 0 | 0 | 0 | 0 | 0 | 0 | 0 | 0 | 0 | 0 | 0 | 0 | 0 | 0 | 0 | 0 | 0 | 0 | 0 | 0 | 0 | 0 | 0 | 0 | 0 | 0 | 0
F3_Commercial_Warehouse (ID)_Existing_Space Heating_Natural Gas_Unit Heater_E7 | F3 | Commercial | Warehouse (ID) | Existing | Space Heating | Natural Gas | Unit Heater | E7 | System - kBTUs of Consumption | 0 | 0 | 0 | 0 | 0 | 0 | 0 | 0 | 0 | 0 | 0 | 0 | 0 | 0 | 0 | 0 | 0 | 0 | 0 | 0 | 0 | 0 | 0 | 0 | 0 | 0 | 0
F3_Commercial_Warehouse (ID)_Existing_Space Heating_Natural Gas_Unit Heater_E8 | F3 | Commercial | Warehouse (ID) | Existing | Space Heating | Natural Gas | Unit Heater | E8 | System - kBTUs of Consumption | 0 | 0 | 0 | 0 | 0 | 0 | 0 | 0 | 0 | 0 | 0 | 0 | 0 | 0 | 0 | 0 | 0 | 0 | 0 | 0 | 0 | 0 | 0 | 0 | 0 | 0 | 0
F3_Commercial_Warehouse (ID)_Existing_Space Heating_Natural Gas_Unit Heater_E9 | F3 | Commercial | Warehouse (ID) | Existing | Space Heating | Natural Gas | Unit Heater | E9 | System - kBTUs of Consumption | 0 | 0 | 0 | 0 | 0 | 0 | 0 | 0 | 0 | 0 | 0 | 0 | 0 | 0 | 0 | 0 | 0 | 0 | 0 | 0 | 0 | 0 | 0 | 0 | 0 | 0 | 0
F3_Commercial_Warehouse (ID)_Existing_Space Heating_Natural Gas_Unit Heater_E10 | F3 | Commercial | Warehouse (ID) | Existing | Space Heating | Natural Gas | Unit Heater | E10 | System - kBTUs of Consumption | 0 | 0 | 0 | 0 | 0 | 0 | 0 | 0 | 0 | 0 | 0 | 0 | 0 | 0 | 0 | 0 | 0 | 0 | 0 | 0 | 0 | 0 | 0 | 0 | 0 | 0 | 0
F4_Commercial_Warehouse (ID)_Existing_Space Heating_Natural Gas_Unit Heater_E1 | F4 | Commercial | Warehouse (ID) | Existing | Space Heating | Natural Gas | Unit Heater | E1 | Utility - Cost of Equipment | 0.0039494 | 0.0039494 | 0.0039494 | 0.0039494 | 0.0039494 | 0.0039494 | 0.0039494 | 0.0039494 | 0.0039494 | 0.0039494 | 0.0039494 | 0.0039494 | 0.0039494 | 0.0039494 | 0.0039494 | 0.0039494 | 0.0039494 | 0.0039494 | 0.0039494 | 0.0039494 | 0.0039494 | 0.0039494 | 0.0039494 | 0.0039494 | 0.0039494 | 0.0039494 | 0.0039494
F4_Commercial_Warehouse (ID)_Existing_Space Heating_Natural Gas_Unit Heater_E2 | F4 | Commercial | Warehouse (ID) | Existing | Space Heating | Natural Gas | Unit Heater | E2 | Utility - Cost of Equipment | 0.0086617 | 0.0086617 | 0.0086617 | 0.0086617 | 0.0086617 | 0.0086617 | 0.0086617 | 0.0086617 | 0.0086617 | 0.0086617 | 0.0086617 | 0.0086617 | 0.0086617 | 0.0086617 | 0.0086617 | 0.0086617 | 0.0086617 | 0.0086617 | 0.0086617 | 0.0086617 | 0.0086617 | 0.0086617 | 0.0086617 | 0.0086617 | 0.0086617 | 0.0086617 | 0.0086617
F4_Commercial_Warehouse (ID)_Existing_Space Heating_Natural Gas_Unit Heater_E3 | F4 | Commercial | Warehouse (ID) | Existing | Space Heating | Natural Gas | Unit Heater | E3 | Utility - Cost of Equipment | 0.0054927 | 0.0054927 | 0.0054927 | 0.0054927 | 0.0054927 | 0.0054927 | 0.0054927 | 0.0054927 | 0.0054927 | 0.0054927 | 0.0054927 | 0.0054927 | 0.0054927 | 0.0054927 | 0.0054927 | 0.0054927 | 0.0054927 | 0.0054927 | 0.0054927 | 0.0054927 | 0.0054927 | 0.0054927 | 0.0054927 | 0.0054927 | 0.0054927 | 0.0054927 | 0.0054927
F4_Commercial_Warehouse (ID)_Existing_Space Heating_Natural Gas_Unit Heater_E4 | F4 | Commercial | Warehouse (ID) | Existing | Space Heating | Natural Gas | Unit Heater | E4 | Utility - Cost of Equipment | 0 | 0 | 0 | 0 | 0 | 0 | 0 | 0 | 0 | 0 | 0 | 0 | 0 | 0 | 0 | 0 | 0 | 0 | 0 | 0 | 0 | 0 | 0 | 0 | 0 | 0 | 0
F4_Commercial_Warehouse (ID)_Existing_Space Heating_Natural Gas_Unit Heater_E5 | F4 | Commercial | Warehouse (ID) | Existing | Space Heating | Natural Gas | Unit Heater | E5 | Utility - Cost of Equipment | 0 | 0 | 0 | 0 | 0 | 0 | 0 | 0 | 0 | 0 | 0 | 0 | 0 | 0 | 0 | 0 | 0 | 0 | 0 | 0 | 0 | 0 | 0 | 0 | 0 | 0 | 0
F4_Commercial_Warehouse (ID)_Existing_Space Heating_Natural Gas_Unit Heater_E6 | F4 | Commercial | Warehouse (ID) | Existing | Space Heating | Natural Gas | Unit Heater | E6 | Utility - Cost of Equipment | 0 | 0 | 0 | 0 | 0 | 0 | 0 | 0 | 0 | 0 | 0 | 0 | 0 | 0 | 0 | 0 | 0 | 0 | 0 | 0 | 0 | 0 | 0 | 0 | 0 | 0 | 0
F4_Commercial_Warehouse (ID)_Existing_Space Heating_Natural Gas_Unit Heater_E7 | F4 | Commercial | Warehouse (ID) | Existing | Space Heating | Natural Gas | Unit Heater | E7 | Utility - Cost of Equipment | 0 | 0 | 0 | 0 | 0 | 0 | 0 | 0 | 0 | 0 | 0 | 0 | 0 | 0 | 0 | 0 | 0 | 0 | 0 | 0 | 0 | 0 | 0 | 0 | 0 | 0 | 0
F4_Commercial_Warehouse (ID)_Existing_Space Heating_Natural Gas_Unit Heater_E8 | F4 | Commercial | Warehouse (ID) | Existing | Space Heating | Natural Gas | Unit Heater | E8 | Utility - Cost of Equipment | 0 | 0 | 0 | 0 | 0 | 0 | 0 | 0 | 0 | 0 | 0 | 0 | 0 | 0 | 0 | 0 | 0 | 0 | 0 | 0 | 0 | 0 | 0 | 0 | 0 | 0 | 0
F4_Commercial_Warehouse (ID)_Existing_Space Heating_Natural Gas_Unit Heater_E9 | F4 | Commercial | Warehouse (ID) | Existing | Space Heating | Natural Gas | Unit Heater | E9 | Utility - Cost of Equipment | 0 | 0 | 0 | 0 | 0 | 0 | 0 | 0 | 0 | 0 | 0 | 0 | 0 | 0 | 0 | 0 | 0 | 0 | 0 | 0 | 0 | 0 | 0 | 0 | 0 | 0 | 0
F4_Commercial_Warehouse (ID)_Existing_Space Heating_Natural Gas_Unit Heater_E10 | F4 | Commercial | Warehouse (ID) | Existing | Space Heating | Natural Gas | Unit Heater | E10 | Utility - Cost of Equipment | 0 | 0 | 0 | 0 | 0 | 0 | 0 | 0 | 0 | 0 | 0 | 0 | 0 | 0 | 0 | 0 | 0 | 0 | 0 | 0 | 0 | 0 | 0 | 0 | 0 | 0 | 0
F5_Commercial_Warehouse (ID)_Existing_Space Heating_Natural Gas_Unit Heater_E1 | F5 | Commercial | Warehouse (ID) | Existing | Space Heating | Natural Gas | Unit Heater | E1 | Utility - Cost of Operation | 0.13449 | 0.1367 | 0.13959 | 0.14277 | 0.14627 | 0.15109 | 0.15601 | 0.16121 | 0.16619 | 0.17125 | 0.17577 | 0.17995 | 0.18452 | 0.18921 | 0.19358 | 0.19789 | 0.2019 | 0.20605 | 0.21036 | 0.21479 | 0.2193 | 0.22406 | 0.22957 | 0.23444 | 0.23942 | 0.2445 | 0.24969
F5_Commercial_Warehouse (ID)_Existing_Space Heating_Natural Gas_Unit Heater_E2 | F5 | Commercial | Warehouse (ID) | Existing | Space Heating | Natural Gas | Unit Heater | E2 | Utility - Cost of Operation | 0.11962 | 0.12159 | 0.12415 | 0.12698 | 0.1301 | 0.13439 | 0.13876 | 0.14338 | 0.14781 | 0.15231 | 0.15634 | 0.16005 | 0.16411 | 0.16829 | 0.17217 | 0.176 | 0.17958 | 0.18326 | 0.1871 | 0.19104 | 0.19505 | 0.19928 | 0.20418 | 0.20852 | 0.21294 | 0.21746 | 0.22208
F5_Commercial_Warehouse (ID)_Existing_Space Heating_Natural Gas_Unit Heater_E3 | F5 | Commercial | Warehouse (ID) | Existing | Space Heating | Natural Gas | Unit Heater | E3 | Utility - Cost of Operation | 0.11287 | 0.11451 | 0.11684 | 0.11949 | 0.1225 | 0.12689 | 0.13136 | 0.1361 | 0.14057 | 0.1451 | 0.14907 | 0.15265 | 0.15662 | 0.16075 | 0.16453 | 0.16822 | 0.1716 | 0.1751 | 0.17876 | 0.18251 | 0.18633 | 0.1904 | 0.19522 | 0.19936 | 0.20359 | 0.20791 | 0.21232
F5_Commercial_Warehouse (ID)_Existing_Space Heating_Natural Gas_Unit Heater_E4 | F5 | Commercial | Warehouse (ID) | Existing | Space Heating | Natural Gas | Unit Heater | E4 | Utility - Cost of Operation | 0 | 0 | 0 | 0 | 0 | 0 | 0 | 0 | 0 | 0 | 0 | 0 | 0 | 0 | 0 | 0 | 0 | 0 | 0 | 0 | 0 | 0 | 0 | 0 | 0 | 0 | 0
F5_Commercial_Warehouse (ID)_Existing_Space Heating_Natural Gas_Unit Heater_E5 | F5 | Commercial | Warehouse (ID) | Existing | Space Heating | Natural Gas | Unit Heater | E5 | Utility - Cost of Operation | 0 | 0 | 0 | 0 | 0 | 0 | 0 | 0 | 0 | 0 | 0 | 0 | 0 | 0 | 0 | 0 | 0 | 0 | 0 | 0 | 0 | 0 | 0 | 0 | 0 | 0 | 0
F5_Commercial_Warehouse (ID)_Existing_Space Heating_Natural Gas_Unit Heater_E6 | F5 | Commercial | Warehouse (ID) | Existing | Space Heating | Natural Gas | Unit Heater | E6 | Utility - Cost of Operation | 0 | 0 | 0 | 0 | 0 | 0 | 0 | 0 | 0 | 0 | 0 | 0 | 0 | 0 | 0 | 0 | 0 | 0 | 0 | 0 | 0 | 0 | 0 | 0 | 0 | 0 | 0
F5_Commercial_Warehouse (ID)_Existing_Space Heating_Natural Gas_Unit Heater_E7 | F5 | Commercial | Warehouse (ID) | Existing | Space Heating | Natural Gas | Unit Heater | E7 | Utility - Cost of Operation | 0 | 0 | 0 | 0 | 0 | 0 | 0 | 0 | 0 | 0 | 0 | 0 | 0 | 0 | 0 | 0 | 0 | 0 | 0 | 0 | 0 | 0 | 0 | 0 | 0 | 0 | 0
F5_Commercial_Warehouse (ID)_Existing_Space Heating_Natural Gas_Unit Heater_E8 | F5 | Commercial | Warehouse (ID) | Existing | Space Heating | Natural Gas | Unit Heater | E8 | Utility - Cost of Operation | 0 | 0 | 0 | 0 | 0 | 0 | 0 | 0 | 0 | 0 | 0 | 0 | 0 | 0 | 0 | 0 | 0 | 0 | 0 | 0 | 0 | 0 | 0 | 0 | 0 | 0 | 0
F5_Commercial_Warehouse (ID)_Existing_Space Heating_Natural Gas_Unit Heater_E9 | F5 | Commercial | Warehouse (ID) | Existing | Space Heating | Natural Gas | Unit Heater | E9 | Utility - Cost of Operation | 0 | 0 | 0 | 0 | 0 | 0 | 0 | 0 | 0 | 0 | 0 | 0 | 0 | 0 | 0 | 0 | 0 | 0 | 0 | 0 | 0 | 0 | 0 | 0 | 0 | 0 | 0
F5_Commercial_Warehouse (ID)_Existing_Space Heating_Natural Gas_Unit Heater_E10 | F5 | Commercial | Warehouse (ID) | Existing | Space Heating | Natural Gas | Unit Heater | E10 | Utility - Cost of Operation | 0 | 0 | 0 | 0 | 0 | 0 | 0 | 0 | 0 | 0 | 0 | 0 | 0 | 0 | 0 | 0 | 0 | 0 | 0 | 0 | 0 | 0 | 0 | 0 | 0 | 0 | 0
F6_Commercial_Warehouse (ID)_Existing_Space Heating_Natural Gas_Unit Heater_E1 | F6 | Commercial | Warehouse (ID) | Existing | Space Heating | Natural Gas | Unit Heater | E1 | Utility - Value of Sales | 0.15503 | 0.15667 | 0.159 | 0.16158 | 0.16442 | 0.16871 | 0.17295 | 0.17742 | 0.18147 | 0.18546 | 0.18995 | 0.19402 | 0.19848 | 0.20303 | 0.20718 | 0.2112 | 0.21485 | 0.21858 | 0.22243 | 0.22634 | 0.23026 | 0.23526 | 0.24105 | 0.24616 | 0.25139 | 0.25672 | 0.26217
F6_Commercial_Warehouse (ID)_Existing_Space Heating_Natural Gas_Unit Heater_E2 | F6 | Commercial | Warehouse (ID) | Existing | Space Heating | Natural Gas | Unit Heater | E2 | Utility - Value of Sales | 0.13789 | 0.13934 | 0.14142 | 0.14371 | 0.14624 | 0.15005 | 0.15383 | 0.1578 | 0.1614 | 0.16495 | 0.16895 | 0.17257 | 0.17653 | 0.18058 | 0.18427 | 0.18785 | 0.19109 | 0.19441 | 0.19784 | 0.20131 | 0.2048 | 0.20925 | 0.21439 | 0.21894 | 0.22359 | 0.22834 | 0.23318
F6_Commercial_Warehouse (ID)_Existing_Space Heating_Natural Gas_Unit Heater_E3 | F6 | Commercial | Warehouse (ID) | Existing | Space Heating | Natural Gas | Unit Heater | E3 | Utility - Value of Sales | 0.13175 | 0.13284 | 0.13467 | 0.13677 | 0.13919 | 0.14311 | 0.14701 | 0.15109 | 0.15467 | 0.15814 | 0.16207 | 0.16551 | 0.16934 | 0.17328 | 0.17679 | 0.18016 | 0.18312 | 0.18615 | 0.18929 | 0.19247 | 0.19565 | 0.19992 | 0.20498 | 0.20933 | 0.21377 | 0.21831 | 0.22294
F6_Commercial_Warehouse (ID)_Existing_Space Heating_Natural Gas_Unit Heater_E4 | F6 | Commercial | Warehouse (ID) | Existing | Space Heating | Natural Gas | Unit Heater | E4 | Utility - Value of Sales | 0 | 0 | 0 | 0 | 0 | 0 | 0 | 0 | 0 | 0 | 0 | 0 | 0 | 0 | 0 | 0 | 0 | 0 | 0 | 0 | 0 | 0 | 0 | 0 | 0 | 0 | 0
F6_Commercial_Warehouse (ID)_Existing_Space Heating_Natural Gas_Unit Heater_E5 | F6 | Commercial | Warehouse (ID) | Existing | Space Heating | Natural Gas | Unit Heater | E5 | Utility - Value of Sales | 0 | 0 | 0 | 0 | 0 | 0 | 0 | 0 | 0 | 0 | 0 | 0 | 0 | 0 | 0 | 0 | 0 | 0 | 0 | 0 | 0 | 0 | 0 | 0 | 0 | 0 | 0
F6_Commercial_Warehouse (ID)_Existing_Space Heating_Natural Gas_Unit Heater_E6 | F6 | Commercial | Warehouse (ID) | Existing | Space Heating | Natural Gas | Unit Heater | E6 | Utility - Value of Sales | 0 | 0 | 0 | 0 | 0 | 0 | 0 | 0 | 0 | 0 | 0 | 0 | 0 | 0 | 0 | 0 | 0 | 0 | 0 | 0 | 0 | 0 | 0 | 0 | 0 | 0 | 0
F6_Commercial_Warehouse (ID)_Existing_Space Heating_Natural Gas_Unit Heater_E7 | F6 | Commercial | Warehouse (ID) | Existing | Space Heating | Natural Gas | Unit Heater | E7 | Utility - Value of Sales | 0 | 0 | 0 | 0 | 0 | 0 | 0 | 0 | 0 | 0 | 0 | 0 | 0 | 0 | 0 | 0 | 0 | 0 | 0 | 0 | 0 | 0 | 0 | 0 | 0 | 0 | 0
F6_Commercial_Warehouse (ID)_Existing_Space Heating_Natural Gas_Unit Heater_E8 | F6 | Commercial | Warehouse (ID) | Existing | Space Heating | Natural Gas | Unit Heater | E8 | Utility - Value of Sales | 0 | 0 | 0 | 0 | 0 | 0 | 0 | 0 | 0 | 0 | 0 | 0 | 0 | 0 | 0 | 0 | 0 | 0 | 0 | 0 | 0 | 0 | 0 | 0 | 0 | 0 | 0
F6_Commercial_Warehouse (ID)_Existing_Space Heating_Natural Gas_Unit Heater_E9 | F6 | Commercial | Warehouse (ID) | Existing | Space Heating | Natural Gas | Unit Heater | E9 | Utility - Value of Sales | 0 | 0 | 0 | 0 | 0 | 0 | 0 | 0 | 0 | 0 | 0 | 0 | 0 | 0 | 0 | 0 | 0 | 0 | 0 | 0 | 0 | 0 | 0 | 0 | 0 | 0 | 0
F6_Commercial_Warehouse (ID)_Existing_Space Heating_Natural Gas_Unit Heater_E10 | F6 | Commercial | Warehouse (ID) | Existing | Space Heating | Natural Gas | Unit Heater | E10 | Utility - Value of Sales | 0 | 0 | 0 | 0 | 0 | 0 | 0 | 0 | 0 | 0 | 0 | 0 | 0 | 0 | 0 | 0 | 0 | 0 | 0 | 0 | 0 | 0 | 0 | 0 | 0 | 0 | 0
F1_Commercial_Warehouse (ID)_Existing_Water Heating_Natural Gas_Water Heater_E1 | F1 | Commercial | Warehouse (ID) | Existing | Water Heating | Natural Gas | Water Heater | E1 | RVT - Cost of Equipment | 0.0047963 | 0.0047963 | 0.0047963 | 0.0047963 | 0.0047963 | 0.0047963 | 0.0047963 | 0.0047963 | 0.0047963 | 0.0047963 | 0.0047963 | 0.0047963 | 0.0047963 | 0.0047963 | 0.0047963 | 0.0047963 | 0.0047963 | 0.0047963 | 0.0047963 | 0.0047963 | 0.0047963 | 0.0047963 | 0.0047963 | 0.0047963 | 0.0047963 | 0.0047963 | 0.0047963
F1_Commercial_Warehouse (ID)_Existing_Water Heating_Natural Gas_Water Heater_E2 | F1 | Commercial | Warehouse (ID) | Existing | Water Heating | Natural Gas | Water Heater | E2 | RVT - Cost of Equipment | 0.0057556 | 0.0057556 | 0.0057556 | 0.0057556 | 0.0057556 | 0.0057556 | 0.0057556 | 0.0057556 | 0.0057556 | 0.0057556 | 0.0057556 | 0.0057556 | 0.0057556 | 0.0057556 | 0.0057556 | 0.0057556 | 0.0057556 | 0.0057556 | 0.0057556 | 0.0057556 | 0.0057556 | 0.0057556 | 0.0057556 | 0.0057556 | 0.0057556 | 0.0057556 | 0.0057556
F1_Commercial_Warehouse (ID)_Existing_Water Heating_Natural Gas_Water Heater_E3 | F1 | Commercial | Warehouse (ID) | Existing | Water Heating | Natural Gas | Water Heater | E3 | RVT - Cost of Equipment | 0.0070751 | 0.0070751 | 0.0070751 | 0.0070751 | 0.0070751 | 0.0070751 | 0.0070751 | 0.0070751 | 0.0070751 | 0.0070751 | 0.0070751 | 0.0070751 | 0.0070751 | 0.0070751 | 0.0070751 | 0.0070751 | 0.0070751 | 0.0070751 | 0.0070751 | 0.0070751 | 0.0070751 | 0.0070751 | 0.0070751 | 0.0070751 | 0.0070751 | 0.0070751 | 0.0070751
F1_Commercial_Warehouse (ID)_Existing_Water Heating_Natural Gas_Water Heater_E4 | F1 | Commercial | Warehouse (ID) | Existing | Water Heating | Natural Gas | Water Heater | E4 | RVT - Cost of Equipment | 0.0071311 | 0.0071311 | 0.0071311 | 0.0071311 | 0.0071311 | 0.0071311 | 0.0071311 | 0.0071311 | 0.0071311 | 0.0071311 | 0.0071311 | 0.0071311 | 0.0071311 | 0.0071311 | 0.0071311 | 0.0071311 | 0.0071311 | 0.0071311 | 0.0071311 | 0.0071311 | 0.0071311 | 0.0071311 | 0.0071311 | 0.0071311 | 0.0071311 | 0.0071311 | 0.0071311
F1_Commercial_Warehouse (ID)_Existing_Water Heating_Natural Gas_Water Heater_E5 | F1 | Commercial | Warehouse (ID) | Existing | Water Heating | Natural Gas | Water Heater | E5 | RVT - Cost of Equipment | 0.015393 | 0.015393 | 0.015393 | 0.015393 | 0.015393 | 0.015393 | 0.015393 | 0.015393 | 0.015393 | 0.015393 | 0.015393 | 0.015393 | 0.015393 | 0.015393 | 0.015393 | 0.015393 | 0.015393 | 0.015393 | 0.015393 | 0.015393 | 0.015393 | 0.015393 | 0.015393 | 0.015393 | 0.015393 | 0.015393 | 0.015393
F1_Commercial_Warehouse (ID)_Existing_Water Heating_Natural Gas_Water Heater_E6 | F1 | Commercial | Warehouse (ID) | Existing | Water Heating | Natural Gas | Water Heater | E6 | RVT - Cost of Equipment | 0 | 0 | 0 | 0 | 0 | 0 | 0 | 0 | 0 | 0 | 0 | 0 | 0 | 0 | 0 | 0 | 0 | 0 | 0 | 0 | 0 | 0 | 0 | 0 | 0 | 0 | 0
F1_Commercial_Warehouse (ID)_Existing_Water Heating_Natural Gas_Water Heater_E7 | F1 | Commercial | Warehouse (ID) | Existing | Water Heating | Natural Gas | Water Heater | E7 | RVT - Cost of Equipment | 0 | 0 | 0 | 0 | 0 | 0 | 0 | 0 | 0 | 0 | 0 | 0 | 0 | 0 | 0 | 0 | 0 | 0 | 0 | 0 | 0 | 0 | 0 | 0 | 0 | 0 | 0
F1_Commercial_Warehouse (ID)_Existing_Water Heating_Natural Gas_Water Heater_E8 | F1 | Commercial | Warehouse (ID) | Existing | Water Heating | Natural Gas | Water Heater | E8 | RVT - Cost of Equipment | 0 | 0 | 0 | 0 | 0 | 0 | 0 | 0 | 0 | 0 | 0 | 0 | 0 | 0 | 0 | 0 | 0 | 0 | 0 | 0 | 0 | 0 | 0 | 0 | 0 | 0 | 0
F1_Commercial_Warehouse (ID)_Existing_Water Heating_Natural Gas_Water Heater_E9 | F1 | Commercial | Warehouse (ID) | Existing | Water Heating | Natural Gas | Water Heater | E9 | RVT - Cost of Equipment | 0 | 0 | 0 | 0 | 0 | 0 | 0 | 0 | 0 | 0 | 0 | 0 | 0 | 0 | 0 | 0 | 0 | 0 | 0 | 0 | 0 | 0 | 0 | 0 | 0 | 0 | 0
F1_Commercial_Warehouse (ID)_Existing_Water Heating_Natural Gas_Water Heater_E10 | F1 | Commercial | Warehouse (ID) | Existing | Water Heating | Natural Gas | Water Heater | E10 | RVT - Cost of Equipment | 0 | 0 | 0 | 0 | 0 | 0 | 0 | 0 | 0 | 0 | 0 | 0 | 0 | 0 | 0 | 0 | 0 | 0 | 0 | 0 | 0 | 0 | 0 | 0 | 0 | 0 | 0
F2_Commercial_Warehouse (ID)_Existing_Water Heating_Natural Gas_Water Heater_E1 | F2 | Commercial | Warehouse (ID) | Existing | Water Heating | Natural Gas | Water Heater | E1 | RVT - Cost of Operation | 0.033005 | 0.033668 | 0.034415 | 0.035253 | 0.036188 | 0.037319 | 0.03844 | 0.0395 | 0.040462 | 0.041398 | 0.042368 | 0.043257 | 0.044207 | 0.045127 | 0.045936 | 0.04668 | 0.047329 | 0.047957 | 0.048618 | 0.049246 | 0.049879 | 0.05076 | 0.051651 | 0.052568 | 0.053502 | 0.054453 | 0.05542
F2_Commercial_Warehouse (ID)_Existing_Water Heating_Natural Gas_Water Heater_E2 | F2 | Commercial | Warehouse (ID) | Existing | Water Heating | Natural Gas | Water Heater | E2 | RVT - Cost of Operation | 0.029338 | 0.029927 | 0.030591 | 0.031336 | 0.032167 | 0.033172 | 0.034169 | 0.035111 | 0.035966 | 0.036798 | 0.03766 | 0.038451 | 0.039295 | 0.040113 | 0.040832 | 0.041493 | 0.042071 | 0.042628 | 0.043216 | 0.043775 | 0.044336 | 0.04512 | 0.045912 | 0.046728 | 0.047558 | 0.048403 | 0.049263
F2_Commercial_Warehouse (ID)_Existing_Water Heating_Natural Gas_Water Heater_E3 | F2 | Commercial | Warehouse (ID) | Existing | Water Heating | Natural Gas | Water Heater | E3 | RVT - Cost of Operation | 0.028089 | 0.028654 | 0.029289 | 0.030003 | 0.030799 | 0.03176 | 0.032715 | 0.033617 | 0.034435 | 0.035232 | 0.036058 | 0.036814 | 0.037623 | 0.038406 | 0.039095 | 0.039728 | 0.04028 | 0.040814 | 0.041377 | 0.041912 | 0.04245 | 0.0432 | 0.043958 | 0.044739 | 0.045534 | 0.046343 | 0.047166
F2_Commercial_Warehouse (ID)_Existing_Water Heating_Natural Gas_Water Heater_E4 | F2 | Commercial | Warehouse (ID) | Existing | Water Heating | Natural Gas | Water Heater | E4 | RVT - Cost of Operation | 0.029449 | 0.030041 | 0.030687 | 0.03139 | 0.032155 | 0.033055 | 0.033946 | 0.034797 | 0.035583 | 0.036358 | 0.037166 | 0.037926 | 0.038731 | 0.039518 | 0.040225 | 0.040887 | 0.041482 | 0.042064 | 0.042672 | 0.043258 | 0.043849 | 0.044625 | 0.04541 | 0.046216 | 0.047038 | 0.047873 | 0.048724
F2_Commercial_Warehouse (ID)_Existing_Water Heating_Natural Gas_Water Heater_E5 | F2 | Commercial | Warehouse (ID) | Existing | Water Heating | Natural Gas | Water Heater | E5 | RVT - Cost of Operation | 0.017315 | 0.017656 | 0.01805 | 0.018506 | 0.019028 | 0.019664 | 0.020294 | 0.020887 | 0.021419 | 0.021933 | 0.022463 | 0.022942 | 0.023455 | 0.02395 | 0.02438 | 0.024771 | 0.025106 | 0.025428 | 0.025769 | 0.02609 | 0.026412 | 0.026878 | 0.02735 | 0.027836 | 0.02833 | 0.028834 | 0.029346
F2_Commercial_Warehouse (ID)_Existing_Water Heating_Natural Gas_Water Heater_E6 | F2 | Commercial | Warehouse (ID) | Existing | Water Heating | Natural Gas | Water Heater | E6 | RVT - Cost of Operation | 0 | 0 | 0 | 0 | 0 | 0 | 0 | 0 | 0 | 0 | 0 | 0 | 0 | 0 | 0 | 0 | 0 | 0 | 0 | 0 | 0 | 0 | 0 | 0 | 0 | 0 | 0
F2_Commercial_Warehouse (ID)_Existing_Water Heating_Natural Gas_Water Heater_E7 | F2 | Commercial | Warehouse (ID) | Existing | Water Heating | Natural Gas | Water Heater | E7 | RVT - Cost of Operation | 0 | 0 | 0 | 0 | 0 | 0 | 0 | 0 | 0 | 0 | 0 | 0 | 0 | 0 | 0 | 0 | 0 | 0 | 0 | 0 | 0 | 0 | 0 | 0 | 0 | 0 | 0
F2_Commercial_Warehouse (ID)_Existing_Water Heating_Natural Gas_Water Heater_E8 | F2 | Commercial | Warehouse (ID) | Existing | Water Heating | Natural Gas | Water Heater | E8 | RVT - Cost of Operation | 0 | 0 | 0 | 0 | 0 | 0 | 0 | 0 | 0 | 0 | 0 | 0 | 0 | 0 | 0 | 0 | 0 | 0 | 0 | 0 | 0 | 0 | 0 | 0 | 0 | 0 | 0
F2_Commercial_Warehouse (ID)_Existing_Water Heating_Natural Gas_Water Heater_E9 | F2 | Commercial | Warehouse (ID) | Existing | Water Heating | Natural Gas | Water Heater | E9 | RVT - Cost of Operation | 0 | 0 | 0 | 0 | 0 | 0 | 0 | 0 | 0 | 0 | 0 | 0 | 0 | 0 | 0 | 0 | 0 | 0 | 0 | 0 | 0 | 0 | 0 | 0 | 0 | 0 | 0
F2_Commercial_Warehouse (ID)_Existing_Water Heating_Natural Gas_Water Heater_E10 | F2 | Commercial | Warehouse (ID) | Existing | Water Heating | Natural Gas | Water Heater | E10 | RVT - Cost of Operation | 0 | 0 | 0 | 0 | 0 | 0 | 0 | 0 | 0 | 0 | 0 | 0 | 0 | 0 | 0 | 0 | 0 | 0 | 0 | 0 | 0 | 0 | 0 | 0 | 0 | 0 | 0
F3_Commercial_Warehouse (ID)_Existing_Water Heating_Natural Gas_Water Heater_E1 | F3 | Commercial | Warehouse (ID) | Existing | Water Heating | Natural Gas | Water Heater | E1 | System - kBTUs of Consumption | 7.6362 | 7.6362 | 7.6362 | 7.6362 | 7.6362 | 7.6362 | 7.6362 | 7.6362 | 7.6362 | 7.6362 | 7.6362 | 7.6362 | 7.6362 | 7.6362 | 7.6362 | 7.6362 | 7.6362 | 7.6362 | 7.6362 | 7.6362 | 7.6362 | 7.6362 | 7.6362 | 7.6362 | 7.6362 | 7.6362 | 7.6362
F3_Commercial_Warehouse (ID)_Existing_Water Heating_Natural Gas_Water Heater_E2 | F3 | Commercial | Warehouse (ID) | Existing | Water Heating | Natural Gas | Water Heater | E2 | System - kBTUs of Consumption | 6.7877 | 6.7877 | 6.7877 | 6.7877 | 6.7877 | 6.7877 | 6.7877 | 6.7877 | 6.7877 | 6.7877 | 6.7877 | 6.7877 | 6.7877 | 6.7877 | 6.7877 | 6.7877 | 6.7877 | 6.7877 | 6.7877 | 6.7877 | 6.7877 | 6.7877 | 6.7877 | 6.7877 | 6.7877 | 6.7877 | 6.7877
F3_Commercial_Warehouse (ID)_Existing_Water Heating_Natural Gas_Water Heater_E3 | F3 | Commercial | Warehouse (ID) | Existing | Water Heating | Natural Gas | Water Heater | E3 | System - kBTUs of Consumption | 6.4989 | 6.4989 | 6.4989 | 6.4989 | 6.4989 | 6.4989 | 6.4989 | 6.4989 | 6.4989 | 6.4989 | 6.4989 | 6.4989 | 6.4989 | 6.4989 | 6.4989 | 6.4989 | 6.4989 | 6.4989 | 6.4989 | 6.4989 | 6.4989 | 6.4989 | 6.4989 | 6.4989 | 6.4989 | 6.4989 | 6.4989
F3_Commercial_Warehouse (ID)_Existing_Water Heating_Natural Gas_Water Heater_E4 | F3 | Commercial | Warehouse (ID) | Existing | Water Heating | Natural Gas | Water Heater | E4 | System - kBTUs of Consumption | 6.492 | 6.492 | 6.492 | 6.492 | 6.492 | 6.492 | 6.492 | 6.492 | 6.492 | 6.492 | 6.492 | 6.492 | 6.492 | 6.492 | 6.492 | 6.492 | 6.492 | 6.492 | 6.492 | 6.492 | 6.492 | 6.492 | 6.492 | 6.492 | 6.492 | 6.492 | 6.492
F3_Commercial_Warehouse (ID)_Existing_Water Heating_Natural Gas_Water Heater_E5 | F3 | Commercial | Warehouse (ID) | Existing | Water Heating | Natural Gas | Water Heater | E5 | System - kBTUs of Consumption | 4.0726 | 4.0726 | 4.0726 | 4.0726 | 4.0726 | 4.0726 | 4.0726 | 4.0726 | 4.0726 | 4.0726 | 4.0726 | 4.0726 | 4.0726 | 4.0726 | 4.0726 | 4.0726 | 4.0726 | 4.0726 | 4.0726 | 4.0726 | 4.0726 | 4.0726 | 4.0726 | 4.0726 | 4.0726 | 4.0726 | 4.0726
F3_Commercial_Warehouse (ID)_Existing_Water Heating_Natural Gas_Water Heater_E6 | F3 | Commercial | Warehouse (ID) | Existing | Water Heating | Natural Gas | Water Heater | E6 | System - kBTUs of Consumption | 0 | 0 | 0 | 0 | 0 | 0 | 0 | 0 | 0 | 0 | 0 | 0 | 0 | 0 | 0 | 0 | 0 | 0 | 0 | 0 | 0 | 0 | 0 | 0 | 0 | 0 | 0
F3_Commercial_Warehouse (ID)_Existing_Water Heating_Natural Gas_Water Heater_E7 | F3 | Commercial | Warehouse (ID) | Existing | Water Heating | Natural Gas | Water Heater | E7 | System - kBTUs of Consumption | 0 | 0 | 0 | 0 | 0 | 0 | 0 | 0 | 0 | 0 | 0 | 0 | 0 | 0 | 0 | 0 | 0 | 0 | 0 | 0 | 0 | 0 | 0 | 0 | 0 | 0 | 0
F3_Commercial_Warehouse (ID)_Existing_Water Heating_Natural Gas_Water Heater_E8 | F3 | Commercial | Warehouse (ID) | Existing | Water Heating | Natural Gas | Water Heater | E8 | System - kBTUs of Consumption | 0 | 0 | 0 | 0 | 0 | 0 | 0 | 0 | 0 | 0 | 0 | 0 | 0 | 0 | 0 | 0 | 0 | 0 | 0 | 0 | 0 | 0 | 0 | 0 | 0 | 0 | 0
F3_Commercial_Warehouse (ID)_Existing_Water Heating_Natural Gas_Water Heater_E9 | F3 | Commercial | Warehouse (ID) | Existing | Water Heating | Natural Gas | Water Heater | E9 | System - kBTUs of Consumption | 0 | 0 | 0 | 0 | 0 | 0 | 0 | 0 | 0 | 0 | 0 | 0 | 0 | 0 | 0 | 0 | 0 | 0 | 0 | 0 | 0 | 0 | 0 | 0 | 0 | 0 | 0
F3_Commercial_Warehouse (ID)_Existing_Water Heating_Natural Gas_Water Heater_E10 | F3 | Commercial | Warehouse (ID) | Existing | Water Heating | Natural Gas | Water Heater | E10 | System - kBTUs of Consumption | 0 | 0 | 0 | 0 | 0 | 0 | 0 | 0 | 0 | 0 | 0 | 0 | 0 | 0 | 0 | 0 | 0 | 0 | 0 | 0 | 0 | 0 | 0 | 0 | 0 | 0 | 0
F4_Commercial_Warehouse (ID)_Existing_Water Heating_Natural Gas_Water Heater_E1 | F4 | Commercial | Warehouse (ID) | Existing | Water Heating | Natural Gas | Water Heater | E1 | Utility - Cost of Equipment | 0.0047963 | 0.0047963 | 0.0047963 | 0.0047963 | 0.0047963 | 0.0047963 | 0.0047963 | 0.0047963 | 0.0047963 | 0.0047963 | 0.0047963 | 0.0047963 | 0.0047963 | 0.0047963 | 0.0047963 | 0.0047963 | 0.0047963 | 0.0047963 | 0.0047963 | 0.0047963 | 0.0047963 | 0.0047963 | 0.0047963 | 0.0047963 | 0.0047963 | 0.0047963 | 0.0047963
F4_Commercial_Warehouse (ID)_Existing_Water Heating_Natural Gas_Water Heater_E2 | F4 | Commercial | Warehouse (ID) | Existing | Water Heating | Natural Gas | Water Heater | E2 | Utility - Cost of Equipment | 0.0057556 | 0.0057556 | 0.0057556 | 0.0057556 | 0.0057556 | 0.0057556 | 0.0057556 | 0.0057556 | 0.0057556 | 0.0057556 | 0.0057556 | 0.0057556 | 0.0057556 | 0.0057556 | 0.0057556 | 0.0057556 | 0.0057556 | 0.0057556 | 0.0057556 | 0.0057556 | 0.0057556 | 0.0057556 | 0.0057556 | 0.0057556 | 0.0057556 | 0.0057556 | 0.0057556
F4_Commercial_Warehouse (ID)_Existing_Water Heating_Natural Gas_Water Heater_E3 | F4 | Commercial | Warehouse (ID) | Existing | Water Heating | Natural Gas | Water Heater | E3 | Utility - Cost of Equipment | 0.0070751 | 0.0070751 | 0.0070751 | 0.0070751 | 0.0070751 | 0.0070751 | 0.0070751 | 0.0070751 | 0.0070751 | 0.0070751 | 0.0070751 | 0.0070751 | 0.0070751 | 0.0070751 | 0.0070751 | 0.0070751 | 0.0070751 | 0.0070751 | 0.0070751 | 0.0070751 | 0.0070751 | 0.0070751 | 0.0070751 | 0.0070751 | 0.0070751 | 0.0070751 | 0.0070751
F4_Commercial_Warehouse (ID)_Existing_Water Heating_Natural Gas_Water Heater_E4 | F4 | Commercial | Warehouse (ID) | Existing | Water Heating | Natural Gas | Water Heater | E4 | Utility - Cost of Equipment | 0.0071311 | 0.0071311 | 0.0071311 | 0.0071311 | 0.0071311 | 0.0071311 | 0.0071311 | 0.0071311 | 0.0071311 | 0.0071311 | 0.0071311 | 0.0071311 | 0.0071311 | 0.0071311 | 0.0071311 | 0.0071311 | 0.0071311 | 0.0071311 | 0.0071311 | 0.0071311 | 0.0071311 | 0.0071311 | 0.0071311 | 0.0071311 | 0.0071311 | 0.0071311 | 0.0071311
F4_Commercial_Warehouse (ID)_Existing_Water Heating_Natural Gas_Water Heater_E5 | F4 | Commercial | Warehouse (ID) | Existing | Water Heating | Natural Gas | Water Heater | E5 | Utility - Cost of Equipment | 0.015393 | 0.015393 | 0.015393 | 0.015393 | 0.015393 | 0.015393 | 0.015393 | 0.015393 | 0.015393 | 0.015393 | 0.015393 | 0.015393 | 0.015393 | 0.015393 | 0.015393 | 0.015393 | 0.015393 | 0.015393 | 0.015393 | 0.015393 | 0.015393 | 0.015393 | 0.015393 | 0.015393 | 0.015393 | 0.015393 | 0.015393
F4_Commercial_Warehouse (ID)_Existing_Water Heating_Natural Gas_Water Heater_E6 | F4 | Commercial | Warehouse (ID) | Existing | Water Heating | Natural Gas | Water Heater | E6 | Utility - Cost of Equipment | 0 | 0 | 0 | 0 | 0 | 0 | 0 | 0 | 0 | 0 | 0 | 0 | 0 | 0 | 0 | 0 | 0 | 0 | 0 | 0 | 0 | 0 | 0 | 0 | 0 | 0 | 0
F4_Commercial_Warehouse (ID)_Existing_Water Heating_Natural Gas_Water Heater_E7 | F4 | Commercial | Warehouse (ID) | Existing | Water Heating | Natural Gas | Water Heater | E7 | Utility - Cost of Equipment | 0 | 0 | 0 | 0 | 0 | 0 | 0 | 0 | 0 | 0 | 0 | 0 | 0 | 0 | 0 | 0 | 0 | 0 | 0 | 0 | 0 | 0 | 0 | 0 | 0 | 0 | 0
F4_Commercial_Warehouse (ID)_Existing_Water Heating_Natural Gas_Water Heater_E8 | F4 | Commercial | Warehouse (ID) | Existing | Water Heating | Natural Gas | Water Heater | E8 | Utility - Cost of Equipment | 0 | 0 | 0 | 0 | 0 | 0 | 0 | 0 | 0 | 0 | 0 | 0 | 0 | 0 | 0 | 0 | 0 | 0 | 0 | 0 | 0 | 0 | 0 | 0 | 0 | 0 | 0
F4_Commercial_Warehouse (ID)_Existing_Water Heating_Natural Gas_Water Heater_E9 | F4 | Commercial | Warehouse (ID) | Existing | Water Heating | Natural Gas | Water Heater | E9 | Utility - Cost of Equipment | 0 | 0 | 0 | 0 | 0 | 0 | 0 | 0 | 0 | 0 | 0 | 0 | 0 | 0 | 0 | 0 | 0 | 0 | 0 | 0 | 0 | 0 | 0 | 0 | 0 | 0 | 0
F4_Commercial_Warehouse (ID)_Existing_Water Heating_Natural Gas_Water Heater_E10 | F4 | Commercial | Warehouse (ID) | Existing | Water Heating | Natural Gas | Water Heater | E10 | Utility - Cost of Equipment | 0 | 0 | 0 | 0 | 0 | 0 | 0 | 0 | 0 | 0 | 0 | 0 | 0 | 0 | 0 | 0 | 0 | 0 | 0 | 0 | 0 | 0 | 0 | 0 | 0 | 0 | 0
F5_Commercial_Warehouse (ID)_Existing_Water Heating_Natural Gas_Water Heater_E1 | F5 | Commercial | Warehouse (ID) | Existing | Water Heating | Natural Gas | Water Heater | E1 | Utility - Cost of Operation | 0.028312 | 0.029056 | 0.029891 | 0.030826 | 0.031867 | 0.033098 | 0.034352 | 0.035588 | 0.036776 | 0.037982 | 0.038964 | 0.03989 | 0.040881 | 0.041856 | 0.042741 | 0.043578 | 0.044343 | 0.045101 | 0.045905 | 0.046694 | 0.047503 | 0.048342 | 0.049191 | 0.050065 | 0.050955 | 0.05186 | 0.052781
F5_Commercial_Warehouse (ID)_Existing_Water Heating_Natural Gas_Water Heater_E2 | F5 | Commercial | Warehouse (ID) | Existing | Water Heating | Natural Gas | Water Heater | E2 | Utility - Cost of Operation | 0.025166 | 0.025827 | 0.026569 | 0.0274 | 0.028326 | 0.029421 | 0.030536 | 0.031634 | 0.03269 | 0.033762 | 0.034635 | 0.035458 | 0.036339 | 0.037205 | 0.037992 | 0.038736 | 0.039416 | 0.040089 | 0.040804 | 0.041506 | 0.042225 | 0.042971 | 0.043726 | 0.044502 | 0.045293 | 0.046098 | 0.046917
F5_Commercial_Warehouse (ID)_Existing_Water Heating_Natural Gas_Water Heater_E3 | F5 | Commercial | Warehouse (ID) | Existing | Water Heating | Natural Gas | Water Heater | E3 | Utility - Cost of Operation | 0.024096 | 0.024728 | 0.025439 | 0.026234 | 0.027121 | 0.028169 | 0.029236 | 0.030288 | 0.031299 | 0.032325 | 0.033161 | 0.033949 | 0.034792 | 0.035622 | 0.036375 | 0.037088 | 0.037738 | 0.038384 | 0.039068 | 0.039739 | 0.040428 | 0.041143 | 0.041865 | 0.042609 | 0.043366 | 0.044136 | 0.04492
F5_Commercial_Warehouse (ID)_Existing_Water Heating_Natural Gas_Water Heater_E4 | F5 | Commercial | Warehouse (ID) | Existing | Water Heating | Natural Gas | Water Heater | E4 | Utility - Cost of Operation | 0.025585 | 0.026246 | 0.026969 | 0.027757 | 0.028616 | 0.029611 | 0.030621 | 0.031619 | 0.032585 | 0.033565 | 0.034384 | 0.035166 | 0.035996 | 0.036817 | 0.037574 | 0.038299 | 0.038972 | 0.039643 | 0.040349 | 0.041047 | 0.041761 | 0.0425 | 0.043247 | 0.044016 | 0.044798 | 0.045594 | 0.046404
F5_Commercial_Warehouse (ID)_Existing_Water Heating_Natural Gas_Water Heater_E5 | F5 | Commercial | Warehouse (ID) | Existing | Water Heating | Natural Gas | Water Heater | E5 | Utility - Cost of Operation | 0.014757 | 0.015145 | 0.015588 | 0.016093 | 0.016663 | 0.017346 | 0.018043 | 0.018728 | 0.019385 | 0.020052 | 0.020587 | 0.021089 | 0.021628 | 0.022157 | 0.022633 | 0.02308 | 0.023484 | 0.023884 | 0.02431 | 0.024727 | 0.025154 | 0.025599 | 0.026048 | 0.02651 | 0.026981 | 0.027461 | 0.027948
F5_Commercial_Warehouse (ID)_Existing_Water Heating_Natural Gas_Water Heater_E6 | F5 | Commercial | Warehouse (ID) | Existing | Water Heating | Natural Gas | Water Heater | E6 | Utility - Cost of Operation | 0 | 0 | 0 | 0 | 0 | 0 | 0 | 0 | 0 | 0 | 0 | 0 | 0 | 0 | 0 | 0 | 0 | 0 | 0 | 0 | 0 | 0 | 0 | 0 | 0 | 0 | 0
F5_Commercial_Warehouse (ID)_Existing_Water Heating_Natural Gas_Water Heater_E7 | F5 | Commercial | Warehouse (ID) | Existing | Water Heating | Natural Gas | Water Heater | E7 | Utility - Cost of Operation | 0 | 0 | 0 | 0 | 0 | 0 | 0 | 0 | 0 | 0 | 0 | 0 | 0 | 0 | 0 | 0 | 0 | 0 | 0 | 0 | 0 | 0 | 0 | 0 | 0 | 0 | 0
F5_Commercial_Warehouse (ID)_Existing_Water Heating_Natural Gas_Water Heater_E8 | F5 | Commercial | Warehouse (ID) | Existing | Water Heating | Natural Gas | Water Heater | E8 | Utility - Cost of Operation | 0 | 0 | 0 | 0 | 0 | 0 | 0 | 0 | 0 | 0 | 0 | 0 | 0 | 0 | 0 | 0 | 0 | 0 | 0 | 0 | 0 | 0 | 0 | 0 | 0 | 0 | 0
F5_Commercial_Warehouse (ID)_Existing_Water Heating_Natural Gas_Water Heater_E9 | F5 | Commercial | Warehouse (ID) | Existing | Water Heating | Natural Gas | Water Heater | E9 | Utility - Cost of Operation | 0 | 0 | 0 | 0 | 0 | 0 | 0 | 0 | 0 | 0 | 0 | 0 | 0 | 0 | 0 | 0 | 0 | 0 | 0 | 0 | 0 | 0 | 0 | 0 | 0 | 0 | 0
F5_Commercial_Warehouse (ID)_Existing_Water Heating_Natural Gas_Water Heater_E10 | F5 | Commercial | Warehouse (ID) | Existing | Water Heating | Natural Gas | Water Heater | E10 | Utility - Cost of Operation | 0 | 0 | 0 | 0 | 0 | 0 | 0 | 0 | 0 | 0 | 0 | 0 | 0 | 0 | 0 | 0 | 0 | 0 | 0 | 0 | 0 | 0 | 0 | 0 | 0 | 0 | 0
F6_Commercial_Warehouse (ID)_Existing_Water Heating_Natural Gas_Water Heater_E1 | F6 | Commercial | Warehouse (ID) | Existing | Water Heating | Natural Gas | Water Heater | E1 | Utility - Value of Sales | 0.033005 | 0.033668 | 0.034415 | 0.035253 | 0.036188 | 0.037319 | 0.03844 | 0.0395 | 0.040462 | 0.041398 | 0.042368 | 0.043257 | 0.044207 | 0.045127 | 0.045936 | 0.04668 | 0.047329 | 0.047957 | 0.048618 | 0.049246 | 0.049879 | 0.05076 | 0.051651 | 0.052568 | 0.053502 | 0.054453 | 0.05542
F6_Commercial_Warehouse (ID)_Existing_Water Heating_Natural Gas_Water Heater_E2 | F6 | Commercial | Warehouse (ID) | Existing | Water Heating | Natural Gas | Water Heater | E2 | Utility - Value of Sales | 0.029338 | 0.029927 | 0.030591 | 0.031336 | 0.032167 | 0.033172 | 0.034169 | 0.035111 | 0.035966 | 0.036798 | 0.03766 | 0.038451 | 0.039295 | 0.040113 | 0.040832 | 0.041493 | 0.042071 | 0.042628 | 0.043216 | 0.043775 | 0.044336 | 0.04512 | 0.045912 | 0.046728 | 0.047558 | 0.048403 | 0.049263
F6_Commercial_Warehouse (ID)_Existing_Water Heating_Natural Gas_Water Heater_E3 | F6 | Commercial | Warehouse (ID) | Existing | Water Heating | Natural Gas | Water Heater | E3 | Utility - Value of Sales | 0.028089 | 0.028654 | 0.029289 | 0.030003 | 0.030799 | 0.03176 | 0.032715 | 0.033617 | 0.034435 | 0.035232 | 0.036058 | 0.036814 | 0.037623 | 0.038406 | 0.039095 | 0.039728 | 0.04028 | 0.040814 | 0.041377 | 0.041912 | 0.04245 | 0.0432 | 0.043958 | 0.044739 | 0.045534 | 0.046343 | 0.047166
F6_Commercial_Warehouse (ID)_Existing_Water Heating_Natural Gas_Water Heater_E4 | F6 | Commercial | Warehouse (ID) | Existing | Water Heating | Natural Gas | Water Heater | E4 | Utility - Value of Sales | 0.029449 | 0.030041 | 0.030687 | 0.03139 | 0.032155 | 0.033055 | 0.033946 | 0.034797 | 0.035583 | 0.036358 | 0.037166 | 0.037926 | 0.038731 | 0.039518 | 0.040225 | 0.040887 | 0.041482 | 0.042064 | 0.042672 | 0.043258 | 0.043849 | 0.044625 | 0.04541 | 0.046216 | 0.047038 | 0.047873 | 0.048724
F6_Commercial_Warehouse (ID)_Existing_Water Heating_Natural Gas_Water Heater_E5 | F6 | Commercial | Warehouse (ID) | Existing | Water Heating | Natural Gas | Water Heater | E5 | Utility - Value of Sales | 0.017315 | 0.017656 | 0.01805 | 0.018506 | 0.019028 | 0.019664 | 0.020294 | 0.020887 | 0.021419 | 0.021933 | 0.022463 | 0.022942 | 0.023455 | 0.02395 | 0.02438 | 0.024771 | 0.025106 | 0.025428 | 0.025769 | 0.02609 | 0.026412 | 0.026878 | 0.02735 | 0.027836 | 0.02833 | 0.028834 | 0.029346
F6_Commercial_Warehouse (ID)_Existing_Water Heating_Natural Gas_Water Heater_E6 | F6 | Commercial | Warehouse (ID) | Existing | Water Heating | Natural Gas | Water Heater | E6 | Utility - Value of Sales | 0 | 0 | 0 | 0 | 0 | 0 | 0 | 0 | 0 | 0 | 0 | 0 | 0 | 0 | 0 | 0 | 0 | 0 | 0 | 0 | 0 | 0 | 0 | 0 | 0 | 0 | 0
F6_Commercial_Warehouse (ID)_Existing_Water Heating_Natural Gas_Water Heater_E7 | F6 | Commercial | Warehouse (ID) | Existing | Water Heating | Natural Gas | Water Heater | E7 | Utility - Value of Sales | 0 | 0 | 0 | 0 | 0 | 0 | 0 | 0 | 0 | 0 | 0 | 0 | 0 | 0 | 0 | 0 | 0 | 0 | 0 | 0 | 0 | 0 | 0 | 0 | 0 | 0 | 0
F6_Commercial_Warehouse (ID)_Existing_Water Heating_Natural Gas_Water Heater_E8 | F6 | Commercial | Warehouse (ID) | Existing | Water Heating | Natural Gas | Water Heater | E8 | Utility - Value of Sales | 0 | 0 | 0 | 0 | 0 | 0 | 0 | 0 | 0 | 0 | 0 | 0 | 0 | 0 | 0 | 0 | 0 | 0 | 0 | 0 | 0 | 0 | 0 | 0 | 0 | 0 | 0
F6_Commercial_Warehouse (ID)_Existing_Water Heating_Natural Gas_Water Heater_E9 | F6 | Commercial | Warehouse (ID) | Existing | Water Heating | Natural Gas | Water Heater | E9 | Utility - Value of Sales | 0 | 0 | 0 | 0 | 0 | 0 | 0 | 0 | 0 | 0 | 0 | 0 | 0 | 0 | 0 | 0 | 0 | 0 | 0 | 0 | 0 | 0 | 0 | 0 | 0 | 0 | 0
F6_Commercial_Warehouse (ID)_Existing_Water Heating_Natural Gas_Water Heater_E10 | F6 | Commercial | Warehouse (ID) | Existing | Water Heating | Natural Gas | Water Heater | E10 | Utility - Value of Sales | 0 | 0 | 0 | 0 | 0 | 0 | 0 | 0 | 0 | 0 | 0 | 0 | 0 | 0 | 0 | 0 | 0 | 0 | 0 | 0 | 0 | 0 | 0 | 0 | 0 | 0 | 0
F1_Commercial_Warehouse (ID)_Existing_Food Preparation_Natural Gas_Oven_E1 | F1 | Commercial | Warehouse (ID) | Existing | Food Preparation | Natural Gas | Oven | E1 | RVT - Cost of Equipment | 2.9427e-06 | 2.9427e-06 | 2.9427e-06 | 2.9427e-06 | 2.9427e-06 | 2.9427e-06 | 2.9427e-06 | 2.9427e-06 | 2.9427e-06 | 2.9427e-06 | 2.9427e-06 | 2.9427e-06 | 2.9427e-06 | 2.9427e-06 | 2.9427e-06 | 2.9427e-06 | 2.9427e-06 | 2.9427e-06 | 2.9427e-06 | 2.9427e-06 | 2.9427e-06 | 2.9427e-06 | 2.9427e-06 | 2.9427e-06 | 2.9427e-06 | 2.9427e-06 | 2.9427e-06
F1_Commercial_Warehouse (ID)_Existing_Food Preparation_Natural Gas_Oven_E2 | F1 | Commercial | Warehouse (ID) | Existing | Food Preparation | Natural Gas | Oven | E2 | RVT - Cost of Equipment | 4.0097e-06 | 4.0097e-06 | 4.0097e-06 | 4.0097e-06 | 4.0097e-06 | 4.0097e-06 | 4.0097e-06 | 4.0097e-06 | 4.0097e-06 | 4.0097e-06 | 4.0097e-06 | 4.0097e-06 | 4.0097e-06 | 4.0097e-06 | 4.0097e-06 | 4.0097e-06 | 4.0097e-06 | 4.0097e-06 | 4.0097e-06 | 4.0097e-06 | 4.0097e-06 | 4.0097e-06 | 4.0097e-06 | 4.0097e-06 | 4.0097e-06 | 4.0097e-06 | 4.0097e-06
F1_Commercial_Warehouse (ID)_Existing_Food Preparation_Natural Gas_Oven_E3 | F1 | Commercial | Warehouse (ID) | Existing | Food Preparation | Natural Gas | Oven | E3 | RVT - Cost of Equipment | 0 | 0 | 0 | 0 | 0 | 0 | 0 | 0 | 0 | 0 | 0 | 0 | 0 | 0 | 0 | 0 | 0 | 0 | 0 | 0 | 0 | 0 | 0 | 0 | 0 | 0 | 0
F1_Commercial_Warehouse (ID)_Existing_Food Preparation_Natural Gas_Oven_E4 | F1 | Commercial | Warehouse (ID) | Existing | Food Preparation | Natural Gas | Oven | E4 | RVT - Cost of Equipment | 0 | 0 | 0 | 0 | 0 | 0 | 0 | 0 | 0 | 0 | 0 | 0 | 0 | 0 | 0 | 0 | 0 | 0 | 0 | 0 | 0 | 0 | 0 | 0 | 0 | 0 | 0
F1_Commercial_Warehouse (ID)_Existing_Food Preparation_Natural Gas_Oven_E5 | F1 | Commercial | Warehouse (ID) | Existing | Food Preparation | Natural Gas | Oven | E5 | RVT - Cost of Equipment | 0 | 0 | 0 | 0 | 0 | 0 | 0 | 0 | 0 | 0 | 0 | 0 | 0 | 0 | 0 | 0 | 0 | 0 | 0 | 0 | 0 | 0 | 0 | 0 | 0 | 0 | 0
F1_Commercial_Warehouse (ID)_Existing_Food Preparation_Natural Gas_Oven_E6 | F1 | Commercial | Warehouse (ID) | Existing | Food Preparation | Natural Gas | Oven | E6 | RVT - Cost of Equipment | 0 | 0 | 0 | 0 | 0 | 0 | 0 | 0 | 0 | 0 | 0 | 0 | 0 | 0 | 0 | 0 | 0 | 0 | 0 | 0 | 0 | 0 | 0 | 0 | 0 | 0 | 0
F1_Commercial_Warehouse (ID)_Existing_Food Preparation_Natural Gas_Oven_E7 | F1 | Commercial | Warehouse (ID) | Existing | Food Preparation | Natural Gas | Oven | E7 | RVT - Cost of Equipment | 0 | 0 | 0 | 0 | 0 | 0 | 0 | 0 | 0 | 0 | 0 | 0 | 0 | 0 | 0 | 0 | 0 | 0 | 0 | 0 | 0 | 0 | 0 | 0 | 0 | 0 | 0
F1_Commercial_Warehouse (ID)_Existing_Food Preparation_Natural Gas_Oven_E8 | F1 | Commercial | Warehouse (ID) | Existing | Food Preparation | Natural Gas | Oven | E8 | RVT - Cost of Equipment | 0 | 0 | 0 | 0 | 0 | 0 | 0 | 0 | 0 | 0 | 0 | 0 | 0 | 0 | 0 | 0 | 0 | 0 | 0 | 0 | 0 | 0 | 0 | 0 | 0 | 0 | 0
F1_Commercial_Warehouse (ID)_Existing_Food Preparation_Natural Gas_Oven_E9 | F1 | Commercial | Warehouse (ID) | Existing | Food Preparation | Natural Gas | Oven | E9 | RVT - Cost of Equipment | 0 | 0 | 0 | 0 | 0 | 0 | 0 | 0 | 0 | 0 | 0 | 0 | 0 | 0 | 0 | 0 | 0 | 0 | 0 | 0 | 0 | 0 | 0 | 0 | 0 | 0 | 0
F1_Commercial_Warehouse (ID)_Existing_Food Preparation_Natural Gas_Oven_E10 | F1 | Commercial | Warehouse (ID) | Existing | Food Preparation | Natural Gas | Oven | E10 | RVT - Cost of Equipment | 0 | 0 | 0 | 0 | 0 | 0 | 0 | 0 | 0 | 0 | 0 | 0 | 0 | 0 | 0 | 0 | 0 | 0 | 0 | 0 | 0 | 0 | 0 | 0 | 0 | 0 | 0
F2_Commercial_Warehouse (ID)_Existing_Food Preparation_Natural Gas_Oven_E1 | F2 | Commercial | Warehouse (ID) | Existing | Food Preparation | Natural Gas | Oven | E1 | RVT - Cost of Operation | 0.0021855 | 0.0022219 | 0.0022663 | 0.0023201 | 0.0023842 | 0.002469 | 0.0025559 | 0.00264 | 0.0027174 | 0.0027917 | 0.002868 | 0.0029362 | 0.0030074 | 0.0030731 | 0.0031285 | 0.0031776 | 0.0032178 | 0.0032558 | 0.0032965 | 0.0033338 | 0.0033711 | 0.0034306 | 0.0034906 | 0.0035526 | 0.0036157 | 0.0036799 | 0.0037453
F2_Commercial_Warehouse (ID)_Existing_Food Preparation_Natural Gas_Oven_E2 | F2 | Commercial | Warehouse (ID) | Existing | Food Preparation | Natural Gas | Oven | E2 | RVT - Cost of Operation | 0.0015519 | 0.0015778 | 0.0016093 | 0.0016475 | 0.001693 | 0.0017532 | 0.0018149 | 0.0018746 | 0.0019296 | 0.0019824 | 0.0020366 | 0.002085 | 0.0021355 | 0.0021822 | 0.0022215 | 0.0022564 | 0.002285 | 0.0023119 | 0.0023408 | 0.0023673 | 0.0023938 | 0.002436 | 0.0024786 | 0.0025227 | 0.0025675 | 0.0026131 | 0.0026595
F2_Commercial_Warehouse (ID)_Existing_Food Preparation_Natural Gas_Oven_E3 | F2 | Commercial | Warehouse (ID) | Existing | Food Preparation | Natural Gas | Oven | E3 | RVT - Cost of Operation | 0 | 0 | 0 | 0 | 0 | 0 | 0 | 0 | 0 | 0 | 0 | 0 | 0 | 0 | 0 | 0 | 0 | 0 | 0 | 0 | 0 | 0 | 0 | 0 | 0 | 0 | 0
F2_Commercial_Warehouse (ID)_Existing_Food Preparation_Natural Gas_Oven_E4 | F2 | Commercial | Warehouse (ID) | Existing | Food Preparation | Natural Gas | Oven | E4 | RVT - Cost of Operation | 0 | 0 | 0 | 0 | 0 | 0 | 0 | 0 | 0 | 0 | 0 | 0 | 0 | 0 | 0 | 0 | 0 | 0 | 0 | 0 | 0 | 0 | 0 | 0 | 0 | 0 | 0
F2_Commercial_Warehouse (ID)_Existing_Food Preparation_Natural Gas_Oven_E5 | F2 | Commercial | Warehouse (ID) | Existing | Food Preparation | Natural Gas | Oven | E5 | RVT - Cost of Operation | 0 | 0 | 0 | 0 | 0 | 0 | 0 | 0 | 0 | 0 | 0 | 0 | 0 | 0 | 0 | 0 | 0 | 0 | 0 | 0 | 0 | 0 | 0 | 0 | 0 | 0 | 0
F2_Commercial_Warehouse (ID)_Existing_Food Preparation_Natural Gas_Oven_E6 | F2 | Commercial | Warehouse (ID) | Existing | Food Preparation | Natural Gas | Oven | E6 | RVT - Cost of Operation | 0 | 0 | 0 | 0 | 0 | 0 | 0 | 0 | 0 | 0 | 0 | 0 | 0 | 0 | 0 | 0 | 0 | 0 | 0 | 0 | 0 | 0 | 0 | 0 | 0 | 0 | 0
F2_Commercial_Warehouse (ID)_Existing_Food Preparation_Natural Gas_Oven_E7 | F2 | Commercial | Warehouse (ID) | Existing | Food Preparation | Natural Gas | Oven | E7 | RVT - Cost of Operation | 0 | 0 | 0 | 0 | 0 | 0 | 0 | 0 | 0 | 0 | 0 | 0 | 0 | 0 | 0 | 0 | 0 | 0 | 0 | 0 | 0 | 0 | 0 | 0 | 0 | 0 | 0
F2_Commercial_Warehouse (ID)_Existing_Food Preparation_Natural Gas_Oven_E8 | F2 | Commercial | Warehouse (ID) | Existing | Food Preparation | Natural Gas | Oven | E8 | RVT - Cost of Operation | 0 | 0 | 0 | 0 | 0 | 0 | 0 | 0 | 0 | 0 | 0 | 0 | 0 | 0 | 0 | 0 | 0 | 0 | 0 | 0 | 0 | 0 | 0 | 0 | 0 | 0 | 0
F2_Commercial_Warehouse (ID)_Existing_Food Preparation_Natural Gas_Oven_E9 | F2 | Commercial | Warehouse (ID) | Existing | Food Preparation | Natural Gas | Oven | E9 | RVT - Cost of Operation | 0 | 0 | 0 | 0 | 0 | 0 | 0 | 0 | 0 | 0 | 0 | 0 | 0 | 0 | 0 | 0 | 0 | 0 | 0 | 0 | 0 | 0 | 0 | 0 | 0 | 0 | 0
F2_Commercial_Warehouse (ID)_Existing_Food Preparation_Natural Gas_Oven_E10 | F2 | Commercial | Warehouse (ID) | Existing | Food Preparation | Natural Gas | Oven | E10 | RVT - Cost of Operation | 0 | 0 | 0 | 0 | 0 | 0 | 0 | 0 | 0 | 0 | 0 | 0 | 0 | 0 | 0 | 0 | 0 | 0 | 0 | 0 | 0 | 0 | 0 | 0 | 0 | 0 | 0
F3_Commercial_Warehouse (ID)_Existing_Food Preparation_Natural Gas_Oven_E1 | F3 | Commercial | Warehouse (ID) | Existing | Food Preparation | Natural Gas | Oven | E1 | System - kBTUs of Consumption | 0.52975 | 0.52975 | 0.52975 | 0.52975 | 0.52975 | 0.52975 | 0.52975 | 0.52975 | 0.52975 | 0.52975 | 0.52975 | 0.52975 | 0.52975 | 0.52975 | 0.52975 | 0.52975 | 0.52975 | 0.52975 | 0.52975 | 0.52975 | 0.52975 | 0.52975 | 0.52975 | 0.52975 | 0.52975 | 0.52975 | 0.52975
F3_Commercial_Warehouse (ID)_Existing_Food Preparation_Natural Gas_Oven_E2 | F3 | Commercial | Warehouse (ID) | Existing | Food Preparation | Natural Gas | Oven | E2 | System - kBTUs of Consumption | 0.37618 | 0.37618 | 0.37618 | 0.37618 | 0.37618 | 0.37618 | 0.37618 | 0.37618 | 0.37618 | 0.37618 | 0.37618 | 0.37618 | 0.37618 | 0.37618 | 0.37618 | 0.37618 | 0.37618 | 0.37618 | 0.37618 | 0.37618 | 0.37618 | 0.37618 | 0.37618 | 0.37618 | 0.37618 | 0.37618 | 0.37618
F3_Commercial_Warehouse (ID)_Existing_Food Preparation_Natural Gas_Oven_E3 | F3 | Commercial | Warehouse (ID) | Existing | Food Preparation | Natural Gas | Oven | E3 | System - kBTUs of Consumption | 0 | 0 | 0 | 0 | 0 | 0 | 0 | 0 | 0 | 0 | 0 | 0 | 0 | 0 | 0 | 0 | 0 | 0 | 0 | 0 | 0 | 0 | 0 | 0 | 0 | 0 | 0
F3_Commercial_Warehouse (ID)_Existing_Food Preparation_Natural Gas_Oven_E4 | F3 | Commercial | Warehouse (ID) | Existing | Food Preparation | Natural Gas | Oven | E4 | System - kBTUs of Consumption | 0 | 0 | 0 | 0 | 0 | 0 | 0 | 0 | 0 | 0 | 0 | 0 | 0 | 0 | 0 | 0 | 0 | 0 | 0 | 0 | 0 | 0 | 0 | 0 | 0 | 0 | 0
F3_Commercial_Warehouse (ID)_Existing_Food Preparation_Natural Gas_Oven_E5 | F3 | Commercial | Warehouse (ID) | Existing | Food Preparation | Natural Gas | Oven | E5 | System - kBTUs of Consumption | 0 | 0 | 0 | 0 | 0 | 0 | 0 | 0 | 0 | 0 | 0 | 0 | 0 | 0 | 0 | 0 | 0 | 0 | 0 | 0 | 0 | 0 | 0 | 0 | 0 | 0 | 0
F3_Commercial_Warehouse (ID)_Existing_Food Preparation_Natural Gas_Oven_E6 | F3 | Commercial | Warehouse (ID) | Existing | Food Preparation | Natural Gas | Oven | E6 | System - kBTUs of Consumption | 0 | 0 | 0 | 0 | 0 | 0 | 0 | 0 | 0 | 0 | 0 | 0 | 0 | 0 | 0 | 0 | 0 | 0 | 0 | 0 | 0 | 0 | 0 | 0 | 0 | 0 | 0
F3_Commercial_Warehouse (ID)_Existing_Food Preparation_Natural Gas_Oven_E7 | F3 | Commercial | Warehouse (ID) | Existing | Food Preparation | Natural Gas | Oven | E7 | System - kBTUs of Consumption | 0 | 0 | 0 | 0 | 0 | 0 | 0 | 0 | 0 | 0 | 0 | 0 | 0 | 0 | 0 | 0 | 0 | 0 | 0 | 0 | 0 | 0 | 0 | 0 | 0 | 0 | 0
F3_Commercial_Warehouse (ID)_Existing_Food Preparation_Natural Gas_Oven_E8 | F3 | Commercial | Warehouse (ID) | Existing | Food Preparation | Natural Gas | Oven | E8 | System - kBTUs of Consumption | 0 | 0 | 0 | 0 | 0 | 0 | 0 | 0 | 0 | 0 | 0 | 0 | 0 | 0 | 0 | 0 | 0 | 0 | 0 | 0 | 0 | 0 | 0 | 0 | 0 | 0 | 0
F3_Commercial_Warehouse (ID)_Existing_Food Preparation_Natural Gas_Oven_E9 | F3 | Commercial | Warehouse (ID) | Existing | Food Preparation | Natural Gas | Oven | E9 | System - kBTUs of Consumption | 0 | 0 | 0 | 0 | 0 | 0 | 0 | 0 | 0 | 0 | 0 | 0 | 0 | 0 | 0 | 0 | 0 | 0 | 0 | 0 | 0 | 0 | 0 | 0 | 0 | 0 | 0
F3_Commercial_Warehouse (ID)_Existing_Food Preparation_Natural Gas_Oven_E10 | F3 | Commercial | Warehouse (ID) | Existing | Food Preparation | Natural Gas | Oven | E10 | System - kBTUs of Consumption | 0 | 0 | 0 | 0 | 0 | 0 | 0 | 0 | 0 | 0 | 0 | 0 | 0 | 0 | 0 | 0 | 0 | 0 | 0 | 0 | 0 | 0 | 0 | 0 | 0 | 0 | 0
F4_Commercial_Warehouse (ID)_Existing_Food Preparation_Natural Gas_Oven_E1 | F4 | Commercial | Warehouse (ID) | Existing | Food Preparation | Natural Gas | Oven | E1 | Utility - Cost of Equipment | 2.9427e-06 | 2.9427e-06 | 2.9427e-06 | 2.9427e-06 | 2.9427e-06 | 2.9427e-06 | 2.9427e-06 | 2.9427e-06 | 2.9427e-06 | 2.9427e-06 | 2.9427e-06 | 2.9427e-06 | 2.9427e-06 | 2.9427e-06 | 2.9427e-06 | 2.9427e-06 | 2.9427e-06 | 2.9427e-06 | 2.9427e-06 | 2.9427e-06 | 2.9427e-06 | 2.9427e-06 | 2.9427e-06 | 2.9427e-06 | 2.9427e-06 | 2.9427e-06 | 2.9427e-06
F4_Commercial_Warehouse (ID)_Existing_Food Preparation_Natural Gas_Oven_E2 | F4 | Commercial | Warehouse (ID) | Existing | Food Preparation | Natural Gas | Oven | E2 | Utility - Cost of Equipment | 4.0097e-06 | 4.0097e-06 | 4.0097e-06 | 4.0097e-06 | 4.0097e-06 | 4.0097e-06 | 4.0097e-06 | 4.0097e-06 | 4.0097e-06 | 4.0097e-06 | 4.0097e-06 | 4.0097e-06 | 4.0097e-06 | 4.0097e-06 | 4.0097e-06 | 4.0097e-06 | 4.0097e-06 | 4.0097e-06 | 4.0097e-06 | 4.0097e-06 | 4.0097e-06 | 4.0097e-06 | 4.0097e-06 | 4.0097e-06 | 4.0097e-06 | 4.0097e-06 | 4.0097e-06
F4_Commercial_Warehouse (ID)_Existing_Food Preparation_Natural Gas_Oven_E3 | F4 | Commercial | Warehouse (ID) | Existing | Food Preparation | Natural Gas | Oven | E3 | Utility - Cost of Equipment | 0 | 0 | 0 | 0 | 0 | 0 | 0 | 0 | 0 | 0 | 0 | 0 | 0 | 0 | 0 | 0 | 0 | 0 | 0 | 0 | 0 | 0 | 0 | 0 | 0 | 0 | 0
F4_Commercial_Warehouse (ID)_Existing_Food Preparation_Natural Gas_Oven_E4 | F4 | Commercial | Warehouse (ID) | Existing | Food Preparation | Natural Gas | Oven | E4 | Utility - Cost of Equipment | 0 | 0 | 0 | 0 | 0 | 0 | 0 | 0 | 0 | 0 | 0 | 0 | 0 | 0 | 0 | 0 | 0 | 0 | 0 | 0 | 0 | 0 | 0 | 0 | 0 | 0 | 0
F4_Commercial_Warehouse (ID)_Existing_Food Preparation_Natural Gas_Oven_E5 | F4 | Commercial | Warehouse (ID) | Existing | Food Preparation | Natural Gas | Oven | E5 | Utility - Cost of Equipment | 0 | 0 | 0 | 0 | 0 | 0 | 0 | 0 | 0 | 0 | 0 | 0 | 0 | 0 | 0 | 0 | 0 | 0 | 0 | 0 | 0 | 0 | 0 | 0 | 0 | 0 | 0
F4_Commercial_Warehouse (ID)_Existing_Food Preparation_Natural Gas_Oven_E6 | F4 | Commercial | Warehouse (ID) | Existing | Food Preparation | Natural Gas | Oven | E6 | Utility - Cost of Equipment | 0 | 0 | 0 | 0 | 0 | 0 | 0 | 0 | 0 | 0 | 0 | 0 | 0 | 0 | 0 | 0 | 0 | 0 | 0 | 0 | 0 | 0 | 0 | 0 | 0 | 0 | 0
F4_Commercial_Warehouse (ID)_Existing_Food Preparation_Natural Gas_Oven_E7 | F4 | Commercial | Warehouse (ID) | Existing | Food Preparation | Natural Gas | Oven | E7 | Utility - Cost of Equipment | 0 | 0 | 0 | 0 | 0 | 0 | 0 | 0 | 0 | 0 | 0 | 0 | 0 | 0 | 0 | 0 | 0 | 0 | 0 | 0 | 0 | 0 | 0 | 0 | 0 | 0 | 0
F4_Commercial_Warehouse (ID)_Existing_Food Preparation_Natural Gas_Oven_E8 | F4 | Commercial | Warehouse (ID) | Existing | Food Preparation | Natural Gas | Oven | E8 | Utility - Cost of Equipment | 0 | 0 | 0 | 0 | 0 | 0 | 0 | 0 | 0 | 0 | 0 | 0 | 0 | 0 | 0 | 0 | 0 | 0 | 0 | 0 | 0 | 0 | 0 | 0 | 0 | 0 | 0
F4_Commercial_Warehouse (ID)_Existing_Food Preparation_Natural Gas_Oven_E9 | F4 | Commercial | Warehouse (ID) | Existing | Food Preparation | Natural Gas | Oven | E9 | Utility - Cost of Equipment | 0 | 0 | 0 | 0 | 0 | 0 | 0 | 0 | 0 | 0 | 0 | 0 | 0 | 0 | 0 | 0 | 0 | 0 | 0 | 0 | 0 | 0 | 0 | 0 | 0 | 0 | 0
F4_Commercial_Warehouse (ID)_Existing_Food Preparation_Natural Gas_Oven_E10 | F4 | Commercial | Warehouse (ID) | Existing | Food Preparation | Natural Gas | Oven | E10 | Utility - Cost of Equipment | 0 | 0 | 0 | 0 | 0 | 0 | 0 | 0 | 0 | 0 | 0 | 0 | 0 | 0 | 0 | 0 | 0 | 0 | 0 | 0 | 0 | 0 | 0 | 0 | 0 | 0 | 0
F5_Commercial_Warehouse (ID)_Existing_Food Preparation_Natural Gas_Oven_E1 | F5 | Commercial | Warehouse (ID) | Existing | Food Preparation | Natural Gas | Oven | E1 | Utility - Cost of Operation | 0.0018372 | 0.0018797 | 0.001933 | 0.0019959 | 0.0020691 | 0.0021614 | 0.0022576 | 0.0023534 | 0.0024459 | 0.0025396 | 0.0026128 | 0.0026808 | 0.0027542 | 0.0028257 | 0.0028887 | 0.0029471 | 0.0029986 | 0.0030492 | 0.0031036 | 0.0031563 | 0.0032106 | 0.0032672 | 0.0033243 | 0.0033834 | 0.0034435 | 0.0035047 | 0.003567
F5_Commercial_Warehouse (ID)_Existing_Food Preparation_Natural Gas_Oven_E2 | F5 | Commercial | Warehouse (ID) | Existing | Food Preparation | Natural Gas | Oven | E2 | Utility - Cost of Operation | 0.0013046 | 0.0013347 | 0.0013726 | 0.0014173 | 0.0014693 | 0.0015348 | 0.0016031 | 0.0016712 | 0.0017368 | 0.0018034 | 0.0018553 | 0.0019037 | 0.0019558 | 0.0020065 | 0.0020513 | 0.0020927 | 0.0021293 | 0.0021652 | 0.0022038 | 0.0022413 | 0.0022798 | 0.00232 | 0.0023606 | 0.0024025 | 0.0024452 | 0.0024887 | 0.0025329
F5_Commercial_Warehouse (ID)_Existing_Food Preparation_Natural Gas_Oven_E3 | F5 | Commercial | Warehouse (ID) | Existing | Food Preparation | Natural Gas | Oven | E3 | Utility - Cost of Operation | 0 | 0 | 0 | 0 | 0 | 0 | 0 | 0 | 0 | 0 | 0 | 0 | 0 | 0 | 0 | 0 | 0 | 0 | 0 | 0 | 0 | 0 | 0 | 0 | 0 | 0 | 0
F5_Commercial_Warehouse (ID)_Existing_Food Preparation_Natural Gas_Oven_E4 | F5 | Commercial | Warehouse (ID) | Existing | Food Preparation | Natural Gas | Oven | E4 | Utility - Cost of Operation | 0 | 0 | 0 | 0 | 0 | 0 | 0 | 0 | 0 | 0 | 0 | 0 | 0 | 0 | 0 | 0 | 0 | 0 | 0 | 0 | 0 | 0 | 0 | 0 | 0 | 0 | 0
F5_Commercial_Warehouse (ID)_Existing_Food Preparation_Natural Gas_Oven_E5 | F5 | Commercial | Warehouse (ID) | Existing | Food Preparation | Natural Gas | Oven | E5 | Utility - Cost of Operation | 0 | 0 | 0 | 0 | 0 | 0 | 0 | 0 | 0 | 0 | 0 | 0 | 0 | 0 | 0 | 0 | 0 | 0 | 0 | 0 | 0 | 0 | 0 | 0 | 0 | 0 | 0
F5_Commercial_Warehouse (ID)_Existing_Food Preparation_Natural Gas_Oven_E6 | F5 | Commercial | Warehouse (ID) | Existing | Food Preparation | Natural Gas | Oven | E6 | Utility - Cost of Operation | 0 | 0 | 0 | 0 | 0 | 0 | 0 | 0 | 0 | 0 | 0 | 0 | 0 | 0 | 0 | 0 | 0 | 0 | 0 | 0 | 0 | 0 | 0 | 0 | 0 | 0 | 0
F5_Commercial_Warehouse (ID)_Existing_Food Preparation_Natural Gas_Oven_E7 | F5 | Commercial | Warehouse (ID) | Existing | Food Preparation | Natural Gas | Oven | E7 | Utility - Cost of Operation | 0 | 0 | 0 | 0 | 0 | 0 | 0 | 0 | 0 | 0 | 0 | 0 | 0 | 0 | 0 | 0 | 0 | 0 | 0 | 0 | 0 | 0 | 0 | 0 | 0 | 0 | 0
F5_Commercial_Warehouse (ID)_Existing_Food Preparation_Natural Gas_Oven_E8 | F5 | Commercial | Warehouse (ID) | Existing | Food Preparation | Natural Gas | Oven | E8 | Utility - Cost of Operation | 0 | 0 | 0 | 0 | 0 | 0 | 0 | 0 | 0 | 0 | 0 | 0 | 0 | 0 | 0 | 0 | 0 | 0 | 0 | 0 | 0 | 0 | 0 | 0 | 0 | 0 | 0
F5_Commercial_Warehouse (ID)_Existing_Food Preparation_Natural Gas_Oven_E9 | F5 | Commercial | Warehouse (ID) | Existing | Food Preparation | Natural Gas | Oven | E9 | Utility - Cost of Operation | 0 | 0 | 0 | 0 | 0 | 0 | 0 | 0 | 0 | 0 | 0 | 0 | 0 | 0 | 0 | 0 | 0 | 0 | 0 | 0 | 0 | 0 | 0 | 0 | 0 | 0 | 0
F5_Commercial_Warehouse (ID)_Existing_Food Preparation_Natural Gas_Oven_E10 | F5 | Commercial | Warehouse (ID) | Existing | Food Preparation | Natural Gas | Oven | E10 | Utility - Cost of Operation | 0 | 0 | 0 | 0 | 0 | 0 | 0 | 0 | 0 | 0 | 0 | 0 | 0 | 0 | 0 | 0 | 0 | 0 | 0 | 0 | 0 | 0 | 0 | 0 | 0 | 0 | 0
F6_Commercial_Warehouse (ID)_Existing_Food Preparation_Natural Gas_Oven_E1 | F6 | Commercial | Warehouse (ID) | Existing | Food Preparation | Natural Gas | Oven | E1 | Utility - Value of Sales | 0.0021855 | 0.0022219 | 0.0022663 | 0.0023201 | 0.0023842 | 0.002469 | 0.0025559 | 0.00264 | 0.0027174 | 0.0027917 | 0.002868 | 0.0029362 | 0.0030074 | 0.0030731 | 0.0031285 | 0.0031776 | 0.0032178 | 0.0032558 | 0.0032965 | 0.0033338 | 0.0033711 | 0.0034306 | 0.0034906 | 0.0035526 | 0.0036157 | 0.0036799 | 0.0037453
F6_Commercial_Warehouse (ID)_Existing_Food Preparation_Natural Gas_Oven_E2 | F6 | Commercial | Warehouse (ID) | Existing | Food Preparation | Natural Gas | Oven | E2 | Utility - Value of Sales | 0.0015519 | 0.0015778 | 0.0016093 | 0.0016475 | 0.001693 | 0.0017532 | 0.0018149 | 0.0018746 | 0.0019296 | 0.0019824 | 0.0020366 | 0.002085 | 0.0021355 | 0.0021822 | 0.0022215 | 0.0022564 | 0.002285 | 0.0023119 | 0.0023408 | 0.0023673 | 0.0023938 | 0.002436 | 0.0024786 | 0.0025227 | 0.0025675 | 0.0026131 | 0.0026595
F6_Commercial_Warehouse (ID)_Existing_Food Preparation_Natural Gas_Oven_E3 | F6 | Commercial | Warehouse (ID) | Existing | Food Preparation | Natural Gas | Oven | E3 | Utility - Value of Sales | 0 | 0 | 0 | 0 | 0 | 0 | 0 | 0 | 0 | 0 | 0 | 0 | 0 | 0 | 0 | 0 | 0 | 0 | 0 | 0 | 0 | 0 | 0 | 0 | 0 | 0 | 0
F6_Commercial_Warehouse (ID)_Existing_Food Preparation_Natural Gas_Oven_E4 | F6 | Commercial | Warehouse (ID) | Existing | Food Preparation | Natural Gas | Oven | E4 | Utility - Value of Sales | 0 | 0 | 0 | 0 | 0 | 0 | 0 | 0 | 0 | 0 | 0 | 0 | 0 | 0 | 0 | 0 | 0 | 0 | 0 | 0 | 0 | 0 | 0 | 0 | 0 | 0 | 0
F6_Commercial_Warehouse (ID)_Existing_Food Preparation_Natural Gas_Oven_E5 | F6 | Commercial | Warehouse (ID) | Existing | Food Preparation | Natural Gas | Oven | E5 | Utility - Value of Sales | 0 | 0 | 0 | 0 | 0 | 0 | 0 | 0 | 0 | 0 | 0 | 0 | 0 | 0 | 0 | 0 | 0 | 0 | 0 | 0 | 0 | 0 | 0 | 0 | 0 | 0 | 0
F6_Commercial_Warehouse (ID)_Existing_Food Preparation_Natural Gas_Oven_E6 | F6 | Commercial | Warehouse (ID) | Existing | Food Preparation | Natural Gas | Oven | E6 | Utility - Value of Sales | 0 | 0 | 0 | 0 | 0 | 0 | 0 | 0 | 0 | 0 | 0 | 0 | 0 | 0 | 0 | 0 | 0 | 0 | 0 | 0 | 0 | 0 | 0 | 0 | 0 | 0 | 0
F6_Commercial_Warehouse (ID)_Existing_Food Preparation_Natural Gas_Oven_E7 | F6 | Commercial | Warehouse (ID) | Existing | Food Preparation | Natural Gas | Oven | E7 | Utility - Value of Sales | 0 | 0 | 0 | 0 | 0 | 0 | 0 | 0 | 0 | 0 | 0 | 0 | 0 | 0 | 0 | 0 | 0 | 0 | 0 | 0 | 0 | 0 | 0 | 0 | 0 | 0 | 0
F6_Commercial_Warehouse (ID)_Existing_Food Preparation_Natural Gas_Oven_E8 | F6 | Commercial | Warehouse (ID) | Existing | Food Preparation | Natural Gas | Oven | E8 | Utility - Value of Sales | 0 | 0 | 0 | 0 | 0 | 0 | 0 | 0 | 0 | 0 | 0 | 0 | 0 | 0 | 0 | 0 | 0 | 0 | 0 | 0 | 0 | 0 | 0 | 0 | 0 | 0 | 0
F6_Commercial_Warehouse (ID)_Existing_Food Preparation_Natural Gas_Oven_E9 | F6 | Commercial | Warehouse (ID) | Existing | Food Preparation | Natural Gas | Oven | E9 | Utility - Value of Sales | 0 | 0 | 0 | 0 | 0 | 0 | 0 | 0 | 0 | 0 | 0 | 0 | 0 | 0 | 0 | 0 | 0 | 0 | 0 | 0 | 0 | 0 | 0 | 0 | 0 | 0 | 0
F6_Commercial_Warehouse (ID)_Existing_Food Preparation_Natural Gas_Oven_E10 | F6 | Commercial | Warehouse (ID) | Existing | Food Preparation | Natural Gas | Oven | E10 | Utility - Value of Sales | 0 | 0 | 0 | 0 | 0 | 0 | 0 | 0 | 0 | 0 | 0 | 0 | 0 | 0 | 0 | 0 | 0 | 0 | 0 | 0 | 0 | 0 | 0 | 0 | 0 | 0 | 0
F1_Commercial_Warehouse (ID)_Existing_Food Preparation_Natural Gas_Conveyor Oven_E1 | F1 | Commercial | Warehouse (ID) | Existing | Food Preparation | Natural Gas | Conveyor Oven | E1 | RVT - Cost of Equipment | 1.7046e-06 | 1.7046e-06 | 1.7046e-06 | 1.7046e-06 | 1.7046e-06 | 1.7046e-06 | 1.7046e-06 | 1.7046e-06 | 1.7046e-06 | 1.7046e-06 | 1.7046e-06 | 1.7046e-06 | 1.7046e-06 | 1.7046e-06 | 1.7046e-06 | 1.7046e-06 | 1.7046e-06 | 1.7046e-06 | 1.7046e-06 | 1.7046e-06 | 1.7046e-06 | 1.7046e-06 | 1.7046e-06 | 1.7046e-06 | 1.7046e-06 | 1.7046e-06 | 1.7046e-06
F1_Commercial_Warehouse (ID)_Existing_Food Preparation_Natural Gas_Conveyor Oven_E2 | F1 | Commercial | Warehouse (ID) | Existing | Food Preparation | Natural Gas | Conveyor Oven | E2 | RVT - Cost of Equipment | 3.6114e-06 | 3.6114e-06 | 3.6114e-06 | 3.6114e-06 | 3.6114e-06 | 3.6114e-06 | 3.6114e-06 | 3.6114e-06 | 3.6114e-06 | 3.6114e-06 | 3.6114e-06 | 3.6114e-06 | 3.6114e-06 | 3.6114e-06 | 3.6114e-06 | 3.6114e-06 | 3.6114e-06 | 3.6114e-06 | 3.6114e-06 | 3.6114e-06 | 3.6114e-06 | 3.6114e-06 | 3.6114e-06 | 3.6114e-06 | 3.6114e-06 | 3.6114e-06 | 3.6114e-06
F1_Commercial_Warehouse (ID)_Existing_Food Preparation_Natural Gas_Conveyor Oven_E3 | F1 | Commercial | Warehouse (ID) | Existing | Food Preparation | Natural Gas | Conveyor Oven | E3 | RVT - Cost of Equipment | 0 | 0 | 0 | 0 | 0 | 0 | 0 | 0 | 0 | 0 | 0 | 0 | 0 | 0 | 0 | 0 | 0 | 0 | 0 | 0 | 0 | 0 | 0 | 0 | 0 | 0 | 0
F1_Commercial_Warehouse (ID)_Existing_Food Preparation_Natural Gas_Conveyor Oven_E4 | F1 | Commercial | Warehouse (ID) | Existing | Food Preparation | Natural Gas | Conveyor Oven | E4 | RVT - Cost of Equipment | 0 | 0 | 0 | 0 | 0 | 0 | 0 | 0 | 0 | 0 | 0 | 0 | 0 | 0 | 0 | 0 | 0 | 0 | 0 | 0 | 0 | 0 | 0 | 0 | 0 | 0 | 0
F1_Commercial_Warehouse (ID)_Existing_Food Preparation_Natural Gas_Conveyor Oven_E5 | F1 | Commercial | Warehouse (ID) | Existing | Food Preparation | Natural Gas | Conveyor Oven | E5 | RVT - Cost of Equipment | 0 | 0 | 0 | 0 | 0 | 0 | 0 | 0 | 0 | 0 | 0 | 0 | 0 | 0 | 0 | 0 | 0 | 0 | 0 | 0 | 0 | 0 | 0 | 0 | 0 | 0 | 0
F1_Commercial_Warehouse (ID)_Existing_Food Preparation_Natural Gas_Conveyor Oven_E6 | F1 | Commercial | Warehouse (ID) | Existing | Food Preparation | Natural Gas | Conveyor Oven | E6 | RVT - Cost of Equipment | 0 | 0 | 0 | 0 | 0 | 0 | 0 | 0 | 0 | 0 | 0 | 0 | 0 | 0 | 0 | 0 | 0 | 0 | 0 | 0 | 0 | 0 | 0 | 0 | 0 | 0 | 0
F1_Commercial_Warehouse (ID)_Existing_Food Preparation_Natural Gas_Conveyor Oven_E7 | F1 | Commercial | Warehouse (ID) | Existing | Food Preparation | Natural Gas | Conveyor Oven | E7 | RVT - Cost of Equipment | 0 | 0 | 0 | 0 | 0 | 0 | 0 | 0 | 0 | 0 | 0 | 0 | 0 | 0 | 0 | 0 | 0 | 0 | 0 | 0 | 0 | 0 | 0 | 0 | 0 | 0 | 0
F1_Commercial_Warehouse (ID)_Existing_Food Preparation_Natural Gas_Conveyor Oven_E8 | F1 | Commercial | Warehouse (ID) | Existing | Food Preparation | Natural Gas | Conveyor Oven | E8 | RVT - Cost of Equipment | 0 | 0 | 0 | 0 | 0 | 0 | 0 | 0 | 0 | 0 | 0 | 0 | 0 | 0 | 0 | 0 | 0 | 0 | 0 | 0 | 0 | 0 | 0 | 0 | 0 | 0 | 0
F1_Commercial_Warehouse (ID)_Existing_Food Preparation_Natural Gas_Conveyor Oven_E9 | F1 | Commercial | Warehouse (ID) | Existing | Food Preparation | Natural Gas | Conveyor Oven | E9 | RVT - Cost of Equipment | 0 | 0 | 0 | 0 | 0 | 0 | 0 | 0 | 0 | 0 | 0 | 0 | 0 | 0 | 0 | 0 | 0 | 0 | 0 | 0 | 0 | 0 | 0 | 0 | 0 | 0 | 0
F1_Commercial_Warehouse (ID)_Existing_Food Preparation_Natural Gas_Conveyor Oven_E10 | F1 | Commercial | Warehouse (ID) | Existing | Food Preparation | Natural Gas | Conveyor Oven | E10 | RVT - Cost of Equipment | 0 | 0 | 0 | 0 | 0 | 0 | 0 | 0 | 0 | 0 | 0 | 0 | 0 | 0 | 0 | 0 | 0 | 0 | 0 | 0 | 0 | 0 | 0 | 0 | 0 | 0 | 0
F2_Commercial_Warehouse (ID)_Existing_Food Preparation_Natural Gas_Conveyor Oven_E1 | F2 | Commercial | Warehouse (ID) | Existing | Food Preparation | Natural Gas | Conveyor Oven | E1 | RVT - Cost of Operation | 0.0038022 | 0.0038834 | 0.0039718 | 0.0040676 | 0.0041714 | 0.0042938 | 0.0044135 | 0.0045274 | 0.0046319 | 0.0047346 | 0.0048419 | 0.0049421 | 0.0050487 | 0.0051525 | 0.0052448 | 0.0053305 | 0.0054064 | 0.0054801 | 0.0055576 | 0.0056318 | 0.0057065 | 0.0058073 | 0.0059094 | 0.0060144 | 0.0061212 | 0.00623 | 0.0063407
F2_Commercial_Warehouse (ID)_Existing_Food Preparation_Natural Gas_Conveyor Oven_E2 | F2 | Commercial | Warehouse (ID) | Existing | Food Preparation | Natural Gas | Conveyor Oven | E2 | RVT - Cost of Operation | 0.0030217 | 0.0030863 | 0.0031565 | 0.0032327 | 0.0033152 | 0.0034124 | 0.0035075 | 0.0035981 | 0.0036811 | 0.0037627 | 0.003848 | 0.0039276 | 0.0040124 | 0.0040949 | 0.0041682 | 0.0042363 | 0.0042966 | 0.0043553 | 0.0044169 | 0.0044758 | 0.0045351 | 0.0046153 | 0.0046964 | 0.0047798 | 0.0048648 | 0.0049512 | 0.0050392
F2_Commercial_Warehouse (ID)_Existing_Food Preparation_Natural Gas_Conveyor Oven_E3 | F2 | Commercial | Warehouse (ID) | Existing | Food Preparation | Natural Gas | Conveyor Oven | E3 | RVT - Cost of Operation | 0 | 0 | 0 | 0 | 0 | 0 | 0 | 0 | 0 | 0 | 0 | 0 | 0 | 0 | 0 | 0 | 0 | 0 | 0 | 0 | 0 | 0 | 0 | 0 | 0 | 0 | 0
F2_Commercial_Warehouse (ID)_Existing_Food Preparation_Natural Gas_Conveyor Oven_E4 | F2 | Commercial | Warehouse (ID) | Existing | Food Preparation | Natural Gas | Conveyor Oven | E4 | RVT - Cost of Operation | 0 | 0 | 0 | 0 | 0 | 0 | 0 | 0 | 0 | 0 | 0 | 0 | 0 | 0 | 0 | 0 | 0 | 0 | 0 | 0 | 0 | 0 | 0 | 0 | 0 | 0 | 0
F2_Commercial_Warehouse (ID)_Existing_Food Preparation_Natural Gas_Conveyor Oven_E5 | F2 | Commercial | Warehouse (ID) | Existing | Food Preparation | Natural Gas | Conveyor Oven | E5 | RVT - Cost of Operation | 0 | 0 | 0 | 0 | 0 | 0 | 0 | 0 | 0 | 0 | 0 | 0 | 0 | 0 | 0 | 0 | 0 | 0 | 0 | 0 | 0 | 0 | 0 | 0 | 0 | 0 | 0
F2_Commercial_Warehouse (ID)_Existing_Food Preparation_Natural Gas_Conveyor Oven_E6 | F2 | Commercial | Warehouse (ID) | Existing | Food Preparation | Natural Gas | Conveyor Oven | E6 | RVT - Cost of Operation | 0 | 0 | 0 | 0 | 0 | 0 | 0 | 0 | 0 | 0 | 0 | 0 | 0 | 0 | 0 | 0 | 0 | 0 | 0 | 0 | 0 | 0 | 0 | 0 | 0 | 0 | 0
F2_Commercial_Warehouse (ID)_Existing_Food Preparation_Natural Gas_Conveyor Oven_E7 | F2 | Commercial | Warehouse (ID) | Existing | Food Preparation | Natural Gas | Conveyor Oven | E7 | RVT - Cost of Operation | 0 | 0 | 0 | 0 | 0 | 0 | 0 | 0 | 0 | 0 | 0 | 0 | 0 | 0 | 0 | 0 | 0 | 0 | 0 | 0 | 0 | 0 | 0 | 0 | 0 | 0 | 0
F2_Commercial_Warehouse (ID)_Existing_Food Preparation_Natural Gas_Conveyor Oven_E8 | F2 | Commercial | Warehouse (ID) | Existing | Food Preparation | Natural Gas | Conveyor Oven | E8 | RVT - Cost of Operation | 0 | 0 | 0 | 0 | 0 | 0 | 0 | 0 | 0 | 0 | 0 | 0 | 0 | 0 | 0 | 0 | 0 | 0 | 0 | 0 | 0 | 0 | 0 | 0 | 0 | 0 | 0
F2_Commercial_Warehouse (ID)_Existing_Food Preparation_Natural Gas_Conveyor Oven_E9 | F2 | Commercial | Warehouse (ID) | Existing | Food Preparation | Natural Gas | Conveyor Oven | E9 | RVT - Cost of Operation | 0 | 0 | 0 | 0 | 0 | 0 | 0 | 0 | 0 | 0 | 0 | 0 | 0 | 0 | 0 | 0 | 0 | 0 | 0 | 0 | 0 | 0 | 0 | 0 | 0 | 0 | 0
F2_Commercial_Warehouse (ID)_Existing_Food Preparation_Natural Gas_Conveyor Oven_E10 | F2 | Commercial | Warehouse (ID) | Existing | Food Preparation | Natural Gas | Conveyor Oven | E10 | RVT - Cost of Operation | 0 | 0 | 0 | 0 | 0 | 0 | 0 | 0 | 0 | 0 | 0 | 0 | 0 | 0 | 0 | 0 | 0 | 0 | 0 | 0 | 0 | 0 | 0 | 0 | 0 | 0 | 0
F3_Commercial_Warehouse (ID)_Existing_Food Preparation_Natural Gas_Conveyor Oven_E1 | F3 | Commercial | Warehouse (ID) | Existing | Food Preparation | Natural Gas | Conveyor Oven | E1 | System - kBTUs of Consumption | 0.85494 | 0.85494 | 0.85494 | 0.85494 | 0.85494 | 0.85494 | 0.85494 | 0.85494 | 0.85494 | 0.85494 | 0.85494 | 0.85494 | 0.85494 | 0.85494 | 0.85494 | 0.85494 | 0.85494 | 0.85494 | 0.85494 | 0.85494 | 0.85494 | 0.85494 | 0.85494 | 0.85494 | 0.85494 | 0.85494 | 0.85494
F3_Commercial_Warehouse (ID)_Existing_Food Preparation_Natural Gas_Conveyor Oven_E2 | F3 | Commercial | Warehouse (ID) | Existing | Food Preparation | Natural Gas | Conveyor Oven | E2 | System - kBTUs of Consumption | 0.67945 | 0.67945 | 0.67945 | 0.67945 | 0.67945 | 0.67945 | 0.67945 | 0.67945 | 0.67945 | 0.67945 | 0.67945 | 0.67945 | 0.67945 | 0.67945 | 0.67945 | 0.67945 | 0.67945 | 0.67945 | 0.67945 | 0.67945 | 0.67945 | 0.67945 | 0.67945 | 0.67945 | 0.67945 | 0.67945 | 0.67945
F3_Commercial_Warehouse (ID)_Existing_Food Preparation_Natural Gas_Conveyor Oven_E3 | F3 | Commercial | Warehouse (ID) | Existing | Food Preparation | Natural Gas | Conveyor Oven | E3 | System - kBTUs of Consumption | 0 | 0 | 0 | 0 | 0 | 0 | 0 | 0 | 0 | 0 | 0 | 0 | 0 | 0 | 0 | 0 | 0 | 0 | 0 | 0 | 0 | 0 | 0 | 0 | 0 | 0 | 0
F3_Commercial_Warehouse (ID)_Existing_Food Preparation_Natural Gas_Conveyor Oven_E4 | F3 | Commercial | Warehouse (ID) | Existing | Food Preparation | Natural Gas | Conveyor Oven | E4 | System - kBTUs of Consumption | 0 | 0 | 0 | 0 | 0 | 0 | 0 | 0 | 0 | 0 | 0 | 0 | 0 | 0 | 0 | 0 | 0 | 0 | 0 | 0 | 0 | 0 | 0 | 0 | 0 | 0 | 0
F3_Commercial_Warehouse (ID)_Existing_Food Preparation_Natural Gas_Conveyor Oven_E5 | F3 | Commercial | Warehouse (ID) | Existing | Food Preparation | Natural Gas | Conveyor Oven | E5 | System - kBTUs of Consumption | 0 | 0 | 0 | 0 | 0 | 0 | 0 | 0 | 0 | 0 | 0 | 0 | 0 | 0 | 0 | 0 | 0 | 0 | 0 | 0 | 0 | 0 | 0 | 0 | 0 | 0 | 0
F3_Commercial_Warehouse (ID)_Existing_Food Preparation_Natural Gas_Conveyor Oven_E6 | F3 | Commercial | Warehouse (ID) | Existing | Food Preparation | Natural Gas | Conveyor Oven | E6 | System - kBTUs of Consumption | 0 | 0 | 0 | 0 | 0 | 0 | 0 | 0 | 0 | 0 | 0 | 0 | 0 | 0 | 0 | 0 | 0 | 0 | 0 | 0 | 0 | 0 | 0 | 0 | 0 | 0 | 0
F3_Commercial_Warehouse (ID)_Existing_Food Preparation_Natural Gas_Conveyor Oven_E7 | F3 | Commercial | Warehouse (ID) | Existing | Food Preparation | Natural Gas | Conveyor Oven | E7 | System - kBTUs of Consumption | 0 | 0 | 0 | 0 | 0 | 0 | 0 | 0 | 0 | 0 | 0 | 0 | 0 | 0 | 0 | 0 | 0 | 0 | 0 | 0 | 0 | 0 | 0 | 0 | 0 | 0 | 0
F3_Commercial_Warehouse (ID)_Existing_Food Preparation_Natural Gas_Conveyor Oven_E8 | F3 | Commercial | Warehouse (ID) | Existing | Food Preparation | Natural Gas | Conveyor Oven | E8 | System - kBTUs of Consumption | 0 | 0 | 0 | 0 | 0 | 0 | 0 | 0 | 0 | 0 | 0 | 0 | 0 | 0 | 0 | 0 | 0 | 0 | 0 | 0 | 0 | 0 | 0 | 0 | 0 | 0 | 0
F3_Commercial_Warehouse (ID)_Existing_Food Preparation_Natural Gas_Conveyor Oven_E9 | F3 | Commercial | Warehouse (ID) | Existing | Food Preparation | Natural Gas | Conveyor Oven | E9 | System - kBTUs of Consumption | 0 | 0 | 0 | 0 | 0 | 0 | 0 | 0 | 0 | 0 | 0 | 0 | 0 | 0 | 0 | 0 | 0 | 0 | 0 | 0 | 0 | 0 | 0 | 0 | 0 | 0 | 0
F3_Commercial_Warehouse (ID)_Existing_Food Preparation_Natural Gas_Conveyor Oven_E10 | F3 | Commercial | Warehouse (ID) | Existing | Food Preparation | Natural Gas | Conveyor Oven | E10 | System - kBTUs of Consumption | 0 | 0 | 0 | 0 | 0 | 0 | 0 | 0 | 0 | 0 | 0 | 0 | 0 | 0 | 0 | 0 | 0 | 0 | 0 | 0 | 0 | 0 | 0 | 0 | 0 | 0 | 0
F4_Commercial_Warehouse (ID)_Existing_Food Preparation_Natural Gas_Conveyor Oven_E1 | F4 | Commercial | Warehouse (ID) | Existing | Food Preparation | Natural Gas | Conveyor Oven | E1 | Utility - Cost of Equipment | 1.7046e-06 | 1.7046e-06 | 1.7046e-06 | 1.7046e-06 | 1.7046e-06 | 1.7046e-06 | 1.7046e-06 | 1.7046e-06 | 1.7046e-06 | 1.7046e-06 | 1.7046e-06 | 1.7046e-06 | 1.7046e-06 | 1.7046e-06 | 1.7046e-06 | 1.7046e-06 | 1.7046e-06 | 1.7046e-06 | 1.7046e-06 | 1.7046e-06 | 1.7046e-06 | 1.7046e-06 | 1.7046e-06 | 1.7046e-06 | 1.7046e-06 | 1.7046e-06 | 1.7046e-06
F4_Commercial_Warehouse (ID)_Existing_Food Preparation_Natural Gas_Conveyor Oven_E2 | F4 | Commercial | Warehouse (ID) | Existing | Food Preparation | Natural Gas | Conveyor Oven | E2 | Utility - Cost of Equipment | 3.6114e-06 | 3.6114e-06 | 3.6114e-06 | 3.6114e-06 | 3.6114e-06 | 3.6114e-06 | 3.6114e-06 | 3.6114e-06 | 3.6114e-06 | 3.6114e-06 | 3.6114e-06 | 3.6114e-06 | 3.6114e-06 | 3.6114e-06 | 3.6114e-06 | 3.6114e-06 | 3.6114e-06 | 3.6114e-06 | 3.6114e-06 | 3.6114e-06 | 3.6114e-06 | 3.6114e-06 | 3.6114e-06 | 3.6114e-06 | 3.6114e-06 | 3.6114e-06 | 3.6114e-06
F4_Commercial_Warehouse (ID)_Existing_Food Preparation_Natural Gas_Conveyor Oven_E3 | F4 | Commercial | Warehouse (ID) | Existing | Food Preparation | Natural Gas | Conveyor Oven | E3 | Utility - Cost of Equipment | 0 | 0 | 0 | 0 | 0 | 0 | 0 | 0 | 0 | 0 | 0 | 0 | 0 | 0 | 0 | 0 | 0 | 0 | 0 | 0 | 0 | 0 | 0 | 0 | 0 | 0 | 0
F4_Commercial_Warehouse (ID)_Existing_Food Preparation_Natural Gas_Conveyor Oven_E4 | F4 | Commercial | Warehouse (ID) | Existing | Food Preparation | Natural Gas | Conveyor Oven | E4 | Utility - Cost of Equipment | 0 | 0 | 0 | 0 | 0 | 0 | 0 | 0 | 0 | 0 | 0 | 0 | 0 | 0 | 0 | 0 | 0 | 0 | 0 | 0 | 0 | 0 | 0 | 0 | 0 | 0 | 0
F4_Commercial_Warehouse (ID)_Existing_Food Preparation_Natural Gas_Conveyor Oven_E5 | F4 | Commercial | Warehouse (ID) | Existing | Food Preparation | Natural Gas | Conveyor Oven | E5 | Utility - Cost of Equipment | 0 | 0 | 0 | 0 | 0 | 0 | 0 | 0 | 0 | 0 | 0 | 0 | 0 | 0 | 0 | 0 | 0 | 0 | 0 | 0 | 0 | 0 | 0 | 0 | 0 | 0 | 0
F4_Commercial_Warehouse (ID)_Existing_Food Preparation_Natural Gas_Conveyor Oven_E6 | F4 | Commercial | Warehouse (ID) | Existing | Food Preparation | Natural Gas | Conveyor Oven | E6 | Utility - Cost of Equipment | 0 | 0 | 0 | 0 | 0 | 0 | 0 | 0 | 0 | 0 | 0 | 0 | 0 | 0 | 0 | 0 | 0 | 0 | 0 | 0 | 0 | 0 | 0 | 0 | 0 | 0 | 0
F4_Commercial_Warehouse (ID)_Existing_Food Preparation_Natural Gas_Conveyor Oven_E7 | F4 | Commercial | Warehouse (ID) | Existing | Food Preparation | Natural Gas | Conveyor Oven | E7 | Utility - Cost of Equipment | 0 | 0 | 0 | 0 | 0 | 0 | 0 | 0 | 0 | 0 | 0 | 0 | 0 | 0 | 0 | 0 | 0 | 0 | 0 | 0 | 0 | 0 | 0 | 0 | 0 | 0 | 0
F4_Commercial_Warehouse (ID)_Existing_Food Preparation_Natural Gas_Conveyor Oven_E8 | F4 | Commercial | Warehouse (ID) | Existing | Food Preparation | Natural Gas | Conveyor Oven | E8 | Utility - Cost of Equipment | 0 | 0 | 0 | 0 | 0 | 0 | 0 | 0 | 0 | 0 | 0 | 0 | 0 | 0 | 0 | 0 | 0 | 0 | 0 | 0 | 0 | 0 | 0 | 0 | 0 | 0 | 0
F4_Commercial_Warehouse (ID)_Existing_Food Preparation_Natural Gas_Conveyor Oven_E9 | F4 | Commercial | Warehouse (ID) | Existing | Food Preparation | Natural Gas | Conveyor Oven | E9 | Utility - Cost of Equipment | 0 | 0 | 0 | 0 | 0 | 0 | 0 | 0 | 0 | 0 | 0 | 0 | 0 | 0 | 0 | 0 | 0 | 0 | 0 | 0 | 0 | 0 | 0 | 0 | 0 | 0 | 0
F4_Commercial_Warehouse (ID)_Existing_Food Preparation_Natural Gas_Conveyor Oven_E10 | F4 | Commercial | Warehouse (ID) | Existing | Food Preparation | Natural Gas | Conveyor Oven | E10 | Utility - Cost of Equipment | 0 | 0 | 0 | 0 | 0 | 0 | 0 | 0 | 0 | 0 | 0 | 0 | 0 | 0 | 0 | 0 | 0 | 0 | 0 | 0 | 0 | 0 | 0 | 0 | 0 | 0 | 0
F5_Commercial_Warehouse (ID)_Existing_Food Preparation_Natural Gas_Conveyor Oven_E1 | F5 | Commercial | Warehouse (ID) | Existing | Food Preparation | Natural Gas | Conveyor Oven | E1 | Utility - Cost of Operation | 0.0032799 | 0.0033679 | 0.0034646 | 0.0035706 | 0.0036866 | 0.0038219 | 0.003959 | 0.0040943 | 0.0042249 | 0.0043573 | 0.0044666 | 0.0045703 | 0.0046809 | 0.00479 | 0.0048899 | 0.0049849 | 0.0050724 | 0.0051594 | 0.0052514 | 0.0053419 | 0.0054347 | 0.0055308 | 0.005628 | 0.005728 | 0.0058298 | 0.0059333 | 0.0060387
F5_Commercial_Warehouse (ID)_Existing_Food Preparation_Natural Gas_Conveyor Oven_E2 | F5 | Commercial | Warehouse (ID) | Existing | Food Preparation | Natural Gas | Conveyor Oven | E2 | Utility - Cost of Operation | 0.0026066 | 0.0026766 | 0.0027534 | 0.0028376 | 0.0029299 | 0.0030374 | 0.0031464 | 0.0032539 | 0.0033576 | 0.0034629 | 0.0035498 | 0.0036322 | 0.0037201 | 0.0038068 | 0.0038861 | 0.0039617 | 0.0040312 | 0.0041004 | 0.0041735 | 0.0042454 | 0.0043192 | 0.0043955 | 0.0044728 | 0.0045522 | 0.0046331 | 0.0047154 | 0.0047992
F5_Commercial_Warehouse (ID)_Existing_Food Preparation_Natural Gas_Conveyor Oven_E3 | F5 | Commercial | Warehouse (ID) | Existing | Food Preparation | Natural Gas | Conveyor Oven | E3 | Utility - Cost of Operation | 0 | 0 | 0 | 0 | 0 | 0 | 0 | 0 | 0 | 0 | 0 | 0 | 0 | 0 | 0 | 0 | 0 | 0 | 0 | 0 | 0 | 0 | 0 | 0 | 0 | 0 | 0
F5_Commercial_Warehouse (ID)_Existing_Food Preparation_Natural Gas_Conveyor Oven_E4 | F5 | Commercial | Warehouse (ID) | Existing | Food Preparation | Natural Gas | Conveyor Oven | E4 | Utility - Cost of Operation | 0 | 0 | 0 | 0 | 0 | 0 | 0 | 0 | 0 | 0 | 0 | 0 | 0 | 0 | 0 | 0 | 0 | 0 | 0 | 0 | 0 | 0 | 0 | 0 | 0 | 0 | 0
F5_Commercial_Warehouse (ID)_Existing_Food Preparation_Natural Gas_Conveyor Oven_E5 | F5 | Commercial | Warehouse (ID) | Existing | Food Preparation | Natural Gas | Conveyor Oven | E5 | Utility - Cost of Operation | 0 | 0 | 0 | 0 | 0 | 0 | 0 | 0 | 0 | 0 | 0 | 0 | 0 | 0 | 0 | 0 | 0 | 0 | 0 | 0 | 0 | 0 | 0 | 0 | 0 | 0 | 0
F5_Commercial_Warehouse (ID)_Existing_Food Preparation_Natural Gas_Conveyor Oven_E6 | F5 | Commercial | Warehouse (ID) | Existing | Food Preparation | Natural Gas | Conveyor Oven | E6 | Utility - Cost of Operation | 0 | 0 | 0 | 0 | 0 | 0 | 0 | 0 | 0 | 0 | 0 | 0 | 0 | 0 | 0 | 0 | 0 | 0 | 0 | 0 | 0 | 0 | 0 | 0 | 0 | 0 | 0
F5_Commercial_Warehouse (ID)_Existing_Food Preparation_Natural Gas_Conveyor Oven_E7 | F5 | Commercial | Warehouse (ID) | Existing | Food Preparation | Natural Gas | Conveyor Oven | E7 | Utility - Cost of Operation | 0 | 0 | 0 | 0 | 0 | 0 | 0 | 0 | 0 | 0 | 0 | 0 | 0 | 0 | 0 | 0 | 0 | 0 | 0 | 0 | 0 | 0 | 0 | 0 | 0 | 0 | 0
F5_Commercial_Warehouse (ID)_Existing_Food Preparation_Natural Gas_Conveyor Oven_E8 | F5 | Commercial | Warehouse (ID) | Existing | Food Preparation | Natural Gas | Conveyor Oven | E8 | Utility - Cost of Operation | 0 | 0 | 0 | 0 | 0 | 0 | 0 | 0 | 0 | 0 | 0 | 0 | 0 | 0 | 0 | 0 | 0 | 0 | 0 | 0 | 0 | 0 | 0 | 0 | 0 | 0 | 0
F5_Commercial_Warehouse (ID)_Existing_Food Preparation_Natural Gas_Conveyor Oven_E9 | F5 | Commercial | Warehouse (ID) | Existing | Food Preparation | Natural Gas | Conveyor Oven | E9 | Utility - Cost of Operation | 0 | 0 | 0 | 0 | 0 | 0 | 0 | 0 | 0 | 0 | 0 | 0 | 0 | 0 | 0 | 0 | 0 | 0 | 0 | 0 | 0 | 0 | 0 | 0 | 0 | 0 | 0
F5_Commercial_Warehouse (ID)_Existing_Food Preparation_Natural Gas_Conveyor Oven_E10 | F5 | Commercial | Warehouse (ID) | Existing | Food Preparation | Natural Gas | Conveyor Oven | E10 | Utility - Cost of Operation | 0 | 0 | 0 | 0 | 0 | 0 | 0 | 0 | 0 | 0 | 0 | 0 | 0 | 0 | 0 | 0 | 0 | 0 | 0 | 0 | 0 | 0 | 0 | 0 | 0 | 0 | 0
F6_Commercial_Warehouse (ID)_Existing_Food Preparation_Natural Gas_Conveyor Oven_E1 | F6 | Commercial | Warehouse (ID) | Existing | Food Preparation | Natural Gas | Conveyor Oven | E1 | Utility - Value of Sales | 0.0038022 | 0.0038834 | 0.0039718 | 0.0040676 | 0.0041714 | 0.0042938 | 0.0044135 | 0.0045274 | 0.0046319 | 0.0047346 | 0.0048419 | 0.0049421 | 0.0050487 | 0.0051525 | 0.0052448 | 0.0053305 | 0.0054064 | 0.0054801 | 0.0055576 | 0.0056318 | 0.0057065 | 0.0058073 | 0.0059094 | 0.0060144 | 0.0061212 | 0.00623 | 0.0063407
F6_Commercial_Warehouse (ID)_Existing_Food Preparation_Natural Gas_Conveyor Oven_E2 | F6 | Commercial | Warehouse (ID) | Existing | Food Preparation | Natural Gas | Conveyor Oven | E2 | Utility - Value of Sales | 0.0030217 | 0.0030863 | 0.0031565 | 0.0032327 | 0.0033152 | 0.0034124 | 0.0035075 | 0.0035981 | 0.0036811 | 0.0037627 | 0.003848 | 0.0039276 | 0.0040124 | 0.0040949 | 0.0041682 | 0.0042363 | 0.0042966 | 0.0043553 | 0.0044169 | 0.0044758 | 0.0045351 | 0.0046153 | 0.0046964 | 0.0047798 | 0.0048648 | 0.0049512 | 0.0050392
F6_Commercial_Warehouse (ID)_Existing_Food Preparation_Natural Gas_Conveyor Oven_E3 | F6 | Commercial | Warehouse (ID) | Existing | Food Preparation | Natural Gas | Conveyor Oven | E3 | Utility - Value of Sales | 0 | 0 | 0 | 0 | 0 | 0 | 0 | 0 | 0 | 0 | 0 | 0 | 0 | 0 | 0 | 0 | 0 | 0 | 0 | 0 | 0 | 0 | 0 | 0 | 0 | 0 | 0
F6_Commercial_Warehouse (ID)_Existing_Food Preparation_Natural Gas_Conveyor Oven_E4 | F6 | Commercial | Warehouse (ID) | Existing | Food Preparation | Natural Gas | Conveyor Oven | E4 | Utility - Value of Sales | 0 | 0 | 0 | 0 | 0 | 0 | 0 | 0 | 0 | 0 | 0 | 0 | 0 | 0 | 0 | 0 | 0 | 0 | 0 | 0 | 0 | 0 | 0 | 0 | 0 | 0 | 0
F6_Commercial_Warehouse (ID)_Existing_Food Preparation_Natural Gas_Conveyor Oven_E5 | F6 | Commercial | Warehouse (ID) | Existing | Food Preparation | Natural Gas | Conveyor Oven | E5 | Utility - Value of Sales | 0 | 0 | 0 | 0 | 0 | 0 | 0 | 0 | 0 | 0 | 0 | 0 | 0 | 0 | 0 | 0 | 0 | 0 | 0 | 0 | 0 | 0 | 0 | 0 | 0 | 0 | 0
F6_Commercial_Warehouse (ID)_Existing_Food Preparation_Natural Gas_Conveyor Oven_E6 | F6 | Commercial | Warehouse (ID) | Existing | Food Preparation | Natural Gas | Conveyor Oven | E6 | Utility - Value of Sales | 0 | 0 | 0 | 0 | 0 | 0 | 0 | 0 | 0 | 0 | 0 | 0 | 0 | 0 | 0 | 0 | 0 | 0 | 0 | 0 | 0 | 0 | 0 | 0 | 0 | 0 | 0
F6_Commercial_Warehouse (ID)_Existing_Food Preparation_Natural Gas_Conveyor Oven_E7 | F6 | Commercial | Warehouse (ID) | Existing | Food Preparation | Natural Gas | Conveyor Oven | E7 | Utility - Value of Sales | 0 | 0 | 0 | 0 | 0 | 0 | 0 | 0 | 0 | 0 | 0 | 0 | 0 | 0 | 0 | 0 | 0 | 0 | 0 | 0 | 0 | 0 | 0 | 0 | 0 | 0 | 0
F6_Commercial_Warehouse (ID)_Existing_Food Preparation_Natural Gas_Conveyor Oven_E8 | F6 | Commercial | Warehouse (ID) | Existing | Food Preparation | Natural Gas | Conveyor Oven | E8 | Utility - Value of Sales | 0 | 0 | 0 | 0 | 0 | 0 | 0 | 0 | 0 | 0 | 0 | 0 | 0 | 0 | 0 | 0 | 0 | 0 | 0 | 0 | 0 | 0 | 0 | 0 | 0 | 0 | 0
F6_Commercial_Warehouse (ID)_Existing_Food Preparation_Natural Gas_Conveyor Oven_E9 | F6 | Commercial | Warehouse (ID) | Existing | Food Preparation | Natural Gas | Conveyor Oven | E9 | Utility - Value of Sales | 0 | 0 | 0 | 0 | 0 | 0 | 0 | 0 | 0 | 0 | 0 | 0 | 0 | 0 | 0 | 0 | 0 | 0 | 0 | 0 | 0 | 0 | 0 | 0 | 0 | 0 | 0
F6_Commercial_Warehouse (ID)_Existing_Food Preparation_Natural Gas_Conveyor Oven_E10 | F6 | Commercial | Warehouse (ID) | Existing | Food Preparation | Natural Gas | Conveyor Oven | E10 | Utility - Value of Sales | 0 | 0 | 0 | 0 | 0 | 0 | 0 | 0 | 0 | 0 | 0 | 0 | 0 | 0 | 0 | 0 | 0 | 0 | 0 | 0 | 0 | 0 | 0 | 0 | 0 | 0 | 0
F1_Commercial_Warehouse (ID)_Existing_Food Preparation_Natural Gas_Double Rack Oven_E1 | F1 | Commercial | Warehouse (ID) | Existing | Food Preparation | Natural Gas | Double Rack Oven | E1 | RVT - Cost of Equipment | 3.6127e-06 | 3.6127e-06 | 3.6127e-06 | 3.6127e-06 | 3.6127e-06 | 3.6127e-06 | 3.6127e-06 | 3.6127e-06 | 3.6127e-06 | 3.6127e-06 | 3.6127e-06 | 3.6127e-06 | 3.6127e-06 | 3.6127e-06 | 3.6127e-06 | 3.6127e-06 | 3.6127e-06 | 3.6127e-06 | 3.6127e-06 | 3.6127e-06 | 3.6127e-06 | 3.6127e-06 | 3.6127e-06 | 3.6127e-06 | 3.6127e-06 | 3.6127e-06 | 3.6127e-06
F1_Commercial_Warehouse (ID)_Existing_Food Preparation_Natural Gas_Double Rack Oven_E2 | F1 | Commercial | Warehouse (ID) | Existing | Food Preparation | Natural Gas | Double Rack Oven | E2 | RVT - Cost of Equipment | 1.639e-05 | 1.639e-05 | 1.639e-05 | 1.639e-05 | 1.639e-05 | 1.639e-05 | 1.639e-05 | 1.639e-05 | 1.639e-05 | 1.639e-05 | 1.639e-05 | 1.639e-05 | 1.639e-05 | 1.639e-05 | 1.639e-05 | 1.639e-05 | 1.639e-05 | 1.639e-05 | 1.639e-05 | 1.639e-05 | 1.639e-05 | 1.639e-05 | 1.639e-05 | 1.639e-05 | 1.639e-05 | 1.639e-05 | 1.639e-05
F1_Commercial_Warehouse (ID)_Existing_Food Preparation_Natural Gas_Double Rack Oven_E3 | F1 | Commercial | Warehouse (ID) | Existing | Food Preparation | Natural Gas | Double Rack Oven | E3 | RVT - Cost of Equipment | 0 | 0 | 0 | 0 | 0 | 0 | 0 | 0 | 0 | 0 | 0 | 0 | 0 | 0 | 0 | 0 | 0 | 0 | 0 | 0 | 0 | 0 | 0 | 0 | 0 | 0 | 0
F1_Commercial_Warehouse (ID)_Existing_Food Preparation_Natural Gas_Double Rack Oven_E4 | F1 | Commercial | Warehouse (ID) | Existing | Food Preparation | Natural Gas | Double Rack Oven | E4 | RVT - Cost of Equipment | 0 | 0 | 0 | 0 | 0 | 0 | 0 | 0 | 0 | 0 | 0 | 0 | 0 | 0 | 0 | 0 | 0 | 0 | 0 | 0 | 0 | 0 | 0 | 0 | 0 | 0 | 0
F1_Commercial_Warehouse (ID)_Existing_Food Preparation_Natural Gas_Double Rack Oven_E5 | F1 | Commercial | Warehouse (ID) | Existing | Food Preparation | Natural Gas | Double Rack Oven | E5 | RVT - Cost of Equipment | 0 | 0 | 0 | 0 | 0 | 0 | 0 | 0 | 0 | 0 | 0 | 0 | 0 | 0 | 0 | 0 | 0 | 0 | 0 | 0 | 0 | 0 | 0 | 0 | 0 | 0 | 0
F1_Commercial_Warehouse (ID)_Existing_Food Preparation_Natural Gas_Double Rack Oven_E6 | F1 | Commercial | Warehouse (ID) | Existing | Food Preparation | Natural Gas | Double Rack Oven | E6 | RVT - Cost of Equipment | 0 | 0 | 0 | 0 | 0 | 0 | 0 | 0 | 0 | 0 | 0 | 0 | 0 | 0 | 0 | 0 | 0 | 0 | 0 | 0 | 0 | 0 | 0 | 0 | 0 | 0 | 0
F1_Commercial_Warehouse (ID)_Existing_Food Preparation_Natural Gas_Double Rack Oven_E7 | F1 | Commercial | Warehouse (ID) | Existing | Food Preparation | Natural Gas | Double Rack Oven | E7 | RVT - Cost of Equipment | 0 | 0 | 0 | 0 | 0 | 0 | 0 | 0 | 0 | 0 | 0 | 0 | 0 | 0 | 0 | 0 | 0 | 0 | 0 | 0 | 0 | 0 | 0 | 0 | 0 | 0 | 0
F1_Commercial_Warehouse (ID)_Existing_Food Preparation_Natural Gas_Double Rack Oven_E8 | F1 | Commercial | Warehouse (ID) | Existing | Food Preparation | Natural Gas | Double Rack Oven | E8 | RVT - Cost of Equipment | 0 | 0 | 0 | 0 | 0 | 0 | 0 | 0 | 0 | 0 | 0 | 0 | 0 | 0 | 0 | 0 | 0 | 0 | 0 | 0 | 0 | 0 | 0 | 0 | 0 | 0 | 0
F1_Commercial_Warehouse (ID)_Existing_Food Preparation_Natural Gas_Double Rack Oven_E9 | F1 | Commercial | Warehouse (ID) | Existing | Food Preparation | Natural Gas | Double Rack Oven | E9 | RVT - Cost of Equipment | 0 | 0 | 0 | 0 | 0 | 0 | 0 | 0 | 0 | 0 | 0 | 0 | 0 | 0 | 0 | 0 | 0 | 0 | 0 | 0 | 0 | 0 | 0 | 0 | 0 | 0 | 0
F1_Commercial_Warehouse (ID)_Existing_Food Preparation_Natural Gas_Double Rack Oven_E10 | F1 | Commercial | Warehouse (ID) | Existing | Food Preparation | Natural Gas | Double Rack Oven | E10 | RVT - Cost of Equipment | 0 | 0 | 0 | 0 | 0 | 0 | 0 | 0 | 0 | 0 | 0 | 0 | 0 | 0 | 0 | 0 | 0 | 0 | 0 | 0 | 0 | 0 | 0 | 0 | 0 | 0 | 0
F2_Commercial_Warehouse (ID)_Existing_Food Preparation_Natural Gas_Double Rack Oven_E1 | F2 | Commercial | Warehouse (ID) | Existing | Food Preparation | Natural Gas | Double Rack Oven | E1 | RVT - Cost of Operation | 0.00617 | 0.0062866 | 0.0064234 | 0.0065829 | 0.0067656 | 0.0069936 | 0.0072223 | 0.0074394 | 0.0076359 | 0.0078264 | 0.0080239 | 0.0082033 | 0.0083926 | 0.0085718 | 0.0087259 | 0.008865 | 0.0089826 | 0.009095 | 0.0092145 | 0.0093261 | 0.009438 | 0.0096046 | 0.0097729 | 0.0099465 | 0.010123 | 0.010303 | 0.010486
F2_Commercial_Warehouse (ID)_Existing_Food Preparation_Natural Gas_Double Rack Oven_E2 | F2 | Commercial | Warehouse (ID) | Existing | Food Preparation | Natural Gas | Double Rack Oven | E2 | RVT - Cost of Operation | 0.0038226 | 0.0038948 | 0.0039795 | 0.0040783 | 0.0041915 | 0.0043328 | 0.0044745 | 0.004609 | 0.0047308 | 0.0048488 | 0.0049711 | 0.0050822 | 0.0051996 | 0.0053106 | 0.005406 | 0.0054922 | 0.0055651 | 0.0056347 | 0.0057087 | 0.0057779 | 0.0058472 | 0.0059504 | 0.0060547 | 0.0061622 | 0.0062717 | 0.0063831 | 0.0064965
F2_Commercial_Warehouse (ID)_Existing_Food Preparation_Natural Gas_Double Rack Oven_E3 | F2 | Commercial | Warehouse (ID) | Existing | Food Preparation | Natural Gas | Double Rack Oven | E3 | RVT - Cost of Operation | 0 | 0 | 0 | 0 | 0 | 0 | 0 | 0 | 0 | 0 | 0 | 0 | 0 | 0 | 0 | 0 | 0 | 0 | 0 | 0 | 0 | 0 | 0 | 0 | 0 | 0 | 0
F2_Commercial_Warehouse (ID)_Existing_Food Preparation_Natural Gas_Double Rack Oven_E4 | F2 | Commercial | Warehouse (ID) | Existing | Food Preparation | Natural Gas | Double Rack Oven | E4 | RVT - Cost of Operation | 0 | 0 | 0 | 0 | 0 | 0 | 0 | 0 | 0 | 0 | 0 | 0 | 0 | 0 | 0 | 0 | 0 | 0 | 0 | 0 | 0 | 0 | 0 | 0 | 0 | 0 | 0
F2_Commercial_Warehouse (ID)_Existing_Food Preparation_Natural Gas_Double Rack Oven_E5 | F2 | Commercial | Warehouse (ID) | Existing | Food Preparation | Natural Gas | Double Rack Oven | E5 | RVT - Cost of Operation | 0 | 0 | 0 | 0 | 0 | 0 | 0 | 0 | 0 | 0 | 0 | 0 | 0 | 0 | 0 | 0 | 0 | 0 | 0 | 0 | 0 | 0 | 0 | 0 | 0 | 0 | 0
F2_Commercial_Warehouse (ID)_Existing_Food Preparation_Natural Gas_Double Rack Oven_E6 | F2 | Commercial | Warehouse (ID) | Existing | Food Preparation | Natural Gas | Double Rack Oven | E6 | RVT - Cost of Operation | 0 | 0 | 0 | 0 | 0 | 0 | 0 | 0 | 0 | 0 | 0 | 0 | 0 | 0 | 0 | 0 | 0 | 0 | 0 | 0 | 0 | 0 | 0 | 0 | 0 | 0 | 0
F2_Commercial_Warehouse (ID)_Existing_Food Preparation_Natural Gas_Double Rack Oven_E7 | F2 | Commercial | Warehouse (ID) | Existing | Food Preparation | Natural Gas | Double Rack Oven | E7 | RVT - Cost of Operation | 0 | 0 | 0 | 0 | 0 | 0 | 0 | 0 | 0 | 0 | 0 | 0 | 0 | 0 | 0 | 0 | 0 | 0 | 0 | 0 | 0 | 0 | 0 | 0 | 0 | 0 | 0
F2_Commercial_Warehouse (ID)_Existing_Food Preparation_Natural Gas_Double Rack Oven_E8 | F2 | Commercial | Warehouse (ID) | Existing | Food Preparation | Natural Gas | Double Rack Oven | E8 | RVT - Cost of Operation | 0 | 0 | 0 | 0 | 0 | 0 | 0 | 0 | 0 | 0 | 0 | 0 | 0 | 0 | 0 | 0 | 0 | 0 | 0 | 0 | 0 | 0 | 0 | 0 | 0 | 0 | 0
F2_Commercial_Warehouse (ID)_Existing_Food Preparation_Natural Gas_Double Rack Oven_E9 | F2 | Commercial | Warehouse (ID) | Existing | Food Preparation | Natural Gas | Double Rack Oven | E9 | RVT - Cost of Operation | 0 | 0 | 0 | 0 | 0 | 0 | 0 | 0 | 0 | 0 | 0 | 0 | 0 | 0 | 0 | 0 | 0 | 0 | 0 | 0 | 0 | 0 | 0 | 0 | 0 | 0 | 0
F2_Commercial_Warehouse (ID)_Existing_Food Preparation_Natural Gas_Double Rack Oven_E10 | F2 | Commercial | Warehouse (ID) | Existing | Food Preparation | Natural Gas | Double Rack Oven | E10 | RVT - Cost of Operation | 0 | 0 | 0 | 0 | 0 | 0 | 0 | 0 | 0 | 0 | 0 | 0 | 0 | 0 | 0 | 0 | 0 | 0 | 0 | 0 | 0 | 0 | 0 | 0 | 0 | 0 | 0
F3_Commercial_Warehouse (ID)_Existing_Food Preparation_Natural Gas_Double Rack Oven_E1 | F3 | Commercial | Warehouse (ID) | Existing | Food Preparation | Natural Gas | Double Rack Oven | E1 | System - kBTUs of Consumption | 1.4719 | 1.4719 | 1.4719 | 1.4719 | 1.4719 | 1.4719 | 1.4719 | 1.4719 | 1.4719 | 1.4719 | 1.4719 | 1.4719 | 1.4719 | 1.4719 | 1.4719 | 1.4719 | 1.4719 | 1.4719 | 1.4719 | 1.4719 | 1.4719 | 1.4719 | 1.4719 | 1.4719 | 1.4719 | 1.4719 | 1.4719
F3_Commercial_Warehouse (ID)_Existing_Food Preparation_Natural Gas_Double Rack Oven_E2 | F3 | Commercial | Warehouse (ID) | Existing | Food Preparation | Natural Gas | Double Rack Oven | E2 | System - kBTUs of Consumption | 0.91192 | 0.91192 | 0.91192 | 0.91192 | 0.91192 | 0.91192 | 0.91192 | 0.91192 | 0.91192 | 0.91192 | 0.91192 | 0.91192 | 0.91192 | 0.91192 | 0.91192 | 0.91192 | 0.91192 | 0.91192 | 0.91192 | 0.91192 | 0.91192 | 0.91192 | 0.91192 | 0.91192 | 0.91192 | 0.91192 | 0.91192
F3_Commercial_Warehouse (ID)_Existing_Food Preparation_Natural Gas_Double Rack Oven_E3 | F3 | Commercial | Warehouse (ID) | Existing | Food Preparation | Natural Gas | Double Rack Oven | E3 | System - kBTUs of Consumption | 0 | 0 | 0 | 0 | 0 | 0 | 0 | 0 | 0 | 0 | 0 | 0 | 0 | 0 | 0 | 0 | 0 | 0 | 0 | 0 | 0 | 0 | 0 | 0 | 0 | 0 | 0
F3_Commercial_Warehouse (ID)_Existing_Food Preparation_Natural Gas_Double Rack Oven_E4 | F3 | Commercial | Warehouse (ID) | Existing | Food Preparation | Natural Gas | Double Rack Oven | E4 | System - kBTUs of Consumption | 0 | 0 | 0 | 0 | 0 | 0 | 0 | 0 | 0 | 0 | 0 | 0 | 0 | 0 | 0 | 0 | 0 | 0 | 0 | 0 | 0 | 0 | 0 | 0 | 0 | 0 | 0
F3_Commercial_Warehouse (ID)_Existing_Food Preparation_Natural Gas_Double Rack Oven_E5 | F3 | Commercial | Warehouse (ID) | Existing | Food Preparation | Natural Gas | Double Rack Oven | E5 | System - kBTUs of Consumption | 0 | 0 | 0 | 0 | 0 | 0 | 0 | 0 | 0 | 0 | 0 | 0 | 0 | 0 | 0 | 0 | 0 | 0 | 0 | 0 | 0 | 0 | 0 | 0 | 0 | 0 | 0
F3_Commercial_Warehouse (ID)_Existing_Food Preparation_Natural Gas_Double Rack Oven_E6 | F3 | Commercial | Warehouse (ID) | Existing | Food Preparation | Natural Gas | Double Rack Oven | E6 | System - kBTUs of Consumption | 0 | 0 | 0 | 0 | 0 | 0 | 0 | 0 | 0 | 0 | 0 | 0 | 0 | 0 | 0 | 0 | 0 | 0 | 0 | 0 | 0 | 0 | 0 | 0 | 0 | 0 | 0
F3_Commercial_Warehouse (ID)_Existing_Food Preparation_Natural Gas_Double Rack Oven_E7 | F3 | Commercial | Warehouse (ID) | Existing | Food Preparation | Natural Gas | Double Rack Oven | E7 | System - kBTUs of Consumption | 0 | 0 | 0 | 0 | 0 | 0 | 0 | 0 | 0 | 0 | 0 | 0 | 0 | 0 | 0 | 0 | 0 | 0 | 0 | 0 | 0 | 0 | 0 | 0 | 0 | 0 | 0
F3_Commercial_Warehouse (ID)_Existing_Food Preparation_Natural Gas_Double Rack Oven_E8 | F3 | Commercial | Warehouse (ID) | Existing | Food Preparation | Natural Gas | Double Rack Oven | E8 | System - kBTUs of Consumption | 0 | 0 | 0 | 0 | 0 | 0 | 0 | 0 | 0 | 0 | 0 | 0 | 0 | 0 | 0 | 0 | 0 | 0 | 0 | 0 | 0 | 0 | 0 | 0 | 0 | 0 | 0
F3_Commercial_Warehouse (ID)_Existing_Food Preparation_Natural Gas_Double Rack Oven_E9 | F3 | Commercial | Warehouse (ID) | Existing | Food Preparation | Natural Gas | Double Rack Oven | E9 | System - kBTUs of Consumption | 0 | 0 | 0 | 0 | 0 | 0 | 0 | 0 | 0 | 0 | 0 | 0 | 0 | 0 | 0 | 0 | 0 | 0 | 0 | 0 | 0 | 0 | 0 | 0 | 0 | 0 | 0
F3_Commercial_Warehouse (ID)_Existing_Food Preparation_Natural Gas_Double Rack Oven_E10 | F3 | Commercial | Warehouse (ID) | Existing | Food Preparation | Natural Gas | Double Rack Oven | E10 | System - kBTUs of Consumption | 0 | 0 | 0 | 0 | 0 | 0 | 0 | 0 | 0 | 0 | 0 | 0 | 0 | 0 | 0 | 0 | 0 | 0 | 0 | 0 | 0 | 0 | 0 | 0 | 0 | 0 | 0
F4_Commercial_Warehouse (ID)_Existing_Food Preparation_Natural Gas_Double Rack Oven_E1 | F4 | Commercial | Warehouse (ID) | Existing | Food Preparation | Natural Gas | Double Rack Oven | E1 | Utility - Cost of Equipment | 3.6127e-06 | 3.6127e-06 | 3.6127e-06 | 3.6127e-06 | 3.6127e-06 | 3.6127e-06 | 3.6127e-06 | 3.6127e-06 | 3.6127e-06 | 3.6127e-06 | 3.6127e-06 | 3.6127e-06 | 3.6127e-06 | 3.6127e-06 | 3.6127e-06 | 3.6127e-06 | 3.6127e-06 | 3.6127e-06 | 3.6127e-06 | 3.6127e-06 | 3.6127e-06 | 3.6127e-06 | 3.6127e-06 | 3.6127e-06 | 3.6127e-06 | 3.6127e-06 | 3.6127e-06
F4_Commercial_Warehouse (ID)_Existing_Food Preparation_Natural Gas_Double Rack Oven_E2 | F4 | Commercial | Warehouse (ID) | Existing | Food Preparation | Natural Gas | Double Rack Oven | E2 | Utility - Cost of Equipment | 1.639e-05 | 1.639e-05 | 1.639e-05 | 1.639e-05 | 1.639e-05 | 1.639e-05 | 1.639e-05 | 1.639e-05 | 1.639e-05 | 1.639e-05 | 1.639e-05 | 1.639e-05 | 1.639e-05 | 1.639e-05 | 1.639e-05 | 1.639e-05 | 1.639e-05 | 1.639e-05 | 1.639e-05 | 1.639e-05 | 1.639e-05 | 1.639e-05 | 1.639e-05 | 1.639e-05 | 1.639e-05 | 1.639e-05 | 1.639e-05
F4_Commercial_Warehouse (ID)_Existing_Food Preparation_Natural Gas_Double Rack Oven_E3 | F4 | Commercial | Warehouse (ID) | Existing | Food Preparation | Natural Gas | Double Rack Oven | E3 | Utility - Cost of Equipment | 0 | 0 | 0 | 0 | 0 | 0 | 0 | 0 | 0 | 0 | 0 | 0 | 0 | 0 | 0 | 0 | 0 | 0 | 0 | 0 | 0 | 0 | 0 | 0 | 0 | 0 | 0
F4_Commercial_Warehouse (ID)_Existing_Food Preparation_Natural Gas_Double Rack Oven_E4 | F4 | Commercial | Warehouse (ID) | Existing | Food Preparation | Natural Gas | Double Rack Oven | E4 | Utility - Cost of Equipment | 0 | 0 | 0 | 0 | 0 | 0 | 0 | 0 | 0 | 0 | 0 | 0 | 0 | 0 | 0 | 0 | 0 | 0 | 0 | 0 | 0 | 0 | 0 | 0 | 0 | 0 | 0
F4_Commercial_Warehouse (ID)_Existing_Food Preparation_Natural Gas_Double Rack Oven_E5 | F4 | Commercial | Warehouse (ID) | Existing | Food Preparation | Natural Gas | Double Rack Oven | E5 | Utility - Cost of Equipment | 0 | 0 | 0 | 0 | 0 | 0 | 0 | 0 | 0 | 0 | 0 | 0 | 0 | 0 | 0 | 0 | 0 | 0 | 0 | 0 | 0 | 0 | 0 | 0 | 0 | 0 | 0
F4_Commercial_Warehouse (ID)_Existing_Food Preparation_Natural Gas_Double Rack Oven_E6 | F4 | Commercial | Warehouse (ID) | Existing | Food Preparation | Natural Gas | Double Rack Oven | E6 | Utility - Cost of Equipment | 0 | 0 | 0 | 0 | 0 | 0 | 0 | 0 | 0 | 0 | 0 | 0 | 0 | 0 | 0 | 0 | 0 | 0 | 0 | 0 | 0 | 0 | 0 | 0 | 0 | 0 | 0
F4_Commercial_Warehouse (ID)_Existing_Food Preparation_Natural Gas_Double Rack Oven_E7 | F4 | Commercial | Warehouse (ID) | Existing | Food Preparation | Natural Gas | Double Rack Oven | E7 | Utility - Cost of Equipment | 0 | 0 | 0 | 0 | 0 | 0 | 0 | 0 | 0 | 0 | 0 | 0 | 0 | 0 | 0 | 0 | 0 | 0 | 0 | 0 | 0 | 0 | 0 | 0 | 0 | 0 | 0
F4_Commercial_Warehouse (ID)_Existing_Food Preparation_Natural Gas_Double Rack Oven_E8 | F4 | Commercial | Warehouse (ID) | Existing | Food Preparation | Natural Gas | Double Rack Oven | E8 | Utility - Cost of Equipment | 0 | 0 | 0 | 0 | 0 | 0 | 0 | 0 | 0 | 0 | 0 | 0 | 0 | 0 | 0 | 0 | 0 | 0 | 0 | 0 | 0 | 0 | 0 | 0 | 0 | 0 | 0
F4_Commercial_Warehouse (ID)_Existing_Food Preparation_Natural Gas_Double Rack Oven_E9 | F4 | Commercial | Warehouse (ID) | Existing | Food Preparation | Natural Gas | Double Rack Oven | E9 | Utility - Cost of Equipment | 0 | 0 | 0 | 0 | 0 | 0 | 0 | 0 | 0 | 0 | 0 | 0 | 0 | 0 | 0 | 0 | 0 | 0 | 0 | 0 | 0 | 0 | 0 | 0 | 0 | 0 | 0
F4_Commercial_Warehouse (ID)_Existing_Food Preparation_Natural Gas_Double Rack Oven_E10 | F4 | Commercial | Warehouse (ID) | Existing | Food Preparation | Natural Gas | Double Rack Oven | E10 | Utility - Cost of Equipment | 0 | 0 | 0 | 0 | 0 | 0 | 0 | 0 | 0 | 0 | 0 | 0 | 0 | 0 | 0 | 0 | 0 | 0 | 0 | 0 | 0 | 0 | 0 | 0 | 0 | 0 | 0
F5_Commercial_Warehouse (ID)_Existing_Food Preparation_Natural Gas_Double Rack Oven_E1 | F5 | Commercial | Warehouse (ID) | Existing | Food Preparation | Natural Gas | Double Rack Oven | E1 | Utility - Cost of Operation | 0.0052386 | 0.0053706 | 0.005527 | 0.0057063 | 0.005909 | 0.0061556 | 0.0064095 | 0.0066609 | 0.0069029 | 0.0071483 | 0.0073435 | 0.0075265 | 0.007723 | 0.0079154 | 0.0080874 | 0.0082484 | 0.0083927 | 0.0085353 | 0.0086875 | 0.008836 | 0.0089886 | 0.0091472 | 0.0093075 | 0.0094728 | 0.0096411 | 0.0098124 | 0.0099867
F5_Commercial_Warehouse (ID)_Existing_Food Preparation_Natural Gas_Double Rack Oven_E2 | F5 | Commercial | Warehouse (ID) | Existing | Food Preparation | Natural Gas | Double Rack Oven | E2 | Utility - Cost of Operation | 0.0032455 | 0.0033273 | 0.0034242 | 0.0035353 | 0.0036609 | 0.0038137 | 0.0039709 | 0.0041267 | 0.0042766 | 0.0044286 | 0.0045496 | 0.0046629 | 0.0047847 | 0.0049039 | 0.0050105 | 0.0051102 | 0.0051996 | 0.0052879 | 0.0053823 | 0.0054743 | 0.0055688 | 0.005667 | 0.0057664 | 0.0058688 | 0.0059731 | 0.0060792 | 0.0061872
F5_Commercial_Warehouse (ID)_Existing_Food Preparation_Natural Gas_Double Rack Oven_E3 | F5 | Commercial | Warehouse (ID) | Existing | Food Preparation | Natural Gas | Double Rack Oven | E3 | Utility - Cost of Operation | 0 | 0 | 0 | 0 | 0 | 0 | 0 | 0 | 0 | 0 | 0 | 0 | 0 | 0 | 0 | 0 | 0 | 0 | 0 | 0 | 0 | 0 | 0 | 0 | 0 | 0 | 0
F5_Commercial_Warehouse (ID)_Existing_Food Preparation_Natural Gas_Double Rack Oven_E4 | F5 | Commercial | Warehouse (ID) | Existing | Food Preparation | Natural Gas | Double Rack Oven | E4 | Utility - Cost of Operation | 0 | 0 | 0 | 0 | 0 | 0 | 0 | 0 | 0 | 0 | 0 | 0 | 0 | 0 | 0 | 0 | 0 | 0 | 0 | 0 | 0 | 0 | 0 | 0 | 0 | 0 | 0
F5_Commercial_Warehouse (ID)_Existing_Food Preparation_Natural Gas_Double Rack Oven_E5 | F5 | Commercial | Warehouse (ID) | Existing | Food Preparation | Natural Gas | Double Rack Oven | E5 | Utility - Cost of Operation | 0 | 0 | 0 | 0 | 0 | 0 | 0 | 0 | 0 | 0 | 0 | 0 | 0 | 0 | 0 | 0 | 0 | 0 | 0 | 0 | 0 | 0 | 0 | 0 | 0 | 0 | 0
F5_Commercial_Warehouse (ID)_Existing_Food Preparation_Natural Gas_Double Rack Oven_E6 | F5 | Commercial | Warehouse (ID) | Existing | Food Preparation | Natural Gas | Double Rack Oven | E6 | Utility - Cost of Operation | 0 | 0 | 0 | 0 | 0 | 0 | 0 | 0 | 0 | 0 | 0 | 0 | 0 | 0 | 0 | 0 | 0 | 0 | 0 | 0 | 0 | 0 | 0 | 0 | 0 | 0 | 0
F5_Commercial_Warehouse (ID)_Existing_Food Preparation_Natural Gas_Double Rack Oven_E7 | F5 | Commercial | Warehouse (ID) | Existing | Food Preparation | Natural Gas | Double Rack Oven | E7 | Utility - Cost of Operation | 0 | 0 | 0 | 0 | 0 | 0 | 0 | 0 | 0 | 0 | 0 | 0 | 0 | 0 | 0 | 0 | 0 | 0 | 0 | 0 | 0 | 0 | 0 | 0 | 0 | 0 | 0
F5_Commercial_Warehouse (ID)_Existing_Food Preparation_Natural Gas_Double Rack Oven_E8 | F5 | Commercial | Warehouse (ID) | Existing | Food Preparation | Natural Gas | Double Rack Oven | E8 | Utility - Cost of Operation | 0 | 0 | 0 | 0 | 0 | 0 | 0 | 0 | 0 | 0 | 0 | 0 | 0 | 0 | 0 | 0 | 0 | 0 | 0 | 0 | 0 | 0 | 0 | 0 | 0 | 0 | 0
F5_Commercial_Warehouse (ID)_Existing_Food Preparation_Natural Gas_Double Rack Oven_E9 | F5 | Commercial | Warehouse (ID) | Existing | Food Preparation | Natural Gas | Double Rack Oven | E9 | Utility - Cost of Operation | 0 | 0 | 0 | 0 | 0 | 0 | 0 | 0 | 0 | 0 | 0 | 0 | 0 | 0 | 0 | 0 | 0 | 0 | 0 | 0 | 0 | 0 | 0 | 0 | 0 | 0 | 0
F5_Commercial_Warehouse (ID)_Existing_Food Preparation_Natural Gas_Double Rack Oven_E10 | F5 | Commercial | Warehouse (ID) | Existing | Food Preparation | Natural Gas | Double Rack Oven | E10 | Utility - Cost of Operation | 0 | 0 | 0 | 0 | 0 | 0 | 0 | 0 | 0 | 0 | 0 | 0 | 0 | 0 | 0 | 0 | 0 | 0 | 0 | 0 | 0 | 0 | 0 | 0 | 0 | 0 | 0
F6_Commercial_Warehouse (ID)_Existing_Food Preparation_Natural Gas_Double Rack Oven_E1 | F6 | Commercial | Warehouse (ID) | Existing | Food Preparation | Natural Gas | Double Rack Oven | E1 | Utility - Value of Sales | 0.00617 | 0.0062866 | 0.0064234 | 0.0065829 | 0.0067656 | 0.0069936 | 0.0072223 | 0.0074394 | 0.0076359 | 0.0078264 | 0.0080239 | 0.0082033 | 0.0083926 | 0.0085718 | 0.0087259 | 0.008865 | 0.0089826 | 0.009095 | 0.0092145 | 0.0093261 | 0.009438 | 0.0096046 | 0.0097729 | 0.0099465 | 0.010123 | 0.010303 | 0.010486
F6_Commercial_Warehouse (ID)_Existing_Food Preparation_Natural Gas_Double Rack Oven_E2 | F6 | Commercial | Warehouse (ID) | Existing | Food Preparation | Natural Gas | Double Rack Oven | E2 | Utility - Value of Sales | 0.0038226 | 0.0038948 | 0.0039795 | 0.0040783 | 0.0041915 | 0.0043328 | 0.0044745 | 0.004609 | 0.0047308 | 0.0048488 | 0.0049711 | 0.0050822 | 0.0051996 | 0.0053106 | 0.005406 | 0.0054922 | 0.0055651 | 0.0056347 | 0.0057087 | 0.0057779 | 0.0058472 | 0.0059504 | 0.0060547 | 0.0061622 | 0.0062717 | 0.0063831 | 0.0064965
F6_Commercial_Warehouse (ID)_Existing_Food Preparation_Natural Gas_Double Rack Oven_E3 | F6 | Commercial | Warehouse (ID) | Existing | Food Preparation | Natural Gas | Double Rack Oven | E3 | Utility - Value of Sales | 0 | 0 | 0 | 0 | 0 | 0 | 0 | 0 | 0 | 0 | 0 | 0 | 0 | 0 | 0 | 0 | 0 | 0 | 0 | 0 | 0 | 0 | 0 | 0 | 0 | 0 | 0
F6_Commercial_Warehouse (ID)_Existing_Food Preparation_Natural Gas_Double Rack Oven_E4 | F6 | Commercial | Warehouse (ID) | Existing | Food Preparation | Natural Gas | Double Rack Oven | E4 | Utility - Value of Sales | 0 | 0 | 0 | 0 | 0 | 0 | 0 | 0 | 0 | 0 | 0 | 0 | 0 | 0 | 0 | 0 | 0 | 0 | 0 | 0 | 0 | 0 | 0 | 0 | 0 | 0 | 0
F6_Commercial_Warehouse (ID)_Existing_Food Preparation_Natural Gas_Double Rack Oven_E5 | F6 | Commercial | Warehouse (ID) | Existing | Food Preparation | Natural Gas | Double Rack Oven | E5 | Utility - Value of Sales | 0 | 0 | 0 | 0 | 0 | 0 | 0 | 0 | 0 | 0 | 0 | 0 | 0 | 0 | 0 | 0 | 0 | 0 | 0 | 0 | 0 | 0 | 0 | 0 | 0 | 0 | 0
F6_Commercial_Warehouse (ID)_Existing_Food Preparation_Natural Gas_Double Rack Oven_E6 | F6 | Commercial | Warehouse (ID) | Existing | Food Preparation | Natural Gas | Double Rack Oven | E6 | Utility - Value of Sales | 0 | 0 | 0 | 0 | 0 | 0 | 0 | 0 | 0 | 0 | 0 | 0 | 0 | 0 | 0 | 0 | 0 | 0 | 0 | 0 | 0 | 0 | 0 | 0 | 0 | 0 | 0
F6_Commercial_Warehouse (ID)_Existing_Food Preparation_Natural Gas_Double Rack Oven_E7 | F6 | Commercial | Warehouse (ID) | Existing | Food Preparation | Natural Gas | Double Rack Oven | E7 | Utility - Value of Sales | 0 | 0 | 0 | 0 | 0 | 0 | 0 | 0 | 0 | 0 | 0 | 0 | 0 | 0 | 0 | 0 | 0 | 0 | 0 | 0 | 0 | 0 | 0 | 0 | 0 | 0 | 0
F6_Commercial_Warehouse (ID)_Existing_Food Preparation_Natural Gas_Double Rack Oven_E8 | F6 | Commercial | Warehouse (ID) | Existing | Food Preparation | Natural Gas | Double Rack Oven | E8 | Utility - Value of Sales | 0 | 0 | 0 | 0 | 0 | 0 | 0 | 0 | 0 | 0 | 0 | 0 | 0 | 0 | 0 | 0 | 0 | 0 | 0 | 0 | 0 | 0 | 0 | 0 | 0 | 0 | 0
F6_Commercial_Warehouse (ID)_Existing_Food Preparation_Natural Gas_Double Rack Oven_E9 | F6 | Commercial | Warehouse (ID) | Existing | Food Preparation | Natural Gas | Double Rack Oven | E9 | Utility - Value of Sales | 0 | 0 | 0 | 0 | 0 | 0 | 0 | 0 | 0 | 0 | 0 | 0 | 0 | 0 | 0 | 0 | 0 | 0 | 0 | 0 | 0 | 0 | 0 | 0 | 0 | 0 | 0
F6_Commercial_Warehouse (ID)_Existing_Food Preparation_Natural Gas_Double Rack Oven_E10 | F6 | Commercial | Warehouse (ID) | Existing | Food Preparation | Natural Gas | Double Rack Oven | E10 | Utility - Value of Sales | 0 | 0 | 0 | 0 | 0 | 0 | 0 | 0 | 0 | 0 | 0 | 0 | 0 | 0 | 0 | 0 | 0 | 0 | 0 | 0 | 0 | 0 | 0 | 0 | 0 | 0 | 0
F1_Commercial_Warehouse (ID)_Existing_Food Preparation_Natural Gas_Fryer_E1 | F1 | Commercial | Warehouse (ID) | Existing | Food Preparation | Natural Gas | Fryer | E1 | RVT - Cost of Equipment | 2.2016e-05 | 2.2016e-05 | 2.2016e-05 | 2.2016e-05 | 2.2016e-05 | 2.2016e-05 | 2.2016e-05 | 2.2016e-05 | 2.2016e-05 | 2.2016e-05 | 2.2016e-05 | 2.2016e-05 | 2.2016e-05 | 2.2016e-05 | 2.2016e-05 | 2.2016e-05 | 2.2016e-05 | 2.2016e-05 | 2.2016e-05 | 2.2016e-05 | 2.2016e-05 | 2.2016e-05 | 2.2016e-05 | 2.2016e-05 | 2.2016e-05 | 2.2016e-05 | 2.2016e-05
F1_Commercial_Warehouse (ID)_Existing_Food Preparation_Natural Gas_Fryer_E2 | F1 | Commercial | Warehouse (ID) | Existing | Food Preparation | Natural Gas | Fryer | E2 | RVT - Cost of Equipment | 3.2583e-05 | 3.2583e-05 | 3.2583e-05 | 3.2583e-05 | 3.2583e-05 | 3.2583e-05 | 3.2583e-05 | 3.2583e-05 | 3.2583e-05 | 3.2583e-05 | 3.2583e-05 | 3.2583e-05 | 3.2583e-05 | 3.2583e-05 | 3.2583e-05 | 3.2583e-05 | 3.2583e-05 | 3.2583e-05 | 3.2583e-05 | 3.2583e-05 | 3.2583e-05 | 3.2583e-05 | 3.2583e-05 | 3.2583e-05 | 3.2583e-05 | 3.2583e-05 | 3.2583e-05
F1_Commercial_Warehouse (ID)_Existing_Food Preparation_Natural Gas_Fryer_E3 | F1 | Commercial | Warehouse (ID) | Existing | Food Preparation | Natural Gas | Fryer | E3 | RVT - Cost of Equipment | 0 | 0 | 0 | 0 | 0 | 0 | 0 | 0 | 0 | 0 | 0 | 0 | 0 | 0 | 0 | 0 | 0 | 0 | 0 | 0 | 0 | 0 | 0 | 0 | 0 | 0 | 0
F1_Commercial_Warehouse (ID)_Existing_Food Preparation_Natural Gas_Fryer_E4 | F1 | Commercial | Warehouse (ID) | Existing | Food Preparation | Natural Gas | Fryer | E4 | RVT - Cost of Equipment | 0 | 0 | 0 | 0 | 0 | 0 | 0 | 0 | 0 | 0 | 0 | 0 | 0 | 0 | 0 | 0 | 0 | 0 | 0 | 0 | 0 | 0 | 0 | 0 | 0 | 0 | 0
F1_Commercial_Warehouse (ID)_Existing_Food Preparation_Natural Gas_Fryer_E5 | F1 | Commercial | Warehouse (ID) | Existing | Food Preparation | Natural Gas | Fryer | E5 | RVT - Cost of Equipment | 0 | 0 | 0 | 0 | 0 | 0 | 0 | 0 | 0 | 0 | 0 | 0 | 0 | 0 | 0 | 0 | 0 | 0 | 0 | 0 | 0 | 0 | 0 | 0 | 0 | 0 | 0
F1_Commercial_Warehouse (ID)_Existing_Food Preparation_Natural Gas_Fryer_E6 | F1 | Commercial | Warehouse (ID) | Existing | Food Preparation | Natural Gas | Fryer | E6 | RVT - Cost of Equipment | 0 | 0 | 0 | 0 | 0 | 0 | 0 | 0 | 0 | 0 | 0 | 0 | 0 | 0 | 0 | 0 | 0 | 0 | 0 | 0 | 0 | 0 | 0 | 0 | 0 | 0 | 0
F1_Commercial_Warehouse (ID)_Existing_Food Preparation_Natural Gas_Fryer_E7 | F1 | Commercial | Warehouse (ID) | Existing | Food Preparation | Natural Gas | Fryer | E7 | RVT - Cost of Equipment | 0 | 0 | 0 | 0 | 0 | 0 | 0 | 0 | 0 | 0 | 0 | 0 | 0 | 0 | 0 | 0 | 0 | 0 | 0 | 0 | 0 | 0 | 0 | 0 | 0 | 0 | 0
F1_Commercial_Warehouse (ID)_Existing_Food Preparation_Natural Gas_Fryer_E8 | F1 | Commercial | Warehouse (ID) | Existing | Food Preparation | Natural Gas | Fryer | E8 | RVT - Cost of Equipment | 0 | 0 | 0 | 0 | 0 | 0 | 0 | 0 | 0 | 0 | 0 | 0 | 0 | 0 | 0 | 0 | 0 | 0 | 0 | 0 | 0 | 0 | 0 | 0 | 0 | 0 | 0
F1_Commercial_Warehouse (ID)_Existing_Food Preparation_Natural Gas_Fryer_E9 | F1 | Commercial | Warehouse (ID) | Existing | Food Preparation | Natural Gas | Fryer | E9 | RVT - Cost of Equipment | 0 | 0 | 0 | 0 | 0 | 0 | 0 | 0 | 0 | 0 | 0 | 0 | 0 | 0 | 0 | 0 | 0 | 0 | 0 | 0 | 0 | 0 | 0 | 0 | 0 | 0 | 0
F1_Commercial_Warehouse (ID)_Existing_Food Preparation_Natural Gas_Fryer_E10 | F1 | Commercial | Warehouse (ID) | Existing | Food Preparation | Natural Gas | Fryer | E10 | RVT - Cost of Equipment | 0 | 0 | 0 | 0 | 0 | 0 | 0 | 0 | 0 | 0 | 0 | 0 | 0 | 0 | 0 | 0 | 0 | 0 | 0 | 0 | 0 | 0 | 0 | 0 | 0 | 0 | 0
F2_Commercial_Warehouse (ID)_Existing_Food Preparation_Natural Gas_Fryer_E1 | F2 | Commercial | Warehouse (ID) | Existing | Food Preparation | Natural Gas | Fryer | E1 | RVT - Cost of Operation | 0.0031987 | 0.003263 | 0.0033354 | 0.0034167 | 0.0035073 | 0.0036168 | 0.0037255 | 0.0038282 | 0.0039214 | 0.0040122 | 0.0041062 | 0.0041923 | 0.0042844 | 0.0043736 | 0.004452 | 0.0045241 | 0.004587 | 0.0046478 | 0.0047119 | 0.0047728 | 0.0048341 | 0.0049195 | 0.0050058 | 0.0050948 | 0.0051853 | 0.0052774 | 0.0053712
F2_Commercial_Warehouse (ID)_Existing_Food Preparation_Natural Gas_Fryer_E2 | F2 | Commercial | Warehouse (ID) | Existing | Food Preparation | Natural Gas | Fryer | E2 | RVT - Cost of Operation | 0.0022062 | 0.0022505 | 0.0023004 | 0.0023565 | 0.002419 | 0.0024945 | 0.0025695 | 0.0026404 | 0.0027046 | 0.0027672 | 0.002832 | 0.0028915 | 0.0029549 | 0.0030165 | 0.0030705 | 0.0031203 | 0.0031637 | 0.0032056 | 0.0032498 | 0.0032918 | 0.0033341 | 0.003393 | 0.0034525 | 0.0035139 | 0.0035763 | 0.0036398 | 0.0037045
F2_Commercial_Warehouse (ID)_Existing_Food Preparation_Natural Gas_Fryer_E3 | F2 | Commercial | Warehouse (ID) | Existing | Food Preparation | Natural Gas | Fryer | E3 | RVT - Cost of Operation | 0 | 0 | 0 | 0 | 0 | 0 | 0 | 0 | 0 | 0 | 0 | 0 | 0 | 0 | 0 | 0 | 0 | 0 | 0 | 0 | 0 | 0 | 0 | 0 | 0 | 0 | 0
F2_Commercial_Warehouse (ID)_Existing_Food Preparation_Natural Gas_Fryer_E4 | F2 | Commercial | Warehouse (ID) | Existing | Food Preparation | Natural Gas | Fryer | E4 | RVT - Cost of Operation | 0 | 0 | 0 | 0 | 0 | 0 | 0 | 0 | 0 | 0 | 0 | 0 | 0 | 0 | 0 | 0 | 0 | 0 | 0 | 0 | 0 | 0 | 0 | 0 | 0 | 0 | 0
F2_Commercial_Warehouse (ID)_Existing_Food Preparation_Natural Gas_Fryer_E5 | F2 | Commercial | Warehouse (ID) | Existing | Food Preparation | Natural Gas | Fryer | E5 | RVT - Cost of Operation | 0 | 0 | 0 | 0 | 0 | 0 | 0 | 0 | 0 | 0 | 0 | 0 | 0 | 0 | 0 | 0 | 0 | 0 | 0 | 0 | 0 | 0 | 0 | 0 | 0 | 0 | 0
F2_Commercial_Warehouse (ID)_Existing_Food Preparation_Natural Gas_Fryer_E6 | F2 | Commercial | Warehouse (ID) | Existing | Food Preparation | Natural Gas | Fryer | E6 | RVT - Cost of Operation | 0 | 0 | 0 | 0 | 0 | 0 | 0 | 0 | 0 | 0 | 0 | 0 | 0 | 0 | 0 | 0 | 0 | 0 | 0 | 0 | 0 | 0 | 0 | 0 | 0 | 0 | 0
F2_Commercial_Warehouse (ID)_Existing_Food Preparation_Natural Gas_Fryer_E7 | F2 | Commercial | Warehouse (ID) | Existing | Food Preparation | Natural Gas | Fryer | E7 | RVT - Cost of Operation | 0 | 0 | 0 | 0 | 0 | 0 | 0 | 0 | 0 | 0 | 0 | 0 | 0 | 0 | 0 | 0 | 0 | 0 | 0 | 0 | 0 | 0 | 0 | 0 | 0 | 0 | 0
F2_Commercial_Warehouse (ID)_Existing_Food Preparation_Natural Gas_Fryer_E8 | F2 | Commercial | Warehouse (ID) | Existing | Food Preparation | Natural Gas | Fryer | E8 | RVT - Cost of Operation | 0 | 0 | 0 | 0 | 0 | 0 | 0 | 0 | 0 | 0 | 0 | 0 | 0 | 0 | 0 | 0 | 0 | 0 | 0 | 0 | 0 | 0 | 0 | 0 | 0 | 0 | 0
F2_Commercial_Warehouse (ID)_Existing_Food Preparation_Natural Gas_Fryer_E9 | F2 | Commercial | Warehouse (ID) | Existing | Food Preparation | Natural Gas | Fryer | E9 | RVT - Cost of Operation | 0 | 0 | 0 | 0 | 0 | 0 | 0 | 0 | 0 | 0 | 0 | 0 | 0 | 0 | 0 | 0 | 0 | 0 | 0 | 0 | 0 | 0 | 0 | 0 | 0 | 0 | 0
F2_Commercial_Warehouse (ID)_Existing_Food Preparation_Natural Gas_Fryer_E10 | F2 | Commercial | Warehouse (ID) | Existing | Food Preparation | Natural Gas | Fryer | E10 | RVT - Cost of Operation | 0 | 0 | 0 | 0 | 0 | 0 | 0 | 0 | 0 | 0 | 0 | 0 | 0 | 0 | 0 | 0 | 0 | 0 | 0 | 0 | 0 | 0 | 0 | 0 | 0 | 0 | 0
F3_Commercial_Warehouse (ID)_Existing_Food Preparation_Natural Gas_Fryer_E1 | F3 | Commercial | Warehouse (ID) | Existing | Food Preparation | Natural Gas | Fryer | E1 | System - kBTUs of Consumption | 0.74007 | 0.74007 | 0.74007 | 0.74007 | 0.74007 | 0.74007 | 0.74007 | 0.74007 | 0.74007 | 0.74007 | 0.74007 | 0.74007 | 0.74007 | 0.74007 | 0.74007 | 0.74007 | 0.74007 | 0.74007 | 0.74007 | 0.74007 | 0.74007 | 0.74007 | 0.74007 | 0.74007 | 0.74007 | 0.74007 | 0.74007
F3_Commercial_Warehouse (ID)_Existing_Food Preparation_Natural Gas_Fryer_E2 | F3 | Commercial | Warehouse (ID) | Existing | Food Preparation | Natural Gas | Fryer | E2 | System - kBTUs of Consumption | 0.51043 | 0.51043 | 0.51043 | 0.51043 | 0.51043 | 0.51043 | 0.51043 | 0.51043 | 0.51043 | 0.51043 | 0.51043 | 0.51043 | 0.51043 | 0.51043 | 0.51043 | 0.51043 | 0.51043 | 0.51043 | 0.51043 | 0.51043 | 0.51043 | 0.51043 | 0.51043 | 0.51043 | 0.51043 | 0.51043 | 0.51043
F3_Commercial_Warehouse (ID)_Existing_Food Preparation_Natural Gas_Fryer_E3 | F3 | Commercial | Warehouse (ID) | Existing | Food Preparation | Natural Gas | Fryer | E3 | System - kBTUs of Consumption | 0 | 0 | 0 | 0 | 0 | 0 | 0 | 0 | 0 | 0 | 0 | 0 | 0 | 0 | 0 | 0 | 0 | 0 | 0 | 0 | 0 | 0 | 0 | 0 | 0 | 0 | 0
F3_Commercial_Warehouse (ID)_Existing_Food Preparation_Natural Gas_Fryer_E4 | F3 | Commercial | Warehouse (ID) | Existing | Food Preparation | Natural Gas | Fryer | E4 | System - kBTUs of Consumption | 0 | 0 | 0 | 0 | 0 | 0 | 0 | 0 | 0 | 0 | 0 | 0 | 0 | 0 | 0 | 0 | 0 | 0 | 0 | 0 | 0 | 0 | 0 | 0 | 0 | 0 | 0
F3_Commercial_Warehouse (ID)_Existing_Food Preparation_Natural Gas_Fryer_E5 | F3 | Commercial | Warehouse (ID) | Existing | Food Preparation | Natural Gas | Fryer | E5 | System - kBTUs of Consumption | 0 | 0 | 0 | 0 | 0 | 0 | 0 | 0 | 0 | 0 | 0 | 0 | 0 | 0 | 0 | 0 | 0 | 0 | 0 | 0 | 0 | 0 | 0 | 0 | 0 | 0 | 0
F3_Commercial_Warehouse (ID)_Existing_Food Preparation_Natural Gas_Fryer_E6 | F3 | Commercial | Warehouse (ID) | Existing | Food Preparation | Natural Gas | Fryer | E6 | System - kBTUs of Consumption | 0 | 0 | 0 | 0 | 0 | 0 | 0 | 0 | 0 | 0 | 0 | 0 | 0 | 0 | 0 | 0 | 0 | 0 | 0 | 0 | 0 | 0 | 0 | 0 | 0 | 0 | 0
F3_Commercial_Warehouse (ID)_Existing_Food Preparation_Natural Gas_Fryer_E7 | F3 | Commercial | Warehouse (ID) | Existing | Food Preparation | Natural Gas | Fryer | E7 | System - kBTUs of Consumption | 0 | 0 | 0 | 0 | 0 | 0 | 0 | 0 | 0 | 0 | 0 | 0 | 0 | 0 | 0 | 0 | 0 | 0 | 0 | 0 | 0 | 0 | 0 | 0 | 0 | 0 | 0
F3_Commercial_Warehouse (ID)_Existing_Food Preparation_Natural Gas_Fryer_E8 | F3 | Commercial | Warehouse (ID) | Existing | Food Preparation | Natural Gas | Fryer | E8 | System - kBTUs of Consumption | 0 | 0 | 0 | 0 | 0 | 0 | 0 | 0 | 0 | 0 | 0 | 0 | 0 | 0 | 0 | 0 | 0 | 0 | 0 | 0 | 0 | 0 | 0 | 0 | 0 | 0 | 0
F3_Commercial_Warehouse (ID)_Existing_Food Preparation_Natural Gas_Fryer_E9 | F3 | Commercial | Warehouse (ID) | Existing | Food Preparation | Natural Gas | Fryer | E9 | System - kBTUs of Consumption | 0 | 0 | 0 | 0 | 0 | 0 | 0 | 0 | 0 | 0 | 0 | 0 | 0 | 0 | 0 | 0 | 0 | 0 | 0 | 0 | 0 | 0 | 0 | 0 | 0 | 0 | 0
F3_Commercial_Warehouse (ID)_Existing_Food Preparation_Natural Gas_Fryer_E10 | F3 | Commercial | Warehouse (ID) | Existing | Food Preparation | Natural Gas | Fryer | E10 | System - kBTUs of Consumption | 0 | 0 | 0 | 0 | 0 | 0 | 0 | 0 | 0 | 0 | 0 | 0 | 0 | 0 | 0 | 0 | 0 | 0 | 0 | 0 | 0 | 0 | 0 | 0 | 0 | 0 | 0
F4_Commercial_Warehouse (ID)_Existing_Food Preparation_Natural Gas_Fryer_E1 | F4 | Commercial | Warehouse (ID) | Existing | Food Preparation | Natural Gas | Fryer | E1 | Utility - Cost of Equipment | 2.2016e-05 | 2.2016e-05 | 2.2016e-05 | 2.2016e-05 | 2.2016e-05 | 2.2016e-05 | 2.2016e-05 | 2.2016e-05 | 2.2016e-05 | 2.2016e-05 | 2.2016e-05 | 2.2016e-05 | 2.2016e-05 | 2.2016e-05 | 2.2016e-05 | 2.2016e-05 | 2.2016e-05 | 2.2016e-05 | 2.2016e-05 | 2.2016e-05 | 2.2016e-05 | 2.2016e-05 | 2.2016e-05 | 2.2016e-05 | 2.2016e-05 | 2.2016e-05 | 2.2016e-05
F4_Commercial_Warehouse (ID)_Existing_Food Preparation_Natural Gas_Fryer_E2 | F4 | Commercial | Warehouse (ID) | Existing | Food Preparation | Natural Gas | Fryer | E2 | Utility - Cost of Equipment | 3.2583e-05 | 3.2583e-05 | 3.2583e-05 | 3.2583e-05 | 3.2583e-05 | 3.2583e-05 | 3.2583e-05 | 3.2583e-05 | 3.2583e-05 | 3.2583e-05 | 3.2583e-05 | 3.2583e-05 | 3.2583e-05 | 3.2583e-05 | 3.2583e-05 | 3.2583e-05 | 3.2583e-05 | 3.2583e-05 | 3.2583e-05 | 3.2583e-05 | 3.2583e-05 | 3.2583e-05 | 3.2583e-05 | 3.2583e-05 | 3.2583e-05 | 3.2583e-05 | 3.2583e-05
F4_Commercial_Warehouse (ID)_Existing_Food Preparation_Natural Gas_Fryer_E3 | F4 | Commercial | Warehouse (ID) | Existing | Food Preparation | Natural Gas | Fryer | E3 | Utility - Cost of Equipment | 0 | 0 | 0 | 0 | 0 | 0 | 0 | 0 | 0 | 0 | 0 | 0 | 0 | 0 | 0 | 0 | 0 | 0 | 0 | 0 | 0 | 0 | 0 | 0 | 0 | 0 | 0
F4_Commercial_Warehouse (ID)_Existing_Food Preparation_Natural Gas_Fryer_E4 | F4 | Commercial | Warehouse (ID) | Existing | Food Preparation | Natural Gas | Fryer | E4 | Utility - Cost of Equipment | 0 | 0 | 0 | 0 | 0 | 0 | 0 | 0 | 0 | 0 | 0 | 0 | 0 | 0 | 0 | 0 | 0 | 0 | 0 | 0 | 0 | 0 | 0 | 0 | 0 | 0 | 0
F4_Commercial_Warehouse (ID)_Existing_Food Preparation_Natural Gas_Fryer_E5 | F4 | Commercial | Warehouse (ID) | Existing | Food Preparation | Natural Gas | Fryer | E5 | Utility - Cost of Equipment | 0 | 0 | 0 | 0 | 0 | 0 | 0 | 0 | 0 | 0 | 0 | 0 | 0 | 0 | 0 | 0 | 0 | 0 | 0 | 0 | 0 | 0 | 0 | 0 | 0 | 0 | 0
F4_Commercial_Warehouse (ID)_Existing_Food Preparation_Natural Gas_Fryer_E6 | F4 | Commercial | Warehouse (ID) | Existing | Food Preparation | Natural Gas | Fryer | E6 | Utility - Cost of Equipment | 0 | 0 | 0 | 0 | 0 | 0 | 0 | 0 | 0 | 0 | 0 | 0 | 0 | 0 | 0 | 0 | 0 | 0 | 0 | 0 | 0 | 0 | 0 | 0 | 0 | 0 | 0
F4_Commercial_Warehouse (ID)_Existing_Food Preparation_Natural Gas_Fryer_E7 | F4 | Commercial | Warehouse (ID) | Existing | Food Preparation | Natural Gas | Fryer | E7 | Utility - Cost of Equipment | 0 | 0 | 0 | 0 | 0 | 0 | 0 | 0 | 0 | 0 | 0 | 0 | 0 | 0 | 0 | 0 | 0 | 0 | 0 | 0 | 0 | 0 | 0 | 0 | 0 | 0 | 0
F4_Commercial_Warehouse (ID)_Existing_Food Preparation_Natural Gas_Fryer_E8 | F4 | Commercial | Warehouse (ID) | Existing | Food Preparation | Natural Gas | Fryer | E8 | Utility - Cost of Equipment | 0 | 0 | 0 | 0 | 0 | 0 | 0 | 0 | 0 | 0 | 0 | 0 | 0 | 0 | 0 | 0 | 0 | 0 | 0 | 0 | 0 | 0 | 0 | 0 | 0 | 0 | 0
F4_Commercial_Warehouse (ID)_Existing_Food Preparation_Natural Gas_Fryer_E9 | F4 | Commercial | Warehouse (ID) | Existing | Food Preparation | Natural Gas | Fryer | E9 | Utility - Cost of Equipment | 0 | 0 | 0 | 0 | 0 | 0 | 0 | 0 | 0 | 0 | 0 | 0 | 0 | 0 | 0 | 0 | 0 | 0 | 0 | 0 | 0 | 0 | 0 | 0 | 0 | 0 | 0
F4_Commercial_Warehouse (ID)_Existing_Food Preparation_Natural Gas_Fryer_E10 | F4 | Commercial | Warehouse (ID) | Existing | Food Preparation | Natural Gas | Fryer | E10 | Utility - Cost of Equipment | 0 | 0 | 0 | 0 | 0 | 0 | 0 | 0 | 0 | 0 | 0 | 0 | 0 | 0 | 0 | 0 | 0 | 0 | 0 | 0 | 0 | 0 | 0 | 0 | 0 | 0 | 0
F5_Commercial_Warehouse (ID)_Existing_Food Preparation_Natural Gas_Fryer_E1 | F5 | Commercial | Warehouse (ID) | Existing | Food Preparation | Natural Gas | Fryer | E1 | Utility - Cost of Operation | 0.0027439 | 0.002816 | 0.0028969 | 0.0029875 | 0.0030884 | 0.0032078 | 0.0033293 | 0.0034491 | 0.0035643 | 0.0036811 | 0.0037763 | 0.003866 | 0.0039621 | 0.0040565 | 0.0041423 | 0.0042235 | 0.0042975 | 0.004371 | 0.0044489 | 0.0045254 | 0.0046039 | 0.0046852 | 0.0047675 | 0.0048522 | 0.0049384 | 0.0050261 | 0.0051154
F5_Commercial_Warehouse (ID)_Existing_Food Preparation_Natural Gas_Fryer_E2 | F5 | Commercial | Warehouse (ID) | Existing | Food Preparation | Natural Gas | Fryer | E2 | Utility - Cost of Operation | 0.0018925 | 0.0019422 | 0.001998 | 0.0020605 | 0.0021301 | 0.0022124 | 0.0022963 | 0.0023788 | 0.0024583 | 0.0025389 | 0.0026045 | 0.0026664 | 0.0027327 | 0.0027978 | 0.002857 | 0.0029129 | 0.002964 | 0.0030147 | 0.0030684 | 0.0031212 | 0.0031753 | 0.0032314 | 0.0032881 | 0.0033466 | 0.003406 | 0.0034665 | 0.0035281
F5_Commercial_Warehouse (ID)_Existing_Food Preparation_Natural Gas_Fryer_E3 | F5 | Commercial | Warehouse (ID) | Existing | Food Preparation | Natural Gas | Fryer | E3 | Utility - Cost of Operation | 0 | 0 | 0 | 0 | 0 | 0 | 0 | 0 | 0 | 0 | 0 | 0 | 0 | 0 | 0 | 0 | 0 | 0 | 0 | 0 | 0 | 0 | 0 | 0 | 0 | 0 | 0
F5_Commercial_Warehouse (ID)_Existing_Food Preparation_Natural Gas_Fryer_E4 | F5 | Commercial | Warehouse (ID) | Existing | Food Preparation | Natural Gas | Fryer | E4 | Utility - Cost of Operation | 0 | 0 | 0 | 0 | 0 | 0 | 0 | 0 | 0 | 0 | 0 | 0 | 0 | 0 | 0 | 0 | 0 | 0 | 0 | 0 | 0 | 0 | 0 | 0 | 0 | 0 | 0
F5_Commercial_Warehouse (ID)_Existing_Food Preparation_Natural Gas_Fryer_E5 | F5 | Commercial | Warehouse (ID) | Existing | Food Preparation | Natural Gas | Fryer | E5 | Utility - Cost of Operation | 0 | 0 | 0 | 0 | 0 | 0 | 0 | 0 | 0 | 0 | 0 | 0 | 0 | 0 | 0 | 0 | 0 | 0 | 0 | 0 | 0 | 0 | 0 | 0 | 0 | 0 | 0
F5_Commercial_Warehouse (ID)_Existing_Food Preparation_Natural Gas_Fryer_E6 | F5 | Commercial | Warehouse (ID) | Existing | Food Preparation | Natural Gas | Fryer | E6 | Utility - Cost of Operation | 0 | 0 | 0 | 0 | 0 | 0 | 0 | 0 | 0 | 0 | 0 | 0 | 0 | 0 | 0 | 0 | 0 | 0 | 0 | 0 | 0 | 0 | 0 | 0 | 0 | 0 | 0
F5_Commercial_Warehouse (ID)_Existing_Food Preparation_Natural Gas_Fryer_E7 | F5 | Commercial | Warehouse (ID) | Existing | Food Preparation | Natural Gas | Fryer | E7 | Utility - Cost of Operation | 0 | 0 | 0 | 0 | 0 | 0 | 0 | 0 | 0 | 0 | 0 | 0 | 0 | 0 | 0 | 0 | 0 | 0 | 0 | 0 | 0 | 0 | 0 | 0 | 0 | 0 | 0
F5_Commercial_Warehouse (ID)_Existing_Food Preparation_Natural Gas_Fryer_E8 | F5 | Commercial | Warehouse (ID) | Existing | Food Preparation | Natural Gas | Fryer | E8 | Utility - Cost of Operation | 0 | 0 | 0 | 0 | 0 | 0 | 0 | 0 | 0 | 0 | 0 | 0 | 0 | 0 | 0 | 0 | 0 | 0 | 0 | 0 | 0 | 0 | 0 | 0 | 0 | 0 | 0
F5_Commercial_Warehouse (ID)_Existing_Food Preparation_Natural Gas_Fryer_E9 | F5 | Commercial | Warehouse (ID) | Existing | Food Preparation | Natural Gas | Fryer | E9 | Utility - Cost of Operation | 0 | 0 | 0 | 0 | 0 | 0 | 0 | 0 | 0 | 0 | 0 | 0 | 0 | 0 | 0 | 0 | 0 | 0 | 0 | 0 | 0 | 0 | 0 | 0 | 0 | 0 | 0
F5_Commercial_Warehouse (ID)_Existing_Food Preparation_Natural Gas_Fryer_E10 | F5 | Commercial | Warehouse (ID) | Existing | Food Preparation | Natural Gas | Fryer | E10 | Utility - Cost of Operation | 0 | 0 | 0 | 0 | 0 | 0 | 0 | 0 | 0 | 0 | 0 | 0 | 0 | 0 | 0 | 0 | 0 | 0 | 0 | 0 | 0 | 0 | 0 | 0 | 0 | 0 | 0
F6_Commercial_Warehouse (ID)_Existing_Food Preparation_Natural Gas_Fryer_E1 | F6 | Commercial | Warehouse (ID) | Existing | Food Preparation | Natural Gas | Fryer | E1 | Utility - Value of Sales | 0.0031987 | 0.003263 | 0.0033354 | 0.0034167 | 0.0035073 | 0.0036168 | 0.0037255 | 0.0038282 | 0.0039214 | 0.0040122 | 0.0041062 | 0.0041923 | 0.0042844 | 0.0043736 | 0.004452 | 0.0045241 | 0.004587 | 0.0046478 | 0.0047119 | 0.0047728 | 0.0048341 | 0.0049195 | 0.0050058 | 0.0050948 | 0.0051853 | 0.0052774 | 0.0053712
F6_Commercial_Warehouse (ID)_Existing_Food Preparation_Natural Gas_Fryer_E2 | F6 | Commercial | Warehouse (ID) | Existing | Food Preparation | Natural Gas | Fryer | E2 | Utility - Value of Sales | 0.0022062 | 0.0022505 | 0.0023004 | 0.0023565 | 0.002419 | 0.0024945 | 0.0025695 | 0.0026404 | 0.0027046 | 0.0027672 | 0.002832 | 0.0028915 | 0.0029549 | 0.0030165 | 0.0030705 | 0.0031203 | 0.0031637 | 0.0032056 | 0.0032498 | 0.0032918 | 0.0033341 | 0.003393 | 0.0034525 | 0.0035139 | 0.0035763 | 0.0036398 | 0.0037045
F6_Commercial_Warehouse (ID)_Existing_Food Preparation_Natural Gas_Fryer_E3 | F6 | Commercial | Warehouse (ID) | Existing | Food Preparation | Natural Gas | Fryer | E3 | Utility - Value of Sales | 0 | 0 | 0 | 0 | 0 | 0 | 0 | 0 | 0 | 0 | 0 | 0 | 0 | 0 | 0 | 0 | 0 | 0 | 0 | 0 | 0 | 0 | 0 | 0 | 0 | 0 | 0
F6_Commercial_Warehouse (ID)_Existing_Food Preparation_Natural Gas_Fryer_E4 | F6 | Commercial | Warehouse (ID) | Existing | Food Preparation | Natural Gas | Fryer | E4 | Utility - Value of Sales | 0 | 0 | 0 | 0 | 0 | 0 | 0 | 0 | 0 | 0 | 0 | 0 | 0 | 0 | 0 | 0 | 0 | 0 | 0 | 0 | 0 | 0 | 0 | 0 | 0 | 0 | 0
F6_Commercial_Warehouse (ID)_Existing_Food Preparation_Natural Gas_Fryer_E5 | F6 | Commercial | Warehouse (ID) | Existing | Food Preparation | Natural Gas | Fryer | E5 | Utility - Value of Sales | 0 | 0 | 0 | 0 | 0 | 0 | 0 | 0 | 0 | 0 | 0 | 0 | 0 | 0 | 0 | 0 | 0 | 0 | 0 | 0 | 0 | 0 | 0 | 0 | 0 | 0 | 0
F6_Commercial_Warehouse (ID)_Existing_Food Preparation_Natural Gas_Fryer_E6 | F6 | Commercial | Warehouse (ID) | Existing | Food Preparation | Natural Gas | Fryer | E6 | Utility - Value of Sales | 0 | 0 | 0 | 0 | 0 | 0 | 0 | 0 | 0 | 0 | 0 | 0 | 0 | 0 | 0 | 0 | 0 | 0 | 0 | 0 | 0 | 0 | 0 | 0 | 0 | 0 | 0
F6_Commercial_Warehouse (ID)_Existing_Food Preparation_Natural Gas_Fryer_E7 | F6 | Commercial | Warehouse (ID) | Existing | Food Preparation | Natural Gas | Fryer | E7 | Utility - Value of Sales | 0 | 0 | 0 | 0 | 0 | 0 | 0 | 0 | 0 | 0 | 0 | 0 | 0 | 0 | 0 | 0 | 0 | 0 | 0 | 0 | 0 | 0 | 0 | 0 | 0 | 0 | 0
F6_Commercial_Warehouse (ID)_Existing_Food Preparation_Natural Gas_Fryer_E8 | F6 | Commercial | Warehouse (ID) | Existing | Food Preparation | Natural Gas | Fryer | E8 | Utility - Value of Sales | 0 | 0 | 0 | 0 | 0 | 0 | 0 | 0 | 0 | 0 | 0 | 0 | 0 | 0 | 0 | 0 | 0 | 0 | 0 | 0 | 0 | 0 | 0 | 0 | 0 | 0 | 0
F6_Commercial_Warehouse (ID)_Existing_Food Preparation_Natural Gas_Fryer_E9 | F6 | Commercial | Warehouse (ID) | Existing | Food Preparation | Natural Gas | Fryer | E9 | Utility - Value of Sales | 0 | 0 | 0 | 0 | 0 | 0 | 0 | 0 | 0 | 0 | 0 | 0 | 0 | 0 | 0 | 0 | 0 | 0 | 0 | 0 | 0 | 0 | 0 | 0 | 0 | 0 | 0
F6_Commercial_Warehouse (ID)_Existing_Food Preparation_Natural Gas_Fryer_E10 | F6 | Commercial | Warehouse (ID) | Existing | Food Preparation | Natural Gas | Fryer | E10 | Utility - Value of Sales | 0 | 0 | 0 | 0 | 0 | 0 | 0 | 0 | 0 | 0 | 0 | 0 | 0 | 0 | 0 | 0 | 0 | 0 | 0 | 0 | 0 | 0 | 0 | 0 | 0 | 0 | 0
F1_Commercial_Warehouse (ID)_Existing_Food Preparation_Natural Gas_Broiler_E1 | F1 | Commercial | Warehouse (ID) | Existing | Food Preparation | Natural Gas | Broiler | E1 | RVT - Cost of Equipment | 0.0015993 | 0.0015993 | 0.0015993 | 0.0015993 | 0.0015993 | 0.0015993 | 0.0015993 | 0.0015993 | 0.0015993 | 0.0015993 | 0.0015993 | 0.0015993 | 0.0015993 | 0.0015993 | 0.0015993 | 0.0015993 | 0.0015993 | 0.0015993 | 0.0015993 | 0.0015993 | 0.0015993 | 0.0015993 | 0.0015993 | 0.0015993 | 0.0015993 | 0.0015993 | 0.0015993
F1_Commercial_Warehouse (ID)_Existing_Food Preparation_Natural Gas_Broiler_E2 | F1 | Commercial | Warehouse (ID) | Existing | Food Preparation | Natural Gas | Broiler | E2 | RVT - Cost of Equipment | 0.002239 | 0.002239 | 0.002239 | 0.002239 | 0.002239 | 0.002239 | 0.002239 | 0.002239 | 0.002239 | 0.002239 | 0.002239 | 0.002239 | 0.002239 | 0.002239 | 0.002239 | 0.002239 | 0.002239 | 0.002239 | 0.002239 | 0.002239 | 0.002239 | 0.002239 | 0.002239 | 0.002239 | 0.002239 | 0.002239 | 0.002239
F1_Commercial_Warehouse (ID)_Existing_Food Preparation_Natural Gas_Broiler_E3 | F1 | Commercial | Warehouse (ID) | Existing | Food Preparation | Natural Gas | Broiler | E3 | RVT - Cost of Equipment | 0 | 0 | 0 | 0 | 0 | 0 | 0 | 0 | 0 | 0 | 0 | 0 | 0 | 0 | 0 | 0 | 0 | 0 | 0 | 0 | 0 | 0 | 0 | 0 | 0 | 0 | 0
F1_Commercial_Warehouse (ID)_Existing_Food Preparation_Natural Gas_Broiler_E4 | F1 | Commercial | Warehouse (ID) | Existing | Food Preparation | Natural Gas | Broiler | E4 | RVT - Cost of Equipment | 0 | 0 | 0 | 0 | 0 | 0 | 0 | 0 | 0 | 0 | 0 | 0 | 0 | 0 | 0 | 0 | 0 | 0 | 0 | 0 | 0 | 0 | 0 | 0 | 0 | 0 | 0
F1_Commercial_Warehouse (ID)_Existing_Food Preparation_Natural Gas_Broiler_E5 | F1 | Commercial | Warehouse (ID) | Existing | Food Preparation | Natural Gas | Broiler | E5 | RVT - Cost of Equipment | 0 | 0 | 0 | 0 | 0 | 0 | 0 | 0 | 0 | 0 | 0 | 0 | 0 | 0 | 0 | 0 | 0 | 0 | 0 | 0 | 0 | 0 | 0 | 0 | 0 | 0 | 0
F1_Commercial_Warehouse (ID)_Existing_Food Preparation_Natural Gas_Broiler_E6 | F1 | Commercial | Warehouse (ID) | Existing | Food Preparation | Natural Gas | Broiler | E6 | RVT - Cost of Equipment | 0 | 0 | 0 | 0 | 0 | 0 | 0 | 0 | 0 | 0 | 0 | 0 | 0 | 0 | 0 | 0 | 0 | 0 | 0 | 0 | 0 | 0 | 0 | 0 | 0 | 0 | 0
F1_Commercial_Warehouse (ID)_Existing_Food Preparation_Natural Gas_Broiler_E7 | F1 | Commercial | Warehouse (ID) | Existing | Food Preparation | Natural Gas | Broiler | E7 | RVT - Cost of Equipment | 0 | 0 | 0 | 0 | 0 | 0 | 0 | 0 | 0 | 0 | 0 | 0 | 0 | 0 | 0 | 0 | 0 | 0 | 0 | 0 | 0 | 0 | 0 | 0 | 0 | 0 | 0
F1_Commercial_Warehouse (ID)_Existing_Food Preparation_Natural Gas_Broiler_E8 | F1 | Commercial | Warehouse (ID) | Existing | Food Preparation | Natural Gas | Broiler | E8 | RVT - Cost of Equipment | 0 | 0 | 0 | 0 | 0 | 0 | 0 | 0 | 0 | 0 | 0 | 0 | 0 | 0 | 0 | 0 | 0 | 0 | 0 | 0 | 0 | 0 | 0 | 0 | 0 | 0 | 0
F1_Commercial_Warehouse (ID)_Existing_Food Preparation_Natural Gas_Broiler_E9 | F1 | Commercial | Warehouse (ID) | Existing | Food Preparation | Natural Gas | Broiler | E9 | RVT - Cost of Equipment | 0 | 0 | 0 | 0 | 0 | 0 | 0 | 0 | 0 | 0 | 0 | 0 | 0 | 0 | 0 | 0 | 0 | 0 | 0 | 0 | 0 | 0 | 0 | 0 | 0 | 0 | 0
F1_Commercial_Warehouse (ID)_Existing_Food Preparation_Natural Gas_Broiler_E10 | F1 | Commercial | Warehouse (ID) | Existing | Food Preparation | Natural Gas | Broiler | E10 | RVT - Cost of Equipment | 0 | 0 | 0 | 0 | 0 | 0 | 0 | 0 | 0 | 0 | 0 | 0 | 0 | 0 | 0 | 0 | 0 | 0 | 0 | 0 | 0 | 0 | 0 | 0 | 0 | 0 | 0
F2_Commercial_Warehouse (ID)_Existing_Food Preparation_Natural Gas_Broiler_E1 | F2 | Commercial | Warehouse (ID) | Existing | Food Preparation | Natural Gas | Broiler | E1 | RVT - Cost of Operation | 0.0031689 | 0.0032288 | 0.003299 | 0.0033809 | 0.0034748 | 0.0035919 | 0.0037093 | 0.0038208 | 0.0039218 | 0.0040196 | 0.004121 | 0.0042132 | 0.0043104 | 0.0044025 | 0.0044816 | 0.004553 | 0.0046135 | 0.0046712 | 0.0047325 | 0.0047898 | 0.0048473 | 0.0049329 | 0.0050193 | 0.0051085 | 0.0051992 | 0.0052916 | 0.0053856
F2_Commercial_Warehouse (ID)_Existing_Food Preparation_Natural Gas_Broiler_E2 | F2 | Commercial | Warehouse (ID) | Existing | Food Preparation | Natural Gas | Broiler | E2 | RVT - Cost of Operation | 0.0027028 | 0.0027539 | 0.0028138 | 0.0028837 | 0.0029637 | 0.0030636 | 0.0031638 | 0.0032589 | 0.003345 | 0.0034284 | 0.0035149 | 0.0035935 | 0.0036765 | 0.003755 | 0.0038225 | 0.0038834 | 0.0039349 | 0.0039841 | 0.0040365 | 0.0040854 | 0.0041344 | 0.0042074 | 0.0042811 | 0.0043571 | 0.0044346 | 0.0045133 | 0.0045935
F2_Commercial_Warehouse (ID)_Existing_Food Preparation_Natural Gas_Broiler_E3 | F2 | Commercial | Warehouse (ID) | Existing | Food Preparation | Natural Gas | Broiler | E3 | RVT - Cost of Operation | 0 | 0 | 0 | 0 | 0 | 0 | 0 | 0 | 0 | 0 | 0 | 0 | 0 | 0 | 0 | 0 | 0 | 0 | 0 | 0 | 0 | 0 | 0 | 0 | 0 | 0 | 0
F2_Commercial_Warehouse (ID)_Existing_Food Preparation_Natural Gas_Broiler_E4 | F2 | Commercial | Warehouse (ID) | Existing | Food Preparation | Natural Gas | Broiler | E4 | RVT - Cost of Operation | 0 | 0 | 0 | 0 | 0 | 0 | 0 | 0 | 0 | 0 | 0 | 0 | 0 | 0 | 0 | 0 | 0 | 0 | 0 | 0 | 0 | 0 | 0 | 0 | 0 | 0 | 0
F2_Commercial_Warehouse (ID)_Existing_Food Preparation_Natural Gas_Broiler_E5 | F2 | Commercial | Warehouse (ID) | Existing | Food Preparation | Natural Gas | Broiler | E5 | RVT - Cost of Operation | 0 | 0 | 0 | 0 | 0 | 0 | 0 | 0 | 0 | 0 | 0 | 0 | 0 | 0 | 0 | 0 | 0 | 0 | 0 | 0 | 0 | 0 | 0 | 0 | 0 | 0 | 0
F2_Commercial_Warehouse (ID)_Existing_Food Preparation_Natural Gas_Broiler_E6 | F2 | Commercial | Warehouse (ID) | Existing | Food Preparation | Natural Gas | Broiler | E6 | RVT - Cost of Operation | 0 | 0 | 0 | 0 | 0 | 0 | 0 | 0 | 0 | 0 | 0 | 0 | 0 | 0 | 0 | 0 | 0 | 0 | 0 | 0 | 0 | 0 | 0 | 0 | 0 | 0 | 0
F2_Commercial_Warehouse (ID)_Existing_Food Preparation_Natural Gas_Broiler_E7 | F2 | Commercial | Warehouse (ID) | Existing | Food Preparation | Natural Gas | Broiler | E7 | RVT - Cost of Operation | 0 | 0 | 0 | 0 | 0 | 0 | 0 | 0 | 0 | 0 | 0 | 0 | 0 | 0 | 0 | 0 | 0 | 0 | 0 | 0 | 0 | 0 | 0 | 0 | 0 | 0 | 0
F2_Commercial_Warehouse (ID)_Existing_Food Preparation_Natural Gas_Broiler_E8 | F2 | Commercial | Warehouse (ID) | Existing | Food Preparation | Natural Gas | Broiler | E8 | RVT - Cost of Operation | 0 | 0 | 0 | 0 | 0 | 0 | 0 | 0 | 0 | 0 | 0 | 0 | 0 | 0 | 0 | 0 | 0 | 0 | 0 | 0 | 0 | 0 | 0 | 0 | 0 | 0 | 0
F2_Commercial_Warehouse (ID)_Existing_Food Preparation_Natural Gas_Broiler_E9 | F2 | Commercial | Warehouse (ID) | Existing | Food Preparation | Natural Gas | Broiler | E9 | RVT - Cost of Operation | 0 | 0 | 0 | 0 | 0 | 0 | 0 | 0 | 0 | 0 | 0 | 0 | 0 | 0 | 0 | 0 | 0 | 0 | 0 | 0 | 0 | 0 | 0 | 0 | 0 | 0 | 0
F2_Commercial_Warehouse (ID)_Existing_Food Preparation_Natural Gas_Broiler_E10 | F2 | Commercial | Warehouse (ID) | Existing | Food Preparation | Natural Gas | Broiler | E10 | RVT - Cost of Operation | 0 | 0 | 0 | 0 | 0 | 0 | 0 | 0 | 0 | 0 | 0 | 0 | 0 | 0 | 0 | 0 | 0 | 0 | 0 | 0 | 0 | 0 | 0 | 0 | 0 | 0 | 0
F3_Commercial_Warehouse (ID)_Existing_Food Preparation_Natural Gas_Broiler_E1 | F3 | Commercial | Warehouse (ID) | Existing | Food Preparation | Natural Gas | Broiler | E1 | System - kBTUs of Consumption | 0.75598 | 0.75598 | 0.75598 | 0.75598 | 0.75598 | 0.75598 | 0.75598 | 0.75598 | 0.75598 | 0.75598 | 0.75598 | 0.75598 | 0.75598 | 0.75598 | 0.75598 | 0.75598 | 0.75598 | 0.75598 | 0.75598 | 0.75598 | 0.75598 | 0.75598 | 0.75598 | 0.75598 | 0.75598 | 0.75598 | 0.75598
F3_Commercial_Warehouse (ID)_Existing_Food Preparation_Natural Gas_Broiler_E2 | F3 | Commercial | Warehouse (ID) | Existing | Food Preparation | Natural Gas | Broiler | E2 | System - kBTUs of Consumption | 0.64479 | 0.64479 | 0.64479 | 0.64479 | 0.64479 | 0.64479 | 0.64479 | 0.64479 | 0.64479 | 0.64479 | 0.64479 | 0.64479 | 0.64479 | 0.64479 | 0.64479 | 0.64479 | 0.64479 | 0.64479 | 0.64479 | 0.64479 | 0.64479 | 0.64479 | 0.64479 | 0.64479 | 0.64479 | 0.64479 | 0.64479
F3_Commercial_Warehouse (ID)_Existing_Food Preparation_Natural Gas_Broiler_E3 | F3 | Commercial | Warehouse (ID) | Existing | Food Preparation | Natural Gas | Broiler | E3 | System - kBTUs of Consumption | 0 | 0 | 0 | 0 | 0 | 0 | 0 | 0 | 0 | 0 | 0 | 0 | 0 | 0 | 0 | 0 | 0 | 0 | 0 | 0 | 0 | 0 | 0 | 0 | 0 | 0 | 0
F3_Commercial_Warehouse (ID)_Existing_Food Preparation_Natural Gas_Broiler_E4 | F3 | Commercial | Warehouse (ID) | Existing | Food Preparation | Natural Gas | Broiler | E4 | System - kBTUs of Consumption | 0 | 0 | 0 | 0 | 0 | 0 | 0 | 0 | 0 | 0 | 0 | 0 | 0 | 0 | 0 | 0 | 0 | 0 | 0 | 0 | 0 | 0 | 0 | 0 | 0 | 0 | 0
F3_Commercial_Warehouse (ID)_Existing_Food Preparation_Natural Gas_Broiler_E5 | F3 | Commercial | Warehouse (ID) | Existing | Food Preparation | Natural Gas | Broiler | E5 | System - kBTUs of Consumption | 0 | 0 | 0 | 0 | 0 | 0 | 0 | 0 | 0 | 0 | 0 | 0 | 0 | 0 | 0 | 0 | 0 | 0 | 0 | 0 | 0 | 0 | 0 | 0 | 0 | 0 | 0
F3_Commercial_Warehouse (ID)_Existing_Food Preparation_Natural Gas_Broiler_E6 | F3 | Commercial | Warehouse (ID) | Existing | Food Preparation | Natural Gas | Broiler | E6 | System - kBTUs of Consumption | 0 | 0 | 0 | 0 | 0 | 0 | 0 | 0 | 0 | 0 | 0 | 0 | 0 | 0 | 0 | 0 | 0 | 0 | 0 | 0 | 0 | 0 | 0 | 0 | 0 | 0 | 0
F3_Commercial_Warehouse (ID)_Existing_Food Preparation_Natural Gas_Broiler_E7 | F3 | Commercial | Warehouse (ID) | Existing | Food Preparation | Natural Gas | Broiler | E7 | System - kBTUs of Consumption | 0 | 0 | 0 | 0 | 0 | 0 | 0 | 0 | 0 | 0 | 0 | 0 | 0 | 0 | 0 | 0 | 0 | 0 | 0 | 0 | 0 | 0 | 0 | 0 | 0 | 0 | 0
F3_Commercial_Warehouse (ID)_Existing_Food Preparation_Natural Gas_Broiler_E8 | F3 | Commercial | Warehouse (ID) | Existing | Food Preparation | Natural Gas | Broiler | E8 | System - kBTUs of Consumption | 0 | 0 | 0 | 0 | 0 | 0 | 0 | 0 | 0 | 0 | 0 | 0 | 0 | 0 | 0 | 0 | 0 | 0 | 0 | 0 | 0 | 0 | 0 | 0 | 0 | 0 | 0
F3_Commercial_Warehouse (ID)_Existing_Food Preparation_Natural Gas_Broiler_E9 | F3 | Commercial | Warehouse (ID) | Existing | Food Preparation | Natural Gas | Broiler | E9 | System - kBTUs of Consumption | 0 | 0 | 0 | 0 | 0 | 0 | 0 | 0 | 0 | 0 | 0 | 0 | 0 | 0 | 0 | 0 | 0 | 0 | 0 | 0 | 0 | 0 | 0 | 0 | 0 | 0 | 0
F3_Commercial_Warehouse (ID)_Existing_Food Preparation_Natural Gas_Broiler_E10 | F3 | Commercial | Warehouse (ID) | Existing | Food Preparation | Natural Gas | Broiler | E10 | System - kBTUs of Consumption | 0 | 0 | 0 | 0 | 0 | 0 | 0 | 0 | 0 | 0 | 0 | 0 | 0 | 0 | 0 | 0 | 0 | 0 | 0 | 0 | 0 | 0 | 0 | 0 | 0 | 0 | 0
F4_Commercial_Warehouse (ID)_Existing_Food Preparation_Natural Gas_Broiler_E1 | F4 | Commercial | Warehouse (ID) | Existing | Food Preparation | Natural Gas | Broiler | E1 | Utility - Cost of Equipment | 0.0015993 | 0.0015993 | 0.0015993 | 0.0015993 | 0.0015993 | 0.0015993 | 0.0015993 | 0.0015993 | 0.0015993 | 0.0015993 | 0.0015993 | 0.0015993 | 0.0015993 | 0.0015993 | 0.0015993 | 0.0015993 | 0.0015993 | 0.0015993 | 0.0015993 | 0.0015993 | 0.0015993 | 0.0015993 | 0.0015993 | 0.0015993 | 0.0015993 | 0.0015993 | 0.0015993
F4_Commercial_Warehouse (ID)_Existing_Food Preparation_Natural Gas_Broiler_E2 | F4 | Commercial | Warehouse (ID) | Existing | Food Preparation | Natural Gas | Broiler | E2 | Utility - Cost of Equipment | 0.002239 | 0.002239 | 0.002239 | 0.002239 | 0.002239 | 0.002239 | 0.002239 | 0.002239 | 0.002239 | 0.002239 | 0.002239 | 0.002239 | 0.002239 | 0.002239 | 0.002239 | 0.002239 | 0.002239 | 0.002239 | 0.002239 | 0.002239 | 0.002239 | 0.002239 | 0.002239 | 0.002239 | 0.002239 | 0.002239 | 0.002239
F4_Commercial_Warehouse (ID)_Existing_Food Preparation_Natural Gas_Broiler_E3 | F4 | Commercial | Warehouse (ID) | Existing | Food Preparation | Natural Gas | Broiler | E3 | Utility - Cost of Equipment | 0 | 0 | 0 | 0 | 0 | 0 | 0 | 0 | 0 | 0 | 0 | 0 | 0 | 0 | 0 | 0 | 0 | 0 | 0 | 0 | 0 | 0 | 0 | 0 | 0 | 0 | 0
F4_Commercial_Warehouse (ID)_Existing_Food Preparation_Natural Gas_Broiler_E4 | F4 | Commercial | Warehouse (ID) | Existing | Food Preparation | Natural Gas | Broiler | E4 | Utility - Cost of Equipment | 0 | 0 | 0 | 0 | 0 | 0 | 0 | 0 | 0 | 0 | 0 | 0 | 0 | 0 | 0 | 0 | 0 | 0 | 0 | 0 | 0 | 0 | 0 | 0 | 0 | 0 | 0
F4_Commercial_Warehouse (ID)_Existing_Food Preparation_Natural Gas_Broiler_E5 | F4 | Commercial | Warehouse (ID) | Existing | Food Preparation | Natural Gas | Broiler | E5 | Utility - Cost of Equipment | 0 | 0 | 0 | 0 | 0 | 0 | 0 | 0 | 0 | 0 | 0 | 0 | 0 | 0 | 0 | 0 | 0 | 0 | 0 | 0 | 0 | 0 | 0 | 0 | 0 | 0 | 0
F4_Commercial_Warehouse (ID)_Existing_Food Preparation_Natural Gas_Broiler_E6 | F4 | Commercial | Warehouse (ID) | Existing | Food Preparation | Natural Gas | Broiler | E6 | Utility - Cost of Equipment | 0 | 0 | 0 | 0 | 0 | 0 | 0 | 0 | 0 | 0 | 0 | 0 | 0 | 0 | 0 | 0 | 0 | 0 | 0 | 0 | 0 | 0 | 0 | 0 | 0 | 0 | 0
F4_Commercial_Warehouse (ID)_Existing_Food Preparation_Natural Gas_Broiler_E7 | F4 | Commercial | Warehouse (ID) | Existing | Food Preparation | Natural Gas | Broiler | E7 | Utility - Cost of Equipment | 0 | 0 | 0 | 0 | 0 | 0 | 0 | 0 | 0 | 0 | 0 | 0 | 0 | 0 | 0 | 0 | 0 | 0 | 0 | 0 | 0 | 0 | 0 | 0 | 0 | 0 | 0
F4_Commercial_Warehouse (ID)_Existing_Food Preparation_Natural Gas_Broiler_E8 | F4 | Commercial | Warehouse (ID) | Existing | Food Preparation | Natural Gas | Broiler | E8 | Utility - Cost of Equipment | 0 | 0 | 0 | 0 | 0 | 0 | 0 | 0 | 0 | 0 | 0 | 0 | 0 | 0 | 0 | 0 | 0 | 0 | 0 | 0 | 0 | 0 | 0 | 0 | 0 | 0 | 0
F4_Commercial_Warehouse (ID)_Existing_Food Preparation_Natural Gas_Broiler_E9 | F4 | Commercial | Warehouse (ID) | Existing | Food Preparation | Natural Gas | Broiler | E9 | Utility - Cost of Equipment | 0 | 0 | 0 | 0 | 0 | 0 | 0 | 0 | 0 | 0 | 0 | 0 | 0 | 0 | 0 | 0 | 0 | 0 | 0 | 0 | 0 | 0 | 0 | 0 | 0 | 0 | 0
F4_Commercial_Warehouse (ID)_Existing_Food Preparation_Natural Gas_Broiler_E10 | F4 | Commercial | Warehouse (ID) | Existing | Food Preparation | Natural Gas | Broiler | E10 | Utility - Cost of Equipment | 0 | 0 | 0 | 0 | 0 | 0 | 0 | 0 | 0 | 0 | 0 | 0 | 0 | 0 | 0 | 0 | 0 | 0 | 0 | 0 | 0 | 0 | 0 | 0 | 0 | 0 | 0
F5_Commercial_Warehouse (ID)_Existing_Food Preparation_Natural Gas_Broiler_E1 | F5 | Commercial | Warehouse (ID) | Existing | Food Preparation | Natural Gas | Broiler | E1 | Utility - Cost of Operation | 0.0026905 | 0.0027583 | 0.0028387 | 0.0029307 | 0.0030348 | 0.0031615 | 0.0032919 | 0.003421 | 0.0035453 | 0.0036713 | 0.0037716 | 0.0038656 | 0.0039665 | 0.0040653 | 0.0041537 | 0.0042363 | 0.0043105 | 0.0043837 | 0.0044619 | 0.0045381 | 0.0046165 | 0.004698 | 0.0047803 | 0.0048652 | 0.0049517 | 0.0050396 | 0.0051292
F5_Commercial_Warehouse (ID)_Existing_Food Preparation_Natural Gas_Broiler_E2 | F5 | Commercial | Warehouse (ID) | Existing | Food Preparation | Natural Gas | Broiler | E2 | Utility - Cost of Operation | 0.0022948 | 0.0023526 | 0.0024212 | 0.0024997 | 0.0025885 | 0.0026965 | 0.0028077 | 0.0029179 | 0.0030239 | 0.0031314 | 0.0032169 | 0.003297 | 0.0033831 | 0.0034674 | 0.0035428 | 0.0036133 | 0.0036765 | 0.0037389 | 0.0038056 | 0.0038707 | 0.0039375 | 0.004007 | 0.0040772 | 0.0041497 | 0.0042234 | 0.0042984 | 0.0043748
F5_Commercial_Warehouse (ID)_Existing_Food Preparation_Natural Gas_Broiler_E3 | F5 | Commercial | Warehouse (ID) | Existing | Food Preparation | Natural Gas | Broiler | E3 | Utility - Cost of Operation | 0 | 0 | 0 | 0 | 0 | 0 | 0 | 0 | 0 | 0 | 0 | 0 | 0 | 0 | 0 | 0 | 0 | 0 | 0 | 0 | 0 | 0 | 0 | 0 | 0 | 0 | 0
F5_Commercial_Warehouse (ID)_Existing_Food Preparation_Natural Gas_Broiler_E4 | F5 | Commercial | Warehouse (ID) | Existing | Food Preparation | Natural Gas | Broiler | E4 | Utility - Cost of Operation | 0 | 0 | 0 | 0 | 0 | 0 | 0 | 0 | 0 | 0 | 0 | 0 | 0 | 0 | 0 | 0 | 0 | 0 | 0 | 0 | 0 | 0 | 0 | 0 | 0 | 0 | 0
F5_Commercial_Warehouse (ID)_Existing_Food Preparation_Natural Gas_Broiler_E5 | F5 | Commercial | Warehouse (ID) | Existing | Food Preparation | Natural Gas | Broiler | E5 | Utility - Cost of Operation | 0 | 0 | 0 | 0 | 0 | 0 | 0 | 0 | 0 | 0 | 0 | 0 | 0 | 0 | 0 | 0 | 0 | 0 | 0 | 0 | 0 | 0 | 0 | 0 | 0 | 0 | 0
F5_Commercial_Warehouse (ID)_Existing_Food Preparation_Natural Gas_Broiler_E6 | F5 | Commercial | Warehouse (ID) | Existing | Food Preparation | Natural Gas | Broiler | E6 | Utility - Cost of Operation | 0 | 0 | 0 | 0 | 0 | 0 | 0 | 0 | 0 | 0 | 0 | 0 | 0 | 0 | 0 | 0 | 0 | 0 | 0 | 0 | 0 | 0 | 0 | 0 | 0 | 0 | 0
F5_Commercial_Warehouse (ID)_Existing_Food Preparation_Natural Gas_Broiler_E7 | F5 | Commercial | Warehouse (ID) | Existing | Food Preparation | Natural Gas | Broiler | E7 | Utility - Cost of Operation | 0 | 0 | 0 | 0 | 0 | 0 | 0 | 0 | 0 | 0 | 0 | 0 | 0 | 0 | 0 | 0 | 0 | 0 | 0 | 0 | 0 | 0 | 0 | 0 | 0 | 0 | 0
F5_Commercial_Warehouse (ID)_Existing_Food Preparation_Natural Gas_Broiler_E8 | F5 | Commercial | Warehouse (ID) | Existing | Food Preparation | Natural Gas | Broiler | E8 | Utility - Cost of Operation | 0 | 0 | 0 | 0 | 0 | 0 | 0 | 0 | 0 | 0 | 0 | 0 | 0 | 0 | 0 | 0 | 0 | 0 | 0 | 0 | 0 | 0 | 0 | 0 | 0 | 0 | 0
F5_Commercial_Warehouse (ID)_Existing_Food Preparation_Natural Gas_Broiler_E9 | F5 | Commercial | Warehouse (ID) | Existing | Food Preparation | Natural Gas | Broiler | E9 | Utility - Cost of Operation | 0 | 0 | 0 | 0 | 0 | 0 | 0 | 0 | 0 | 0 | 0 | 0 | 0 | 0 | 0 | 0 | 0 | 0 | 0 | 0 | 0 | 0 | 0 | 0 | 0 | 0 | 0
F5_Commercial_Warehouse (ID)_Existing_Food Preparation_Natural Gas_Broiler_E10 | F5 | Commercial | Warehouse (ID) | Existing | Food Preparation | Natural Gas | Broiler | E10 | Utility - Cost of Operation | 0 | 0 | 0 | 0 | 0 | 0 | 0 | 0 | 0 | 0 | 0 | 0 | 0 | 0 | 0 | 0 | 0 | 0 | 0 | 0 | 0 | 0 | 0 | 0 | 0 | 0 | 0
F6_Commercial_Warehouse (ID)_Existing_Food Preparation_Natural Gas_Broiler_E1 | F6 | Commercial | Warehouse (ID) | Existing | Food Preparation | Natural Gas | Broiler | E1 | Utility - Value of Sales | 0.0031689 | 0.0032288 | 0.003299 | 0.0033809 | 0.0034748 | 0.0035919 | 0.0037093 | 0.0038208 | 0.0039218 | 0.0040196 | 0.004121 | 0.0042132 | 0.0043104 | 0.0044025 | 0.0044816 | 0.004553 | 0.0046135 | 0.0046712 | 0.0047325 | 0.0047898 | 0.0048473 | 0.0049329 | 0.0050193 | 0.0051085 | 0.0051992 | 0.0052916 | 0.0053856
F6_Commercial_Warehouse (ID)_Existing_Food Preparation_Natural Gas_Broiler_E2 | F6 | Commercial | Warehouse (ID) | Existing | Food Preparation | Natural Gas | Broiler | E2 | Utility - Value of Sales | 0.0027028 | 0.0027539 | 0.0028138 | 0.0028837 | 0.0029637 | 0.0030636 | 0.0031638 | 0.0032589 | 0.003345 | 0.0034284 | 0.0035149 | 0.0035935 | 0.0036765 | 0.003755 | 0.0038225 | 0.0038834 | 0.0039349 | 0.0039841 | 0.0040365 | 0.0040854 | 0.0041344 | 0.0042074 | 0.0042811 | 0.0043571 | 0.0044346 | 0.0045133 | 0.0045935
F6_Commercial_Warehouse (ID)_Existing_Food Preparation_Natural Gas_Broiler_E3 | F6 | Commercial | Warehouse (ID) | Existing | Food Preparation | Natural Gas | Broiler | E3 | Utility - Value of Sales | 0 | 0 | 0 | 0 | 0 | 0 | 0 | 0 | 0 | 0 | 0 | 0 | 0 | 0 | 0 | 0 | 0 | 0 | 0 | 0 | 0 | 0 | 0 | 0 | 0 | 0 | 0
F6_Commercial_Warehouse (ID)_Existing_Food Preparation_Natural Gas_Broiler_E4 | F6 | Commercial | Warehouse (ID) | Existing | Food Preparation | Natural Gas | Broiler | E4 | Utility - Value of Sales | 0 | 0 | 0 | 0 | 0 | 0 | 0 | 0 | 0 | 0 | 0 | 0 | 0 | 0 | 0 | 0 | 0 | 0 | 0 | 0 | 0 | 0 | 0 | 0 | 0 | 0 | 0
F6_Commercial_Warehouse (ID)_Existing_Food Preparation_Natural Gas_Broiler_E5 | F6 | Commercial | Warehouse (ID) | Existing | Food Preparation | Natural Gas | Broiler | E5 | Utility - Value of Sales | 0 | 0 | 0 | 0 | 0 | 0 | 0 | 0 | 0 | 0 | 0 | 0 | 0 | 0 | 0 | 0 | 0 | 0 | 0 | 0 | 0 | 0 | 0 | 0 | 0 | 0 | 0
F6_Commercial_Warehouse (ID)_Existing_Food Preparation_Natural Gas_Broiler_E6 | F6 | Commercial | Warehouse (ID) | Existing | Food Preparation | Natural Gas | Broiler | E6 | Utility - Value of Sales | 0 | 0 | 0 | 0 | 0 | 0 | 0 | 0 | 0 | 0 | 0 | 0 | 0 | 0 | 0 | 0 | 0 | 0 | 0 | 0 | 0 | 0 | 0 | 0 | 0 | 0 | 0
F6_Commercial_Warehouse (ID)_Existing_Food Preparation_Natural Gas_Broiler_E7 | F6 | Commercial | Warehouse (ID) | Existing | Food Preparation | Natural Gas | Broiler | E7 | Utility - Value of Sales | 0 | 0 | 0 | 0 | 0 | 0 | 0 | 0 | 0 | 0 | 0 | 0 | 0 | 0 | 0 | 0 | 0 | 0 | 0 | 0 | 0 | 0 | 0 | 0 | 0 | 0 | 0
F6_Commercial_Warehouse (ID)_Existing_Food Preparation_Natural Gas_Broiler_E8 | F6 | Commercial | Warehouse (ID) | Existing | Food Preparation | Natural Gas | Broiler | E8 | Utility - Value of Sales | 0 | 0 | 0 | 0 | 0 | 0 | 0 | 0 | 0 | 0 | 0 | 0 | 0 | 0 | 0 | 0 | 0 | 0 | 0 | 0 | 0 | 0 | 0 | 0 | 0 | 0 | 0
F6_Commercial_Warehouse (ID)_Existing_Food Preparation_Natural Gas_Broiler_E9 | F6 | Commercial | Warehouse (ID) | Existing | Food Preparation | Natural Gas | Broiler | E9 | Utility - Value of Sales | 0 | 0 | 0 | 0 | 0 | 0 | 0 | 0 | 0 | 0 | 0 | 0 | 0 | 0 | 0 | 0 | 0 | 0 | 0 | 0 | 0 | 0 | 0 | 0 | 0 | 0 | 0
F6_Commercial_Warehouse (ID)_Existing_Food Preparation_Natural Gas_Broiler_E10 | F6 | Commercial | Warehouse (ID) | Existing | Food Preparation | Natural Gas | Broiler | E10 | Utility - Value of Sales | 0 | 0 | 0 | 0 | 0 | 0 | 0 | 0 | 0 | 0 | 0 | 0 | 0 | 0 | 0 | 0 | 0 | 0 | 0 | 0 | 0 | 0 | 0 | 0 | 0 | 0 | 0
F1_Commercial_Warehouse (ID)_Existing_Food Preparation_Natural Gas_Griddle_E1 | F1 | Commercial | Warehouse (ID) | Existing | Food Preparation | Natural Gas | Griddle | E1 | RVT - Cost of Equipment | 4.6938e-05 | 4.6938e-05 | 4.6938e-05 | 4.6938e-05 | 4.6938e-05 | 4.6938e-05 | 4.6938e-05 | 4.6938e-05 | 4.6938e-05 | 4.6938e-05 | 4.6938e-05 | 4.6938e-05 | 4.6938e-05 | 4.6938e-05 | 4.6938e-05 | 4.6938e-05 | 4.6938e-05 | 4.6938e-05 | 4.6938e-05 | 4.6938e-05 | 4.6938e-05 | 4.6938e-05 | 4.6938e-05 | 4.6938e-05 | 4.6938e-05 | 4.6938e-05 | 4.6938e-05
F1_Commercial_Warehouse (ID)_Existing_Food Preparation_Natural Gas_Griddle_E2 | F1 | Commercial | Warehouse (ID) | Existing | Food Preparation | Natural Gas | Griddle | E2 | RVT - Cost of Equipment | 5.0219e-05 | 5.0219e-05 | 5.0219e-05 | 5.0219e-05 | 5.0219e-05 | 5.0219e-05 | 5.0219e-05 | 5.0219e-05 | 5.0219e-05 | 5.0219e-05 | 5.0219e-05 | 5.0219e-05 | 5.0219e-05 | 5.0219e-05 | 5.0219e-05 | 5.0219e-05 | 5.0219e-05 | 5.0219e-05 | 5.0219e-05 | 5.0219e-05 | 5.0219e-05 | 5.0219e-05 | 5.0219e-05 | 5.0219e-05 | 5.0219e-05 | 5.0219e-05 | 5.0219e-05
F1_Commercial_Warehouse (ID)_Existing_Food Preparation_Natural Gas_Griddle_E3 | F1 | Commercial | Warehouse (ID) | Existing | Food Preparation | Natural Gas | Griddle | E3 | RVT - Cost of Equipment | 0 | 0 | 0 | 0 | 0 | 0 | 0 | 0 | 0 | 0 | 0 | 0 | 0 | 0 | 0 | 0 | 0 | 0 | 0 | 0 | 0 | 0 | 0 | 0 | 0 | 0 | 0
F1_Commercial_Warehouse (ID)_Existing_Food Preparation_Natural Gas_Griddle_E4 | F1 | Commercial | Warehouse (ID) | Existing | Food Preparation | Natural Gas | Griddle | E4 | RVT - Cost of Equipment | 0 | 0 | 0 | 0 | 0 | 0 | 0 | 0 | 0 | 0 | 0 | 0 | 0 | 0 | 0 | 0 | 0 | 0 | 0 | 0 | 0 | 0 | 0 | 0 | 0 | 0 | 0
F1_Commercial_Warehouse (ID)_Existing_Food Preparation_Natural Gas_Griddle_E5 | F1 | Commercial | Warehouse (ID) | Existing | Food Preparation | Natural Gas | Griddle | E5 | RVT - Cost of Equipment | 0 | 0 | 0 | 0 | 0 | 0 | 0 | 0 | 0 | 0 | 0 | 0 | 0 | 0 | 0 | 0 | 0 | 0 | 0 | 0 | 0 | 0 | 0 | 0 | 0 | 0 | 0
F1_Commercial_Warehouse (ID)_Existing_Food Preparation_Natural Gas_Griddle_E6 | F1 | Commercial | Warehouse (ID) | Existing | Food Preparation | Natural Gas | Griddle | E6 | RVT - Cost of Equipment | 0 | 0 | 0 | 0 | 0 | 0 | 0 | 0 | 0 | 0 | 0 | 0 | 0 | 0 | 0 | 0 | 0 | 0 | 0 | 0 | 0 | 0 | 0 | 0 | 0 | 0 | 0
F1_Commercial_Warehouse (ID)_Existing_Food Preparation_Natural Gas_Griddle_E7 | F1 | Commercial | Warehouse (ID) | Existing | Food Preparation | Natural Gas | Griddle | E7 | RVT - Cost of Equipment | 0 | 0 | 0 | 0 | 0 | 0 | 0 | 0 | 0 | 0 | 0 | 0 | 0 | 0 | 0 | 0 | 0 | 0 | 0 | 0 | 0 | 0 | 0 | 0 | 0 | 0 | 0
F1_Commercial_Warehouse (ID)_Existing_Food Preparation_Natural Gas_Griddle_E8 | F1 | Commercial | Warehouse (ID) | Existing | Food Preparation | Natural Gas | Griddle | E8 | RVT - Cost of Equipment | 0 | 0 | 0 | 0 | 0 | 0 | 0 | 0 | 0 | 0 | 0 | 0 | 0 | 0 | 0 | 0 | 0 | 0 | 0 | 0 | 0 | 0 | 0 | 0 | 0 | 0 | 0
F1_Commercial_Warehouse (ID)_Existing_Food Preparation_Natural Gas_Griddle_E9 | F1 | Commercial | Warehouse (ID) | Existing | Food Preparation | Natural Gas | Griddle | E9 | RVT - Cost of Equipment | 0 | 0 | 0 | 0 | 0 | 0 | 0 | 0 | 0 | 0 | 0 | 0 | 0 | 0 | 0 | 0 | 0 | 0 | 0 | 0 | 0 | 0 | 0 | 0 | 0 | 0 | 0
F1_Commercial_Warehouse (ID)_Existing_Food Preparation_Natural Gas_Griddle_E10 | F1 | Commercial | Warehouse (ID) | Existing | Food Preparation | Natural Gas | Griddle | E10 | RVT - Cost of Equipment | 0 | 0 | 0 | 0 | 0 | 0 | 0 | 0 | 0 | 0 | 0 | 0 | 0 | 0 | 0 | 0 | 0 | 0 | 0 | 0 | 0 | 0 | 0 | 0 | 0 | 0 | 0
F2_Commercial_Warehouse (ID)_Existing_Food Preparation_Natural Gas_Griddle_E1 | F2 | Commercial | Warehouse (ID) | Existing | Food Preparation | Natural Gas | Griddle | E1 | RVT - Cost of Operation | 0.0022023 | 0.0022439 | 0.0022927 | 0.0023496 | 0.0024148 | 0.0024962 | 0.0025779 | 0.0026554 | 0.0027255 | 0.0027935 | 0.002864 | 0.002928 | 0.0029956 | 0.0030596 | 0.0031146 | 0.0031642 | 0.0032062 | 0.0032463 | 0.0032889 | 0.0033288 | 0.0033687 | 0.0034282 | 0.0034882 | 0.0035502 | 0.0036133 | 0.0036775 | 0.0037428
F2_Commercial_Warehouse (ID)_Existing_Food Preparation_Natural Gas_Griddle_E2 | F2 | Commercial | Warehouse (ID) | Existing | Food Preparation | Natural Gas | Griddle | E2 | RVT - Cost of Operation | 0.001933 | 0.0019695 | 0.0020123 | 0.0020623 | 0.0021195 | 0.002191 | 0.0022626 | 0.0023306 | 0.0023922 | 0.0024519 | 0.0025137 | 0.0025699 | 0.0026293 | 0.0026854 | 0.0027337 | 0.0027772 | 0.0028141 | 0.0028493 | 0.0028867 | 0.0029217 | 0.0029568 | 0.0030089 | 0.0030617 | 0.0031161 | 0.0031714 | 0.0032278 | 0.0032851
F2_Commercial_Warehouse (ID)_Existing_Food Preparation_Natural Gas_Griddle_E3 | F2 | Commercial | Warehouse (ID) | Existing | Food Preparation | Natural Gas | Griddle | E3 | RVT - Cost of Operation | 0 | 0 | 0 | 0 | 0 | 0 | 0 | 0 | 0 | 0 | 0 | 0 | 0 | 0 | 0 | 0 | 0 | 0 | 0 | 0 | 0 | 0 | 0 | 0 | 0 | 0 | 0
F2_Commercial_Warehouse (ID)_Existing_Food Preparation_Natural Gas_Griddle_E4 | F2 | Commercial | Warehouse (ID) | Existing | Food Preparation | Natural Gas | Griddle | E4 | RVT - Cost of Operation | 0 | 0 | 0 | 0 | 0 | 0 | 0 | 0 | 0 | 0 | 0 | 0 | 0 | 0 | 0 | 0 | 0 | 0 | 0 | 0 | 0 | 0 | 0 | 0 | 0 | 0 | 0
F2_Commercial_Warehouse (ID)_Existing_Food Preparation_Natural Gas_Griddle_E5 | F2 | Commercial | Warehouse (ID) | Existing | Food Preparation | Natural Gas | Griddle | E5 | RVT - Cost of Operation | 0 | 0 | 0 | 0 | 0 | 0 | 0 | 0 | 0 | 0 | 0 | 0 | 0 | 0 | 0 | 0 | 0 | 0 | 0 | 0 | 0 | 0 | 0 | 0 | 0 | 0 | 0
F2_Commercial_Warehouse (ID)_Existing_Food Preparation_Natural Gas_Griddle_E6 | F2 | Commercial | Warehouse (ID) | Existing | Food Preparation | Natural Gas | Griddle | E6 | RVT - Cost of Operation | 0 | 0 | 0 | 0 | 0 | 0 | 0 | 0 | 0 | 0 | 0 | 0 | 0 | 0 | 0 | 0 | 0 | 0 | 0 | 0 | 0 | 0 | 0 | 0 | 0 | 0 | 0
F2_Commercial_Warehouse (ID)_Existing_Food Preparation_Natural Gas_Griddle_E7 | F2 | Commercial | Warehouse (ID) | Existing | Food Preparation | Natural Gas | Griddle | E7 | RVT - Cost of Operation | 0 | 0 | 0 | 0 | 0 | 0 | 0 | 0 | 0 | 0 | 0 | 0 | 0 | 0 | 0 | 0 | 0 | 0 | 0 | 0 | 0 | 0 | 0 | 0 | 0 | 0 | 0
F2_Commercial_Warehouse (ID)_Existing_Food Preparation_Natural Gas_Griddle_E8 | F2 | Commercial | Warehouse (ID) | Existing | Food Preparation | Natural Gas | Griddle | E8 | RVT - Cost of Operation | 0 | 0 | 0 | 0 | 0 | 0 | 0 | 0 | 0 | 0 | 0 | 0 | 0 | 0 | 0 | 0 | 0 | 0 | 0 | 0 | 0 | 0 | 0 | 0 | 0 | 0 | 0
F2_Commercial_Warehouse (ID)_Existing_Food Preparation_Natural Gas_Griddle_E9 | F2 | Commercial | Warehouse (ID) | Existing | Food Preparation | Natural Gas | Griddle | E9 | RVT - Cost of Operation | 0 | 0 | 0 | 0 | 0 | 0 | 0 | 0 | 0 | 0 | 0 | 0 | 0 | 0 | 0 | 0 | 0 | 0 | 0 | 0 | 0 | 0 | 0 | 0 | 0 | 0 | 0
F2_Commercial_Warehouse (ID)_Existing_Food Preparation_Natural Gas_Griddle_E10 | F2 | Commercial | Warehouse (ID) | Existing | Food Preparation | Natural Gas | Griddle | E10 | RVT - Cost of Operation | 0 | 0 | 0 | 0 | 0 | 0 | 0 | 0 | 0 | 0 | 0 | 0 | 0 | 0 | 0 | 0 | 0 | 0 | 0 | 0 | 0 | 0 | 0 | 0 | 0 | 0 | 0
F3_Commercial_Warehouse (ID)_Existing_Food Preparation_Natural Gas_Griddle_E1 | F3 | Commercial | Warehouse (ID) | Existing | Food Preparation | Natural Gas | Griddle | E1 | System - kBTUs of Consumption | 0.52538 | 0.52538 | 0.52538 | 0.52538 | 0.52538 | 0.52538 | 0.52538 | 0.52538 | 0.52538 | 0.52538 | 0.52538 | 0.52538 | 0.52538 | 0.52538 | 0.52538 | 0.52538 | 0.52538 | 0.52538 | 0.52538 | 0.52538 | 0.52538 | 0.52538 | 0.52538 | 0.52538 | 0.52538 | 0.52538 | 0.52538
F3_Commercial_Warehouse (ID)_Existing_Food Preparation_Natural Gas_Griddle_E2 | F3 | Commercial | Warehouse (ID) | Existing | Food Preparation | Natural Gas | Griddle | E2 | System - kBTUs of Consumption | 0.46113 | 0.46113 | 0.46113 | 0.46113 | 0.46113 | 0.46113 | 0.46113 | 0.46113 | 0.46113 | 0.46113 | 0.46113 | 0.46113 | 0.46113 | 0.46113 | 0.46113 | 0.46113 | 0.46113 | 0.46113 | 0.46113 | 0.46113 | 0.46113 | 0.46113 | 0.46113 | 0.46113 | 0.46113 | 0.46113 | 0.46113
F3_Commercial_Warehouse (ID)_Existing_Food Preparation_Natural Gas_Griddle_E3 | F3 | Commercial | Warehouse (ID) | Existing | Food Preparation | Natural Gas | Griddle | E3 | System - kBTUs of Consumption | 0 | 0 | 0 | 0 | 0 | 0 | 0 | 0 | 0 | 0 | 0 | 0 | 0 | 0 | 0 | 0 | 0 | 0 | 0 | 0 | 0 | 0 | 0 | 0 | 0 | 0 | 0
F3_Commercial_Warehouse (ID)_Existing_Food Preparation_Natural Gas_Griddle_E4 | F3 | Commercial | Warehouse (ID) | Existing | Food Preparation | Natural Gas | Griddle | E4 | System - kBTUs of Consumption | 0 | 0 | 0 | 0 | 0 | 0 | 0 | 0 | 0 | 0 | 0 | 0 | 0 | 0 | 0 | 0 | 0 | 0 | 0 | 0 | 0 | 0 | 0 | 0 | 0 | 0 | 0
F3_Commercial_Warehouse (ID)_Existing_Food Preparation_Natural Gas_Griddle_E5 | F3 | Commercial | Warehouse (ID) | Existing | Food Preparation | Natural Gas | Griddle | E5 | System - kBTUs of Consumption | 0 | 0 | 0 | 0 | 0 | 0 | 0 | 0 | 0 | 0 | 0 | 0 | 0 | 0 | 0 | 0 | 0 | 0 | 0 | 0 | 0 | 0 | 0 | 0 | 0 | 0 | 0
F3_Commercial_Warehouse (ID)_Existing_Food Preparation_Natural Gas_Griddle_E6 | F3 | Commercial | Warehouse (ID) | Existing | Food Preparation | Natural Gas | Griddle | E6 | System - kBTUs of Consumption | 0 | 0 | 0 | 0 | 0 | 0 | 0 | 0 | 0 | 0 | 0 | 0 | 0 | 0 | 0 | 0 | 0 | 0 | 0 | 0 | 0 | 0 | 0 | 0 | 0 | 0 | 0
F3_Commercial_Warehouse (ID)_Existing_Food Preparation_Natural Gas_Griddle_E7 | F3 | Commercial | Warehouse (ID) | Existing | Food Preparation | Natural Gas | Griddle | E7 | System - kBTUs of Consumption | 0 | 0 | 0 | 0 | 0 | 0 | 0 | 0 | 0 | 0 | 0 | 0 | 0 | 0 | 0 | 0 | 0 | 0 | 0 | 0 | 0 | 0 | 0 | 0 | 0 | 0 | 0
F3_Commercial_Warehouse (ID)_Existing_Food Preparation_Natural Gas_Griddle_E8 | F3 | Commercial | Warehouse (ID) | Existing | Food Preparation | Natural Gas | Griddle | E8 | System - kBTUs of Consumption | 0 | 0 | 0 | 0 | 0 | 0 | 0 | 0 | 0 | 0 | 0 | 0 | 0 | 0 | 0 | 0 | 0 | 0 | 0 | 0 | 0 | 0 | 0 | 0 | 0 | 0 | 0
F3_Commercial_Warehouse (ID)_Existing_Food Preparation_Natural Gas_Griddle_E9 | F3 | Commercial | Warehouse (ID) | Existing | Food Preparation | Natural Gas | Griddle | E9 | System - kBTUs of Consumption | 0 | 0 | 0 | 0 | 0 | 0 | 0 | 0 | 0 | 0 | 0 | 0 | 0 | 0 | 0 | 0 | 0 | 0 | 0 | 0 | 0 | 0 | 0 | 0 | 0 | 0 | 0
F3_Commercial_Warehouse (ID)_Existing_Food Preparation_Natural Gas_Griddle_E10 | F3 | Commercial | Warehouse (ID) | Existing | Food Preparation | Natural Gas | Griddle | E10 | System - kBTUs of Consumption | 0 | 0 | 0 | 0 | 0 | 0 | 0 | 0 | 0 | 0 | 0 | 0 | 0 | 0 | 0 | 0 | 0 | 0 | 0 | 0 | 0 | 0 | 0 | 0 | 0 | 0 | 0
F4_Commercial_Warehouse (ID)_Existing_Food Preparation_Natural Gas_Griddle_E1 | F4 | Commercial | Warehouse (ID) | Existing | Food Preparation | Natural Gas | Griddle | E1 | Utility - Cost of Equipment | 4.6938e-05 | 4.6938e-05 | 4.6938e-05 | 4.6938e-05 | 4.6938e-05 | 4.6938e-05 | 4.6938e-05 | 4.6938e-05 | 4.6938e-05 | 4.6938e-05 | 4.6938e-05 | 4.6938e-05 | 4.6938e-05 | 4.6938e-05 | 4.6938e-05 | 4.6938e-05 | 4.6938e-05 | 4.6938e-05 | 4.6938e-05 | 4.6938e-05 | 4.6938e-05 | 4.6938e-05 | 4.6938e-05 | 4.6938e-05 | 4.6938e-05 | 4.6938e-05 | 4.6938e-05
F4_Commercial_Warehouse (ID)_Existing_Food Preparation_Natural Gas_Griddle_E2 | F4 | Commercial | Warehouse (ID) | Existing | Food Preparation | Natural Gas | Griddle | E2 | Utility - Cost of Equipment | 5.0219e-05 | 5.0219e-05 | 5.0219e-05 | 5.0219e-05 | 5.0219e-05 | 5.0219e-05 | 5.0219e-05 | 5.0219e-05 | 5.0219e-05 | 5.0219e-05 | 5.0219e-05 | 5.0219e-05 | 5.0219e-05 | 5.0219e-05 | 5.0219e-05 | 5.0219e-05 | 5.0219e-05 | 5.0219e-05 | 5.0219e-05 | 5.0219e-05 | 5.0219e-05 | 5.0219e-05 | 5.0219e-05 | 5.0219e-05 | 5.0219e-05 | 5.0219e-05 | 5.0219e-05
F4_Commercial_Warehouse (ID)_Existing_Food Preparation_Natural Gas_Griddle_E3 | F4 | Commercial | Warehouse (ID) | Existing | Food Preparation | Natural Gas | Griddle | E3 | Utility - Cost of Equipment | 0 | 0 | 0 | 0 | 0 | 0 | 0 | 0 | 0 | 0 | 0 | 0 | 0 | 0 | 0 | 0 | 0 | 0 | 0 | 0 | 0 | 0 | 0 | 0 | 0 | 0 | 0
F4_Commercial_Warehouse (ID)_Existing_Food Preparation_Natural Gas_Griddle_E4 | F4 | Commercial | Warehouse (ID) | Existing | Food Preparation | Natural Gas | Griddle | E4 | Utility - Cost of Equipment | 0 | 0 | 0 | 0 | 0 | 0 | 0 | 0 | 0 | 0 | 0 | 0 | 0 | 0 | 0 | 0 | 0 | 0 | 0 | 0 | 0 | 0 | 0 | 0 | 0 | 0 | 0
F4_Commercial_Warehouse (ID)_Existing_Food Preparation_Natural Gas_Griddle_E5 | F4 | Commercial | Warehouse (ID) | Existing | Food Preparation | Natural Gas | Griddle | E5 | Utility - Cost of Equipment | 0 | 0 | 0 | 0 | 0 | 0 | 0 | 0 | 0 | 0 | 0 | 0 | 0 | 0 | 0 | 0 | 0 | 0 | 0 | 0 | 0 | 0 | 0 | 0 | 0 | 0 | 0
F4_Commercial_Warehouse (ID)_Existing_Food Preparation_Natural Gas_Griddle_E6 | F4 | Commercial | Warehouse (ID) | Existing | Food Preparation | Natural Gas | Griddle | E6 | Utility - Cost of Equipment | 0 | 0 | 0 | 0 | 0 | 0 | 0 | 0 | 0 | 0 | 0 | 0 | 0 | 0 | 0 | 0 | 0 | 0 | 0 | 0 | 0 | 0 | 0 | 0 | 0 | 0 | 0
F4_Commercial_Warehouse (ID)_Existing_Food Preparation_Natural Gas_Griddle_E7 | F4 | Commercial | Warehouse (ID) | Existing | Food Preparation | Natural Gas | Griddle | E7 | Utility - Cost of Equipment | 0 | 0 | 0 | 0 | 0 | 0 | 0 | 0 | 0 | 0 | 0 | 0 | 0 | 0 | 0 | 0 | 0 | 0 | 0 | 0 | 0 | 0 | 0 | 0 | 0 | 0 | 0
F4_Commercial_Warehouse (ID)_Existing_Food Preparation_Natural Gas_Griddle_E8 | F4 | Commercial | Warehouse (ID) | Existing | Food Preparation | Natural Gas | Griddle | E8 | Utility - Cost of Equipment | 0 | 0 | 0 | 0 | 0 | 0 | 0 | 0 | 0 | 0 | 0 | 0 | 0 | 0 | 0 | 0 | 0 | 0 | 0 | 0 | 0 | 0 | 0 | 0 | 0 | 0 | 0
F4_Commercial_Warehouse (ID)_Existing_Food Preparation_Natural Gas_Griddle_E9 | F4 | Commercial | Warehouse (ID) | Existing | Food Preparation | Natural Gas | Griddle | E9 | Utility - Cost of Equipment | 0 | 0 | 0 | 0 | 0 | 0 | 0 | 0 | 0 | 0 | 0 | 0 | 0 | 0 | 0 | 0 | 0 | 0 | 0 | 0 | 0 | 0 | 0 | 0 | 0 | 0 | 0
F4_Commercial_Warehouse (ID)_Existing_Food Preparation_Natural Gas_Griddle_E10 | F4 | Commercial | Warehouse (ID) | Existing | Food Preparation | Natural Gas | Griddle | E10 | Utility - Cost of Equipment | 0 | 0 | 0 | 0 | 0 | 0 | 0 | 0 | 0 | 0 | 0 | 0 | 0 | 0 | 0 | 0 | 0 | 0 | 0 | 0 | 0 | 0 | 0 | 0 | 0 | 0 | 0
F5_Commercial_Warehouse (ID)_Existing_Food Preparation_Natural Gas_Griddle_E1 | F5 | Commercial | Warehouse (ID) | Existing | Food Preparation | Natural Gas | Griddle | E1 | Utility - Cost of Operation | 0.0018698 | 0.0019169 | 0.0019728 | 0.0020368 | 0.0021091 | 0.0021971 | 0.0022877 | 0.0023775 | 0.0024639 | 0.0025515 | 0.0026211 | 0.0026864 | 0.0027566 | 0.0028253 | 0.0028867 | 0.0029441 | 0.0029956 | 0.0030465 | 0.0031009 | 0.0031539 | 0.0032083 | 0.0032649 | 0.0033221 | 0.0033812 | 0.0034412 | 0.0035024 | 0.0035646
F5_Commercial_Warehouse (ID)_Existing_Food Preparation_Natural Gas_Griddle_E2 | F5 | Commercial | Warehouse (ID) | Existing | Food Preparation | Natural Gas | Griddle | E2 | Utility - Cost of Operation | 0.0016412 | 0.0016825 | 0.0017315 | 0.0017877 | 0.0018512 | 0.0019284 | 0.002008 | 0.0020867 | 0.0021626 | 0.0022394 | 0.0023006 | 0.0023579 | 0.0024195 | 0.0024797 | 0.0025336 | 0.0025841 | 0.0026293 | 0.0026739 | 0.0027216 | 0.0027682 | 0.002816 | 0.0028657 | 0.0029159 | 0.0029677 | 0.0030204 | 0.0030741 | 0.0031287
F5_Commercial_Warehouse (ID)_Existing_Food Preparation_Natural Gas_Griddle_E3 | F5 | Commercial | Warehouse (ID) | Existing | Food Preparation | Natural Gas | Griddle | E3 | Utility - Cost of Operation | 0 | 0 | 0 | 0 | 0 | 0 | 0 | 0 | 0 | 0 | 0 | 0 | 0 | 0 | 0 | 0 | 0 | 0 | 0 | 0 | 0 | 0 | 0 | 0 | 0 | 0 | 0
F5_Commercial_Warehouse (ID)_Existing_Food Preparation_Natural Gas_Griddle_E4 | F5 | Commercial | Warehouse (ID) | Existing | Food Preparation | Natural Gas | Griddle | E4 | Utility - Cost of Operation | 0 | 0 | 0 | 0 | 0 | 0 | 0 | 0 | 0 | 0 | 0 | 0 | 0 | 0 | 0 | 0 | 0 | 0 | 0 | 0 | 0 | 0 | 0 | 0 | 0 | 0 | 0
F5_Commercial_Warehouse (ID)_Existing_Food Preparation_Natural Gas_Griddle_E5 | F5 | Commercial | Warehouse (ID) | Existing | Food Preparation | Natural Gas | Griddle | E5 | Utility - Cost of Operation | 0 | 0 | 0 | 0 | 0 | 0 | 0 | 0 | 0 | 0 | 0 | 0 | 0 | 0 | 0 | 0 | 0 | 0 | 0 | 0 | 0 | 0 | 0 | 0 | 0 | 0 | 0
F5_Commercial_Warehouse (ID)_Existing_Food Preparation_Natural Gas_Griddle_E6 | F5 | Commercial | Warehouse (ID) | Existing | Food Preparation | Natural Gas | Griddle | E6 | Utility - Cost of Operation | 0 | 0 | 0 | 0 | 0 | 0 | 0 | 0 | 0 | 0 | 0 | 0 | 0 | 0 | 0 | 0 | 0 | 0 | 0 | 0 | 0 | 0 | 0 | 0 | 0 | 0 | 0
F5_Commercial_Warehouse (ID)_Existing_Food Preparation_Natural Gas_Griddle_E7 | F5 | Commercial | Warehouse (ID) | Existing | Food Preparation | Natural Gas | Griddle | E7 | Utility - Cost of Operation | 0 | 0 | 0 | 0 | 0 | 0 | 0 | 0 | 0 | 0 | 0 | 0 | 0 | 0 | 0 | 0 | 0 | 0 | 0 | 0 | 0 | 0 | 0 | 0 | 0 | 0 | 0
F5_Commercial_Warehouse (ID)_Existing_Food Preparation_Natural Gas_Griddle_E8 | F5 | Commercial | Warehouse (ID) | Existing | Food Preparation | Natural Gas | Griddle | E8 | Utility - Cost of Operation | 0 | 0 | 0 | 0 | 0 | 0 | 0 | 0 | 0 | 0 | 0 | 0 | 0 | 0 | 0 | 0 | 0 | 0 | 0 | 0 | 0 | 0 | 0 | 0 | 0 | 0 | 0
F5_Commercial_Warehouse (ID)_Existing_Food Preparation_Natural Gas_Griddle_E9 | F5 | Commercial | Warehouse (ID) | Existing | Food Preparation | Natural Gas | Griddle | E9 | Utility - Cost of Operation | 0 | 0 | 0 | 0 | 0 | 0 | 0 | 0 | 0 | 0 | 0 | 0 | 0 | 0 | 0 | 0 | 0 | 0 | 0 | 0 | 0 | 0 | 0 | 0 | 0 | 0 | 0
F5_Commercial_Warehouse (ID)_Existing_Food Preparation_Natural Gas_Griddle_E10 | F5 | Commercial | Warehouse (ID) | Existing | Food Preparation | Natural Gas | Griddle | E10 | Utility - Cost of Operation | 0 | 0 | 0 | 0 | 0 | 0 | 0 | 0 | 0 | 0 | 0 | 0 | 0 | 0 | 0 | 0 | 0 | 0 | 0 | 0 | 0 | 0 | 0 | 0 | 0 | 0 | 0
F6_Commercial_Warehouse (ID)_Existing_Food Preparation_Natural Gas_Griddle_E1 | F6 | Commercial | Warehouse (ID) | Existing | Food Preparation | Natural Gas | Griddle | E1 | Utility - Value of Sales | 0.0022023 | 0.0022439 | 0.0022927 | 0.0023496 | 0.0024148 | 0.0024962 | 0.0025779 | 0.0026554 | 0.0027255 | 0.0027935 | 0.002864 | 0.002928 | 0.0029956 | 0.0030596 | 0.0031146 | 0.0031642 | 0.0032062 | 0.0032463 | 0.0032889 | 0.0033288 | 0.0033687 | 0.0034282 | 0.0034882 | 0.0035502 | 0.0036133 | 0.0036775 | 0.0037428
F6_Commercial_Warehouse (ID)_Existing_Food Preparation_Natural Gas_Griddle_E2 | F6 | Commercial | Warehouse (ID) | Existing | Food Preparation | Natural Gas | Griddle | E2 | Utility - Value of Sales | 0.001933 | 0.0019695 | 0.0020123 | 0.0020623 | 0.0021195 | 0.002191 | 0.0022626 | 0.0023306 | 0.0023922 | 0.0024519 | 0.0025137 | 0.0025699 | 0.0026293 | 0.0026854 | 0.0027337 | 0.0027772 | 0.0028141 | 0.0028493 | 0.0028867 | 0.0029217 | 0.0029568 | 0.0030089 | 0.0030617 | 0.0031161 | 0.0031714 | 0.0032278 | 0.0032851
F6_Commercial_Warehouse (ID)_Existing_Food Preparation_Natural Gas_Griddle_E3 | F6 | Commercial | Warehouse (ID) | Existing | Food Preparation | Natural Gas | Griddle | E3 | Utility - Value of Sales | 0 | 0 | 0 | 0 | 0 | 0 | 0 | 0 | 0 | 0 | 0 | 0 | 0 | 0 | 0 | 0 | 0 | 0 | 0 | 0 | 0 | 0 | 0 | 0 | 0 | 0 | 0
F6_Commercial_Warehouse (ID)_Existing_Food Preparation_Natural Gas_Griddle_E4 | F6 | Commercial | Warehouse (ID) | Existing | Food Preparation | Natural Gas | Griddle | E4 | Utility - Value of Sales | 0 | 0 | 0 | 0 | 0 | 0 | 0 | 0 | 0 | 0 | 0 | 0 | 0 | 0 | 0 | 0 | 0 | 0 | 0 | 0 | 0 | 0 | 0 | 0 | 0 | 0 | 0
F6_Commercial_Warehouse (ID)_Existing_Food Preparation_Natural Gas_Griddle_E5 | F6 | Commercial | Warehouse (ID) | Existing | Food Preparation | Natural Gas | Griddle | E5 | Utility - Value of Sales | 0 | 0 | 0 | 0 | 0 | 0 | 0 | 0 | 0 | 0 | 0 | 0 | 0 | 0 | 0 | 0 | 0 | 0 | 0 | 0 | 0 | 0 | 0 | 0 | 0 | 0 | 0
F6_Commercial_Warehouse (ID)_Existing_Food Preparation_Natural Gas_Griddle_E6 | F6 | Commercial | Warehouse (ID) | Existing | Food Preparation | Natural Gas | Griddle | E6 | Utility - Value of Sales | 0 | 0 | 0 | 0 | 0 | 0 | 0 | 0 | 0 | 0 | 0 | 0 | 0 | 0 | 0 | 0 | 0 | 0 | 0 | 0 | 0 | 0 | 0 | 0 | 0 | 0 | 0
F6_Commercial_Warehouse (ID)_Existing_Food Preparation_Natural Gas_Griddle_E7 | F6 | Commercial | Warehouse (ID) | Existing | Food Preparation | Natural Gas | Griddle | E7 | Utility - Value of Sales | 0 | 0 | 0 | 0 | 0 | 0 | 0 | 0 | 0 | 0 | 0 | 0 | 0 | 0 | 0 | 0 | 0 | 0 | 0 | 0 | 0 | 0 | 0 | 0 | 0 | 0 | 0
F6_Commercial_Warehouse (ID)_Existing_Food Preparation_Natural Gas_Griddle_E8 | F6 | Commercial | Warehouse (ID) | Existing | Food Preparation | Natural Gas | Griddle | E8 | Utility - Value of Sales | 0 | 0 | 0 | 0 | 0 | 0 | 0 | 0 | 0 | 0 | 0 | 0 | 0 | 0 | 0 | 0 | 0 | 0 | 0 | 0 | 0 | 0 | 0 | 0 | 0 | 0 | 0
F6_Commercial_Warehouse (ID)_Existing_Food Preparation_Natural Gas_Griddle_E9 | F6 | Commercial | Warehouse (ID) | Existing | Food Preparation | Natural Gas | Griddle | E9 | Utility - Value of Sales | 0 | 0 | 0 | 0 | 0 | 0 | 0 | 0 | 0 | 0 | 0 | 0 | 0 | 0 | 0 | 0 | 0 | 0 | 0 | 0 | 0 | 0 | 0 | 0 | 0 | 0 | 0
F6_Commercial_Warehouse (ID)_Existing_Food Preparation_Natural Gas_Griddle_E10 | F6 | Commercial | Warehouse (ID) | Existing | Food Preparation | Natural Gas | Griddle | E10 | Utility - Value of Sales | 0 | 0 | 0 | 0 | 0 | 0 | 0 | 0 | 0 | 0 | 0 | 0 | 0 | 0 | 0 | 0 | 0 | 0 | 0 | 0 | 0 | 0 | 0 | 0 | 0 | 0 | 0
F1_Commercial_Warehouse (ID)_Existing_Food Preparation_Natural Gas_Range_E1 | F1 | Commercial | Warehouse (ID) | Existing | Food Preparation | Natural Gas | Range | E1 | RVT - Cost of Equipment | 5.4698e-05 | 5.4698e-05 | 5.4698e-05 | 5.4698e-05 | 5.4698e-05 | 5.4698e-05 | 5.4698e-05 | 5.4698e-05 | 5.4698e-05 | 5.4698e-05 | 5.4698e-05 | 5.4698e-05 | 5.4698e-05 | 5.4698e-05 | 5.4698e-05 | 5.4698e-05 | 5.4698e-05 | 5.4698e-05 | 5.4698e-05 | 5.4698e-05 | 5.4698e-05 | 5.4698e-05 | 5.4698e-05 | 5.4698e-05 | 5.4698e-05 | 5.4698e-05 | 5.4698e-05
F1_Commercial_Warehouse (ID)_Existing_Food Preparation_Natural Gas_Range_E2 | F1 | Commercial | Warehouse (ID) | Existing | Food Preparation | Natural Gas | Range | E2 | RVT - Cost of Equipment | 5.956e-05 | 5.956e-05 | 5.956e-05 | 5.956e-05 | 5.956e-05 | 5.956e-05 | 5.956e-05 | 5.956e-05 | 5.956e-05 | 5.956e-05 | 5.956e-05 | 5.956e-05 | 5.956e-05 | 5.956e-05 | 5.956e-05 | 5.956e-05 | 5.956e-05 | 5.956e-05 | 5.956e-05 | 5.956e-05 | 5.956e-05 | 5.956e-05 | 5.956e-05 | 5.956e-05 | 5.956e-05 | 5.956e-05 | 5.956e-05
F1_Commercial_Warehouse (ID)_Existing_Food Preparation_Natural Gas_Range_E3 | F1 | Commercial | Warehouse (ID) | Existing | Food Preparation | Natural Gas | Range | E3 | RVT - Cost of Equipment | 0 | 0 | 0 | 0 | 0 | 0 | 0 | 0 | 0 | 0 | 0 | 0 | 0 | 0 | 0 | 0 | 0 | 0 | 0 | 0 | 0 | 0 | 0 | 0 | 0 | 0 | 0
F1_Commercial_Warehouse (ID)_Existing_Food Preparation_Natural Gas_Range_E4 | F1 | Commercial | Warehouse (ID) | Existing | Food Preparation | Natural Gas | Range | E4 | RVT - Cost of Equipment | 0 | 0 | 0 | 0 | 0 | 0 | 0 | 0 | 0 | 0 | 0 | 0 | 0 | 0 | 0 | 0 | 0 | 0 | 0 | 0 | 0 | 0 | 0 | 0 | 0 | 0 | 0
F1_Commercial_Warehouse (ID)_Existing_Food Preparation_Natural Gas_Range_E5 | F1 | Commercial | Warehouse (ID) | Existing | Food Preparation | Natural Gas | Range | E5 | RVT - Cost of Equipment | 0 | 0 | 0 | 0 | 0 | 0 | 0 | 0 | 0 | 0 | 0 | 0 | 0 | 0 | 0 | 0 | 0 | 0 | 0 | 0 | 0 | 0 | 0 | 0 | 0 | 0 | 0
F1_Commercial_Warehouse (ID)_Existing_Food Preparation_Natural Gas_Range_E6 | F1 | Commercial | Warehouse (ID) | Existing | Food Preparation | Natural Gas | Range | E6 | RVT - Cost of Equipment | 0 | 0 | 0 | 0 | 0 | 0 | 0 | 0 | 0 | 0 | 0 | 0 | 0 | 0 | 0 | 0 | 0 | 0 | 0 | 0 | 0 | 0 | 0 | 0 | 0 | 0 | 0
F1_Commercial_Warehouse (ID)_Existing_Food Preparation_Natural Gas_Range_E7 | F1 | Commercial | Warehouse (ID) | Existing | Food Preparation | Natural Gas | Range | E7 | RVT - Cost of Equipment | 0 | 0 | 0 | 0 | 0 | 0 | 0 | 0 | 0 | 0 | 0 | 0 | 0 | 0 | 0 | 0 | 0 | 0 | 0 | 0 | 0 | 0 | 0 | 0 | 0 | 0 | 0
F1_Commercial_Warehouse (ID)_Existing_Food Preparation_Natural Gas_Range_E8 | F1 | Commercial | Warehouse (ID) | Existing | Food Preparation | Natural Gas | Range | E8 | RVT - Cost of Equipment | 0 | 0 | 0 | 0 | 0 | 0 | 0 | 0 | 0 | 0 | 0 | 0 | 0 | 0 | 0 | 0 | 0 | 0 | 0 | 0 | 0 | 0 | 0 | 0 | 0 | 0 | 0
F1_Commercial_Warehouse (ID)_Existing_Food Preparation_Natural Gas_Range_E9 | F1 | Commercial | Warehouse (ID) | Existing | Food Preparation | Natural Gas | Range | E9 | RVT - Cost of Equipment | 0 | 0 | 0 | 0 | 0 | 0 | 0 | 0 | 0 | 0 | 0 | 0 | 0 | 0 | 0 | 0 | 0 | 0 | 0 | 0 | 0 | 0 | 0 | 0 | 0 | 0 | 0
F1_Commercial_Warehouse (ID)_Existing_Food Preparation_Natural Gas_Range_E10 | F1 | Commercial | Warehouse (ID) | Existing | Food Preparation | Natural Gas | Range | E10 | RVT - Cost of Equipment | 0 | 0 | 0 | 0 | 0 | 0 | 0 | 0 | 0 | 0 | 0 | 0 | 0 | 0 | 0 | 0 | 0 | 0 | 0 | 0 | 0 | 0 | 0 | 0 | 0 | 0 | 0
F2_Commercial_Warehouse (ID)_Existing_Food Preparation_Natural Gas_Range_E1 | F2 | Commercial | Warehouse (ID) | Existing | Food Preparation | Natural Gas | Range | E1 | RVT - Cost of Operation | 0.0029296 | 0.0029784 | 0.0030378 | 0.00311 | 0.0031959 | 0.0033095 | 0.003426 | 0.0035387 | 0.0036425 | 0.0037421 | 0.0038444 | 0.0039359 | 0.0040312 | 0.0041194 | 0.0041936 | 0.0042594 | 0.0043133 | 0.0043642 | 0.0044187 | 0.0044687 | 0.0045188 | 0.0045985 | 0.0046789 | 0.004762 | 0.0048466 | 0.0049327 | 0.0050204
F2_Commercial_Warehouse (ID)_Existing_Food Preparation_Natural Gas_Range_E2 | F2 | Commercial | Warehouse (ID) | Existing | Food Preparation | Natural Gas | Range | E2 | RVT - Cost of Operation | 0.0014648 | 0.0014892 | 0.0015189 | 0.001555 | 0.001598 | 0.0016548 | 0.001713 | 0.0017694 | 0.0018212 | 0.0018711 | 0.0019222 | 0.0019679 | 0.0020156 | 0.0020597 | 0.0020968 | 0.0021297 | 0.0021567 | 0.0021821 | 0.0022094 | 0.0022344 | 0.0022594 | 0.0022992 | 0.0023395 | 0.002381 | 0.0024233 | 0.0024664 | 0.0025102
F2_Commercial_Warehouse (ID)_Existing_Food Preparation_Natural Gas_Range_E3 | F2 | Commercial | Warehouse (ID) | Existing | Food Preparation | Natural Gas | Range | E3 | RVT - Cost of Operation | 0 | 0 | 0 | 0 | 0 | 0 | 0 | 0 | 0 | 0 | 0 | 0 | 0 | 0 | 0 | 0 | 0 | 0 | 0 | 0 | 0 | 0 | 0 | 0 | 0 | 0 | 0
F2_Commercial_Warehouse (ID)_Existing_Food Preparation_Natural Gas_Range_E4 | F2 | Commercial | Warehouse (ID) | Existing | Food Preparation | Natural Gas | Range | E4 | RVT - Cost of Operation | 0 | 0 | 0 | 0 | 0 | 0 | 0 | 0 | 0 | 0 | 0 | 0 | 0 | 0 | 0 | 0 | 0 | 0 | 0 | 0 | 0 | 0 | 0 | 0 | 0 | 0 | 0
F2_Commercial_Warehouse (ID)_Existing_Food Preparation_Natural Gas_Range_E5 | F2 | Commercial | Warehouse (ID) | Existing | Food Preparation | Natural Gas | Range | E5 | RVT - Cost of Operation | 0 | 0 | 0 | 0 | 0 | 0 | 0 | 0 | 0 | 0 | 0 | 0 | 0 | 0 | 0 | 0 | 0 | 0 | 0 | 0 | 0 | 0 | 0 | 0 | 0 | 0 | 0
F2_Commercial_Warehouse (ID)_Existing_Food Preparation_Natural Gas_Range_E6 | F2 | Commercial | Warehouse (ID) | Existing | Food Preparation | Natural Gas | Range | E6 | RVT - Cost of Operation | 0 | 0 | 0 | 0 | 0 | 0 | 0 | 0 | 0 | 0 | 0 | 0 | 0 | 0 | 0 | 0 | 0 | 0 | 0 | 0 | 0 | 0 | 0 | 0 | 0 | 0 | 0
F2_Commercial_Warehouse (ID)_Existing_Food Preparation_Natural Gas_Range_E7 | F2 | Commercial | Warehouse (ID) | Existing | Food Preparation | Natural Gas | Range | E7 | RVT - Cost of Operation | 0 | 0 | 0 | 0 | 0 | 0 | 0 | 0 | 0 | 0 | 0 | 0 | 0 | 0 | 0 | 0 | 0 | 0 | 0 | 0 | 0 | 0 | 0 | 0 | 0 | 0 | 0
F2_Commercial_Warehouse (ID)_Existing_Food Preparation_Natural Gas_Range_E8 | F2 | Commercial | Warehouse (ID) | Existing | Food Preparation | Natural Gas | Range | E8 | RVT - Cost of Operation | 0 | 0 | 0 | 0 | 0 | 0 | 0 | 0 | 0 | 0 | 0 | 0 | 0 | 0 | 0 | 0 | 0 | 0 | 0 | 0 | 0 | 0 | 0 | 0 | 0 | 0 | 0
F2_Commercial_Warehouse (ID)_Existing_Food Preparation_Natural Gas_Range_E9 | F2 | Commercial | Warehouse (ID) | Existing | Food Preparation | Natural Gas | Range | E9 | RVT - Cost of Operation | 0 | 0 | 0 | 0 | 0 | 0 | 0 | 0 | 0 | 0 | 0 | 0 | 0 | 0 | 0 | 0 | 0 | 0 | 0 | 0 | 0 | 0 | 0 | 0 | 0 | 0 | 0
F2_Commercial_Warehouse (ID)_Existing_Food Preparation_Natural Gas_Range_E10 | F2 | Commercial | Warehouse (ID) | Existing | Food Preparation | Natural Gas | Range | E10 | RVT - Cost of Operation | 0 | 0 | 0 | 0 | 0 | 0 | 0 | 0 | 0 | 0 | 0 | 0 | 0 | 0 | 0 | 0 | 0 | 0 | 0 | 0 | 0 | 0 | 0 | 0 | 0 | 0 | 0
F3_Commercial_Warehouse (ID)_Existing_Food Preparation_Natural Gas_Range_E1 | F3 | Commercial | Warehouse (ID) | Existing | Food Preparation | Natural Gas | Range | E1 | System - kBTUs of Consumption | 0.71011 | 0.71011 | 0.71011 | 0.71011 | 0.71011 | 0.71011 | 0.71011 | 0.71011 | 0.71011 | 0.71011 | 0.71011 | 0.71011 | 0.71011 | 0.71011 | 0.71011 | 0.71011 | 0.71011 | 0.71011 | 0.71011 | 0.71011 | 0.71011 | 0.71011 | 0.71011 | 0.71011 | 0.71011 | 0.71011 | 0.71011
F3_Commercial_Warehouse (ID)_Existing_Food Preparation_Natural Gas_Range_E2 | F3 | Commercial | Warehouse (ID) | Existing | Food Preparation | Natural Gas | Range | E2 | System - kBTUs of Consumption | 0.35505 | 0.35505 | 0.35505 | 0.35505 | 0.35505 | 0.35505 | 0.35505 | 0.35505 | 0.35505 | 0.35505 | 0.35505 | 0.35505 | 0.35505 | 0.35505 | 0.35505 | 0.35505 | 0.35505 | 0.35505 | 0.35505 | 0.35505 | 0.35505 | 0.35505 | 0.35505 | 0.35505 | 0.35505 | 0.35505 | 0.35505
F3_Commercial_Warehouse (ID)_Existing_Food Preparation_Natural Gas_Range_E3 | F3 | Commercial | Warehouse (ID) | Existing | Food Preparation | Natural Gas | Range | E3 | System - kBTUs of Consumption | 0 | 0 | 0 | 0 | 0 | 0 | 0 | 0 | 0 | 0 | 0 | 0 | 0 | 0 | 0 | 0 | 0 | 0 | 0 | 0 | 0 | 0 | 0 | 0 | 0 | 0 | 0
F3_Commercial_Warehouse (ID)_Existing_Food Preparation_Natural Gas_Range_E4 | F3 | Commercial | Warehouse (ID) | Existing | Food Preparation | Natural Gas | Range | E4 | System - kBTUs of Consumption | 0 | 0 | 0 | 0 | 0 | 0 | 0 | 0 | 0 | 0 | 0 | 0 | 0 | 0 | 0 | 0 | 0 | 0 | 0 | 0 | 0 | 0 | 0 | 0 | 0 | 0 | 0
F3_Commercial_Warehouse (ID)_Existing_Food Preparation_Natural Gas_Range_E5 | F3 | Commercial | Warehouse (ID) | Existing | Food Preparation | Natural Gas | Range | E5 | System - kBTUs of Consumption | 0 | 0 | 0 | 0 | 0 | 0 | 0 | 0 | 0 | 0 | 0 | 0 | 0 | 0 | 0 | 0 | 0 | 0 | 0 | 0 | 0 | 0 | 0 | 0 | 0 | 0 | 0
F3_Commercial_Warehouse (ID)_Existing_Food Preparation_Natural Gas_Range_E6 | F3 | Commercial | Warehouse (ID) | Existing | Food Preparation | Natural Gas | Range | E6 | System - kBTUs of Consumption | 0 | 0 | 0 | 0 | 0 | 0 | 0 | 0 | 0 | 0 | 0 | 0 | 0 | 0 | 0 | 0 | 0 | 0 | 0 | 0 | 0 | 0 | 0 | 0 | 0 | 0 | 0
F3_Commercial_Warehouse (ID)_Existing_Food Preparation_Natural Gas_Range_E7 | F3 | Commercial | Warehouse (ID) | Existing | Food Preparation | Natural Gas | Range | E7 | System - kBTUs of Consumption | 0 | 0 | 0 | 0 | 0 | 0 | 0 | 0 | 0 | 0 | 0 | 0 | 0 | 0 | 0 | 0 | 0 | 0 | 0 | 0 | 0 | 0 | 0 | 0 | 0 | 0 | 0
F3_Commercial_Warehouse (ID)_Existing_Food Preparation_Natural Gas_Range_E8 | F3 | Commercial | Warehouse (ID) | Existing | Food Preparation | Natural Gas | Range | E8 | System - kBTUs of Consumption | 0 | 0 | 0 | 0 | 0 | 0 | 0 | 0 | 0 | 0 | 0 | 0 | 0 | 0 | 0 | 0 | 0 | 0 | 0 | 0 | 0 | 0 | 0 | 0 | 0 | 0 | 0
F3_Commercial_Warehouse (ID)_Existing_Food Preparation_Natural Gas_Range_E9 | F3 | Commercial | Warehouse (ID) | Existing | Food Preparation | Natural Gas | Range | E9 | System - kBTUs of Consumption | 0 | 0 | 0 | 0 | 0 | 0 | 0 | 0 | 0 | 0 | 0 | 0 | 0 | 0 | 0 | 0 | 0 | 0 | 0 | 0 | 0 | 0 | 0 | 0 | 0 | 0 | 0
F3_Commercial_Warehouse (ID)_Existing_Food Preparation_Natural Gas_Range_E10 | F3 | Commercial | Warehouse (ID) | Existing | Food Preparation | Natural Gas | Range | E10 | System - kBTUs of Consumption | 0 | 0 | 0 | 0 | 0 | 0 | 0 | 0 | 0 | 0 | 0 | 0 | 0 | 0 | 0 | 0 | 0 | 0 | 0 | 0 | 0 | 0 | 0 | 0 | 0 | 0 | 0
F4_Commercial_Warehouse (ID)_Existing_Food Preparation_Natural Gas_Range_E1 | F4 | Commercial | Warehouse (ID) | Existing | Food Preparation | Natural Gas | Range | E1 | Utility - Cost of Equipment | 5.4698e-05 | 5.4698e-05 | 5.4698e-05 | 5.4698e-05 | 5.4698e-05 | 5.4698e-05 | 5.4698e-05 | 5.4698e-05 | 5.4698e-05 | 5.4698e-05 | 5.4698e-05 | 5.4698e-05 | 5.4698e-05 | 5.4698e-05 | 5.4698e-05 | 5.4698e-05 | 5.4698e-05 | 5.4698e-05 | 5.4698e-05 | 5.4698e-05 | 5.4698e-05 | 5.4698e-05 | 5.4698e-05 | 5.4698e-05 | 5.4698e-05 | 5.4698e-05 | 5.4698e-05
F4_Commercial_Warehouse (ID)_Existing_Food Preparation_Natural Gas_Range_E2 | F4 | Commercial | Warehouse (ID) | Existing | Food Preparation | Natural Gas | Range | E2 | Utility - Cost of Equipment | 5.956e-05 | 5.956e-05 | 5.956e-05 | 5.956e-05 | 5.956e-05 | 5.956e-05 | 5.956e-05 | 5.956e-05 | 5.956e-05 | 5.956e-05 | 5.956e-05 | 5.956e-05 | 5.956e-05 | 5.956e-05 | 5.956e-05 | 5.956e-05 | 5.956e-05 | 5.956e-05 | 5.956e-05 | 5.956e-05 | 5.956e-05 | 5.956e-05 | 5.956e-05 | 5.956e-05 | 5.956e-05 | 5.956e-05 | 5.956e-05
F4_Commercial_Warehouse (ID)_Existing_Food Preparation_Natural Gas_Range_E3 | F4 | Commercial | Warehouse (ID) | Existing | Food Preparation | Natural Gas | Range | E3 | Utility - Cost of Equipment | 0 | 0 | 0 | 0 | 0 | 0 | 0 | 0 | 0 | 0 | 0 | 0 | 0 | 0 | 0 | 0 | 0 | 0 | 0 | 0 | 0 | 0 | 0 | 0 | 0 | 0 | 0
F4_Commercial_Warehouse (ID)_Existing_Food Preparation_Natural Gas_Range_E4 | F4 | Commercial | Warehouse (ID) | Existing | Food Preparation | Natural Gas | Range | E4 | Utility - Cost of Equipment | 0 | 0 | 0 | 0 | 0 | 0 | 0 | 0 | 0 | 0 | 0 | 0 | 0 | 0 | 0 | 0 | 0 | 0 | 0 | 0 | 0 | 0 | 0 | 0 | 0 | 0 | 0
F4_Commercial_Warehouse (ID)_Existing_Food Preparation_Natural Gas_Range_E5 | F4 | Commercial | Warehouse (ID) | Existing | Food Preparation | Natural Gas | Range | E5 | Utility - Cost of Equipment | 0 | 0 | 0 | 0 | 0 | 0 | 0 | 0 | 0 | 0 | 0 | 0 | 0 | 0 | 0 | 0 | 0 | 0 | 0 | 0 | 0 | 0 | 0 | 0 | 0 | 0 | 0
F4_Commercial_Warehouse (ID)_Existing_Food Preparation_Natural Gas_Range_E6 | F4 | Commercial | Warehouse (ID) | Existing | Food Preparation | Natural Gas | Range | E6 | Utility - Cost of Equipment | 0 | 0 | 0 | 0 | 0 | 0 | 0 | 0 | 0 | 0 | 0 | 0 | 0 | 0 | 0 | 0 | 0 | 0 | 0 | 0 | 0 | 0 | 0 | 0 | 0 | 0 | 0
F4_Commercial_Warehouse (ID)_Existing_Food Preparation_Natural Gas_Range_E7 | F4 | Commercial | Warehouse (ID) | Existing | Food Preparation | Natural Gas | Range | E7 | Utility - Cost of Equipment | 0 | 0 | 0 | 0 | 0 | 0 | 0 | 0 | 0 | 0 | 0 | 0 | 0 | 0 | 0 | 0 | 0 | 0 | 0 | 0 | 0 | 0 | 0 | 0 | 0 | 0 | 0
F4_Commercial_Warehouse (ID)_Existing_Food Preparation_Natural Gas_Range_E8 | F4 | Commercial | Warehouse (ID) | Existing | Food Preparation | Natural Gas | Range | E8 | Utility - Cost of Equipment | 0 | 0 | 0 | 0 | 0 | 0 | 0 | 0 | 0 | 0 | 0 | 0 | 0 | 0 | 0 | 0 | 0 | 0 | 0 | 0 | 0 | 0 | 0 | 0 | 0 | 0 | 0
F4_Commercial_Warehouse (ID)_Existing_Food Preparation_Natural Gas_Range_E9 | F4 | Commercial | Warehouse (ID) | Existing | Food Preparation | Natural Gas | Range | E9 | Utility - Cost of Equipment | 0 | 0 | 0 | 0 | 0 | 0 | 0 | 0 | 0 | 0 | 0 | 0 | 0 | 0 | 0 | 0 | 0 | 0 | 0 | 0 | 0 | 0 | 0 | 0 | 0 | 0 | 0
F4_Commercial_Warehouse (ID)_Existing_Food Preparation_Natural Gas_Range_E10 | F4 | Commercial | Warehouse (ID) | Existing | Food Preparation | Natural Gas | Range | E10 | Utility - Cost of Equipment | 0 | 0 | 0 | 0 | 0 | 0 | 0 | 0 | 0 | 0 | 0 | 0 | 0 | 0 | 0 | 0 | 0 | 0 | 0 | 0 | 0 | 0 | 0 | 0 | 0 | 0 | 0
F5_Commercial_Warehouse (ID)_Existing_Food Preparation_Natural Gas_Range_E1 | F5 | Commercial | Warehouse (ID) | Existing | Food Preparation | Natural Gas | Range | E1 | Utility - Cost of Operation | 0.0024627 | 0.0025196 | 0.0025911 | 0.0026754 | 0.0027736 | 0.0028973 | 0.0030262 | 0.0031547 | 0.0032786 | 0.0034042 | 0.0035023 | 0.0035935 | 0.0036919 | 0.0037877 | 0.0038722 | 0.0039504 | 0.0040194 | 0.0040872 | 0.0041601 | 0.0042309 | 0.0043036 | 0.0043795 | 0.0044561 | 0.0045353 | 0.0046158 | 0.0046978 | 0.0047813
F5_Commercial_Warehouse (ID)_Existing_Food Preparation_Natural Gas_Range_E2 | F5 | Commercial | Warehouse (ID) | Existing | Food Preparation | Natural Gas | Range | E2 | Utility - Cost of Operation | 0.0012314 | 0.0012598 | 0.0012955 | 0.0013377 | 0.0013868 | 0.0014486 | 0.0015131 | 0.0015773 | 0.0016393 | 0.0017021 | 0.0017512 | 0.0017968 | 0.0018459 | 0.0018938 | 0.0019361 | 0.0019752 | 0.0020097 | 0.0020436 | 0.0020801 | 0.0021154 | 0.0021518 | 0.0021897 | 0.002228 | 0.0022676 | 0.0023079 | 0.0023489 | 0.0023907
F5_Commercial_Warehouse (ID)_Existing_Food Preparation_Natural Gas_Range_E3 | F5 | Commercial | Warehouse (ID) | Existing | Food Preparation | Natural Gas | Range | E3 | Utility - Cost of Operation | 0 | 0 | 0 | 0 | 0 | 0 | 0 | 0 | 0 | 0 | 0 | 0 | 0 | 0 | 0 | 0 | 0 | 0 | 0 | 0 | 0 | 0 | 0 | 0 | 0 | 0 | 0
F5_Commercial_Warehouse (ID)_Existing_Food Preparation_Natural Gas_Range_E4 | F5 | Commercial | Warehouse (ID) | Existing | Food Preparation | Natural Gas | Range | E4 | Utility - Cost of Operation | 0 | 0 | 0 | 0 | 0 | 0 | 0 | 0 | 0 | 0 | 0 | 0 | 0 | 0 | 0 | 0 | 0 | 0 | 0 | 0 | 0 | 0 | 0 | 0 | 0 | 0 | 0
F5_Commercial_Warehouse (ID)_Existing_Food Preparation_Natural Gas_Range_E5 | F5 | Commercial | Warehouse (ID) | Existing | Food Preparation | Natural Gas | Range | E5 | Utility - Cost of Operation | 0 | 0 | 0 | 0 | 0 | 0 | 0 | 0 | 0 | 0 | 0 | 0 | 0 | 0 | 0 | 0 | 0 | 0 | 0 | 0 | 0 | 0 | 0 | 0 | 0 | 0 | 0
F5_Commercial_Warehouse (ID)_Existing_Food Preparation_Natural Gas_Range_E6 | F5 | Commercial | Warehouse (ID) | Existing | Food Preparation | Natural Gas | Range | E6 | Utility - Cost of Operation | 0 | 0 | 0 | 0 | 0 | 0 | 0 | 0 | 0 | 0 | 0 | 0 | 0 | 0 | 0 | 0 | 0 | 0 | 0 | 0 | 0 | 0 | 0 | 0 | 0 | 0 | 0
F5_Commercial_Warehouse (ID)_Existing_Food Preparation_Natural Gas_Range_E7 | F5 | Commercial | Warehouse (ID) | Existing | Food Preparation | Natural Gas | Range | E7 | Utility - Cost of Operation | 0 | 0 | 0 | 0 | 0 | 0 | 0 | 0 | 0 | 0 | 0 | 0 | 0 | 0 | 0 | 0 | 0 | 0 | 0 | 0 | 0 | 0 | 0 | 0 | 0 | 0 | 0
F5_Commercial_Warehouse (ID)_Existing_Food Preparation_Natural Gas_Range_E8 | F5 | Commercial | Warehouse (ID) | Existing | Food Preparation | Natural Gas | Range | E8 | Utility - Cost of Operation | 0 | 0 | 0 | 0 | 0 | 0 | 0 | 0 | 0 | 0 | 0 | 0 | 0 | 0 | 0 | 0 | 0 | 0 | 0 | 0 | 0 | 0 | 0 | 0 | 0 | 0 | 0
F5_Commercial_Warehouse (ID)_Existing_Food Preparation_Natural Gas_Range_E9 | F5 | Commercial | Warehouse (ID) | Existing | Food Preparation | Natural Gas | Range | E9 | Utility - Cost of Operation | 0 | 0 | 0 | 0 | 0 | 0 | 0 | 0 | 0 | 0 | 0 | 0 | 0 | 0 | 0 | 0 | 0 | 0 | 0 | 0 | 0 | 0 | 0 | 0 | 0 | 0 | 0
F5_Commercial_Warehouse (ID)_Existing_Food Preparation_Natural Gas_Range_E10 | F5 | Commercial | Warehouse (ID) | Existing | Food Preparation | Natural Gas | Range | E10 | Utility - Cost of Operation | 0 | 0 | 0 | 0 | 0 | 0 | 0 | 0 | 0 | 0 | 0 | 0 | 0 | 0 | 0 | 0 | 0 | 0 | 0 | 0 | 0 | 0 | 0 | 0 | 0 | 0 | 0
F6_Commercial_Warehouse (ID)_Existing_Food Preparation_Natural Gas_Range_E1 | F6 | Commercial | Warehouse (ID) | Existing | Food Preparation | Natural Gas | Range | E1 | Utility - Value of Sales | 0.0029296 | 0.0029784 | 0.0030378 | 0.00311 | 0.0031959 | 0.0033095 | 0.003426 | 0.0035387 | 0.0036425 | 0.0037421 | 0.0038444 | 0.0039359 | 0.0040312 | 0.0041194 | 0.0041936 | 0.0042594 | 0.0043133 | 0.0043642 | 0.0044187 | 0.0044687 | 0.0045188 | 0.0045985 | 0.0046789 | 0.004762 | 0.0048466 | 0.0049327 | 0.0050204
F6_Commercial_Warehouse (ID)_Existing_Food Preparation_Natural Gas_Range_E2 | F6 | Commercial | Warehouse (ID) | Existing | Food Preparation | Natural Gas | Range | E2 | Utility - Value of Sales | 0.0014648 | 0.0014892 | 0.0015189 | 0.001555 | 0.001598 | 0.0016548 | 0.001713 | 0.0017694 | 0.0018212 | 0.0018711 | 0.0019222 | 0.0019679 | 0.0020156 | 0.0020597 | 0.0020968 | 0.0021297 | 0.0021567 | 0.0021821 | 0.0022094 | 0.0022344 | 0.0022594 | 0.0022992 | 0.0023395 | 0.002381 | 0.0024233 | 0.0024664 | 0.0025102
F6_Commercial_Warehouse (ID)_Existing_Food Preparation_Natural Gas_Range_E3 | F6 | Commercial | Warehouse (ID) | Existing | Food Preparation | Natural Gas | Range | E3 | Utility - Value of Sales | 0 | 0 | 0 | 0 | 0 | 0 | 0 | 0 | 0 | 0 | 0 | 0 | 0 | 0 | 0 | 0 | 0 | 0 | 0 | 0 | 0 | 0 | 0 | 0 | 0 | 0 | 0
F6_Commercial_Warehouse (ID)_Existing_Food Preparation_Natural Gas_Range_E4 | F6 | Commercial | Warehouse (ID) | Existing | Food Preparation | Natural Gas | Range | E4 | Utility - Value of Sales | 0 | 0 | 0 | 0 | 0 | 0 | 0 | 0 | 0 | 0 | 0 | 0 | 0 | 0 | 0 | 0 | 0 | 0 | 0 | 0 | 0 | 0 | 0 | 0 | 0 | 0 | 0
F6_Commercial_Warehouse (ID)_Existing_Food Preparation_Natural Gas_Range_E5 | F6 | Commercial | Warehouse (ID) | Existing | Food Preparation | Natural Gas | Range | E5 | Utility - Value of Sales | 0 | 0 | 0 | 0 | 0 | 0 | 0 | 0 | 0 | 0 | 0 | 0 | 0 | 0 | 0 | 0 | 0 | 0 | 0 | 0 | 0 | 0 | 0 | 0 | 0 | 0 | 0
F6_Commercial_Warehouse (ID)_Existing_Food Preparation_Natural Gas_Range_E6 | F6 | Commercial | Warehouse (ID) | Existing | Food Preparation | Natural Gas | Range | E6 | Utility - Value of Sales | 0 | 0 | 0 | 0 | 0 | 0 | 0 | 0 | 0 | 0 | 0 | 0 | 0 | 0 | 0 | 0 | 0 | 0 | 0 | 0 | 0 | 0 | 0 | 0 | 0 | 0 | 0
F6_Commercial_Warehouse (ID)_Existing_Food Preparation_Natural Gas_Range_E7 | F6 | Commercial | Warehouse (ID) | Existing | Food Preparation | Natural Gas | Range | E7 | Utility - Value of Sales | 0 | 0 | 0 | 0 | 0 | 0 | 0 | 0 | 0 | 0 | 0 | 0 | 0 | 0 | 0 | 0 | 0 | 0 | 0 | 0 | 0 | 0 | 0 | 0 | 0 | 0 | 0
F6_Commercial_Warehouse (ID)_Existing_Food Preparation_Natural Gas_Range_E8 | F6 | Commercial | Warehouse (ID) | Existing | Food Preparation | Natural Gas | Range | E8 | Utility - Value of Sales | 0 | 0 | 0 | 0 | 0 | 0 | 0 | 0 | 0 | 0 | 0 | 0 | 0 | 0 | 0 | 0 | 0 | 0 | 0 | 0 | 0 | 0 | 0 | 0 | 0 | 0 | 0
F6_Commercial_Warehouse (ID)_Existing_Food Preparation_Natural Gas_Range_E9 | F6 | Commercial | Warehouse (ID) | Existing | Food Preparation | Natural Gas | Range | E9 | Utility - Value of Sales | 0 | 0 | 0 | 0 | 0 | 0 | 0 | 0 | 0 | 0 | 0 | 0 | 0 | 0 | 0 | 0 | 0 | 0 | 0 | 0 | 0 | 0 | 0 | 0 | 0 | 0 | 0
F6_Commercial_Warehouse (ID)_Existing_Food Preparation_Natural Gas_Range_E10 | F6 | Commercial | Warehouse (ID) | Existing | Food Preparation | Natural Gas | Range | E10 | Utility - Value of Sales | 0 | 0 | 0 | 0 | 0 | 0 | 0 | 0 | 0 | 0 | 0 | 0 | 0 | 0 | 0 | 0 | 0 | 0 | 0 | 0 | 0 | 0 | 0 | 0 | 0 | 0 | 0
F1_Commercial_Warehouse (ID)_Existing_Food Preparation_Natural Gas_Steamer_E1 | F1 | Commercial | Warehouse (ID) | Existing | Food Preparation | Natural Gas | Steamer | E1 | RVT - Cost of Equipment | 0.013868 | 0.013868 | 0.013868 | 0.013868 | 0.013868 | 0.013868 | 0.013868 | 0.013868 | 0.013868 | 0.013868 | 0.013868 | 0.013868 | 0.013868 | 0.013868 | 0.013868 | 0.013868 | 0.013868 | 0.013868 | 0.013868 | 0.013868 | 0.013868 | 0.013868 | 0.013868 | 0.013868 | 0.013868 | 0.013868 | 0.013868
F1_Commercial_Warehouse (ID)_Existing_Food Preparation_Natural Gas_Steamer_E2 | F1 | Commercial | Warehouse (ID) | Existing | Food Preparation | Natural Gas | Steamer | E2 | RVT - Cost of Equipment | 0.014901 | 0.014901 | 0.014901 | 0.014901 | 0.014901 | 0.014901 | 0.014901 | 0.014901 | 0.014901 | 0.014901 | 0.014901 | 0.014901 | 0.014901 | 0.014901 | 0.014901 | 0.014901 | 0.014901 | 0.014901 | 0.014901 | 0.014901 | 0.014901 | 0.014901 | 0.014901 | 0.014901 | 0.014901 | 0.014901 | 0.014901
F1_Commercial_Warehouse (ID)_Existing_Food Preparation_Natural Gas_Steamer_E3 | F1 | Commercial | Warehouse (ID) | Existing | Food Preparation | Natural Gas | Steamer | E3 | RVT - Cost of Equipment | 0 | 0 | 0 | 0 | 0 | 0 | 0 | 0 | 0 | 0 | 0 | 0 | 0 | 0 | 0 | 0 | 0 | 0 | 0 | 0 | 0 | 0 | 0 | 0 | 0 | 0 | 0
F1_Commercial_Warehouse (ID)_Existing_Food Preparation_Natural Gas_Steamer_E4 | F1 | Commercial | Warehouse (ID) | Existing | Food Preparation | Natural Gas | Steamer | E4 | RVT - Cost of Equipment | 0 | 0 | 0 | 0 | 0 | 0 | 0 | 0 | 0 | 0 | 0 | 0 | 0 | 0 | 0 | 0 | 0 | 0 | 0 | 0 | 0 | 0 | 0 | 0 | 0 | 0 | 0
F1_Commercial_Warehouse (ID)_Existing_Food Preparation_Natural Gas_Steamer_E5 | F1 | Commercial | Warehouse (ID) | Existing | Food Preparation | Natural Gas | Steamer | E5 | RVT - Cost of Equipment | 0 | 0 | 0 | 0 | 0 | 0 | 0 | 0 | 0 | 0 | 0 | 0 | 0 | 0 | 0 | 0 | 0 | 0 | 0 | 0 | 0 | 0 | 0 | 0 | 0 | 0 | 0
F1_Commercial_Warehouse (ID)_Existing_Food Preparation_Natural Gas_Steamer_E6 | F1 | Commercial | Warehouse (ID) | Existing | Food Preparation | Natural Gas | Steamer | E6 | RVT - Cost of Equipment | 0 | 0 | 0 | 0 | 0 | 0 | 0 | 0 | 0 | 0 | 0 | 0 | 0 | 0 | 0 | 0 | 0 | 0 | 0 | 0 | 0 | 0 | 0 | 0 | 0 | 0 | 0
F1_Commercial_Warehouse (ID)_Existing_Food Preparation_Natural Gas_Steamer_E7 | F1 | Commercial | Warehouse (ID) | Existing | Food Preparation | Natural Gas | Steamer | E7 | RVT - Cost of Equipment | 0 | 0 | 0 | 0 | 0 | 0 | 0 | 0 | 0 | 0 | 0 | 0 | 0 | 0 | 0 | 0 | 0 | 0 | 0 | 0 | 0 | 0 | 0 | 0 | 0 | 0 | 0
F1_Commercial_Warehouse (ID)_Existing_Food Preparation_Natural Gas_Steamer_E8 | F1 | Commercial | Warehouse (ID) | Existing | Food Preparation | Natural Gas | Steamer | E8 | RVT - Cost of Equipment | 0 | 0 | 0 | 0 | 0 | 0 | 0 | 0 | 0 | 0 | 0 | 0 | 0 | 0 | 0 | 0 | 0 | 0 | 0 | 0 | 0 | 0 | 0 | 0 | 0 | 0 | 0
F1_Commercial_Warehouse (ID)_Existing_Food Preparation_Natural Gas_Steamer_E9 | F1 | Commercial | Warehouse (ID) | Existing | Food Preparation | Natural Gas | Steamer | E9 | RVT - Cost of Equipment | 0 | 0 | 0 | 0 | 0 | 0 | 0 | 0 | 0 | 0 | 0 | 0 | 0 | 0 | 0 | 0 | 0 | 0 | 0 | 0 | 0 | 0 | 0 | 0 | 0 | 0 | 0
F1_Commercial_Warehouse (ID)_Existing_Food Preparation_Natural Gas_Steamer_E10 | F1 | Commercial | Warehouse (ID) | Existing | Food Preparation | Natural Gas | Steamer | E10 | RVT - Cost of Equipment | 0 | 0 | 0 | 0 | 0 | 0 | 0 | 0 | 0 | 0 | 0 | 0 | 0 | 0 | 0 | 0 | 0 | 0 | 0 | 0 | 0 | 0 | 0 | 0 | 0 | 0 | 0
F2_Commercial_Warehouse (ID)_Existing_Food Preparation_Natural Gas_Steamer_E1 | F2 | Commercial | Warehouse (ID) | Existing | Food Preparation | Natural Gas | Steamer | E1 | RVT - Cost of Operation | 0.0040802 | 0.0041573 | 0.0042478 | 0.0043533 | 0.0044741 | 0.0046249 | 0.0047761 | 0.0049197 | 0.0050497 | 0.0051756 | 0.0053062 | 0.0054248 | 0.0055501 | 0.0056686 | 0.0057705 | 0.0058624 | 0.0059402 | 0.0060145 | 0.0060936 | 0.0061673 | 0.0062414 | 0.0063515 | 0.0064628 | 0.0065776 | 0.0066945 | 0.0068134 | 0.0069345
F2_Commercial_Warehouse (ID)_Existing_Food Preparation_Natural Gas_Steamer_E2 | F2 | Commercial | Warehouse (ID) | Existing | Food Preparation | Natural Gas | Steamer | E2 | RVT - Cost of Operation | 0.00076984 | 0.00078438 | 0.00080145 | 0.00082135 | 0.00084414 | 0.00087259 | 0.00090113 | 0.00092822 | 0.00095274 | 0.00097651 | 0.0010011 | 0.0010235 | 0.0010472 | 0.0010695 | 0.0010887 | 0.0011061 | 0.0011208 | 0.0011348 | 0.0011497 | 0.0011636 | 0.0011776 | 0.0011984 | 0.0012194 | 0.001241 | 0.0012631 | 0.0012855 | 0.0013084
F2_Commercial_Warehouse (ID)_Existing_Food Preparation_Natural Gas_Steamer_E3 | F2 | Commercial | Warehouse (ID) | Existing | Food Preparation | Natural Gas | Steamer | E3 | RVT - Cost of Operation | 0 | 0 | 0 | 0 | 0 | 0 | 0 | 0 | 0 | 0 | 0 | 0 | 0 | 0 | 0 | 0 | 0 | 0 | 0 | 0 | 0 | 0 | 0 | 0 | 0 | 0 | 0
F2_Commercial_Warehouse (ID)_Existing_Food Preparation_Natural Gas_Steamer_E4 | F2 | Commercial | Warehouse (ID) | Existing | Food Preparation | Natural Gas | Steamer | E4 | RVT - Cost of Operation | 0 | 0 | 0 | 0 | 0 | 0 | 0 | 0 | 0 | 0 | 0 | 0 | 0 | 0 | 0 | 0 | 0 | 0 | 0 | 0 | 0 | 0 | 0 | 0 | 0 | 0 | 0
F2_Commercial_Warehouse (ID)_Existing_Food Preparation_Natural Gas_Steamer_E5 | F2 | Commercial | Warehouse (ID) | Existing | Food Preparation | Natural Gas | Steamer | E5 | RVT - Cost of Operation | 0 | 0 | 0 | 0 | 0 | 0 | 0 | 0 | 0 | 0 | 0 | 0 | 0 | 0 | 0 | 0 | 0 | 0 | 0 | 0 | 0 | 0 | 0 | 0 | 0 | 0 | 0
F2_Commercial_Warehouse (ID)_Existing_Food Preparation_Natural Gas_Steamer_E6 | F2 | Commercial | Warehouse (ID) | Existing | Food Preparation | Natural Gas | Steamer | E6 | RVT - Cost of Operation | 0 | 0 | 0 | 0 | 0 | 0 | 0 | 0 | 0 | 0 | 0 | 0 | 0 | 0 | 0 | 0 | 0 | 0 | 0 | 0 | 0 | 0 | 0 | 0 | 0 | 0 | 0
F2_Commercial_Warehouse (ID)_Existing_Food Preparation_Natural Gas_Steamer_E7 | F2 | Commercial | Warehouse (ID) | Existing | Food Preparation | Natural Gas | Steamer | E7 | RVT - Cost of Operation | 0 | 0 | 0 | 0 | 0 | 0 | 0 | 0 | 0 | 0 | 0 | 0 | 0 | 0 | 0 | 0 | 0 | 0 | 0 | 0 | 0 | 0 | 0 | 0 | 0 | 0 | 0
F2_Commercial_Warehouse (ID)_Existing_Food Preparation_Natural Gas_Steamer_E8 | F2 | Commercial | Warehouse (ID) | Existing | Food Preparation | Natural Gas | Steamer | E8 | RVT - Cost of Operation | 0 | 0 | 0 | 0 | 0 | 0 | 0 | 0 | 0 | 0 | 0 | 0 | 0 | 0 | 0 | 0 | 0 | 0 | 0 | 0 | 0 | 0 | 0 | 0 | 0 | 0 | 0
F2_Commercial_Warehouse (ID)_Existing_Food Preparation_Natural Gas_Steamer_E9 | F2 | Commercial | Warehouse (ID) | Existing | Food Preparation | Natural Gas | Steamer | E9 | RVT - Cost of Operation | 0 | 0 | 0 | 0 | 0 | 0 | 0 | 0 | 0 | 0 | 0 | 0 | 0 | 0 | 0 | 0 | 0 | 0 | 0 | 0 | 0 | 0 | 0 | 0 | 0 | 0 | 0
F2_Commercial_Warehouse (ID)_Existing_Food Preparation_Natural Gas_Steamer_E10 | F2 | Commercial | Warehouse (ID) | Existing | Food Preparation | Natural Gas | Steamer | E10 | RVT - Cost of Operation | 0 | 0 | 0 | 0 | 0 | 0 | 0 | 0 | 0 | 0 | 0 | 0 | 0 | 0 | 0 | 0 | 0 | 0 | 0 | 0 | 0 | 0 | 0 | 0 | 0 | 0 | 0
F3_Commercial_Warehouse (ID)_Existing_Food Preparation_Natural Gas_Steamer_E1 | F3 | Commercial | Warehouse (ID) | Existing | Food Preparation | Natural Gas | Steamer | E1 | System - kBTUs of Consumption | 0.97339 | 0.97339 | 0.97339 | 0.97339 | 0.97339 | 0.97339 | 0.97339 | 0.97339 | 0.97339 | 0.97339 | 0.97339 | 0.97339 | 0.97339 | 0.97339 | 0.97339 | 0.97339 | 0.97339 | 0.97339 | 0.97339 | 0.97339 | 0.97339 | 0.97339 | 0.97339 | 0.97339 | 0.97339 | 0.97339 | 0.97339
F3_Commercial_Warehouse (ID)_Existing_Food Preparation_Natural Gas_Steamer_E2 | F3 | Commercial | Warehouse (ID) | Existing | Food Preparation | Natural Gas | Steamer | E2 | System - kBTUs of Consumption | 0.18365 | 0.18365 | 0.18365 | 0.18365 | 0.18365 | 0.18365 | 0.18365 | 0.18365 | 0.18365 | 0.18365 | 0.18365 | 0.18365 | 0.18365 | 0.18365 | 0.18365 | 0.18365 | 0.18365 | 0.18365 | 0.18365 | 0.18365 | 0.18365 | 0.18365 | 0.18365 | 0.18365 | 0.18365 | 0.18365 | 0.18365
F3_Commercial_Warehouse (ID)_Existing_Food Preparation_Natural Gas_Steamer_E3 | F3 | Commercial | Warehouse (ID) | Existing | Food Preparation | Natural Gas | Steamer | E3 | System - kBTUs of Consumption | 0 | 0 | 0 | 0 | 0 | 0 | 0 | 0 | 0 | 0 | 0 | 0 | 0 | 0 | 0 | 0 | 0 | 0 | 0 | 0 | 0 | 0 | 0 | 0 | 0 | 0 | 0
F3_Commercial_Warehouse (ID)_Existing_Food Preparation_Natural Gas_Steamer_E4 | F3 | Commercial | Warehouse (ID) | Existing | Food Preparation | Natural Gas | Steamer | E4 | System - kBTUs of Consumption | 0 | 0 | 0 | 0 | 0 | 0 | 0 | 0 | 0 | 0 | 0 | 0 | 0 | 0 | 0 | 0 | 0 | 0 | 0 | 0 | 0 | 0 | 0 | 0 | 0 | 0 | 0
F3_Commercial_Warehouse (ID)_Existing_Food Preparation_Natural Gas_Steamer_E5 | F3 | Commercial | Warehouse (ID) | Existing | Food Preparation | Natural Gas | Steamer | E5 | System - kBTUs of Consumption | 0 | 0 | 0 | 0 | 0 | 0 | 0 | 0 | 0 | 0 | 0 | 0 | 0 | 0 | 0 | 0 | 0 | 0 | 0 | 0 | 0 | 0 | 0 | 0 | 0 | 0 | 0
F3_Commercial_Warehouse (ID)_Existing_Food Preparation_Natural Gas_Steamer_E6 | F3 | Commercial | Warehouse (ID) | Existing | Food Preparation | Natural Gas | Steamer | E6 | System - kBTUs of Consumption | 0 | 0 | 0 | 0 | 0 | 0 | 0 | 0 | 0 | 0 | 0 | 0 | 0 | 0 | 0 | 0 | 0 | 0 | 0 | 0 | 0 | 0 | 0 | 0 | 0 | 0 | 0
F3_Commercial_Warehouse (ID)_Existing_Food Preparation_Natural Gas_Steamer_E7 | F3 | Commercial | Warehouse (ID) | Existing | Food Preparation | Natural Gas | Steamer | E7 | System - kBTUs of Consumption | 0 | 0 | 0 | 0 | 0 | 0 | 0 | 0 | 0 | 0 | 0 | 0 | 0 | 0 | 0 | 0 | 0 | 0 | 0 | 0 | 0 | 0 | 0 | 0 | 0 | 0 | 0
F3_Commercial_Warehouse (ID)_Existing_Food Preparation_Natural Gas_Steamer_E8 | F3 | Commercial | Warehouse (ID) | Existing | Food Preparation | Natural Gas | Steamer | E8 | System - kBTUs of Consumption | 0 | 0 | 0 | 0 | 0 | 0 | 0 | 0 | 0 | 0 | 0 | 0 | 0 | 0 | 0 | 0 | 0 | 0 | 0 | 0 | 0 | 0 | 0 | 0 | 0 | 0 | 0
F3_Commercial_Warehouse (ID)_Existing_Food Preparation_Natural Gas_Steamer_E9 | F3 | Commercial | Warehouse (ID) | Existing | Food Preparation | Natural Gas | Steamer | E9 | System - kBTUs of Consumption | 0 | 0 | 0 | 0 | 0 | 0 | 0 | 0 | 0 | 0 | 0 | 0 | 0 | 0 | 0 | 0 | 0 | 0 | 0 | 0 | 0 | 0 | 0 | 0 | 0 | 0 | 0
F3_Commercial_Warehouse (ID)_Existing_Food Preparation_Natural Gas_Steamer_E10 | F3 | Commercial | Warehouse (ID) | Existing | Food Preparation | Natural Gas | Steamer | E10 | System - kBTUs of Consumption | 0 | 0 | 0 | 0 | 0 | 0 | 0 | 0 | 0 | 0 | 0 | 0 | 0 | 0 | 0 | 0 | 0 | 0 | 0 | 0 | 0 | 0 | 0 | 0 | 0 | 0 | 0
F4_Commercial_Warehouse (ID)_Existing_Food Preparation_Natural Gas_Steamer_E1 | F4 | Commercial | Warehouse (ID) | Existing | Food Preparation | Natural Gas | Steamer | E1 | Utility - Cost of Equipment | 0.013868 | 0.013868 | 0.013868 | 0.013868 | 0.013868 | 0.013868 | 0.013868 | 0.013868 | 0.013868 | 0.013868 | 0.013868 | 0.013868 | 0.013868 | 0.013868 | 0.013868 | 0.013868 | 0.013868 | 0.013868 | 0.013868 | 0.013868 | 0.013868 | 0.013868 | 0.013868 | 0.013868 | 0.013868 | 0.013868 | 0.013868
F4_Commercial_Warehouse (ID)_Existing_Food Preparation_Natural Gas_Steamer_E2 | F4 | Commercial | Warehouse (ID) | Existing | Food Preparation | Natural Gas | Steamer | E2 | Utility - Cost of Equipment | 0.014901 | 0.014901 | 0.014901 | 0.014901 | 0.014901 | 0.014901 | 0.014901 | 0.014901 | 0.014901 | 0.014901 | 0.014901 | 0.014901 | 0.014901 | 0.014901 | 0.014901 | 0.014901 | 0.014901 | 0.014901 | 0.014901 | 0.014901 | 0.014901 | 0.014901 | 0.014901 | 0.014901 | 0.014901 | 0.014901 | 0.014901
F4_Commercial_Warehouse (ID)_Existing_Food Preparation_Natural Gas_Steamer_E3 | F4 | Commercial | Warehouse (ID) | Existing | Food Preparation | Natural Gas | Steamer | E3 | Utility - Cost of Equipment | 0 | 0 | 0 | 0 | 0 | 0 | 0 | 0 | 0 | 0 | 0 | 0 | 0 | 0 | 0 | 0 | 0 | 0 | 0 | 0 | 0 | 0 | 0 | 0 | 0 | 0 | 0
F4_Commercial_Warehouse (ID)_Existing_Food Preparation_Natural Gas_Steamer_E4 | F4 | Commercial | Warehouse (ID) | Existing | Food Preparation | Natural Gas | Steamer | E4 | Utility - Cost of Equipment | 0 | 0 | 0 | 0 | 0 | 0 | 0 | 0 | 0 | 0 | 0 | 0 | 0 | 0 | 0 | 0 | 0 | 0 | 0 | 0 | 0 | 0 | 0 | 0 | 0 | 0 | 0
F4_Commercial_Warehouse (ID)_Existing_Food Preparation_Natural Gas_Steamer_E5 | F4 | Commercial | Warehouse (ID) | Existing | Food Preparation | Natural Gas | Steamer | E5 | Utility - Cost of Equipment | 0 | 0 | 0 | 0 | 0 | 0 | 0 | 0 | 0 | 0 | 0 | 0 | 0 | 0 | 0 | 0 | 0 | 0 | 0 | 0 | 0 | 0 | 0 | 0 | 0 | 0 | 0
F4_Commercial_Warehouse (ID)_Existing_Food Preparation_Natural Gas_Steamer_E6 | F4 | Commercial | Warehouse (ID) | Existing | Food Preparation | Natural Gas | Steamer | E6 | Utility - Cost of Equipment | 0 | 0 | 0 | 0 | 0 | 0 | 0 | 0 | 0 | 0 | 0 | 0 | 0 | 0 | 0 | 0 | 0 | 0 | 0 | 0 | 0 | 0 | 0 | 0 | 0 | 0 | 0
F4_Commercial_Warehouse (ID)_Existing_Food Preparation_Natural Gas_Steamer_E7 | F4 | Commercial | Warehouse (ID) | Existing | Food Preparation | Natural Gas | Steamer | E7 | Utility - Cost of Equipment | 0 | 0 | 0 | 0 | 0 | 0 | 0 | 0 | 0 | 0 | 0 | 0 | 0 | 0 | 0 | 0 | 0 | 0 | 0 | 0 | 0 | 0 | 0 | 0 | 0 | 0 | 0
F4_Commercial_Warehouse (ID)_Existing_Food Preparation_Natural Gas_Steamer_E8 | F4 | Commercial | Warehouse (ID) | Existing | Food Preparation | Natural Gas | Steamer | E8 | Utility - Cost of Equipment | 0 | 0 | 0 | 0 | 0 | 0 | 0 | 0 | 0 | 0 | 0 | 0 | 0 | 0 | 0 | 0 | 0 | 0 | 0 | 0 | 0 | 0 | 0 | 0 | 0 | 0 | 0
F4_Commercial_Warehouse (ID)_Existing_Food Preparation_Natural Gas_Steamer_E9 | F4 | Commercial | Warehouse (ID) | Existing | Food Preparation | Natural Gas | Steamer | E9 | Utility - Cost of Equipment | 0 | 0 | 0 | 0 | 0 | 0 | 0 | 0 | 0 | 0 | 0 | 0 | 0 | 0 | 0 | 0 | 0 | 0 | 0 | 0 | 0 | 0 | 0 | 0 | 0 | 0 | 0
F4_Commercial_Warehouse (ID)_Existing_Food Preparation_Natural Gas_Steamer_E10 | F4 | Commercial | Warehouse (ID) | Existing | Food Preparation | Natural Gas | Steamer | E10 | Utility - Cost of Equipment | 0 | 0 | 0 | 0 | 0 | 0 | 0 | 0 | 0 | 0 | 0 | 0 | 0 | 0 | 0 | 0 | 0 | 0 | 0 | 0 | 0 | 0 | 0 | 0 | 0 | 0 | 0
F5_Commercial_Warehouse (ID)_Existing_Food Preparation_Natural Gas_Steamer_E1 | F5 | Commercial | Warehouse (ID) | Existing | Food Preparation | Natural Gas | Steamer | E1 | Utility - Cost of Operation | 0.0034643 | 0.0035516 | 0.003655 | 0.0037736 | 0.0039076 | 0.0040707 | 0.0042386 | 0.0044049 | 0.0045649 | 0.0047272 | 0.0048563 | 0.0049773 | 0.0051072 | 0.0052345 | 0.0053482 | 0.0054547 | 0.0055501 | 0.0056444 | 0.0057451 | 0.0058433 | 0.0059442 | 0.0060491 | 0.0061551 | 0.0062644 | 0.0063757 | 0.006489 | 0.0066043
F5_Commercial_Warehouse (ID)_Existing_Food Preparation_Natural Gas_Steamer_E2 | F5 | Commercial | Warehouse (ID) | Existing | Food Preparation | Natural Gas | Steamer | E2 | Utility - Cost of Operation | 0.00065362 | 0.0006701 | 0.00068961 | 0.00071198 | 0.00073727 | 0.00076804 | 0.00079971 | 0.00083108 | 0.00086128 | 0.0008919 | 0.00091626 | 0.00093908 | 0.0009636 | 0.00098761 | 0.0010091 | 0.0010292 | 0.0010472 | 0.001065 | 0.0010839 | 0.0011025 | 0.0011215 | 0.0011413 | 0.0011613 | 0.0011819 | 0.0012029 | 0.0012243 | 0.0012461
F5_Commercial_Warehouse (ID)_Existing_Food Preparation_Natural Gas_Steamer_E3 | F5 | Commercial | Warehouse (ID) | Existing | Food Preparation | Natural Gas | Steamer | E3 | Utility - Cost of Operation | 0 | 0 | 0 | 0 | 0 | 0 | 0 | 0 | 0 | 0 | 0 | 0 | 0 | 0 | 0 | 0 | 0 | 0 | 0 | 0 | 0 | 0 | 0 | 0 | 0 | 0 | 0
F5_Commercial_Warehouse (ID)_Existing_Food Preparation_Natural Gas_Steamer_E4 | F5 | Commercial | Warehouse (ID) | Existing | Food Preparation | Natural Gas | Steamer | E4 | Utility - Cost of Operation | 0 | 0 | 0 | 0 | 0 | 0 | 0 | 0 | 0 | 0 | 0 | 0 | 0 | 0 | 0 | 0 | 0 | 0 | 0 | 0 | 0 | 0 | 0 | 0 | 0 | 0 | 0
F5_Commercial_Warehouse (ID)_Existing_Food Preparation_Natural Gas_Steamer_E5 | F5 | Commercial | Warehouse (ID) | Existing | Food Preparation | Natural Gas | Steamer | E5 | Utility - Cost of Operation | 0 | 0 | 0 | 0 | 0 | 0 | 0 | 0 | 0 | 0 | 0 | 0 | 0 | 0 | 0 | 0 | 0 | 0 | 0 | 0 | 0 | 0 | 0 | 0 | 0 | 0 | 0
F5_Commercial_Warehouse (ID)_Existing_Food Preparation_Natural Gas_Steamer_E6 | F5 | Commercial | Warehouse (ID) | Existing | Food Preparation | Natural Gas | Steamer | E6 | Utility - Cost of Operation | 0 | 0 | 0 | 0 | 0 | 0 | 0 | 0 | 0 | 0 | 0 | 0 | 0 | 0 | 0 | 0 | 0 | 0 | 0 | 0 | 0 | 0 | 0 | 0 | 0 | 0 | 0
F5_Commercial_Warehouse (ID)_Existing_Food Preparation_Natural Gas_Steamer_E7 | F5 | Commercial | Warehouse (ID) | Existing | Food Preparation | Natural Gas | Steamer | E7 | Utility - Cost of Operation | 0 | 0 | 0 | 0 | 0 | 0 | 0 | 0 | 0 | 0 | 0 | 0 | 0 | 0 | 0 | 0 | 0 | 0 | 0 | 0 | 0 | 0 | 0 | 0 | 0 | 0 | 0
F5_Commercial_Warehouse (ID)_Existing_Food Preparation_Natural Gas_Steamer_E8 | F5 | Commercial | Warehouse (ID) | Existing | Food Preparation | Natural Gas | Steamer | E8 | Utility - Cost of Operation | 0 | 0 | 0 | 0 | 0 | 0 | 0 | 0 | 0 | 0 | 0 | 0 | 0 | 0 | 0 | 0 | 0 | 0 | 0 | 0 | 0 | 0 | 0 | 0 | 0 | 0 | 0
F5_Commercial_Warehouse (ID)_Existing_Food Preparation_Natural Gas_Steamer_E9 | F5 | Commercial | Warehouse (ID) | Existing | Food Preparation | Natural Gas | Steamer | E9 | Utility - Cost of Operation | 0 | 0 | 0 | 0 | 0 | 0 | 0 | 0 | 0 | 0 | 0 | 0 | 0 | 0 | 0 | 0 | 0 | 0 | 0 | 0 | 0 | 0 | 0 | 0 | 0 | 0 | 0
F5_Commercial_Warehouse (ID)_Existing_Food Preparation_Natural Gas_Steamer_E10 | F5 | Commercial | Warehouse (ID) | Existing | Food Preparation | Natural Gas | Steamer | E10 | Utility - Cost of Operation | 0 | 0 | 0 | 0 | 0 | 0 | 0 | 0 | 0 | 0 | 0 | 0 | 0 | 0 | 0 | 0 | 0 | 0 | 0 | 0 | 0 | 0 | 0 | 0 | 0 | 0 | 0
F6_Commercial_Warehouse (ID)_Existing_Food Preparation_Natural Gas_Steamer_E1 | F6 | Commercial | Warehouse (ID) | Existing | Food Preparation | Natural Gas | Steamer | E1 | Utility - Value of Sales | 0.0040802 | 0.0041573 | 0.0042478 | 0.0043533 | 0.0044741 | 0.0046249 | 0.0047761 | 0.0049197 | 0.0050497 | 0.0051756 | 0.0053062 | 0.0054248 | 0.0055501 | 0.0056686 | 0.0057705 | 0.0058624 | 0.0059402 | 0.0060145 | 0.0060936 | 0.0061673 | 0.0062414 | 0.0063515 | 0.0064628 | 0.0065776 | 0.0066945 | 0.0068134 | 0.0069345
F6_Commercial_Warehouse (ID)_Existing_Food Preparation_Natural Gas_Steamer_E2 | F6 | Commercial | Warehouse (ID) | Existing | Food Preparation | Natural Gas | Steamer | E2 | Utility - Value of Sales | 0.00076984 | 0.00078438 | 0.00080145 | 0.00082135 | 0.00084414 | 0.00087259 | 0.00090113 | 0.00092822 | 0.00095274 | 0.00097651 | 0.0010011 | 0.0010235 | 0.0010472 | 0.0010695 | 0.0010887 | 0.0011061 | 0.0011208 | 0.0011348 | 0.0011497 | 0.0011636 | 0.0011776 | 0.0011984 | 0.0012194 | 0.001241 | 0.0012631 | 0.0012855 | 0.0013084
F6_Commercial_Warehouse (ID)_Existing_Food Preparation_Natural Gas_Steamer_E3 | F6 | Commercial | Warehouse (ID) | Existing | Food Preparation | Natural Gas | Steamer | E3 | Utility - Value of Sales | 0 | 0 | 0 | 0 | 0 | 0 | 0 | 0 | 0 | 0 | 0 | 0 | 0 | 0 | 0 | 0 | 0 | 0 | 0 | 0 | 0 | 0 | 0 | 0 | 0 | 0 | 0
F6_Commercial_Warehouse (ID)_Existing_Food Preparation_Natural Gas_Steamer_E4 | F6 | Commercial | Warehouse (ID) | Existing | Food Preparation | Natural Gas | Steamer | E4 | Utility - Value of Sales | 0 | 0 | 0 | 0 | 0 | 0 | 0 | 0 | 0 | 0 | 0 | 0 | 0 | 0 | 0 | 0 | 0 | 0 | 0 | 0 | 0 | 0 | 0 | 0 | 0 | 0 | 0
F6_Commercial_Warehouse (ID)_Existing_Food Preparation_Natural Gas_Steamer_E5 | F6 | Commercial | Warehouse (ID) | Existing | Food Preparation | Natural Gas | Steamer | E5 | Utility - Value of Sales | 0 | 0 | 0 | 0 | 0 | 0 | 0 | 0 | 0 | 0 | 0 | 0 | 0 | 0 | 0 | 0 | 0 | 0 | 0 | 0 | 0 | 0 | 0 | 0 | 0 | 0 | 0
F6_Commercial_Warehouse (ID)_Existing_Food Preparation_Natural Gas_Steamer_E6 | F6 | Commercial | Warehouse (ID) | Existing | Food Preparation | Natural Gas | Steamer | E6 | Utility - Value of Sales | 0 | 0 | 0 | 0 | 0 | 0 | 0 | 0 | 0 | 0 | 0 | 0 | 0 | 0 | 0 | 0 | 0 | 0 | 0 | 0 | 0 | 0 | 0 | 0 | 0 | 0 | 0
F6_Commercial_Warehouse (ID)_Existing_Food Preparation_Natural Gas_Steamer_E7 | F6 | Commercial | Warehouse (ID) | Existing | Food Preparation | Natural Gas | Steamer | E7 | Utility - Value of Sales | 0 | 0 | 0 | 0 | 0 | 0 | 0 | 0 | 0 | 0 | 0 | 0 | 0 | 0 | 0 | 0 | 0 | 0 | 0 | 0 | 0 | 0 | 0 | 0 | 0 | 0 | 0
F6_Commercial_Warehouse (ID)_Existing_Food Preparation_Natural Gas_Steamer_E8 | F6 | Commercial | Warehouse (ID) | Existing | Food Preparation | Natural Gas | Steamer | E8 | Utility - Value of Sales | 0 | 0 | 0 | 0 | 0 | 0 | 0 | 0 | 0 | 0 | 0 | 0 | 0 | 0 | 0 | 0 | 0 | 0 | 0 | 0 | 0 | 0 | 0 | 0 | 0 | 0 | 0
F6_Commercial_Warehouse (ID)_Existing_Food Preparation_Natural Gas_Steamer_E9 | F6 | Commercial | Warehouse (ID) | Existing | Food Preparation | Natural Gas | Steamer | E9 | Utility - Value of Sales | 0 | 0 | 0 | 0 | 0 | 0 | 0 | 0 | 0 | 0 | 0 | 0 | 0 | 0 | 0 | 0 | 0 | 0 | 0 | 0 | 0 | 0 | 0 | 0 | 0 | 0 | 0
F6_Commercial_Warehouse (ID)_Existing_Food Preparation_Natural Gas_Steamer_E10 | F6 | Commercial | Warehouse (ID) | Existing | Food Preparation | Natural Gas | Steamer | E10 | Utility - Value of Sales | 0 | 0 | 0 | 0 | 0 | 0 | 0 | 0 | 0 | 0 | 0 | 0 | 0 | 0 | 0 | 0 | 0 | 0 | 0 | 0 | 0 | 0 | 0 | 0 | 0 | 0 | 0
F1_Commercial_Warehouse (ID)_Existing_Food Preparation_Natural Gas_Food Prep Other_E1 | F1 | Commercial | Warehouse (ID) | Existing | Food Preparation | Natural Gas | Food Prep Other | E1 | RVT - Cost of Equipment | 0.00023315 | 0.00023315 | 0.00023315 | 0.00023315 | 0.00023315 | 0.00023315 | 0.00023315 | 0.00023315 | 0.00023315 | 0.00023315 | 0.00023315 | 0.00023315 | 0.00023315 | 0.00023315 | 0.00023315 | 0.00023315 | 0.00023315 | 0.00023315 | 0.00023315 | 0.00023315 | 0.00023315 | 0.00023315 | 0.00023315 | 0.00023315 | 0.00023315 | 0.00023315 | 0.00023315
F1_Commercial_Warehouse (ID)_Existing_Food Preparation_Natural Gas_Food Prep Other_E2 | F1 | Commercial | Warehouse (ID) | Existing | Food Preparation | Natural Gas | Food Prep Other | E2 | RVT - Cost of Equipment | 0.00023338 | 0.00023338 | 0.00023338 | 0.00023338 | 0.00023338 | 0.00023338 | 0.00023338 | 0.00023338 | 0.00023338 | 0.00023338 | 0.00023338 | 0.00023338 | 0.00023338 | 0.00023338 | 0.00023338 | 0.00023338 | 0.00023338 | 0.00023338 | 0.00023338 | 0.00023338 | 0.00023338 | 0.00023338 | 0.00023338 | 0.00023338 | 0.00023338 | 0.00023338 | 0.00023338
F1_Commercial_Warehouse (ID)_Existing_Food Preparation_Natural Gas_Food Prep Other_E3 | F1 | Commercial | Warehouse (ID) | Existing | Food Preparation | Natural Gas | Food Prep Other | E3 | RVT - Cost of Equipment | 0 | 0 | 0 | 0 | 0 | 0 | 0 | 0 | 0 | 0 | 0 | 0 | 0 | 0 | 0 | 0 | 0 | 0 | 0 | 0 | 0 | 0 | 0 | 0 | 0 | 0 | 0
F1_Commercial_Warehouse (ID)_Existing_Food Preparation_Natural Gas_Food Prep Other_E4 | F1 | Commercial | Warehouse (ID) | Existing | Food Preparation | Natural Gas | Food Prep Other | E4 | RVT - Cost of Equipment | 0 | 0 | 0 | 0 | 0 | 0 | 0 | 0 | 0 | 0 | 0 | 0 | 0 | 0 | 0 | 0 | 0 | 0 | 0 | 0 | 0 | 0 | 0 | 0 | 0 | 0 | 0
F1_Commercial_Warehouse (ID)_Existing_Food Preparation_Natural Gas_Food Prep Other_E5 | F1 | Commercial | Warehouse (ID) | Existing | Food Preparation | Natural Gas | Food Prep Other | E5 | RVT - Cost of Equipment | 0 | 0 | 0 | 0 | 0 | 0 | 0 | 0 | 0 | 0 | 0 | 0 | 0 | 0 | 0 | 0 | 0 | 0 | 0 | 0 | 0 | 0 | 0 | 0 | 0 | 0 | 0
F1_Commercial_Warehouse (ID)_Existing_Food Preparation_Natural Gas_Food Prep Other_E6 | F1 | Commercial | Warehouse (ID) | Existing | Food Preparation | Natural Gas | Food Prep Other | E6 | RVT - Cost of Equipment | 0 | 0 | 0 | 0 | 0 | 0 | 0 | 0 | 0 | 0 | 0 | 0 | 0 | 0 | 0 | 0 | 0 | 0 | 0 | 0 | 0 | 0 | 0 | 0 | 0 | 0 | 0
F1_Commercial_Warehouse (ID)_Existing_Food Preparation_Natural Gas_Food Prep Other_E7 | F1 | Commercial | Warehouse (ID) | Existing | Food Preparation | Natural Gas | Food Prep Other | E7 | RVT - Cost of Equipment | 0 | 0 | 0 | 0 | 0 | 0 | 0 | 0 | 0 | 0 | 0 | 0 | 0 | 0 | 0 | 0 | 0 | 0 | 0 | 0 | 0 | 0 | 0 | 0 | 0 | 0 | 0
F1_Commercial_Warehouse (ID)_Existing_Food Preparation_Natural Gas_Food Prep Other_E8 | F1 | Commercial | Warehouse (ID) | Existing | Food Preparation | Natural Gas | Food Prep Other | E8 | RVT - Cost of Equipment | 0 | 0 | 0 | 0 | 0 | 0 | 0 | 0 | 0 | 0 | 0 | 0 | 0 | 0 | 0 | 0 | 0 | 0 | 0 | 0 | 0 | 0 | 0 | 0 | 0 | 0 | 0
F1_Commercial_Warehouse (ID)_Existing_Food Preparation_Natural Gas_Food Prep Other_E9 | F1 | Commercial | Warehouse (ID) | Existing | Food Preparation | Natural Gas | Food Prep Other | E9 | RVT - Cost of Equipment | 0 | 0 | 0 | 0 | 0 | 0 | 0 | 0 | 0 | 0 | 0 | 0 | 0 | 0 | 0 | 0 | 0 | 0 | 0 | 0 | 0 | 0 | 0 | 0 | 0 | 0 | 0
F1_Commercial_Warehouse (ID)_Existing_Food Preparation_Natural Gas_Food Prep Other_E10 | F1 | Commercial | Warehouse (ID) | Existing | Food Preparation | Natural Gas | Food Prep Other | E10 | RVT - Cost of Equipment | 0 | 0 | 0 | 0 | 0 | 0 | 0 | 0 | 0 | 0 | 0 | 0 | 0 | 0 | 0 | 0 | 0 | 0 | 0 | 0 | 0 | 0 | 0 | 0 | 0 | 0 | 0
F2_Commercial_Warehouse (ID)_Existing_Food Preparation_Natural Gas_Food Prep Other_E1 | F2 | Commercial | Warehouse (ID) | Existing | Food Preparation | Natural Gas | Food Prep Other | E1 | RVT - Cost of Operation | 0.00086195 | 0.0008763 | 0.00089378 | 0.00091503 | 0.00094031 | 0.00097373 | 0.001008 | 0.0010412 | 0.0010717 | 0.001101 | 0.0011311 | 0.001158 | 0.0011861 | 0.001212 | 0.0012338 | 0.0012532 | 0.0012691 | 0.001284 | 0.0013001 | 0.0013148 | 0.0013295 | 0.001353 | 0.0013766 | 0.0014011 | 0.001426 | 0.0014513 | 0.0014771
F2_Commercial_Warehouse (ID)_Existing_Food Preparation_Natural Gas_Food Prep Other_E2 | F2 | Commercial | Warehouse (ID) | Existing | Food Preparation | Natural Gas | Food Prep Other | E2 | RVT - Cost of Operation | 0.00086194 | 0.00087629 | 0.00089377 | 0.00091502 | 0.00094031 | 0.00097372 | 0.001008 | 0.0010412 | 0.0010717 | 0.001101 | 0.0011311 | 0.001158 | 0.0011861 | 0.001212 | 0.0012338 | 0.0012532 | 0.0012691 | 0.001284 | 0.0013001 | 0.0013148 | 0.0013295 | 0.001353 | 0.0013766 | 0.0014011 | 0.001426 | 0.0014513 | 0.0014771
F2_Commercial_Warehouse (ID)_Existing_Food Preparation_Natural Gas_Food Prep Other_E3 | F2 | Commercial | Warehouse (ID) | Existing | Food Preparation | Natural Gas | Food Prep Other | E3 | RVT - Cost of Operation | 0 | 0 | 0 | 0 | 0 | 0 | 0 | 0 | 0 | 0 | 0 | 0 | 0 | 0 | 0 | 0 | 0 | 0 | 0 | 0 | 0 | 0 | 0 | 0 | 0 | 0 | 0
F2_Commercial_Warehouse (ID)_Existing_Food Preparation_Natural Gas_Food Prep Other_E4 | F2 | Commercial | Warehouse (ID) | Existing | Food Preparation | Natural Gas | Food Prep Other | E4 | RVT - Cost of Operation | 0 | 0 | 0 | 0 | 0 | 0 | 0 | 0 | 0 | 0 | 0 | 0 | 0 | 0 | 0 | 0 | 0 | 0 | 0 | 0 | 0 | 0 | 0 | 0 | 0 | 0 | 0
F2_Commercial_Warehouse (ID)_Existing_Food Preparation_Natural Gas_Food Prep Other_E5 | F2 | Commercial | Warehouse (ID) | Existing | Food Preparation | Natural Gas | Food Prep Other | E5 | RVT - Cost of Operation | 0 | 0 | 0 | 0 | 0 | 0 | 0 | 0 | 0 | 0 | 0 | 0 | 0 | 0 | 0 | 0 | 0 | 0 | 0 | 0 | 0 | 0 | 0 | 0 | 0 | 0 | 0
F2_Commercial_Warehouse (ID)_Existing_Food Preparation_Natural Gas_Food Prep Other_E6 | F2 | Commercial | Warehouse (ID) | Existing | Food Preparation | Natural Gas | Food Prep Other | E6 | RVT - Cost of Operation | 0 | 0 | 0 | 0 | 0 | 0 | 0 | 0 | 0 | 0 | 0 | 0 | 0 | 0 | 0 | 0 | 0 | 0 | 0 | 0 | 0 | 0 | 0 | 0 | 0 | 0 | 0
F2_Commercial_Warehouse (ID)_Existing_Food Preparation_Natural Gas_Food Prep Other_E7 | F2 | Commercial | Warehouse (ID) | Existing | Food Preparation | Natural Gas | Food Prep Other | E7 | RVT - Cost of Operation | 0 | 0 | 0 | 0 | 0 | 0 | 0 | 0 | 0 | 0 | 0 | 0 | 0 | 0 | 0 | 0 | 0 | 0 | 0 | 0 | 0 | 0 | 0 | 0 | 0 | 0 | 0
F2_Commercial_Warehouse (ID)_Existing_Food Preparation_Natural Gas_Food Prep Other_E8 | F2 | Commercial | Warehouse (ID) | Existing | Food Preparation | Natural Gas | Food Prep Other | E8 | RVT - Cost of Operation | 0 | 0 | 0 | 0 | 0 | 0 | 0 | 0 | 0 | 0 | 0 | 0 | 0 | 0 | 0 | 0 | 0 | 0 | 0 | 0 | 0 | 0 | 0 | 0 | 0 | 0 | 0
F2_Commercial_Warehouse (ID)_Existing_Food Preparation_Natural Gas_Food Prep Other_E9 | F2 | Commercial | Warehouse (ID) | Existing | Food Preparation | Natural Gas | Food Prep Other | E9 | RVT - Cost of Operation | 0 | 0 | 0 | 0 | 0 | 0 | 0 | 0 | 0 | 0 | 0 | 0 | 0 | 0 | 0 | 0 | 0 | 0 | 0 | 0 | 0 | 0 | 0 | 0 | 0 | 0 | 0
F2_Commercial_Warehouse (ID)_Existing_Food Preparation_Natural Gas_Food Prep Other_E10 | F2 | Commercial | Warehouse (ID) | Existing | Food Preparation | Natural Gas | Food Prep Other | E10 | RVT - Cost of Operation | 0 | 0 | 0 | 0 | 0 | 0 | 0 | 0 | 0 | 0 | 0 | 0 | 0 | 0 | 0 | 0 | 0 | 0 | 0 | 0 | 0 | 0 | 0 | 0 | 0 | 0 | 0
F3_Commercial_Warehouse (ID)_Existing_Food Preparation_Natural Gas_Food Prep Other_E1 | F3 | Commercial | Warehouse (ID) | Existing | Food Preparation | Natural Gas | Food Prep Other | E1 | System - kBTUs of Consumption | 0.20893 | 0.20893 | 0.20893 | 0.20893 | 0.20893 | 0.20893 | 0.20893 | 0.20893 | 0.20893 | 0.20893 | 0.20893 | 0.20893 | 0.20893 | 0.20893 | 0.20893 | 0.20893 | 0.20893 | 0.20893 | 0.20893 | 0.20893 | 0.20893 | 0.20893 | 0.20893 | 0.20893 | 0.20893 | 0.20893 | 0.20893
F3_Commercial_Warehouse (ID)_Existing_Food Preparation_Natural Gas_Food Prep Other_E2 | F3 | Commercial | Warehouse (ID) | Existing | Food Preparation | Natural Gas | Food Prep Other | E2 | System - kBTUs of Consumption | 0.20893 | 0.20893 | 0.20893 | 0.20893 | 0.20893 | 0.20893 | 0.20893 | 0.20893 | 0.20893 | 0.20893 | 0.20893 | 0.20893 | 0.20893 | 0.20893 | 0.20893 | 0.20893 | 0.20893 | 0.20893 | 0.20893 | 0.20893 | 0.20893 | 0.20893 | 0.20893 | 0.20893 | 0.20893 | 0.20893 | 0.20893
F3_Commercial_Warehouse (ID)_Existing_Food Preparation_Natural Gas_Food Prep Other_E3 | F3 | Commercial | Warehouse (ID) | Existing | Food Preparation | Natural Gas | Food Prep Other | E3 | System - kBTUs of Consumption | 0 | 0 | 0 | 0 | 0 | 0 | 0 | 0 | 0 | 0 | 0 | 0 | 0 | 0 | 0 | 0 | 0 | 0 | 0 | 0 | 0 | 0 | 0 | 0 | 0 | 0 | 0
F3_Commercial_Warehouse (ID)_Existing_Food Preparation_Natural Gas_Food Prep Other_E4 | F3 | Commercial | Warehouse (ID) | Existing | Food Preparation | Natural Gas | Food Prep Other | E4 | System - kBTUs of Consumption | 0 | 0 | 0 | 0 | 0 | 0 | 0 | 0 | 0 | 0 | 0 | 0 | 0 | 0 | 0 | 0 | 0 | 0 | 0 | 0 | 0 | 0 | 0 | 0 | 0 | 0 | 0
F3_Commercial_Warehouse (ID)_Existing_Food Preparation_Natural Gas_Food Prep Other_E5 | F3 | Commercial | Warehouse (ID) | Existing | Food Preparation | Natural Gas | Food Prep Other | E5 | System - kBTUs of Consumption | 0 | 0 | 0 | 0 | 0 | 0 | 0 | 0 | 0 | 0 | 0 | 0 | 0 | 0 | 0 | 0 | 0 | 0 | 0 | 0 | 0 | 0 | 0 | 0 | 0 | 0 | 0
F3_Commercial_Warehouse (ID)_Existing_Food Preparation_Natural Gas_Food Prep Other_E6 | F3 | Commercial | Warehouse (ID) | Existing | Food Preparation | Natural Gas | Food Prep Other | E6 | System - kBTUs of Consumption | 0 | 0 | 0 | 0 | 0 | 0 | 0 | 0 | 0 | 0 | 0 | 0 | 0 | 0 | 0 | 0 | 0 | 0 | 0 | 0 | 0 | 0 | 0 | 0 | 0 | 0 | 0
F3_Commercial_Warehouse (ID)_Existing_Food Preparation_Natural Gas_Food Prep Other_E7 | F3 | Commercial | Warehouse (ID) | Existing | Food Preparation | Natural Gas | Food Prep Other | E7 | System - kBTUs of Consumption | 0 | 0 | 0 | 0 | 0 | 0 | 0 | 0 | 0 | 0 | 0 | 0 | 0 | 0 | 0 | 0 | 0 | 0 | 0 | 0 | 0 | 0 | 0 | 0 | 0 | 0 | 0
F3_Commercial_Warehouse (ID)_Existing_Food Preparation_Natural Gas_Food Prep Other_E8 | F3 | Commercial | Warehouse (ID) | Existing | Food Preparation | Natural Gas | Food Prep Other | E8 | System - kBTUs of Consumption | 0 | 0 | 0 | 0 | 0 | 0 | 0 | 0 | 0 | 0 | 0 | 0 | 0 | 0 | 0 | 0 | 0 | 0 | 0 | 0 | 0 | 0 | 0 | 0 | 0 | 0 | 0
F3_Commercial_Warehouse (ID)_Existing_Food Preparation_Natural Gas_Food Prep Other_E9 | F3 | Commercial | Warehouse (ID) | Existing | Food Preparation | Natural Gas | Food Prep Other | E9 | System - kBTUs of Consumption | 0 | 0 | 0 | 0 | 0 | 0 | 0 | 0 | 0 | 0 | 0 | 0 | 0 | 0 | 0 | 0 | 0 | 0 | 0 | 0 | 0 | 0 | 0 | 0 | 0 | 0 | 0
F3_Commercial_Warehouse (ID)_Existing_Food Preparation_Natural Gas_Food Prep Other_E10 | F3 | Commercial | Warehouse (ID) | Existing | Food Preparation | Natural Gas | Food Prep Other | E10 | System - kBTUs of Consumption | 0 | 0 | 0 | 0 | 0 | 0 | 0 | 0 | 0 | 0 | 0 | 0 | 0 | 0 | 0 | 0 | 0 | 0 | 0 | 0 | 0 | 0 | 0 | 0 | 0 | 0 | 0
F4_Commercial_Warehouse (ID)_Existing_Food Preparation_Natural Gas_Food Prep Other_E1 | F4 | Commercial | Warehouse (ID) | Existing | Food Preparation | Natural Gas | Food Prep Other | E1 | Utility - Cost of Equipment | 0.00023315 | 0.00023315 | 0.00023315 | 0.00023315 | 0.00023315 | 0.00023315 | 0.00023315 | 0.00023315 | 0.00023315 | 0.00023315 | 0.00023315 | 0.00023315 | 0.00023315 | 0.00023315 | 0.00023315 | 0.00023315 | 0.00023315 | 0.00023315 | 0.00023315 | 0.00023315 | 0.00023315 | 0.00023315 | 0.00023315 | 0.00023315 | 0.00023315 | 0.00023315 | 0.00023315
F4_Commercial_Warehouse (ID)_Existing_Food Preparation_Natural Gas_Food Prep Other_E2 | F4 | Commercial | Warehouse (ID) | Existing | Food Preparation | Natural Gas | Food Prep Other | E2 | Utility - Cost of Equipment | 0.00023338 | 0.00023338 | 0.00023338 | 0.00023338 | 0.00023338 | 0.00023338 | 0.00023338 | 0.00023338 | 0.00023338 | 0.00023338 | 0.00023338 | 0.00023338 | 0.00023338 | 0.00023338 | 0.00023338 | 0.00023338 | 0.00023338 | 0.00023338 | 0.00023338 | 0.00023338 | 0.00023338 | 0.00023338 | 0.00023338 | 0.00023338 | 0.00023338 | 0.00023338 | 0.00023338
F4_Commercial_Warehouse (ID)_Existing_Food Preparation_Natural Gas_Food Prep Other_E3 | F4 | Commercial | Warehouse (ID) | Existing | Food Preparation | Natural Gas | Food Prep Other | E3 | Utility - Cost of Equipment | 0 | 0 | 0 | 0 | 0 | 0 | 0 | 0 | 0 | 0 | 0 | 0 | 0 | 0 | 0 | 0 | 0 | 0 | 0 | 0 | 0 | 0 | 0 | 0 | 0 | 0 | 0
F4_Commercial_Warehouse (ID)_Existing_Food Preparation_Natural Gas_Food Prep Other_E4 | F4 | Commercial | Warehouse (ID) | Existing | Food Preparation | Natural Gas | Food Prep Other | E4 | Utility - Cost of Equipment | 0 | 0 | 0 | 0 | 0 | 0 | 0 | 0 | 0 | 0 | 0 | 0 | 0 | 0 | 0 | 0 | 0 | 0 | 0 | 0 | 0 | 0 | 0 | 0 | 0 | 0 | 0
F4_Commercial_Warehouse (ID)_Existing_Food Preparation_Natural Gas_Food Prep Other_E5 | F4 | Commercial | Warehouse (ID) | Existing | Food Preparation | Natural Gas | Food Prep Other | E5 | Utility - Cost of Equipment | 0 | 0 | 0 | 0 | 0 | 0 | 0 | 0 | 0 | 0 | 0 | 0 | 0 | 0 | 0 | 0 | 0 | 0 | 0 | 0 | 0 | 0 | 0 | 0 | 0 | 0 | 0
F4_Commercial_Warehouse (ID)_Existing_Food Preparation_Natural Gas_Food Prep Other_E6 | F4 | Commercial | Warehouse (ID) | Existing | Food Preparation | Natural Gas | Food Prep Other | E6 | Utility - Cost of Equipment | 0 | 0 | 0 | 0 | 0 | 0 | 0 | 0 | 0 | 0 | 0 | 0 | 0 | 0 | 0 | 0 | 0 | 0 | 0 | 0 | 0 | 0 | 0 | 0 | 0 | 0 | 0
F4_Commercial_Warehouse (ID)_Existing_Food Preparation_Natural Gas_Food Prep Other_E7 | F4 | Commercial | Warehouse (ID) | Existing | Food Preparation | Natural Gas | Food Prep Other | E7 | Utility - Cost of Equipment | 0 | 0 | 0 | 0 | 0 | 0 | 0 | 0 | 0 | 0 | 0 | 0 | 0 | 0 | 0 | 0 | 0 | 0 | 0 | 0 | 0 | 0 | 0 | 0 | 0 | 0 | 0
F4_Commercial_Warehouse (ID)_Existing_Food Preparation_Natural Gas_Food Prep Other_E8 | F4 | Commercial | Warehouse (ID) | Existing | Food Preparation | Natural Gas | Food Prep Other | E8 | Utility - Cost of Equipment | 0 | 0 | 0 | 0 | 0 | 0 | 0 | 0 | 0 | 0 | 0 | 0 | 0 | 0 | 0 | 0 | 0 | 0 | 0 | 0 | 0 | 0 | 0 | 0 | 0 | 0 | 0
F4_Commercial_Warehouse (ID)_Existing_Food Preparation_Natural Gas_Food Prep Other_E9 | F4 | Commercial | Warehouse (ID) | Existing | Food Preparation | Natural Gas | Food Prep Other | E9 | Utility - Cost of Equipment | 0 | 0 | 0 | 0 | 0 | 0 | 0 | 0 | 0 | 0 | 0 | 0 | 0 | 0 | 0 | 0 | 0 | 0 | 0 | 0 | 0 | 0 | 0 | 0 | 0 | 0 | 0
F4_Commercial_Warehouse (ID)_Existing_Food Preparation_Natural Gas_Food Prep Other_E10 | F4 | Commercial | Warehouse (ID) | Existing | Food Preparation | Natural Gas | Food Prep Other | E10 | Utility - Cost of Equipment | 0 | 0 | 0 | 0 | 0 | 0 | 0 | 0 | 0 | 0 | 0 | 0 | 0 | 0 | 0 | 0 | 0 | 0 | 0 | 0 | 0 | 0 | 0 | 0 | 0 | 0 | 0
F5_Commercial_Warehouse (ID)_Existing_Food Preparation_Natural Gas_Food Prep Other_E1 | F5 | Commercial | Warehouse (ID) | Existing | Food Preparation | Natural Gas | Food Prep Other | E1 | Utility - Cost of Operation | 0.00072458 | 0.00074131 | 0.00076235 | 0.00078717 | 0.00081604 | 0.00085244 | 0.00089036 | 0.00092817 | 0.00096463 | 0.0010016 | 0.0010305 | 0.0010573 | 0.0010862 | 0.0011144 | 0.0011393 | 0.0011623 | 0.0011826 | 0.0012025 | 0.001224 | 0.0012448 | 0.0012662 | 0.0012885 | 0.0013111 | 0.0013344 | 0.0013581 | 0.0013822 | 0.0014068
F5_Commercial_Warehouse (ID)_Existing_Food Preparation_Natural Gas_Food Prep Other_E2 | F5 | Commercial | Warehouse (ID) | Existing | Food Preparation | Natural Gas | Food Prep Other | E2 | Utility - Cost of Operation | 0.00072458 | 0.0007413 | 0.00076235 | 0.00078717 | 0.00081603 | 0.00085244 | 0.00089035 | 0.00092816 | 0.00096463 | 0.0010016 | 0.0010304 | 0.0010573 | 0.0010862 | 0.0011144 | 0.0011393 | 0.0011623 | 0.0011826 | 0.0012025 | 0.001224 | 0.0012448 | 0.0012662 | 0.0012885 | 0.0013111 | 0.0013344 | 0.0013581 | 0.0013822 | 0.0014068
F5_Commercial_Warehouse (ID)_Existing_Food Preparation_Natural Gas_Food Prep Other_E3 | F5 | Commercial | Warehouse (ID) | Existing | Food Preparation | Natural Gas | Food Prep Other | E3 | Utility - Cost of Operation | 0 | 0 | 0 | 0 | 0 | 0 | 0 | 0 | 0 | 0 | 0 | 0 | 0 | 0 | 0 | 0 | 0 | 0 | 0 | 0 | 0 | 0 | 0 | 0 | 0 | 0 | 0
F5_Commercial_Warehouse (ID)_Existing_Food Preparation_Natural Gas_Food Prep Other_E4 | F5 | Commercial | Warehouse (ID) | Existing | Food Preparation | Natural Gas | Food Prep Other | E4 | Utility - Cost of Operation | 0 | 0 | 0 | 0 | 0 | 0 | 0 | 0 | 0 | 0 | 0 | 0 | 0 | 0 | 0 | 0 | 0 | 0 | 0 | 0 | 0 | 0 | 0 | 0 | 0 | 0 | 0
F5_Commercial_Warehouse (ID)_Existing_Food Preparation_Natural Gas_Food Prep Other_E5 | F5 | Commercial | Warehouse (ID) | Existing | Food Preparation | Natural Gas | Food Prep Other | E5 | Utility - Cost of Operation | 0 | 0 | 0 | 0 | 0 | 0 | 0 | 0 | 0 | 0 | 0 | 0 | 0 | 0 | 0 | 0 | 0 | 0 | 0 | 0 | 0 | 0 | 0 | 0 | 0 | 0 | 0
F5_Commercial_Warehouse (ID)_Existing_Food Preparation_Natural Gas_Food Prep Other_E6 | F5 | Commercial | Warehouse (ID) | Existing | Food Preparation | Natural Gas | Food Prep Other | E6 | Utility - Cost of Operation | 0 | 0 | 0 | 0 | 0 | 0 | 0 | 0 | 0 | 0 | 0 | 0 | 0 | 0 | 0 | 0 | 0 | 0 | 0 | 0 | 0 | 0 | 0 | 0 | 0 | 0 | 0
F5_Commercial_Warehouse (ID)_Existing_Food Preparation_Natural Gas_Food Prep Other_E7 | F5 | Commercial | Warehouse (ID) | Existing | Food Preparation | Natural Gas | Food Prep Other | E7 | Utility - Cost of Operation | 0 | 0 | 0 | 0 | 0 | 0 | 0 | 0 | 0 | 0 | 0 | 0 | 0 | 0 | 0 | 0 | 0 | 0 | 0 | 0 | 0 | 0 | 0 | 0 | 0 | 0 | 0
F5_Commercial_Warehouse (ID)_Existing_Food Preparation_Natural Gas_Food Prep Other_E8 | F5 | Commercial | Warehouse (ID) | Existing | Food Preparation | Natural Gas | Food Prep Other | E8 | Utility - Cost of Operation | 0 | 0 | 0 | 0 | 0 | 0 | 0 | 0 | 0 | 0 | 0 | 0 | 0 | 0 | 0 | 0 | 0 | 0 | 0 | 0 | 0 | 0 | 0 | 0 | 0 | 0 | 0
F5_Commercial_Warehouse (ID)_Existing_Food Preparation_Natural Gas_Food Prep Other_E9 | F5 | Commercial | Warehouse (ID) | Existing | Food Preparation | Natural Gas | Food Prep Other | E9 | Utility - Cost of Operation | 0 | 0 | 0 | 0 | 0 | 0 | 0 | 0 | 0 | 0 | 0 | 0 | 0 | 0 | 0 | 0 | 0 | 0 | 0 | 0 | 0 | 0 | 0 | 0 | 0 | 0 | 0
F5_Commercial_Warehouse (ID)_Existing_Food Preparation_Natural Gas_Food Prep Other_E10 | F5 | Commercial | Warehouse (ID) | Existing | Food Preparation | Natural Gas | Food Prep Other | E10 | Utility - Cost of Operation | 0 | 0 | 0 | 0 | 0 | 0 | 0 | 0 | 0 | 0 | 0 | 0 | 0 | 0 | 0 | 0 | 0 | 0 | 0 | 0 | 0 | 0 | 0 | 0 | 0 | 0 | 0
F6_Commercial_Warehouse (ID)_Existing_Food Preparation_Natural Gas_Food Prep Other_E1 | F6 | Commercial | Warehouse (ID) | Existing | Food Preparation | Natural Gas | Food Prep Other | E1 | Utility - Value of Sales | 0.00086195 | 0.0008763 | 0.00089378 | 0.00091503 | 0.00094031 | 0.00097373 | 0.001008 | 0.0010412 | 0.0010717 | 0.001101 | 0.0011311 | 0.001158 | 0.0011861 | 0.001212 | 0.0012338 | 0.0012532 | 0.0012691 | 0.001284 | 0.0013001 | 0.0013148 | 0.0013295 | 0.001353 | 0.0013766 | 0.0014011 | 0.001426 | 0.0014513 | 0.0014771
F6_Commercial_Warehouse (ID)_Existing_Food Preparation_Natural Gas_Food Prep Other_E2 | F6 | Commercial | Warehouse (ID) | Existing | Food Preparation | Natural Gas | Food Prep Other | E2 | Utility - Value of Sales | 0.00086194 | 0.00087629 | 0.00089377 | 0.00091502 | 0.00094031 | 0.00097372 | 0.001008 | 0.0010412 | 0.0010717 | 0.001101 | 0.0011311 | 0.001158 | 0.0011861 | 0.001212 | 0.0012338 | 0.0012532 | 0.0012691 | 0.001284 | 0.0013001 | 0.0013148 | 0.0013295 | 0.001353 | 0.0013766 | 0.0014011 | 0.001426 | 0.0014513 | 0.0014771
F6_Commercial_Warehouse (ID)_Existing_Food Preparation_Natural Gas_Food Prep Other_E3 | F6 | Commercial | Warehouse (ID) | Existing | Food Preparation | Natural Gas | Food Prep Other | E3 | Utility - Value of Sales | 0 | 0 | 0 | 0 | 0 | 0 | 0 | 0 | 0 | 0 | 0 | 0 | 0 | 0 | 0 | 0 | 0 | 0 | 0 | 0 | 0 | 0 | 0 | 0 | 0 | 0 | 0
F6_Commercial_Warehouse (ID)_Existing_Food Preparation_Natural Gas_Food Prep Other_E4 | F6 | Commercial | Warehouse (ID) | Existing | Food Preparation | Natural Gas | Food Prep Other | E4 | Utility - Value of Sales | 0 | 0 | 0 | 0 | 0 | 0 | 0 | 0 | 0 | 0 | 0 | 0 | 0 | 0 | 0 | 0 | 0 | 0 | 0 | 0 | 0 | 0 | 0 | 0 | 0 | 0 | 0
F6_Commercial_Warehouse (ID)_Existing_Food Preparation_Natural Gas_Food Prep Other_E5 | F6 | Commercial | Warehouse (ID) | Existing | Food Preparation | Natural Gas | Food Prep Other | E5 | Utility - Value of Sales | 0 | 0 | 0 | 0 | 0 | 0 | 0 | 0 | 0 | 0 | 0 | 0 | 0 | 0 | 0 | 0 | 0 | 0 | 0 | 0 | 0 | 0 | 0 | 0 | 0 | 0 | 0
F6_Commercial_Warehouse (ID)_Existing_Food Preparation_Natural Gas_Food Prep Other_E6 | F6 | Commercial | Warehouse (ID) | Existing | Food Preparation | Natural Gas | Food Prep Other | E6 | Utility - Value of Sales | 0 | 0 | 0 | 0 | 0 | 0 | 0 | 0 | 0 | 0 | 0 | 0 | 0 | 0 | 0 | 0 | 0 | 0 | 0 | 0 | 0 | 0 | 0 | 0 | 0 | 0 | 0
F6_Commercial_Warehouse (ID)_Existing_Food Preparation_Natural Gas_Food Prep Other_E7 | F6 | Commercial | Warehouse (ID) | Existing | Food Preparation | Natural Gas | Food Prep Other | E7 | Utility - Value of Sales | 0 | 0 | 0 | 0 | 0 | 0 | 0 | 0 | 0 | 0 | 0 | 0 | 0 | 0 | 0 | 0 | 0 | 0 | 0 | 0 | 0 | 0 | 0 | 0 | 0 | 0 | 0
F6_Commercial_Warehouse (ID)_Existing_Food Preparation_Natural Gas_Food Prep Other_E8 | F6 | Commercial | Warehouse (ID) | Existing | Food Preparation | Natural Gas | Food Prep Other | E8 | Utility - Value of Sales | 0 | 0 | 0 | 0 | 0 | 0 | 0 | 0 | 0 | 0 | 0 | 0 | 0 | 0 | 0 | 0 | 0 | 0 | 0 | 0 | 0 | 0 | 0 | 0 | 0 | 0 | 0
F6_Commercial_Warehouse (ID)_Existing_Food Preparation_Natural Gas_Food Prep Other_E9 | F6 | Commercial | Warehouse (ID) | Existing | Food Preparation | Natural Gas | Food Prep Other | E9 | Utility - Value of Sales | 0 | 0 | 0 | 0 | 0 | 0 | 0 | 0 | 0 | 0 | 0 | 0 | 0 | 0 | 0 | 0 | 0 | 0 | 0 | 0 | 0 | 0 | 0 | 0 | 0 | 0 | 0
F6_Commercial_Warehouse (ID)_Existing_Food Preparation_Natural Gas_Food Prep Other_E10 | F6 | Commercial | Warehouse (ID) | Existing | Food Preparation | Natural Gas | Food Prep Other | E10 | Utility - Value of Sales | 0 | 0 | 0 | 0 | 0 | 0 | 0 | 0 | 0 | 0 | 0 | 0 | 0 | 0 | 0 | 0 | 0 | 0 | 0 | 0 | 0 | 0 | 0 | 0 | 0 | 0 | 0
F1_Commercial_Warehouse (ID)_Existing_Miscellaneous_Natural Gas_Pool Heater_E1 | F1 | Commercial | Warehouse (ID) | Existing | Miscellaneous | Natural Gas | Pool Heater | E1 | RVT - Cost of Equipment | 0.0026828 | 0.0026828 | 0.0026828 | 0.0026828 | 0.0026828 | 0.0026828 | 0.0026828 | 0.0026828 | 0.0026828 | 0.0026828 | 0.0026828 | 0.0026828 | 0.0026828 | 0.0026828 | 0.0026828 | 0.0026828 | 0.0026828 | 0.0026828 | 0.0026828 | 0.0026828 | 0.0026828 | 0.0026828 | 0.0026828 | 0.0026828 | 0.0026828 | 0.0026828 | 0.0026828
F1_Commercial_Warehouse (ID)_Existing_Miscellaneous_Natural Gas_Pool Heater_E2 | F1 | Commercial | Warehouse (ID) | Existing | Miscellaneous | Natural Gas | Pool Heater | E2 | RVT - Cost of Equipment | 0.0043927 | 0.0043927 | 0.0043927 | 0.0043927 | 0.0043927 | 0.0043927 | 0.0043927 | 0.0043927 | 0.0043927 | 0.0043927 | 0.0043927 | 0.0043927 | 0.0043927 | 0.0043927 | 0.0043927 | 0.0043927 | 0.0043927 | 0.0043927 | 0.0043927 | 0.0043927 | 0.0043927 | 0.0043927 | 0.0043927 | 0.0043927 | 0.0043927 | 0.0043927 | 0.0043927
F1_Commercial_Warehouse (ID)_Existing_Miscellaneous_Natural Gas_Pool Heater_E3 | F1 | Commercial | Warehouse (ID) | Existing | Miscellaneous | Natural Gas | Pool Heater | E3 | RVT - Cost of Equipment | 0 | 0 | 0 | 0 | 0 | 0 | 0 | 0 | 0 | 0 | 0 | 0 | 0 | 0 | 0 | 0 | 0 | 0 | 0 | 0 | 0 | 0 | 0 | 0 | 0 | 0 | 0
F1_Commercial_Warehouse (ID)_Existing_Miscellaneous_Natural Gas_Pool Heater_E4 | F1 | Commercial | Warehouse (ID) | Existing | Miscellaneous | Natural Gas | Pool Heater | E4 | RVT - Cost of Equipment | 0 | 0 | 0 | 0 | 0 | 0 | 0 | 0 | 0 | 0 | 0 | 0 | 0 | 0 | 0 | 0 | 0 | 0 | 0 | 0 | 0 | 0 | 0 | 0 | 0 | 0 | 0
F1_Commercial_Warehouse (ID)_Existing_Miscellaneous_Natural Gas_Pool Heater_E5 | F1 | Commercial | Warehouse (ID) | Existing | Miscellaneous | Natural Gas | Pool Heater | E5 | RVT - Cost of Equipment | 0 | 0 | 0 | 0 | 0 | 0 | 0 | 0 | 0 | 0 | 0 | 0 | 0 | 0 | 0 | 0 | 0 | 0 | 0 | 0 | 0 | 0 | 0 | 0 | 0 | 0 | 0
F1_Commercial_Warehouse (ID)_Existing_Miscellaneous_Natural Gas_Pool Heater_E6 | F1 | Commercial | Warehouse (ID) | Existing | Miscellaneous | Natural Gas | Pool Heater | E6 | RVT - Cost of Equipment | 0 | 0 | 0 | 0 | 0 | 0 | 0 | 0 | 0 | 0 | 0 | 0 | 0 | 0 | 0 | 0 | 0 | 0 | 0 | 0 | 0 | 0 | 0 | 0 | 0 | 0 | 0
F1_Commercial_Warehouse (ID)_Existing_Miscellaneous_Natural Gas_Pool Heater_E7 | F1 | Commercial | Warehouse (ID) | Existing | Miscellaneous | Natural Gas | Pool Heater | E7 | RVT - Cost of Equipment | 0 | 0 | 0 | 0 | 0 | 0 | 0 | 0 | 0 | 0 | 0 | 0 | 0 | 0 | 0 | 0 | 0 | 0 | 0 | 0 | 0 | 0 | 0 | 0 | 0 | 0 | 0
F1_Commercial_Warehouse (ID)_Existing_Miscellaneous_Natural Gas_Pool Heater_E8 | F1 | Commercial | Warehouse (ID) | Existing | Miscellaneous | Natural Gas | Pool Heater | E8 | RVT - Cost of Equipment | 0 | 0 | 0 | 0 | 0 | 0 | 0 | 0 | 0 | 0 | 0 | 0 | 0 | 0 | 0 | 0 | 0 | 0 | 0 | 0 | 0 | 0 | 0 | 0 | 0 | 0 | 0
F1_Commercial_Warehouse (ID)_Existing_Miscellaneous_Natural Gas_Pool Heater_E9 | F1 | Commercial | Warehouse (ID) | Existing | Miscellaneous | Natural Gas | Pool Heater | E9 | RVT - Cost of Equipment | 0 | 0 | 0 | 0 | 0 | 0 | 0 | 0 | 0 | 0 | 0 | 0 | 0 | 0 | 0 | 0 | 0 | 0 | 0 | 0 | 0 | 0 | 0 | 0 | 0 | 0 | 0
F1_Commercial_Warehouse (ID)_Existing_Miscellaneous_Natural Gas_Pool Heater_E10 | F1 | Commercial | Warehouse (ID) | Existing | Miscellaneous | Natural Gas | Pool Heater | E10 | RVT - Cost of Equipment | 0 | 0 | 0 | 0 | 0 | 0 | 0 | 0 | 0 | 0 | 0 | 0 | 0 | 0 | 0 | 0 | 0 | 0 | 0 | 0 | 0 | 0 | 0 | 0 | 0 | 0 | 0
F2_Commercial_Warehouse (ID)_Existing_Miscellaneous_Natural Gas_Pool Heater_E1 | F2 | Commercial | Warehouse (ID) | Existing | Miscellaneous | Natural Gas | Pool Heater | E1 | RVT - Cost of Operation | 0.0040313 | 0.0040618 | 0.0041171 | 0.0042004 | 0.0043098 | 0.0044691 | 0.0046299 | 0.0047841 | 0.0049232 | 0.0050695 | 0.0052372 | 0.0053946 | 0.0055725 | 0.0057371 | 0.0058657 | 0.0059701 | 0.0060403 | 0.0060938 | 0.006154 | 0.0062033 | 0.0062516 | 0.0063614 | 0.0064717 | 0.0065867 | 0.0067037 | 0.0068228 | 0.006944
F2_Commercial_Warehouse (ID)_Existing_Miscellaneous_Natural Gas_Pool Heater_E2 | F2 | Commercial | Warehouse (ID) | Existing | Miscellaneous | Natural Gas | Pool Heater | E2 | RVT - Cost of Operation | 0.0034266 | 0.0034526 | 0.0034995 | 0.0035703 | 0.0036633 | 0.0037987 | 0.0039354 | 0.0040665 | 0.0041847 | 0.0043091 | 0.0044516 | 0.0045854 | 0.0047366 | 0.0048765 | 0.0049858 | 0.0050746 | 0.0051343 | 0.0051797 | 0.0052309 | 0.0052728 | 0.0053139 | 0.0054072 | 0.005501 | 0.0055987 | 0.0056982 | 0.0057994 | 0.0059024
F2_Commercial_Warehouse (ID)_Existing_Miscellaneous_Natural Gas_Pool Heater_E3 | F2 | Commercial | Warehouse (ID) | Existing | Miscellaneous | Natural Gas | Pool Heater | E3 | RVT - Cost of Operation | 0 | 0 | 0 | 0 | 0 | 0 | 0 | 0 | 0 | 0 | 0 | 0 | 0 | 0 | 0 | 0 | 0 | 0 | 0 | 0 | 0 | 0 | 0 | 0 | 0 | 0 | 0
F2_Commercial_Warehouse (ID)_Existing_Miscellaneous_Natural Gas_Pool Heater_E4 | F2 | Commercial | Warehouse (ID) | Existing | Miscellaneous | Natural Gas | Pool Heater | E4 | RVT - Cost of Operation | 0 | 0 | 0 | 0 | 0 | 0 | 0 | 0 | 0 | 0 | 0 | 0 | 0 | 0 | 0 | 0 | 0 | 0 | 0 | 0 | 0 | 0 | 0 | 0 | 0 | 0 | 0
F2_Commercial_Warehouse (ID)_Existing_Miscellaneous_Natural Gas_Pool Heater_E5 | F2 | Commercial | Warehouse (ID) | Existing | Miscellaneous | Natural Gas | Pool Heater | E5 | RVT - Cost of Operation | 0 | 0 | 0 | 0 | 0 | 0 | 0 | 0 | 0 | 0 | 0 | 0 | 0 | 0 | 0 | 0 | 0 | 0 | 0 | 0 | 0 | 0 | 0 | 0 | 0 | 0 | 0
F2_Commercial_Warehouse (ID)_Existing_Miscellaneous_Natural Gas_Pool Heater_E6 | F2 | Commercial | Warehouse (ID) | Existing | Miscellaneous | Natural Gas | Pool Heater | E6 | RVT - Cost of Operation | 0 | 0 | 0 | 0 | 0 | 0 | 0 | 0 | 0 | 0 | 0 | 0 | 0 | 0 | 0 | 0 | 0 | 0 | 0 | 0 | 0 | 0 | 0 | 0 | 0 | 0 | 0
F2_Commercial_Warehouse (ID)_Existing_Miscellaneous_Natural Gas_Pool Heater_E7 | F2 | Commercial | Warehouse (ID) | Existing | Miscellaneous | Natural Gas | Pool Heater | E7 | RVT - Cost of Operation | 0 | 0 | 0 | 0 | 0 | 0 | 0 | 0 | 0 | 0 | 0 | 0 | 0 | 0 | 0 | 0 | 0 | 0 | 0 | 0 | 0 | 0 | 0 | 0 | 0 | 0 | 0
F2_Commercial_Warehouse (ID)_Existing_Miscellaneous_Natural Gas_Pool Heater_E8 | F2 | Commercial | Warehouse (ID) | Existing | Miscellaneous | Natural Gas | Pool Heater | E8 | RVT - Cost of Operation | 0 | 0 | 0 | 0 | 0 | 0 | 0 | 0 | 0 | 0 | 0 | 0 | 0 | 0 | 0 | 0 | 0 | 0 | 0 | 0 | 0 | 0 | 0 | 0 | 0 | 0 | 0
F2_Commercial_Warehouse (ID)_Existing_Miscellaneous_Natural Gas_Pool Heater_E9 | F2 | Commercial | Warehouse (ID) | Existing | Miscellaneous | Natural Gas | Pool Heater | E9 | RVT - Cost of Operation | 0 | 0 | 0 | 0 | 0 | 0 | 0 | 0 | 0 | 0 | 0 | 0 | 0 | 0 | 0 | 0 | 0 | 0 | 0 | 0 | 0 | 0 | 0 | 0 | 0 | 0 | 0
F2_Commercial_Warehouse (ID)_Existing_Miscellaneous_Natural Gas_Pool Heater_E10 | F2 | Commercial | Warehouse (ID) | Existing | Miscellaneous | Natural Gas | Pool Heater | E10 | RVT - Cost of Operation | 0 | 0 | 0 | 0 | 0 | 0 | 0 | 0 | 0 | 0 | 0 | 0 | 0 | 0 | 0 | 0 | 0 | 0 | 0 | 0 | 0 | 0 | 0 | 0 | 0 | 0 | 0
F3_Commercial_Warehouse (ID)_Existing_Miscellaneous_Natural Gas_Pool Heater_E1 | F3 | Commercial | Warehouse (ID) | Existing | Miscellaneous | Natural Gas | Pool Heater | E1 | System - kBTUs of Consumption | 1.0152 | 1.0152 | 1.0152 | 1.0152 | 1.0152 | 1.0152 | 1.0152 | 1.0152 | 1.0152 | 1.0152 | 1.0152 | 1.0152 | 1.0152 | 1.0152 | 1.0152 | 1.0152 | 1.0152 | 1.0152 | 1.0152 | 1.0152 | 1.0152 | 1.0152 | 1.0152 | 1.0152 | 1.0152 | 1.0152 | 1.0152
F3_Commercial_Warehouse (ID)_Existing_Miscellaneous_Natural Gas_Pool Heater_E2 | F3 | Commercial | Warehouse (ID) | Existing | Miscellaneous | Natural Gas | Pool Heater | E2 | System - kBTUs of Consumption | 0.86294 | 0.86294 | 0.86294 | 0.86294 | 0.86294 | 0.86294 | 0.86294 | 0.86294 | 0.86294 | 0.86294 | 0.86294 | 0.86294 | 0.86294 | 0.86294 | 0.86294 | 0.86294 | 0.86294 | 0.86294 | 0.86294 | 0.86294 | 0.86294 | 0.86294 | 0.86294 | 0.86294 | 0.86294 | 0.86294 | 0.86294
F3_Commercial_Warehouse (ID)_Existing_Miscellaneous_Natural Gas_Pool Heater_E3 | F3 | Commercial | Warehouse (ID) | Existing | Miscellaneous | Natural Gas | Pool Heater | E3 | System - kBTUs of Consumption | 0 | 0 | 0 | 0 | 0 | 0 | 0 | 0 | 0 | 0 | 0 | 0 | 0 | 0 | 0 | 0 | 0 | 0 | 0 | 0 | 0 | 0 | 0 | 0 | 0 | 0 | 0
F3_Commercial_Warehouse (ID)_Existing_Miscellaneous_Natural Gas_Pool Heater_E4 | F3 | Commercial | Warehouse (ID) | Existing | Miscellaneous | Natural Gas | Pool Heater | E4 | System - kBTUs of Consumption | 0 | 0 | 0 | 0 | 0 | 0 | 0 | 0 | 0 | 0 | 0 | 0 | 0 | 0 | 0 | 0 | 0 | 0 | 0 | 0 | 0 | 0 | 0 | 0 | 0 | 0 | 0
F3_Commercial_Warehouse (ID)_Existing_Miscellaneous_Natural Gas_Pool Heater_E5 | F3 | Commercial | Warehouse (ID) | Existing | Miscellaneous | Natural Gas | Pool Heater | E5 | System - kBTUs of Consumption | 0 | 0 | 0 | 0 | 0 | 0 | 0 | 0 | 0 | 0 | 0 | 0 | 0 | 0 | 0 | 0 | 0 | 0 | 0 | 0 | 0 | 0 | 0 | 0 | 0 | 0 | 0
F3_Commercial_Warehouse (ID)_Existing_Miscellaneous_Natural Gas_Pool Heater_E6 | F3 | Commercial | Warehouse (ID) | Existing | Miscellaneous | Natural Gas | Pool Heater | E6 | System - kBTUs of Consumption | 0 | 0 | 0 | 0 | 0 | 0 | 0 | 0 | 0 | 0 | 0 | 0 | 0 | 0 | 0 | 0 | 0 | 0 | 0 | 0 | 0 | 0 | 0 | 0 | 0 | 0 | 0
F3_Commercial_Warehouse (ID)_Existing_Miscellaneous_Natural Gas_Pool Heater_E7 | F3 | Commercial | Warehouse (ID) | Existing | Miscellaneous | Natural Gas | Pool Heater | E7 | System - kBTUs of Consumption | 0 | 0 | 0 | 0 | 0 | 0 | 0 | 0 | 0 | 0 | 0 | 0 | 0 | 0 | 0 | 0 | 0 | 0 | 0 | 0 | 0 | 0 | 0 | 0 | 0 | 0 | 0
F3_Commercial_Warehouse (ID)_Existing_Miscellaneous_Natural Gas_Pool Heater_E8 | F3 | Commercial | Warehouse (ID) | Existing | Miscellaneous | Natural Gas | Pool Heater | E8 | System - kBTUs of Consumption | 0 | 0 | 0 | 0 | 0 | 0 | 0 | 0 | 0 | 0 | 0 | 0 | 0 | 0 | 0 | 0 | 0 | 0 | 0 | 0 | 0 | 0 | 0 | 0 | 0 | 0 | 0
F3_Commercial_Warehouse (ID)_Existing_Miscellaneous_Natural Gas_Pool Heater_E9 | F3 | Commercial | Warehouse (ID) | Existing | Miscellaneous | Natural Gas | Pool Heater | E9 | System - kBTUs of Consumption | 0 | 0 | 0 | 0 | 0 | 0 | 0 | 0 | 0 | 0 | 0 | 0 | 0 | 0 | 0 | 0 | 0 | 0 | 0 | 0 | 0 | 0 | 0 | 0 | 0 | 0 | 0
F3_Commercial_Warehouse (ID)_Existing_Miscellaneous_Natural Gas_Pool Heater_E10 | F3 | Commercial | Warehouse (ID) | Existing | Miscellaneous | Natural Gas | Pool Heater | E10 | System - kBTUs of Consumption | 0 | 0 | 0 | 0 | 0 | 0 | 0 | 0 | 0 | 0 | 0 | 0 | 0 | 0 | 0 | 0 | 0 | 0 | 0 | 0 | 0 | 0 | 0 | 0 | 0 | 0 | 0
F4_Commercial_Warehouse (ID)_Existing_Miscellaneous_Natural Gas_Pool Heater_E1 | F4 | Commercial | Warehouse (ID) | Existing | Miscellaneous | Natural Gas | Pool Heater | E1 | Utility - Cost of Equipment | 0.0026828 | 0.0026828 | 0.0026828 | 0.0026828 | 0.0026828 | 0.0026828 | 0.0026828 | 0.0026828 | 0.0026828 | 0.0026828 | 0.0026828 | 0.0026828 | 0.0026828 | 0.0026828 | 0.0026828 | 0.0026828 | 0.0026828 | 0.0026828 | 0.0026828 | 0.0026828 | 0.0026828 | 0.0026828 | 0.0026828 | 0.0026828 | 0.0026828 | 0.0026828 | 0.0026828
F4_Commercial_Warehouse (ID)_Existing_Miscellaneous_Natural Gas_Pool Heater_E2 | F4 | Commercial | Warehouse (ID) | Existing | Miscellaneous | Natural Gas | Pool Heater | E2 | Utility - Cost of Equipment | 0.0043927 | 0.0043927 | 0.0043927 | 0.0043927 | 0.0043927 | 0.0043927 | 0.0043927 | 0.0043927 | 0.0043927 | 0.0043927 | 0.0043927 | 0.0043927 | 0.0043927 | 0.0043927 | 0.0043927 | 0.0043927 | 0.0043927 | 0.0043927 | 0.0043927 | 0.0043927 | 0.0043927 | 0.0043927 | 0.0043927 | 0.0043927 | 0.0043927 | 0.0043927 | 0.0043927
F4_Commercial_Warehouse (ID)_Existing_Miscellaneous_Natural Gas_Pool Heater_E3 | F4 | Commercial | Warehouse (ID) | Existing | Miscellaneous | Natural Gas | Pool Heater | E3 | Utility - Cost of Equipment | 0 | 0 | 0 | 0 | 0 | 0 | 0 | 0 | 0 | 0 | 0 | 0 | 0 | 0 | 0 | 0 | 0 | 0 | 0 | 0 | 0 | 0 | 0 | 0 | 0 | 0 | 0
F4_Commercial_Warehouse (ID)_Existing_Miscellaneous_Natural Gas_Pool Heater_E4 | F4 | Commercial | Warehouse (ID) | Existing | Miscellaneous | Natural Gas | Pool Heater | E4 | Utility - Cost of Equipment | 0 | 0 | 0 | 0 | 0 | 0 | 0 | 0 | 0 | 0 | 0 | 0 | 0 | 0 | 0 | 0 | 0 | 0 | 0 | 0 | 0 | 0 | 0 | 0 | 0 | 0 | 0
F4_Commercial_Warehouse (ID)_Existing_Miscellaneous_Natural Gas_Pool Heater_E5 | F4 | Commercial | Warehouse (ID) | Existing | Miscellaneous | Natural Gas | Pool Heater | E5 | Utility - Cost of Equipment | 0 | 0 | 0 | 0 | 0 | 0 | 0 | 0 | 0 | 0 | 0 | 0 | 0 | 0 | 0 | 0 | 0 | 0 | 0 | 0 | 0 | 0 | 0 | 0 | 0 | 0 | 0
F4_Commercial_Warehouse (ID)_Existing_Miscellaneous_Natural Gas_Pool Heater_E6 | F4 | Commercial | Warehouse (ID) | Existing | Miscellaneous | Natural Gas | Pool Heater | E6 | Utility - Cost of Equipment | 0 | 0 | 0 | 0 | 0 | 0 | 0 | 0 | 0 | 0 | 0 | 0 | 0 | 0 | 0 | 0 | 0 | 0 | 0 | 0 | 0 | 0 | 0 | 0 | 0 | 0 | 0
F4_Commercial_Warehouse (ID)_Existing_Miscellaneous_Natural Gas_Pool Heater_E7 | F4 | Commercial | Warehouse (ID) | Existing | Miscellaneous | Natural Gas | Pool Heater | E7 | Utility - Cost of Equipment | 0 | 0 | 0 | 0 | 0 | 0 | 0 | 0 | 0 | 0 | 0 | 0 | 0 | 0 | 0 | 0 | 0 | 0 | 0 | 0 | 0 | 0 | 0 | 0 | 0 | 0 | 0
F4_Commercial_Warehouse (ID)_Existing_Miscellaneous_Natural Gas_Pool Heater_E8 | F4 | Commercial | Warehouse (ID) | Existing | Miscellaneous | Natural Gas | Pool Heater | E8 | Utility - Cost of Equipment | 0 | 0 | 0 | 0 | 0 | 0 | 0 | 0 | 0 | 0 | 0 | 0 | 0 | 0 | 0 | 0 | 0 | 0 | 0 | 0 | 0 | 0 | 0 | 0 | 0 | 0 | 0
F4_Commercial_Warehouse (ID)_Existing_Miscellaneous_Natural Gas_Pool Heater_E9 | F4 | Commercial | Warehouse (ID) | Existing | Miscellaneous | Natural Gas | Pool Heater | E9 | Utility - Cost of Equipment | 0 | 0 | 0 | 0 | 0 | 0 | 0 | 0 | 0 | 0 | 0 | 0 | 0 | 0 | 0 | 0 | 0 | 0 | 0 | 0 | 0 | 0 | 0 | 0 | 0 | 0 | 0
F4_Commercial_Warehouse (ID)_Existing_Miscellaneous_Natural Gas_Pool Heater_E10 | F4 | Commercial | Warehouse (ID) | Existing | Miscellaneous | Natural Gas | Pool Heater | E10 | Utility - Cost of Equipment | 0 | 0 | 0 | 0 | 0 | 0 | 0 | 0 | 0 | 0 | 0 | 0 | 0 | 0 | 0 | 0 | 0 | 0 | 0 | 0 | 0 | 0 | 0 | 0 | 0 | 0 | 0
F5_Commercial_Warehouse (ID)_Existing_Miscellaneous_Natural Gas_Pool Heater_E1 | F5 | Commercial | Warehouse (ID) | Existing | Miscellaneous | Natural Gas | Pool Heater | E1 | Utility - Cost of Operation | 0.0033594 | 0.0033849 | 0.0034397 | 0.0035283 | 0.0036504 | 0.0038279 | 0.0040225 | 0.0042176 | 0.0044066 | 0.0046086 | 0.0047611 | 0.0049042 | 0.0050659 | 0.005222 | 0.0053527 | 0.00547 | 0.0055659 | 0.0056578 | 0.0057594 | 0.005855 | 0.0059539 | 0.0060585 | 0.0061636 | 0.0062731 | 0.0063845 | 0.0064979 | 0.0066134
F5_Commercial_Warehouse (ID)_Existing_Miscellaneous_Natural Gas_Pool Heater_E2 | F5 | Commercial | Warehouse (ID) | Existing | Miscellaneous | Natural Gas | Pool Heater | E2 | Utility - Cost of Operation | 0.0028555 | 0.0028771 | 0.0029237 | 0.002999 | 0.0031029 | 0.0032537 | 0.0034191 | 0.003585 | 0.0037456 | 0.0039173 | 0.0040469 | 0.0041685 | 0.004306 | 0.0044387 | 0.0045498 | 0.0046495 | 0.004731 | 0.0048091 | 0.0048955 | 0.0049767 | 0.0050608 | 0.0051497 | 0.005239 | 0.0053321 | 0.0054268 | 0.0055232 | 0.0056214
F5_Commercial_Warehouse (ID)_Existing_Miscellaneous_Natural Gas_Pool Heater_E3 | F5 | Commercial | Warehouse (ID) | Existing | Miscellaneous | Natural Gas | Pool Heater | E3 | Utility - Cost of Operation | 0 | 0 | 0 | 0 | 0 | 0 | 0 | 0 | 0 | 0 | 0 | 0 | 0 | 0 | 0 | 0 | 0 | 0 | 0 | 0 | 0 | 0 | 0 | 0 | 0 | 0 | 0
F5_Commercial_Warehouse (ID)_Existing_Miscellaneous_Natural Gas_Pool Heater_E4 | F5 | Commercial | Warehouse (ID) | Existing | Miscellaneous | Natural Gas | Pool Heater | E4 | Utility - Cost of Operation | 0 | 0 | 0 | 0 | 0 | 0 | 0 | 0 | 0 | 0 | 0 | 0 | 0 | 0 | 0 | 0 | 0 | 0 | 0 | 0 | 0 | 0 | 0 | 0 | 0 | 0 | 0
F5_Commercial_Warehouse (ID)_Existing_Miscellaneous_Natural Gas_Pool Heater_E5 | F5 | Commercial | Warehouse (ID) | Existing | Miscellaneous | Natural Gas | Pool Heater | E5 | Utility - Cost of Operation | 0 | 0 | 0 | 0 | 0 | 0 | 0 | 0 | 0 | 0 | 0 | 0 | 0 | 0 | 0 | 0 | 0 | 0 | 0 | 0 | 0 | 0 | 0 | 0 | 0 | 0 | 0
F5_Commercial_Warehouse (ID)_Existing_Miscellaneous_Natural Gas_Pool Heater_E6 | F5 | Commercial | Warehouse (ID) | Existing | Miscellaneous | Natural Gas | Pool Heater | E6 | Utility - Cost of Operation | 0 | 0 | 0 | 0 | 0 | 0 | 0 | 0 | 0 | 0 | 0 | 0 | 0 | 0 | 0 | 0 | 0 | 0 | 0 | 0 | 0 | 0 | 0 | 0 | 0 | 0 | 0
F5_Commercial_Warehouse (ID)_Existing_Miscellaneous_Natural Gas_Pool Heater_E7 | F5 | Commercial | Warehouse (ID) | Existing | Miscellaneous | Natural Gas | Pool Heater | E7 | Utility - Cost of Operation | 0 | 0 | 0 | 0 | 0 | 0 | 0 | 0 | 0 | 0 | 0 | 0 | 0 | 0 | 0 | 0 | 0 | 0 | 0 | 0 | 0 | 0 | 0 | 0 | 0 | 0 | 0
F5_Commercial_Warehouse (ID)_Existing_Miscellaneous_Natural Gas_Pool Heater_E8 | F5 | Commercial | Warehouse (ID) | Existing | Miscellaneous | Natural Gas | Pool Heater | E8 | Utility - Cost of Operation | 0 | 0 | 0 | 0 | 0 | 0 | 0 | 0 | 0 | 0 | 0 | 0 | 0 | 0 | 0 | 0 | 0 | 0 | 0 | 0 | 0 | 0 | 0 | 0 | 0 | 0 | 0
F5_Commercial_Warehouse (ID)_Existing_Miscellaneous_Natural Gas_Pool Heater_E9 | F5 | Commercial | Warehouse (ID) | Existing | Miscellaneous | Natural Gas | Pool Heater | E9 | Utility - Cost of Operation | 0 | 0 | 0 | 0 | 0 | 0 | 0 | 0 | 0 | 0 | 0 | 0 | 0 | 0 | 0 | 0 | 0 | 0 | 0 | 0 | 0 | 0 | 0 | 0 | 0 | 0 | 0
F5_Commercial_Warehouse (ID)_Existing_Miscellaneous_Natural Gas_Pool Heater_E10 | F5 | Commercial | Warehouse (ID) | Existing | Miscellaneous | Natural Gas | Pool Heater | E10 | Utility - Cost of Operation | 0 | 0 | 0 | 0 | 0 | 0 | 0 | 0 | 0 | 0 | 0 | 0 | 0 | 0 | 0 | 0 | 0 | 0 | 0 | 0 | 0 | 0 | 0 | 0 | 0 | 0 | 0
F6_Commercial_Warehouse (ID)_Existing_Miscellaneous_Natural Gas_Pool Heater_E1 | F6 | Commercial | Warehouse (ID) | Existing | Miscellaneous | Natural Gas | Pool Heater | E1 | Utility - Value of Sales | 0.0040313 | 0.0040618 | 0.0041171 | 0.0042004 | 0.0043098 | 0.0044691 | 0.0046299 | 0.0047841 | 0.0049232 | 0.0050695 | 0.0052372 | 0.0053946 | 0.0055725 | 0.0057371 | 0.0058657 | 0.0059701 | 0.0060403 | 0.0060938 | 0.006154 | 0.0062033 | 0.0062516 | 0.0063614 | 0.0064717 | 0.0065867 | 0.0067037 | 0.0068228 | 0.006944
F6_Commercial_Warehouse (ID)_Existing_Miscellaneous_Natural Gas_Pool Heater_E2 | F6 | Commercial | Warehouse (ID) | Existing | Miscellaneous | Natural Gas | Pool Heater | E2 | Utility - Value of Sales | 0.0034266 | 0.0034526 | 0.0034995 | 0.0035703 | 0.0036633 | 0.0037987 | 0.0039354 | 0.0040665 | 0.0041847 | 0.0043091 | 0.0044516 | 0.0045854 | 0.0047366 | 0.0048765 | 0.0049858 | 0.0050746 | 0.0051343 | 0.0051797 | 0.0052309 | 0.0052728 | 0.0053139 | 0.0054072 | 0.005501 | 0.0055987 | 0.0056982 | 0.0057994 | 0.0059024
F6_Commercial_Warehouse (ID)_Existing_Miscellaneous_Natural Gas_Pool Heater_E3 | F6 | Commercial | Warehouse (ID) | Existing | Miscellaneous | Natural Gas | Pool Heater | E3 | Utility - Value of Sales | 0 | 0 | 0 | 0 | 0 | 0 | 0 | 0 | 0 | 0 | 0 | 0 | 0 | 0 | 0 | 0 | 0 | 0 | 0 | 0 | 0 | 0 | 0 | 0 | 0 | 0 | 0
F6_Commercial_Warehouse (ID)_Existing_Miscellaneous_Natural Gas_Pool Heater_E4 | F6 | Commercial | Warehouse (ID) | Existing | Miscellaneous | Natural Gas | Pool Heater | E4 | Utility - Value of Sales | 0 | 0 | 0 | 0 | 0 | 0 | 0 | 0 | 0 | 0 | 0 | 0 | 0 | 0 | 0 | 0 | 0 | 0 | 0 | 0 | 0 | 0 | 0 | 0 | 0 | 0 | 0
F6_Commercial_Warehouse (ID)_Existing_Miscellaneous_Natural Gas_Pool Heater_E5 | F6 | Commercial | Warehouse (ID) | Existing | Miscellaneous | Natural Gas | Pool Heater | E5 | Utility - Value of Sales | 0 | 0 | 0 | 0 | 0 | 0 | 0 | 0 | 0 | 0 | 0 | 0 | 0 | 0 | 0 | 0 | 0 | 0 | 0 | 0 | 0 | 0 | 0 | 0 | 0 | 0 | 0
F6_Commercial_Warehouse (ID)_Existing_Miscellaneous_Natural Gas_Pool Heater_E6 | F6 | Commercial | Warehouse (ID) | Existing | Miscellaneous | Natural Gas | Pool Heater | E6 | Utility - Value of Sales | 0 | 0 | 0 | 0 | 0 | 0 | 0 | 0 | 0 | 0 | 0 | 0 | 0 | 0 | 0 | 0 | 0 | 0 | 0 | 0 | 0 | 0 | 0 | 0 | 0 | 0 | 0
F6_Commercial_Warehouse (ID)_Existing_Miscellaneous_Natural Gas_Pool Heater_E7 | F6 | Commercial | Warehouse (ID) | Existing | Miscellaneous | Natural Gas | Pool Heater | E7 | Utility - Value of Sales | 0 | 0 | 0 | 0 | 0 | 0 | 0 | 0 | 0 | 0 | 0 | 0 | 0 | 0 | 0 | 0 | 0 | 0 | 0 | 0 | 0 | 0 | 0 | 0 | 0 | 0 | 0
F6_Commercial_Warehouse (ID)_Existing_Miscellaneous_Natural Gas_Pool Heater_E8 | F6 | Commercial | Warehouse (ID) | Existing | Miscellaneous | Natural Gas | Pool Heater | E8 | Utility - Value of Sales | 0 | 0 | 0 | 0 | 0 | 0 | 0 | 0 | 0 | 0 | 0 | 0 | 0 | 0 | 0 | 0 | 0 | 0 | 0 | 0 | 0 | 0 | 0 | 0 | 0 | 0 | 0
F6_Commercial_Warehouse (ID)_Existing_Miscellaneous_Natural Gas_Pool Heater_E9 | F6 | Commercial | Warehouse (ID) | Existing | Miscellaneous | Natural Gas | Pool Heater | E9 | Utility - Value of Sales | 0 | 0 | 0 | 0 | 0 | 0 | 0 | 0 | 0 | 0 | 0 | 0 | 0 | 0 | 0 | 0 | 0 | 0 | 0 | 0 | 0 | 0 | 0 | 0 | 0 | 0 | 0
F6_Commercial_Warehouse (ID)_Existing_Miscellaneous_Natural Gas_Pool Heater_E10 | F6 | Commercial | Warehouse (ID) | Existing | Miscellaneous | Natural Gas | Pool Heater | E10 | Utility - Value of Sales | 0 | 0 | 0 | 0 | 0 | 0 | 0 | 0 | 0 | 0 | 0 | 0 | 0 | 0 | 0 | 0 | 0 | 0 | 0 | 0 | 0 | 0 | 0 | 0 | 0 | 0 | 0
F1_Commercial_Warehouse (ID)_Existing_Miscellaneous_Natural Gas_Miscellaneous_E1 | F1 | Commercial | Warehouse (ID) | Existing | Miscellaneous | Natural Gas | Miscellaneous | E1 | RVT - Cost of Equipment | 0.0017585 | 0.0017585 | 0.0017585 | 0.0017585 | 0.0017585 | 0.0017585 | 0.0017585 | 0.0017585 | 0.0017585 | 0.0017585 | 0.0017585 | 0.0017585 | 0.0017585 | 0.0017585 | 0.0017585 | 0.0017585 | 0.0017585 | 0.0017585 | 0.0017585 | 0.0017585 | 0.0017585 | 0.0017585 | 0.0017585 | 0.0017585 | 0.0017585 | 0.0017585 | 0.0017585
F1_Commercial_Warehouse (ID)_Existing_Miscellaneous_Natural Gas_Miscellaneous_E2 | F1 | Commercial | Warehouse (ID) | Existing | Miscellaneous | Natural Gas | Miscellaneous | E2 | RVT - Cost of Equipment | 0 | 0 | 0 | 0 | 0 | 0 | 0 | 0 | 0 | 0 | 0 | 0 | 0 | 0 | 0 | 0 | 0 | 0 | 0 | 0 | 0 | 0 | 0 | 0 | 0 | 0 | 0
F1_Commercial_Warehouse (ID)_Existing_Miscellaneous_Natural Gas_Miscellaneous_E3 | F1 | Commercial | Warehouse (ID) | Existing | Miscellaneous | Natural Gas | Miscellaneous | E3 | RVT - Cost of Equipment | 0 | 0 | 0 | 0 | 0 | 0 | 0 | 0 | 0 | 0 | 0 | 0 | 0 | 0 | 0 | 0 | 0 | 0 | 0 | 0 | 0 | 0 | 0 | 0 | 0 | 0 | 0
F1_Commercial_Warehouse (ID)_Existing_Miscellaneous_Natural Gas_Miscellaneous_E4 | F1 | Commercial | Warehouse (ID) | Existing | Miscellaneous | Natural Gas | Miscellaneous | E4 | RVT - Cost of Equipment | 0 | 0 | 0 | 0 | 0 | 0 | 0 | 0 | 0 | 0 | 0 | 0 | 0 | 0 | 0 | 0 | 0 | 0 | 0 | 0 | 0 | 0 | 0 | 0 | 0 | 0 | 0
F1_Commercial_Warehouse (ID)_Existing_Miscellaneous_Natural Gas_Miscellaneous_E5 | F1 | Commercial | Warehouse (ID) | Existing | Miscellaneous | Natural Gas | Miscellaneous | E5 | RVT - Cost of Equipment | 0 | 0 | 0 | 0 | 0 | 0 | 0 | 0 | 0 | 0 | 0 | 0 | 0 | 0 | 0 | 0 | 0 | 0 | 0 | 0 | 0 | 0 | 0 | 0 | 0 | 0 | 0
F1_Commercial_Warehouse (ID)_Existing_Miscellaneous_Natural Gas_Miscellaneous_E6 | F1 | Commercial | Warehouse (ID) | Existing | Miscellaneous | Natural Gas | Miscellaneous | E6 | RVT - Cost of Equipment | 0 | 0 | 0 | 0 | 0 | 0 | 0 | 0 | 0 | 0 | 0 | 0 | 0 | 0 | 0 | 0 | 0 | 0 | 0 | 0 | 0 | 0 | 0 | 0 | 0 | 0 | 0
F1_Commercial_Warehouse (ID)_Existing_Miscellaneous_Natural Gas_Miscellaneous_E7 | F1 | Commercial | Warehouse (ID) | Existing | Miscellaneous | Natural Gas | Miscellaneous | E7 | RVT - Cost of Equipment | 0 | 0 | 0 | 0 | 0 | 0 | 0 | 0 | 0 | 0 | 0 | 0 | 0 | 0 | 0 | 0 | 0 | 0 | 0 | 0 | 0 | 0 | 0 | 0 | 0 | 0 | 0
F1_Commercial_Warehouse (ID)_Existing_Miscellaneous_Natural Gas_Miscellaneous_E8 | F1 | Commercial | Warehouse (ID) | Existing | Miscellaneous | Natural Gas | Miscellaneous | E8 | RVT - Cost of Equipment | 0 | 0 | 0 | 0 | 0 | 0 | 0 | 0 | 0 | 0 | 0 | 0 | 0 | 0 | 0 | 0 | 0 | 0 | 0 | 0 | 0 | 0 | 0 | 0 | 0 | 0 | 0
F1_Commercial_Warehouse (ID)_Existing_Miscellaneous_Natural Gas_Miscellaneous_E9 | F1 | Commercial | Warehouse (ID) | Existing | Miscellaneous | Natural Gas | Miscellaneous | E9 | RVT - Cost of Equipment | 0 | 0 | 0 | 0 | 0 | 0 | 0 | 0 | 0 | 0 | 0 | 0 | 0 | 0 | 0 | 0 | 0 | 0 | 0 | 0 | 0 | 0 | 0 | 0 | 0 | 0 | 0
F1_Commercial_Warehouse (ID)_Existing_Miscellaneous_Natural Gas_Miscellaneous_E10 | F1 | Commercial | Warehouse (ID) | Existing | Miscellaneous | Natural Gas | Miscellaneous | E10 | RVT - Cost of Equipment | 0 | 0 | 0 | 0 | 0 | 0 | 0 | 0 | 0 | 0 | 0 | 0 | 0 | 0 | 0 | 0 | 0 | 0 | 0 | 0 | 0 | 0 | 0 | 0 | 0 | 0 | 0
F2_Commercial_Warehouse (ID)_Existing_Miscellaneous_Natural Gas_Miscellaneous_E1 | F2 | Commercial | Warehouse (ID) | Existing | Miscellaneous | Natural Gas | Miscellaneous | E1 | RVT - Cost of Operation | 0.0027814 | 0.0027991 | 0.0028289 | 0.0028751 | 0.0029432 | 0.0030555 | 0.0031709 | 0.0032788 | 0.003373 | 0.0034708 | 0.0035829 | 0.0036883 | 0.0038138 | 0.0039339 | 0.0040296 | 0.0041071 | 0.0041592 | 0.0042012 | 0.004243 | 0.0042699 | 0.0042957 | 0.004371 | 0.0044465 | 0.0045255 | 0.0046059 | 0.0046877 | 0.004771
F2_Commercial_Warehouse (ID)_Existing_Miscellaneous_Natural Gas_Miscellaneous_E2 | F2 | Commercial | Warehouse (ID) | Existing | Miscellaneous | Natural Gas | Miscellaneous | E2 | RVT - Cost of Operation | 0 | 0 | 0 | 0 | 0 | 0 | 0 | 0 | 0 | 0 | 0 | 0 | 0 | 0 | 0 | 0 | 0 | 0 | 0 | 0 | 0 | 0 | 0 | 0 | 0 | 0 | 0
F2_Commercial_Warehouse (ID)_Existing_Miscellaneous_Natural Gas_Miscellaneous_E3 | F2 | Commercial | Warehouse (ID) | Existing | Miscellaneous | Natural Gas | Miscellaneous | E3 | RVT - Cost of Operation | 0 | 0 | 0 | 0 | 0 | 0 | 0 | 0 | 0 | 0 | 0 | 0 | 0 | 0 | 0 | 0 | 0 | 0 | 0 | 0 | 0 | 0 | 0 | 0 | 0 | 0 | 0
F2_Commercial_Warehouse (ID)_Existing_Miscellaneous_Natural Gas_Miscellaneous_E4 | F2 | Commercial | Warehouse (ID) | Existing | Miscellaneous | Natural Gas | Miscellaneous | E4 | RVT - Cost of Operation | 0 | 0 | 0 | 0 | 0 | 0 | 0 | 0 | 0 | 0 | 0 | 0 | 0 | 0 | 0 | 0 | 0 | 0 | 0 | 0 | 0 | 0 | 0 | 0 | 0 | 0 | 0
F2_Commercial_Warehouse (ID)_Existing_Miscellaneous_Natural Gas_Miscellaneous_E5 | F2 | Commercial | Warehouse (ID) | Existing | Miscellaneous | Natural Gas | Miscellaneous | E5 | RVT - Cost of Operation | 0 | 0 | 0 | 0 | 0 | 0 | 0 | 0 | 0 | 0 | 0 | 0 | 0 | 0 | 0 | 0 | 0 | 0 | 0 | 0 | 0 | 0 | 0 | 0 | 0 | 0 | 0
F2_Commercial_Warehouse (ID)_Existing_Miscellaneous_Natural Gas_Miscellaneous_E6 | F2 | Commercial | Warehouse (ID) | Existing | Miscellaneous | Natural Gas | Miscellaneous | E6 | RVT - Cost of Operation | 0 | 0 | 0 | 0 | 0 | 0 | 0 | 0 | 0 | 0 | 0 | 0 | 0 | 0 | 0 | 0 | 0 | 0 | 0 | 0 | 0 | 0 | 0 | 0 | 0 | 0 | 0
F2_Commercial_Warehouse (ID)_Existing_Miscellaneous_Natural Gas_Miscellaneous_E7 | F2 | Commercial | Warehouse (ID) | Existing | Miscellaneous | Natural Gas | Miscellaneous | E7 | RVT - Cost of Operation | 0 | 0 | 0 | 0 | 0 | 0 | 0 | 0 | 0 | 0 | 0 | 0 | 0 | 0 | 0 | 0 | 0 | 0 | 0 | 0 | 0 | 0 | 0 | 0 | 0 | 0 | 0
F2_Commercial_Warehouse (ID)_Existing_Miscellaneous_Natural Gas_Miscellaneous_E8 | F2 | Commercial | Warehouse (ID) | Existing | Miscellaneous | Natural Gas | Miscellaneous | E8 | RVT - Cost of Operation | 0 | 0 | 0 | 0 | 0 | 0 | 0 | 0 | 0 | 0 | 0 | 0 | 0 | 0 | 0 | 0 | 0 | 0 | 0 | 0 | 0 | 0 | 0 | 0 | 0 | 0 | 0
F2_Commercial_Warehouse (ID)_Existing_Miscellaneous_Natural Gas_Miscellaneous_E9 | F2 | Commercial | Warehouse (ID) | Existing | Miscellaneous | Natural Gas | Miscellaneous | E9 | RVT - Cost of Operation | 0 | 0 | 0 | 0 | 0 | 0 | 0 | 0 | 0 | 0 | 0 | 0 | 0 | 0 | 0 | 0 | 0 | 0 | 0 | 0 | 0 | 0 | 0 | 0 | 0 | 0 | 0
F2_Commercial_Warehouse (ID)_Existing_Miscellaneous_Natural Gas_Miscellaneous_E10 | F2 | Commercial | Warehouse (ID) | Existing | Miscellaneous | Natural Gas | Miscellaneous | E10 | RVT - Cost of Operation | 0 | 0 | 0 | 0 | 0 | 0 | 0 | 0 | 0 | 0 | 0 | 0 | 0 | 0 | 0 | 0 | 0 | 0 | 0 | 0 | 0 | 0 | 0 | 0 | 0 | 0 | 0
F3_Commercial_Warehouse (ID)_Existing_Miscellaneous_Natural Gas_Miscellaneous_E1 | F3 | Commercial | Warehouse (ID) | Existing | Miscellaneous | Natural Gas | Miscellaneous | E1 | System - kBTUs of Consumption | 0.71043 | 0.71043 | 0.71043 | 0.71043 | 0.71043 | 0.71043 | 0.71043 | 0.71043 | 0.71043 | 0.71043 | 0.71043 | 0.71043 | 0.71043 | 0.71043 | 0.71043 | 0.71043 | 0.71043 | 0.71043 | 0.71043 | 0.71043 | 0.71043 | 0.71043 | 0.71043 | 0.71043 | 0.71043 | 0.71043 | 0.71043
F3_Commercial_Warehouse (ID)_Existing_Miscellaneous_Natural Gas_Miscellaneous_E2 | F3 | Commercial | Warehouse (ID) | Existing | Miscellaneous | Natural Gas | Miscellaneous | E2 | System - kBTUs of Consumption | 0 | 0 | 0 | 0 | 0 | 0 | 0 | 0 | 0 | 0 | 0 | 0 | 0 | 0 | 0 | 0 | 0 | 0 | 0 | 0 | 0 | 0 | 0 | 0 | 0 | 0 | 0
F3_Commercial_Warehouse (ID)_Existing_Miscellaneous_Natural Gas_Miscellaneous_E3 | F3 | Commercial | Warehouse (ID) | Existing | Miscellaneous | Natural Gas | Miscellaneous | E3 | System - kBTUs of Consumption | 0 | 0 | 0 | 0 | 0 | 0 | 0 | 0 | 0 | 0 | 0 | 0 | 0 | 0 | 0 | 0 | 0 | 0 | 0 | 0 | 0 | 0 | 0 | 0 | 0 | 0 | 0
F3_Commercial_Warehouse (ID)_Existing_Miscellaneous_Natural Gas_Miscellaneous_E4 | F3 | Commercial | Warehouse (ID) | Existing | Miscellaneous | Natural Gas | Miscellaneous | E4 | System - kBTUs of Consumption | 0 | 0 | 0 | 0 | 0 | 0 | 0 | 0 | 0 | 0 | 0 | 0 | 0 | 0 | 0 | 0 | 0 | 0 | 0 | 0 | 0 | 0 | 0 | 0 | 0 | 0 | 0
F3_Commercial_Warehouse (ID)_Existing_Miscellaneous_Natural Gas_Miscellaneous_E5 | F3 | Commercial | Warehouse (ID) | Existing | Miscellaneous | Natural Gas | Miscellaneous | E5 | System - kBTUs of Consumption | 0 | 0 | 0 | 0 | 0 | 0 | 0 | 0 | 0 | 0 | 0 | 0 | 0 | 0 | 0 | 0 | 0 | 0 | 0 | 0 | 0 | 0 | 0 | 0 | 0 | 0 | 0
F3_Commercial_Warehouse (ID)_Existing_Miscellaneous_Natural Gas_Miscellaneous_E6 | F3 | Commercial | Warehouse (ID) | Existing | Miscellaneous | Natural Gas | Miscellaneous | E6 | System - kBTUs of Consumption | 0 | 0 | 0 | 0 | 0 | 0 | 0 | 0 | 0 | 0 | 0 | 0 | 0 | 0 | 0 | 0 | 0 | 0 | 0 | 0 | 0 | 0 | 0 | 0 | 0 | 0 | 0
F3_Commercial_Warehouse (ID)_Existing_Miscellaneous_Natural Gas_Miscellaneous_E7 | F3 | Commercial | Warehouse (ID) | Existing | Miscellaneous | Natural Gas | Miscellaneous | E7 | System - kBTUs of Consumption | 0 | 0 | 0 | 0 | 0 | 0 | 0 | 0 | 0 | 0 | 0 | 0 | 0 | 0 | 0 | 0 | 0 | 0 | 0 | 0 | 0 | 0 | 0 | 0 | 0 | 0 | 0
F3_Commercial_Warehouse (ID)_Existing_Miscellaneous_Natural Gas_Miscellaneous_E8 | F3 | Commercial | Warehouse (ID) | Existing | Miscellaneous | Natural Gas | Miscellaneous | E8 | System - kBTUs of Consumption | 0 | 0 | 0 | 0 | 0 | 0 | 0 | 0 | 0 | 0 | 0 | 0 | 0 | 0 | 0 | 0 | 0 | 0 | 0 | 0 | 0 | 0 | 0 | 0 | 0 | 0 | 0
F3_Commercial_Warehouse (ID)_Existing_Miscellaneous_Natural Gas_Miscellaneous_E9 | F3 | Commercial | Warehouse (ID) | Existing | Miscellaneous | Natural Gas | Miscellaneous | E9 | System - kBTUs of Consumption | 0 | 0 | 0 | 0 | 0 | 0 | 0 | 0 | 0 | 0 | 0 | 0 | 0 | 0 | 0 | 0 | 0 | 0 | 0 | 0 | 0 | 0 | 0 | 0 | 0 | 0 | 0
F3_Commercial_Warehouse (ID)_Existing_Miscellaneous_Natural Gas_Miscellaneous_E10 | F3 | Commercial | Warehouse (ID) | Existing | Miscellaneous | Natural Gas | Miscellaneous | E10 | System - kBTUs of Consumption | 0 | 0 | 0 | 0 | 0 | 0 | 0 | 0 | 0 | 0 | 0 | 0 | 0 | 0 | 0 | 0 | 0 | 0 | 0 | 0 | 0 | 0 | 0 | 0 | 0 | 0 | 0
F4_Commercial_Warehouse (ID)_Existing_Miscellaneous_Natural Gas_Miscellaneous_E1 | F4 | Commercial | Warehouse (ID) | Existing | Miscellaneous | Natural Gas | Miscellaneous | E1 | Utility - Cost of Equipment | 0.0017585 | 0.0017585 | 0.0017585 | 0.0017585 | 0.0017585 | 0.0017585 | 0.0017585 | 0.0017585 | 0.0017585 | 0.0017585 | 0.0017585 | 0.0017585 | 0.0017585 | 0.0017585 | 0.0017585 | 0.0017585 | 0.0017585 | 0.0017585 | 0.0017585 | 0.0017585 | 0.0017585 | 0.0017585 | 0.0017585 | 0.0017585 | 0.0017585 | 0.0017585 | 0.0017585
F4_Commercial_Warehouse (ID)_Existing_Miscellaneous_Natural Gas_Miscellaneous_E2 | F4 | Commercial | Warehouse (ID) | Existing | Miscellaneous | Natural Gas | Miscellaneous | E2 | Utility - Cost of Equipment | 0 | 0 | 0 | 0 | 0 | 0 | 0 | 0 | 0 | 0 | 0 | 0 | 0 | 0 | 0 | 0 | 0 | 0 | 0 | 0 | 0 | 0 | 0 | 0 | 0 | 0 | 0
F4_Commercial_Warehouse (ID)_Existing_Miscellaneous_Natural Gas_Miscellaneous_E3 | F4 | Commercial | Warehouse (ID) | Existing | Miscellaneous | Natural Gas | Miscellaneous | E3 | Utility - Cost of Equipment | 0 | 0 | 0 | 0 | 0 | 0 | 0 | 0 | 0 | 0 | 0 | 0 | 0 | 0 | 0 | 0 | 0 | 0 | 0 | 0 | 0 | 0 | 0 | 0 | 0 | 0 | 0
F4_Commercial_Warehouse (ID)_Existing_Miscellaneous_Natural Gas_Miscellaneous_E4 | F4 | Commercial | Warehouse (ID) | Existing | Miscellaneous | Natural Gas | Miscellaneous | E4 | Utility - Cost of Equipment | 0 | 0 | 0 | 0 | 0 | 0 | 0 | 0 | 0 | 0 | 0 | 0 | 0 | 0 | 0 | 0 | 0 | 0 | 0 | 0 | 0 | 0 | 0 | 0 | 0 | 0 | 0
F4_Commercial_Warehouse (ID)_Existing_Miscellaneous_Natural Gas_Miscellaneous_E5 | F4 | Commercial | Warehouse (ID) | Existing | Miscellaneous | Natural Gas | Miscellaneous | E5 | Utility - Cost of Equipment | 0 | 0 | 0 | 0 | 0 | 0 | 0 | 0 | 0 | 0 | 0 | 0 | 0 | 0 | 0 | 0 | 0 | 0 | 0 | 0 | 0 | 0 | 0 | 0 | 0 | 0 | 0
F4_Commercial_Warehouse (ID)_Existing_Miscellaneous_Natural Gas_Miscellaneous_E6 | F4 | Commercial | Warehouse (ID) | Existing | Miscellaneous | Natural Gas | Miscellaneous | E6 | Utility - Cost of Equipment | 0 | 0 | 0 | 0 | 0 | 0 | 0 | 0 | 0 | 0 | 0 | 0 | 0 | 0 | 0 | 0 | 0 | 0 | 0 | 0 | 0 | 0 | 0 | 0 | 0 | 0 | 0
F4_Commercial_Warehouse (ID)_Existing_Miscellaneous_Natural Gas_Miscellaneous_E7 | F4 | Commercial | Warehouse (ID) | Existing | Miscellaneous | Natural Gas | Miscellaneous | E7 | Utility - Cost of Equipment | 0 | 0 | 0 | 0 | 0 | 0 | 0 | 0 | 0 | 0 | 0 | 0 | 0 | 0 | 0 | 0 | 0 | 0 | 0 | 0 | 0 | 0 | 0 | 0 | 0 | 0 | 0
F4_Commercial_Warehouse (ID)_Existing_Miscellaneous_Natural Gas_Miscellaneous_E8 | F4 | Commercial | Warehouse (ID) | Existing | Miscellaneous | Natural Gas | Miscellaneous | E8 | Utility - Cost of Equipment | 0 | 0 | 0 | 0 | 0 | 0 | 0 | 0 | 0 | 0 | 0 | 0 | 0 | 0 | 0 | 0 | 0 | 0 | 0 | 0 | 0 | 0 | 0 | 0 | 0 | 0 | 0
F4_Commercial_Warehouse (ID)_Existing_Miscellaneous_Natural Gas_Miscellaneous_E9 | F4 | Commercial | Warehouse (ID) | Existing | Miscellaneous | Natural Gas | Miscellaneous | E9 | Utility - Cost of Equipment | 0 | 0 | 0 | 0 | 0 | 0 | 0 | 0 | 0 | 0 | 0 | 0 | 0 | 0 | 0 | 0 | 0 | 0 | 0 | 0 | 0 | 0 | 0 | 0 | 0 | 0 | 0
F4_Commercial_Warehouse (ID)_Existing_Miscellaneous_Natural Gas_Miscellaneous_E10 | F4 | Commercial | Warehouse (ID) | Existing | Miscellaneous | Natural Gas | Miscellaneous | E10 | Utility - Cost of Equipment | 0 | 0 | 0 | 0 | 0 | 0 | 0 | 0 | 0 | 0 | 0 | 0 | 0 | 0 | 0 | 0 | 0 | 0 | 0 | 0 | 0 | 0 | 0 | 0 | 0 | 0 | 0
F5_Commercial_Warehouse (ID)_Existing_Miscellaneous_Natural Gas_Miscellaneous_E1 | F5 | Commercial | Warehouse (ID) | Existing | Miscellaneous | Natural Gas | Miscellaneous | E1 | Utility - Cost of Operation | 0.0023178 | 0.0023326 | 0.0023625 | 0.0024121 | 0.0024869 | 0.0026065 | 0.0027379 | 0.0028736 | 0.0030102 | 0.0031553 | 0.0032572 | 0.003353 | 0.0034671 | 0.00358 | 0.003675 | 0.0037585 | 0.0038246 | 0.0038878 | 0.0039583 | 0.0040236 | 0.0040912 | 0.0041628 | 0.0042347 | 0.00431 | 0.0043865 | 0.0044645 | 0.0045438
F5_Commercial_Warehouse (ID)_Existing_Miscellaneous_Natural Gas_Miscellaneous_E2 | F5 | Commercial | Warehouse (ID) | Existing | Miscellaneous | Natural Gas | Miscellaneous | E2 | Utility - Cost of Operation | 0 | 0 | 0 | 0 | 0 | 0 | 0 | 0 | 0 | 0 | 0 | 0 | 0 | 0 | 0 | 0 | 0 | 0 | 0 | 0 | 0 | 0 | 0 | 0 | 0 | 0 | 0
F5_Commercial_Warehouse (ID)_Existing_Miscellaneous_Natural Gas_Miscellaneous_E3 | F5 | Commercial | Warehouse (ID) | Existing | Miscellaneous | Natural Gas | Miscellaneous | E3 | Utility - Cost of Operation | 0 | 0 | 0 | 0 | 0 | 0 | 0 | 0 | 0 | 0 | 0 | 0 | 0 | 0 | 0 | 0 | 0 | 0 | 0 | 0 | 0 | 0 | 0 | 0 | 0 | 0 | 0
F5_Commercial_Warehouse (ID)_Existing_Miscellaneous_Natural Gas_Miscellaneous_E4 | F5 | Commercial | Warehouse (ID) | Existing | Miscellaneous | Natural Gas | Miscellaneous | E4 | Utility - Cost of Operation | 0 | 0 | 0 | 0 | 0 | 0 | 0 | 0 | 0 | 0 | 0 | 0 | 0 | 0 | 0 | 0 | 0 | 0 | 0 | 0 | 0 | 0 | 0 | 0 | 0 | 0 | 0
F5_Commercial_Warehouse (ID)_Existing_Miscellaneous_Natural Gas_Miscellaneous_E5 | F5 | Commercial | Warehouse (ID) | Existing | Miscellaneous | Natural Gas | Miscellaneous | E5 | Utility - Cost of Operation | 0 | 0 | 0 | 0 | 0 | 0 | 0 | 0 | 0 | 0 | 0 | 0 | 0 | 0 | 0 | 0 | 0 | 0 | 0 | 0 | 0 | 0 | 0 | 0 | 0 | 0 | 0
F5_Commercial_Warehouse (ID)_Existing_Miscellaneous_Natural Gas_Miscellaneous_E6 | F5 | Commercial | Warehouse (ID) | Existing | Miscellaneous | Natural Gas | Miscellaneous | E6 | Utility - Cost of Operation | 0 | 0 | 0 | 0 | 0 | 0 | 0 | 0 | 0 | 0 | 0 | 0 | 0 | 0 | 0 | 0 | 0 | 0 | 0 | 0 | 0 | 0 | 0 | 0 | 0 | 0 | 0
F5_Commercial_Warehouse (ID)_Existing_Miscellaneous_Natural Gas_Miscellaneous_E7 | F5 | Commercial | Warehouse (ID) | Existing | Miscellaneous | Natural Gas | Miscellaneous | E7 | Utility - Cost of Operation | 0 | 0 | 0 | 0 | 0 | 0 | 0 | 0 | 0 | 0 | 0 | 0 | 0 | 0 | 0 | 0 | 0 | 0 | 0 | 0 | 0 | 0 | 0 | 0 | 0 | 0 | 0
F5_Commercial_Warehouse (ID)_Existing_Miscellaneous_Natural Gas_Miscellaneous_E8 | F5 | Commercial | Warehouse (ID) | Existing | Miscellaneous | Natural Gas | Miscellaneous | E8 | Utility - Cost of Operation | 0 | 0 | 0 | 0 | 0 | 0 | 0 | 0 | 0 | 0 | 0 | 0 | 0 | 0 | 0 | 0 | 0 | 0 | 0 | 0 | 0 | 0 | 0 | 0 | 0 | 0 | 0
F5_Commercial_Warehouse (ID)_Existing_Miscellaneous_Natural Gas_Miscellaneous_E9 | F5 | Commercial | Warehouse (ID) | Existing | Miscellaneous | Natural Gas | Miscellaneous | E9 | Utility - Cost of Operation | 0 | 0 | 0 | 0 | 0 | 0 | 0 | 0 | 0 | 0 | 0 | 0 | 0 | 0 | 0 | 0 | 0 | 0 | 0 | 0 | 0 | 0 | 0 | 0 | 0 | 0 | 0
F5_Commercial_Warehouse (ID)_Existing_Miscellaneous_Natural Gas_Miscellaneous_E10 | F5 | Commercial | Warehouse (ID) | Existing | Miscellaneous | Natural Gas | Miscellaneous | E10 | Utility - Cost of Operation | 0 | 0 | 0 | 0 | 0 | 0 | 0 | 0 | 0 | 0 | 0 | 0 | 0 | 0 | 0 | 0 | 0 | 0 | 0 | 0 | 0 | 0 | 0 | 0 | 0 | 0 | 0
F6_Commercial_Warehouse (ID)_Existing_Miscellaneous_Natural Gas_Miscellaneous_E1 | F6 | Commercial | Warehouse (ID) | Existing | Miscellaneous | Natural Gas | Miscellaneous | E1 | Utility - Value of Sales | 0.0027814 | 0.0027991 | 0.0028289 | 0.0028751 | 0.0029432 | 0.0030555 | 0.0031709 | 0.0032788 | 0.003373 | 0.0034708 | 0.0035829 | 0.0036883 | 0.0038138 | 0.0039339 | 0.0040296 | 0.0041071 | 0.0041592 | 0.0042012 | 0.004243 | 0.0042699 | 0.0042957 | 0.004371 | 0.0044465 | 0.0045255 | 0.0046059 | 0.0046877 | 0.004771
F6_Commercial_Warehouse (ID)_Existing_Miscellaneous_Natural Gas_Miscellaneous_E2 | F6 | Commercial | Warehouse (ID) | Existing | Miscellaneous | Natural Gas | Miscellaneous | E2 | Utility - Value of Sales | 0 | 0 | 0 | 0 | 0 | 0 | 0 | 0 | 0 | 0 | 0 | 0 | 0 | 0 | 0 | 0 | 0 | 0 | 0 | 0 | 0 | 0 | 0 | 0 | 0 | 0 | 0
F6_Commercial_Warehouse (ID)_Existing_Miscellaneous_Natural Gas_Miscellaneous_E3 | F6 | Commercial | Warehouse (ID) | Existing | Miscellaneous | Natural Gas | Miscellaneous | E3 | Utility - Value of Sales | 0 | 0 | 0 | 0 | 0 | 0 | 0 | 0 | 0 | 0 | 0 | 0 | 0 | 0 | 0 | 0 | 0 | 0 | 0 | 0 | 0 | 0 | 0 | 0 | 0 | 0 | 0
F6_Commercial_Warehouse (ID)_Existing_Miscellaneous_Natural Gas_Miscellaneous_E4 | F6 | Commercial | Warehouse (ID) | Existing | Miscellaneous | Natural Gas | Miscellaneous | E4 | Utility - Value of Sales | 0 | 0 | 0 | 0 | 0 | 0 | 0 | 0 | 0 | 0 | 0 | 0 | 0 | 0 | 0 | 0 | 0 | 0 | 0 | 0 | 0 | 0 | 0 | 0 | 0 | 0 | 0
F6_Commercial_Warehouse (ID)_Existing_Miscellaneous_Natural Gas_Miscellaneous_E5 | F6 | Commercial | Warehouse (ID) | Existing | Miscellaneous | Natural Gas | Miscellaneous | E5 | Utility - Value of Sales | 0 | 0 | 0 | 0 | 0 | 0 | 0 | 0 | 0 | 0 | 0 | 0 | 0 | 0 | 0 | 0 | 0 | 0 | 0 | 0 | 0 | 0 | 0 | 0 | 0 | 0 | 0
F6_Commercial_Warehouse (ID)_Existing_Miscellaneous_Natural Gas_Miscellaneous_E6 | F6 | Commercial | Warehouse (ID) | Existing | Miscellaneous | Natural Gas | Miscellaneous | E6 | Utility - Value of Sales | 0 | 0 | 0 | 0 | 0 | 0 | 0 | 0 | 0 | 0 | 0 | 0 | 0 | 0 | 0 | 0 | 0 | 0 | 0 | 0 | 0 | 0 | 0 | 0 | 0 | 0 | 0
F6_Commercial_Warehouse (ID)_Existing_Miscellaneous_Natural Gas_Miscellaneous_E7 | F6 | Commercial | Warehouse (ID) | Existing | Miscellaneous | Natural Gas | Miscellaneous | E7 | Utility - Value of Sales | 0 | 0 | 0 | 0 | 0 | 0 | 0 | 0 | 0 | 0 | 0 | 0 | 0 | 0 | 0 | 0 | 0 | 0 | 0 | 0 | 0 | 0 | 0 | 0 | 0 | 0 | 0
F6_Commercial_Warehouse (ID)_Existing_Miscellaneous_Natural Gas_Miscellaneous_E8 | F6 | Commercial | Warehouse (ID) | Existing | Miscellaneous | Natural Gas | Miscellaneous | E8 | Utility - Value of Sales | 0 | 0 | 0 | 0 | 0 | 0 | 0 | 0 | 0 | 0 | 0 | 0 | 0 | 0 | 0 | 0 | 0 | 0 | 0 | 0 | 0 | 0 | 0 | 0 | 0 | 0 | 0
F6_Commercial_Warehouse (ID)_Existing_Miscellaneous_Natural Gas_Miscellaneous_E9 | F6 | Commercial | Warehouse (ID) | Existing | Miscellaneous | Natural Gas | Miscellaneous | E9 | Utility - Value of Sales | 0 | 0 | 0 | 0 | 0 | 0 | 0 | 0 | 0 | 0 | 0 | 0 | 0 | 0 | 0 | 0 | 0 | 0 | 0 | 0 | 0 | 0 | 0 | 0 | 0 | 0 | 0
F6_Commercial_Warehouse (ID)_Existing_Miscellaneous_Natural Gas_Miscellaneous_E10 | F6 | Commercial | Warehouse (ID) | Existing | Miscellaneous | Natural Gas | Miscellaneous | E10 | Utility - Value of Sales | 0 | 0 | 0 | 0 | 0 | 0 | 0 | 0 | 0 | 0 | 0 | 0 | 0 | 0 | 0 | 0 | 0 | 0 | 0 | 0 | 0 | 0 | 0 | 0 | 0 | 0 | 0
F1_Commercial_Warehouse (ID)_New_Space Heating_Natural Gas_Furnace_E1 | F1 | Commercial | Warehouse (ID) | New | Space Heating | Natural Gas | Furnace | E1 | RVT - Cost of Equipment | 0.045068 | 0.045068 | 0.045068 | 0.045068 | 0.045068 | 0.045068 | 0.045068 | 0.045068 | 0.045068 | 0.045068 | 0.045068 | 0.045068 | 0.045068 | 0.045068 | 0.045068 | 0.045068 | 0.045068 | 0.045068 | 0.045068 | 0.045068 | 0.045068 | 0.045068 | 0.045068 | 0.045068 | 0.045068 | 0.045068 | 0.045068
F1_Commercial_Warehouse (ID)_New_Space Heating_Natural Gas_Furnace_E2 | F1 | Commercial | Warehouse (ID) | New | Space Heating | Natural Gas | Furnace | E2 | RVT - Cost of Equipment | 0.091093 | 0.091093 | 0.091093 | 0.091093 | 0.091093 | 0.091093 | 0.091093 | 0.091093 | 0.091093 | 0.091093 | 0.091093 | 0.091093 | 0.091093 | 0.091093 | 0.091093 | 0.091093 | 0.091093 | 0.091093 | 0.091093 | 0.091093 | 0.091093 | 0.091093 | 0.091093 | 0.091093 | 0.091093 | 0.091093 | 0.091093
F1_Commercial_Warehouse (ID)_New_Space Heating_Natural Gas_Furnace_E3 | F1 | Commercial | Warehouse (ID) | New | Space Heating | Natural Gas | Furnace | E3 | RVT - Cost of Equipment | 0.055375 | 0.055375 | 0.055375 | 0.055375 | 0.055375 | 0.055375 | 0.055375 | 0.055375 | 0.055375 | 0.055375 | 0.055375 | 0.055375 | 0.055375 | 0.055375 | 0.055375 | 0.055375 | 0.055375 | 0.055375 | 0.055375 | 0.055375 | 0.055375 | 0.055375 | 0.055375 | 0.055375 | 0.055375 | 0.055375 | 0.055375
F1_Commercial_Warehouse (ID)_New_Space Heating_Natural Gas_Furnace_E4 | F1 | Commercial | Warehouse (ID) | New | Space Heating | Natural Gas | Furnace | E4 | RVT - Cost of Equipment | 0 | 0 | 0 | 0 | 0 | 0 | 0 | 0 | 0 | 0 | 0 | 0 | 0 | 0 | 0 | 0 | 0 | 0 | 0 | 0 | 0 | 0 | 0 | 0 | 0 | 0 | 0
F1_Commercial_Warehouse (ID)_New_Space Heating_Natural Gas_Furnace_E5 | F1 | Commercial | Warehouse (ID) | New | Space Heating | Natural Gas | Furnace | E5 | RVT - Cost of Equipment | 0 | 0 | 0 | 0 | 0 | 0 | 0 | 0 | 0 | 0 | 0 | 0 | 0 | 0 | 0 | 0 | 0 | 0 | 0 | 0 | 0 | 0 | 0 | 0 | 0 | 0 | 0
F1_Commercial_Warehouse (ID)_New_Space Heating_Natural Gas_Furnace_E6 | F1 | Commercial | Warehouse (ID) | New | Space Heating | Natural Gas | Furnace | E6 | RVT - Cost of Equipment | 0 | 0 | 0 | 0 | 0 | 0 | 0 | 0 | 0 | 0 | 0 | 0 | 0 | 0 | 0 | 0 | 0 | 0 | 0 | 0 | 0 | 0 | 0 | 0 | 0 | 0 | 0
F1_Commercial_Warehouse (ID)_New_Space Heating_Natural Gas_Furnace_E7 | F1 | Commercial | Warehouse (ID) | New | Space Heating | Natural Gas | Furnace | E7 | RVT - Cost of Equipment | 0 | 0 | 0 | 0 | 0 | 0 | 0 | 0 | 0 | 0 | 0 | 0 | 0 | 0 | 0 | 0 | 0 | 0 | 0 | 0 | 0 | 0 | 0 | 0 | 0 | 0 | 0
F1_Commercial_Warehouse (ID)_New_Space Heating_Natural Gas_Furnace_E8 | F1 | Commercial | Warehouse (ID) | New | Space Heating | Natural Gas | Furnace | E8 | RVT - Cost of Equipment | 0 | 0 | 0 | 0 | 0 | 0 | 0 | 0 | 0 | 0 | 0 | 0 | 0 | 0 | 0 | 0 | 0 | 0 | 0 | 0 | 0 | 0 | 0 | 0 | 0 | 0 | 0
F1_Commercial_Warehouse (ID)_New_Space Heating_Natural Gas_Furnace_E9 | F1 | Commercial | Warehouse (ID) | New | Space Heating | Natural Gas | Furnace | E9 | RVT - Cost of Equipment | 0 | 0 | 0 | 0 | 0 | 0 | 0 | 0 | 0 | 0 | 0 | 0 | 0 | 0 | 0 | 0 | 0 | 0 | 0 | 0 | 0 | 0 | 0 | 0 | 0 | 0 | 0
F1_Commercial_Warehouse (ID)_New_Space Heating_Natural Gas_Furnace_E10 | F1 | Commercial | Warehouse (ID) | New | Space Heating | Natural Gas | Furnace | E10 | RVT - Cost of Equipment | 0 | 0 | 0 | 0 | 0 | 0 | 0 | 0 | 0 | 0 | 0 | 0 | 0 | 0 | 0 | 0 | 0 | 0 | 0 | 0 | 0 | 0 | 0 | 0 | 0 | 0 | 0
F2_Commercial_Warehouse (ID)_New_Space Heating_Natural Gas_Furnace_E1 | F2 | Commercial | Warehouse (ID) | New | Space Heating | Natural Gas | Furnace | E1 | RVT - Cost of Operation | 0.26063 | 0.26279 | 0.2664 | 0.27056 | 0.27534 | 0.28311 | 0.29082 | 0.29889 | 0.30596 | 0.31283 | 0.32061 | 0.32741 | 0.33498 | 0.34278 | 0.34972 | 0.35638 | 0.36225 | 0.36825 | 0.37446 | 0.38074 | 0.38704 | 0.39547 | 0.40548 | 0.41409 | 0.42288 | 0.43185 | 0.44102
F2_Commercial_Warehouse (ID)_New_Space Heating_Natural Gas_Furnace_E2 | F2 | Commercial | Warehouse (ID) | New | Space Heating | Natural Gas | Furnace | E2 | RVT - Cost of Operation | 0.23166 | 0.23358 | 0.23678 | 0.24049 | 0.24473 | 0.25164 | 0.25849 | 0.26566 | 0.27195 | 0.27806 | 0.28498 | 0.29102 | 0.29775 | 0.30468 | 0.31085 | 0.31677 | 0.32199 | 0.32731 | 0.33283 | 0.33842 | 0.34401 | 0.35152 | 0.36041 | 0.36806 | 0.37587 | 0.38385 | 0.392
F2_Commercial_Warehouse (ID)_New_Space Heating_Natural Gas_Furnace_E3 | F2 | Commercial | Warehouse (ID) | New | Space Heating | Natural Gas | Furnace | E3 | RVT - Cost of Operation | 0.21717 | 0.21898 | 0.22198 | 0.22545 | 0.22943 | 0.23591 | 0.24233 | 0.24905 | 0.25495 | 0.26067 | 0.26716 | 0.27282 | 0.27913 | 0.28563 | 0.29141 | 0.29696 | 0.30185 | 0.30685 | 0.31202 | 0.31726 | 0.3225 | 0.32954 | 0.33788 | 0.34505 | 0.35237 | 0.35985 | 0.36749
F2_Commercial_Warehouse (ID)_New_Space Heating_Natural Gas_Furnace_E4 | F2 | Commercial | Warehouse (ID) | New | Space Heating | Natural Gas | Furnace | E4 | RVT - Cost of Operation | 0 | 0 | 0 | 0 | 0 | 0 | 0 | 0 | 0 | 0 | 0 | 0 | 0 | 0 | 0 | 0 | 0 | 0 | 0 | 0 | 0 | 0 | 0 | 0 | 0 | 0 | 0
F2_Commercial_Warehouse (ID)_New_Space Heating_Natural Gas_Furnace_E5 | F2 | Commercial | Warehouse (ID) | New | Space Heating | Natural Gas | Furnace | E5 | RVT - Cost of Operation | 0 | 0 | 0 | 0 | 0 | 0 | 0 | 0 | 0 | 0 | 0 | 0 | 0 | 0 | 0 | 0 | 0 | 0 | 0 | 0 | 0 | 0 | 0 | 0 | 0 | 0 | 0
F2_Commercial_Warehouse (ID)_New_Space Heating_Natural Gas_Furnace_E6 | F2 | Commercial | Warehouse (ID) | New | Space Heating | Natural Gas | Furnace | E6 | RVT - Cost of Operation | 0 | 0 | 0 | 0 | 0 | 0 | 0 | 0 | 0 | 0 | 0 | 0 | 0 | 0 | 0 | 0 | 0 | 0 | 0 | 0 | 0 | 0 | 0 | 0 | 0 | 0 | 0
F2_Commercial_Warehouse (ID)_New_Space Heating_Natural Gas_Furnace_E7 | F2 | Commercial | Warehouse (ID) | New | Space Heating | Natural Gas | Furnace | E7 | RVT - Cost of Operation | 0 | 0 | 0 | 0 | 0 | 0 | 0 | 0 | 0 | 0 | 0 | 0 | 0 | 0 | 0 | 0 | 0 | 0 | 0 | 0 | 0 | 0 | 0 | 0 | 0 | 0 | 0
F2_Commercial_Warehouse (ID)_New_Space Heating_Natural Gas_Furnace_E8 | F2 | Commercial | Warehouse (ID) | New | Space Heating | Natural Gas | Furnace | E8 | RVT - Cost of Operation | 0 | 0 | 0 | 0 | 0 | 0 | 0 | 0 | 0 | 0 | 0 | 0 | 0 | 0 | 0 | 0 | 0 | 0 | 0 | 0 | 0 | 0 | 0 | 0 | 0 | 0 | 0
F2_Commercial_Warehouse (ID)_New_Space Heating_Natural Gas_Furnace_E9 | F2 | Commercial | Warehouse (ID) | New | Space Heating | Natural Gas | Furnace | E9 | RVT - Cost of Operation | 0 | 0 | 0 | 0 | 0 | 0 | 0 | 0 | 0 | 0 | 0 | 0 | 0 | 0 | 0 | 0 | 0 | 0 | 0 | 0 | 0 | 0 | 0 | 0 | 0 | 0 | 0
F2_Commercial_Warehouse (ID)_New_Space Heating_Natural Gas_Furnace_E10 | F2 | Commercial | Warehouse (ID) | New | Space Heating | Natural Gas | Furnace | E10 | RVT - Cost of Operation | 0 | 0 | 0 | 0 | 0 | 0 | 0 | 0 | 0 | 0 | 0 | 0 | 0 | 0 | 0 | 0 | 0 | 0 | 0 | 0 | 0 | 0 | 0 | 0 | 0 | 0 | 0
F3_Commercial_Warehouse (ID)_New_Space Heating_Natural Gas_Furnace_E1 | F3 | Commercial | Warehouse (ID) | New | Space Heating | Natural Gas | Furnace | E1 | System - kBTUs of Consumption | 57.3545 | 57.2105 | 57.2105 | 57.2105 | 57.2105 | 57.2105 | 57.2105 | 57.2105 | 57.2105 | 57.2105 | 57.2105 | 57.2105 | 57.2105 | 57.2105 | 57.2105 | 57.2105 | 57.2105 | 57.2105 | 57.2105 | 57.2105 | 57.2105 | 57.2105 | 57.2105 | 57.2105 | 57.2105 | 57.2105 | 57.2105
F3_Commercial_Warehouse (ID)_New_Space Heating_Natural Gas_Furnace_E2 | F3 | Commercial | Warehouse (ID) | New | Space Heating | Natural Gas | Furnace | E2 | System - kBTUs of Consumption | 50.9793 | 50.8513 | 50.8513 | 50.8513 | 50.8513 | 50.8513 | 50.8513 | 50.8513 | 50.8513 | 50.8513 | 50.8513 | 50.8513 | 50.8513 | 50.8513 | 50.8513 | 50.8513 | 50.8513 | 50.8513 | 50.8513 | 50.8513 | 50.8513 | 50.8513 | 50.8513 | 50.8513 | 50.8513 | 50.8513 | 50.8513
F3_Commercial_Warehouse (ID)_New_Space Heating_Natural Gas_Furnace_E3 | F3 | Commercial | Warehouse (ID) | New | Space Heating | Natural Gas | Furnace | E3 | System - kBTUs of Consumption | 47.7917 | 47.6717 | 47.6717 | 47.6717 | 47.6717 | 47.6717 | 47.6717 | 47.6717 | 47.6717 | 47.6717 | 47.6717 | 47.6717 | 47.6717 | 47.6717 | 47.6717 | 47.6717 | 47.6717 | 47.6717 | 47.6717 | 47.6717 | 47.6717 | 47.6717 | 47.6717 | 47.6717 | 47.6717 | 47.6717 | 47.6717
F3_Commercial_Warehouse (ID)_New_Space Heating_Natural Gas_Furnace_E4 | F3 | Commercial | Warehouse (ID) | New | Space Heating | Natural Gas | Furnace | E4 | System - kBTUs of Consumption | 0 | 0 | 0 | 0 | 0 | 0 | 0 | 0 | 0 | 0 | 0 | 0 | 0 | 0 | 0 | 0 | 0 | 0 | 0 | 0 | 0 | 0 | 0 | 0 | 0 | 0 | 0
F3_Commercial_Warehouse (ID)_New_Space Heating_Natural Gas_Furnace_E5 | F3 | Commercial | Warehouse (ID) | New | Space Heating | Natural Gas | Furnace | E5 | System - kBTUs of Consumption | 0 | 0 | 0 | 0 | 0 | 0 | 0 | 0 | 0 | 0 | 0 | 0 | 0 | 0 | 0 | 0 | 0 | 0 | 0 | 0 | 0 | 0 | 0 | 0 | 0 | 0 | 0
F3_Commercial_Warehouse (ID)_New_Space Heating_Natural Gas_Furnace_E6 | F3 | Commercial | Warehouse (ID) | New | Space Heating | Natural Gas | Furnace | E6 | System - kBTUs of Consumption | 0 | 0 | 0 | 0 | 0 | 0 | 0 | 0 | 0 | 0 | 0 | 0 | 0 | 0 | 0 | 0 | 0 | 0 | 0 | 0 | 0 | 0 | 0 | 0 | 0 | 0 | 0
F3_Commercial_Warehouse (ID)_New_Space Heating_Natural Gas_Furnace_E7 | F3 | Commercial | Warehouse (ID) | New | Space Heating | Natural Gas | Furnace | E7 | System - kBTUs of Consumption | 0 | 0 | 0 | 0 | 0 | 0 | 0 | 0 | 0 | 0 | 0 | 0 | 0 | 0 | 0 | 0 | 0 | 0 | 0 | 0 | 0 | 0 | 0 | 0 | 0 | 0 | 0
F3_Commercial_Warehouse (ID)_New_Space Heating_Natural Gas_Furnace_E8 | F3 | Commercial | Warehouse (ID) | New | Space Heating | Natural Gas | Furnace | E8 | System - kBTUs of Consumption | 0 | 0 | 0 | 0 | 0 | 0 | 0 | 0 | 0 | 0 | 0 | 0 | 0 | 0 | 0 | 0 | 0 | 0 | 0 | 0 | 0 | 0 | 0 | 0 | 0 | 0 | 0
F3_Commercial_Warehouse (ID)_New_Space Heating_Natural Gas_Furnace_E9 | F3 | Commercial | Warehouse (ID) | New | Space Heating | Natural Gas | Furnace | E9 | System - kBTUs of Consumption | 0 | 0 | 0 | 0 | 0 | 0 | 0 | 0 | 0 | 0 | 0 | 0 | 0 | 0 | 0 | 0 | 0 | 0 | 0 | 0 | 0 | 0 | 0 | 0 | 0 | 0 | 0
F3_Commercial_Warehouse (ID)_New_Space Heating_Natural Gas_Furnace_E10 | F3 | Commercial | Warehouse (ID) | New | Space Heating | Natural Gas | Furnace | E10 | System - kBTUs of Consumption | 0 | 0 | 0 | 0 | 0 | 0 | 0 | 0 | 0 | 0 | 0 | 0 | 0 | 0 | 0 | 0 | 0 | 0 | 0 | 0 | 0 | 0 | 0 | 0 | 0 | 0 | 0
F4_Commercial_Warehouse (ID)_New_Space Heating_Natural Gas_Furnace_E1 | F4 | Commercial | Warehouse (ID) | New | Space Heating | Natural Gas | Furnace | E1 | Utility - Cost of Equipment | 0.045068 | 0.045068 | 0.045068 | 0.045068 | 0.045068 | 0.045068 | 0.045068 | 0.045068 | 0.045068 | 0.045068 | 0.045068 | 0.045068 | 0.045068 | 0.045068 | 0.045068 | 0.045068 | 0.045068 | 0.045068 | 0.045068 | 0.045068 | 0.045068 | 0.045068 | 0.045068 | 0.045068 | 0.045068 | 0.045068 | 0.045068
F4_Commercial_Warehouse (ID)_New_Space Heating_Natural Gas_Furnace_E2 | F4 | Commercial | Warehouse (ID) | New | Space Heating | Natural Gas | Furnace | E2 | Utility - Cost of Equipment | 0.091093 | 0.091093 | 0.091093 | 0.091093 | 0.091093 | 0.091093 | 0.091093 | 0.091093 | 0.091093 | 0.091093 | 0.091093 | 0.091093 | 0.091093 | 0.091093 | 0.091093 | 0.091093 | 0.091093 | 0.091093 | 0.091093 | 0.091093 | 0.091093 | 0.091093 | 0.091093 | 0.091093 | 0.091093 | 0.091093 | 0.091093
F4_Commercial_Warehouse (ID)_New_Space Heating_Natural Gas_Furnace_E3 | F4 | Commercial | Warehouse (ID) | New | Space Heating | Natural Gas | Furnace | E3 | Utility - Cost of Equipment | 0.055375 | 0.055375 | 0.055375 | 0.055375 | 0.055375 | 0.055375 | 0.055375 | 0.055375 | 0.055375 | 0.055375 | 0.055375 | 0.055375 | 0.055375 | 0.055375 | 0.055375 | 0.055375 | 0.055375 | 0.055375 | 0.055375 | 0.055375 | 0.055375 | 0.055375 | 0.055375 | 0.055375 | 0.055375 | 0.055375 | 0.055375
F4_Commercial_Warehouse (ID)_New_Space Heating_Natural Gas_Furnace_E4 | F4 | Commercial | Warehouse (ID) | New | Space Heating | Natural Gas | Furnace | E4 | Utility - Cost of Equipment | 0 | 0 | 0 | 0 | 0 | 0 | 0 | 0 | 0 | 0 | 0 | 0 | 0 | 0 | 0 | 0 | 0 | 0 | 0 | 0 | 0 | 0 | 0 | 0 | 0 | 0 | 0
F4_Commercial_Warehouse (ID)_New_Space Heating_Natural Gas_Furnace_E5 | F4 | Commercial | Warehouse (ID) | New | Space Heating | Natural Gas | Furnace | E5 | Utility - Cost of Equipment | 0 | 0 | 0 | 0 | 0 | 0 | 0 | 0 | 0 | 0 | 0 | 0 | 0 | 0 | 0 | 0 | 0 | 0 | 0 | 0 | 0 | 0 | 0 | 0 | 0 | 0 | 0
F4_Commercial_Warehouse (ID)_New_Space Heating_Natural Gas_Furnace_E6 | F4 | Commercial | Warehouse (ID) | New | Space Heating | Natural Gas | Furnace | E6 | Utility - Cost of Equipment | 0 | 0 | 0 | 0 | 0 | 0 | 0 | 0 | 0 | 0 | 0 | 0 | 0 | 0 | 0 | 0 | 0 | 0 | 0 | 0 | 0 | 0 | 0 | 0 | 0 | 0 | 0
F4_Commercial_Warehouse (ID)_New_Space Heating_Natural Gas_Furnace_E7 | F4 | Commercial | Warehouse (ID) | New | Space Heating | Natural Gas | Furnace | E7 | Utility - Cost of Equipment | 0 | 0 | 0 | 0 | 0 | 0 | 0 | 0 | 0 | 0 | 0 | 0 | 0 | 0 | 0 | 0 | 0 | 0 | 0 | 0 | 0 | 0 | 0 | 0 | 0 | 0 | 0
F4_Commercial_Warehouse (ID)_New_Space Heating_Natural Gas_Furnace_E8 | F4 | Commercial | Warehouse (ID) | New | Space Heating | Natural Gas | Furnace | E8 | Utility - Cost of Equipment | 0 | 0 | 0 | 0 | 0 | 0 | 0 | 0 | 0 | 0 | 0 | 0 | 0 | 0 | 0 | 0 | 0 | 0 | 0 | 0 | 0 | 0 | 0 | 0 | 0 | 0 | 0
F4_Commercial_Warehouse (ID)_New_Space Heating_Natural Gas_Furnace_E9 | F4 | Commercial | Warehouse (ID) | New | Space Heating | Natural Gas | Furnace | E9 | Utility - Cost of Equipment | 0 | 0 | 0 | 0 | 0 | 0 | 0 | 0 | 0 | 0 | 0 | 0 | 0 | 0 | 0 | 0 | 0 | 0 | 0 | 0 | 0 | 0 | 0 | 0 | 0 | 0 | 0
F4_Commercial_Warehouse (ID)_New_Space Heating_Natural Gas_Furnace_E10 | F4 | Commercial | Warehouse (ID) | New | Space Heating | Natural Gas | Furnace | E10 | Utility - Cost of Equipment | 0 | 0 | 0 | 0 | 0 | 0 | 0 | 0 | 0 | 0 | 0 | 0 | 0 | 0 | 0 | 0 | 0 | 0 | 0 | 0 | 0 | 0 | 0 | 0 | 0 | 0 | 0
F5_Commercial_Warehouse (ID)_New_Space Heating_Natural Gas_Furnace_E1 | F5 | Commercial | Warehouse (ID) | New | Space Heating | Natural Gas | Furnace | E1 | Utility - Cost of Operation | 0.22328 | 0.22653 | 0.23113 | 0.23638 | 0.24234 | 0.251 | 0.25985 | 0.26924 | 0.27808 | 0.28704 | 0.29488 | 0.30197 | 0.30984 | 0.31799 | 0.32546 | 0.33277 | 0.33947 | 0.34638 | 0.35361 | 0.36104 | 0.3686 | 0.37664 | 0.38617 | 0.39437 | 0.40274 | 0.41129 | 0.42002
F5_Commercial_Warehouse (ID)_New_Space Heating_Natural Gas_Furnace_E2 | F5 | Commercial | Warehouse (ID) | New | Space Heating | Natural Gas | Furnace | E2 | Utility - Cost of Operation | 0.19846 | 0.20135 | 0.20544 | 0.21011 | 0.2154 | 0.2231 | 0.23097 | 0.23931 | 0.24717 | 0.25513 | 0.2621 | 0.2684 | 0.2754 | 0.28265 | 0.28929 | 0.29579 | 0.30174 | 0.30788 | 0.31431 | 0.32091 | 0.32763 | 0.33478 | 0.34325 | 0.35053 | 0.35798 | 0.36557 | 0.37333
F5_Commercial_Warehouse (ID)_New_Space Heating_Natural Gas_Furnace_E3 | F5 | Commercial | Warehouse (ID) | New | Space Heating | Natural Gas | Furnace | E3 | Utility - Cost of Operation | 0.18605 | 0.18876 | 0.19259 | 0.19697 | 0.20193 | 0.20915 | 0.21653 | 0.22435 | 0.23171 | 0.23918 | 0.24571 | 0.25162 | 0.25818 | 0.26497 | 0.2712 | 0.27729 | 0.28287 | 0.28863 | 0.29466 | 0.30084 | 0.30715 | 0.31384 | 0.32179 | 0.32862 | 0.33559 | 0.34271 | 0.34999
F5_Commercial_Warehouse (ID)_New_Space Heating_Natural Gas_Furnace_E4 | F5 | Commercial | Warehouse (ID) | New | Space Heating | Natural Gas | Furnace | E4 | Utility - Cost of Operation | 0 | 0 | 0 | 0 | 0 | 0 | 0 | 0 | 0 | 0 | 0 | 0 | 0 | 0 | 0 | 0 | 0 | 0 | 0 | 0 | 0 | 0 | 0 | 0 | 0 | 0 | 0
F5_Commercial_Warehouse (ID)_New_Space Heating_Natural Gas_Furnace_E5 | F5 | Commercial | Warehouse (ID) | New | Space Heating | Natural Gas | Furnace | E5 | Utility - Cost of Operation | 0 | 0 | 0 | 0 | 0 | 0 | 0 | 0 | 0 | 0 | 0 | 0 | 0 | 0 | 0 | 0 | 0 | 0 | 0 | 0 | 0 | 0 | 0 | 0 | 0 | 0 | 0
F5_Commercial_Warehouse (ID)_New_Space Heating_Natural Gas_Furnace_E6 | F5 | Commercial | Warehouse (ID) | New | Space Heating | Natural Gas | Furnace | E6 | Utility - Cost of Operation | 0 | 0 | 0 | 0 | 0 | 0 | 0 | 0 | 0 | 0 | 0 | 0 | 0 | 0 | 0 | 0 | 0 | 0 | 0 | 0 | 0 | 0 | 0 | 0 | 0 | 0 | 0
F5_Commercial_Warehouse (ID)_New_Space Heating_Natural Gas_Furnace_E7 | F5 | Commercial | Warehouse (ID) | New | Space Heating | Natural Gas | Furnace | E7 | Utility - Cost of Operation | 0 | 0 | 0 | 0 | 0 | 0 | 0 | 0 | 0 | 0 | 0 | 0 | 0 | 0 | 0 | 0 | 0 | 0 | 0 | 0 | 0 | 0 | 0 | 0 | 0 | 0 | 0
F5_Commercial_Warehouse (ID)_New_Space Heating_Natural Gas_Furnace_E8 | F5 | Commercial | Warehouse (ID) | New | Space Heating | Natural Gas | Furnace | E8 | Utility - Cost of Operation | 0 | 0 | 0 | 0 | 0 | 0 | 0 | 0 | 0 | 0 | 0 | 0 | 0 | 0 | 0 | 0 | 0 | 0 | 0 | 0 | 0 | 0 | 0 | 0 | 0 | 0 | 0
F5_Commercial_Warehouse (ID)_New_Space Heating_Natural Gas_Furnace_E9 | F5 | Commercial | Warehouse (ID) | New | Space Heating | Natural Gas | Furnace | E9 | Utility - Cost of Operation | 0 | 0 | 0 | 0 | 0 | 0 | 0 | 0 | 0 | 0 | 0 | 0 | 0 | 0 | 0 | 0 | 0 | 0 | 0 | 0 | 0 | 0 | 0 | 0 | 0 | 0 | 0
F5_Commercial_Warehouse (ID)_New_Space Heating_Natural Gas_Furnace_E10 | F5 | Commercial | Warehouse (ID) | New | Space Heating | Natural Gas | Furnace | E10 | Utility - Cost of Operation | 0 | 0 | 0 | 0 | 0 | 0 | 0 | 0 | 0 | 0 | 0 | 0 | 0 | 0 | 0 | 0 | 0 | 0 | 0 | 0 | 0 | 0 | 0 | 0 | 0 | 0 | 0
F6_Commercial_Warehouse (ID)_New_Space Heating_Natural Gas_Furnace_E1 | F6 | Commercial | Warehouse (ID) | New | Space Heating | Natural Gas | Furnace | E1 | Utility - Value of Sales | 0.26063 | 0.26279 | 0.2664 | 0.27056 | 0.27534 | 0.28311 | 0.29082 | 0.29889 | 0.30596 | 0.31283 | 0.32061 | 0.32741 | 0.33498 | 0.34278 | 0.34972 | 0.35638 | 0.36225 | 0.36825 | 0.37446 | 0.38074 | 0.38704 | 0.39547 | 0.40548 | 0.41409 | 0.42288 | 0.43185 | 0.44102
F6_Commercial_Warehouse (ID)_New_Space Heating_Natural Gas_Furnace_E2 | F6 | Commercial | Warehouse (ID) | New | Space Heating | Natural Gas | Furnace | E2 | Utility - Value of Sales | 0.23166 | 0.23358 | 0.23678 | 0.24049 | 0.24473 | 0.25164 | 0.25849 | 0.26566 | 0.27195 | 0.27806 | 0.28498 | 0.29102 | 0.29775 | 0.30468 | 0.31085 | 0.31677 | 0.32199 | 0.32731 | 0.33283 | 0.33842 | 0.34401 | 0.35152 | 0.36041 | 0.36806 | 0.37587 | 0.38385 | 0.392
F6_Commercial_Warehouse (ID)_New_Space Heating_Natural Gas_Furnace_E3 | F6 | Commercial | Warehouse (ID) | New | Space Heating | Natural Gas | Furnace | E3 | Utility - Value of Sales | 0.21717 | 0.21898 | 0.22198 | 0.22545 | 0.22943 | 0.23591 | 0.24233 | 0.24905 | 0.25495 | 0.26067 | 0.26716 | 0.27282 | 0.27913 | 0.28563 | 0.29141 | 0.29696 | 0.30185 | 0.30685 | 0.31202 | 0.31726 | 0.3225 | 0.32954 | 0.33788 | 0.34505 | 0.35237 | 0.35985 | 0.36749
F6_Commercial_Warehouse (ID)_New_Space Heating_Natural Gas_Furnace_E4 | F6 | Commercial | Warehouse (ID) | New | Space Heating | Natural Gas | Furnace | E4 | Utility - Value of Sales | 0 | 0 | 0 | 0 | 0 | 0 | 0 | 0 | 0 | 0 | 0 | 0 | 0 | 0 | 0 | 0 | 0 | 0 | 0 | 0 | 0 | 0 | 0 | 0 | 0 | 0 | 0
F6_Commercial_Warehouse (ID)_New_Space Heating_Natural Gas_Furnace_E5 | F6 | Commercial | Warehouse (ID) | New | Space Heating | Natural Gas | Furnace | E5 | Utility - Value of Sales | 0 | 0 | 0 | 0 | 0 | 0 | 0 | 0 | 0 | 0 | 0 | 0 | 0 | 0 | 0 | 0 | 0 | 0 | 0 | 0 | 0 | 0 | 0 | 0 | 0 | 0 | 0
F6_Commercial_Warehouse (ID)_New_Space Heating_Natural Gas_Furnace_E6 | F6 | Commercial | Warehouse (ID) | New | Space Heating | Natural Gas | Furnace | E6 | Utility - Value of Sales | 0 | 0 | 0 | 0 | 0 | 0 | 0 | 0 | 0 | 0 | 0 | 0 | 0 | 0 | 0 | 0 | 0 | 0 | 0 | 0 | 0 | 0 | 0 | 0 | 0 | 0 | 0
F6_Commercial_Warehouse (ID)_New_Space Heating_Natural Gas_Furnace_E7 | F6 | Commercial | Warehouse (ID) | New | Space Heating | Natural Gas | Furnace | E7 | Utility - Value of Sales | 0 | 0 | 0 | 0 | 0 | 0 | 0 | 0 | 0 | 0 | 0 | 0 | 0 | 0 | 0 | 0 | 0 | 0 | 0 | 0 | 0 | 0 | 0 | 0 | 0 | 0 | 0
F6_Commercial_Warehouse (ID)_New_Space Heating_Natural Gas_Furnace_E8 | F6 | Commercial | Warehouse (ID) | New | Space Heating | Natural Gas | Furnace | E8 | Utility - Value of Sales | 0 | 0 | 0 | 0 | 0 | 0 | 0 | 0 | 0 | 0 | 0 | 0 | 0 | 0 | 0 | 0 | 0 | 0 | 0 | 0 | 0 | 0 | 0 | 0 | 0 | 0 | 0
F6_Commercial_Warehouse (ID)_New_Space Heating_Natural Gas_Furnace_E9 | F6 | Commercial | Warehouse (ID) | New | Space Heating | Natural Gas | Furnace | E9 | Utility - Value of Sales | 0 | 0 | 0 | 0 | 0 | 0 | 0 | 0 | 0 | 0 | 0 | 0 | 0 | 0 | 0 | 0 | 0 | 0 | 0 | 0 | 0 | 0 | 0 | 0 | 0 | 0 | 0
F6_Commercial_Warehouse (ID)_New_Space Heating_Natural Gas_Furnace_E10 | F6 | Commercial | Warehouse (ID) | New | Space Heating | Natural Gas | Furnace | E10 | Utility - Value of Sales | 0 | 0 | 0 | 0 | 0 | 0 | 0 | 0 | 0 | 0 | 0 | 0 | 0 | 0 | 0 | 0 | 0 | 0 | 0 | 0 | 0 | 0 | 0 | 0 | 0 | 0 | 0
F1_Commercial_Warehouse (ID)_New_Space Heating_Natural Gas_Boiler_E1 | F1 | Commercial | Warehouse (ID) | New | Space Heating | Natural Gas | Boiler | E1 | RVT - Cost of Equipment | 0.084553 | 0.084553 | 0.084553 | 0.084553 | 0.084553 | 0.084553 | 0.084553 | 0.084553 | 0.084553 | 0.084553 | 0.084553 | 0.084553 | 0.084553 | 0.084553 | 0.084553 | 0.084553 | 0.084553 | 0.084553 | 0.084553 | 0.084553 | 0.084553 | 0.084553 | 0.084553 | 0.084553 | 0.084553 | 0.084553 | 0.084553
F1_Commercial_Warehouse (ID)_New_Space Heating_Natural Gas_Boiler_E2 | F1 | Commercial | Warehouse (ID) | New | Space Heating | Natural Gas | Boiler | E2 | RVT - Cost of Equipment | 0.088098 | 0.088098 | 0.088098 | 0.088098 | 0.088098 | 0.088098 | 0.088098 | 0.088098 | 0.088098 | 0.088098 | 0.088098 | 0.088098 | 0.088098 | 0.088098 | 0.088098 | 0.088098 | 0.088098 | 0.088098 | 0.088098 | 0.088098 | 0.088098 | 0.088098 | 0.088098 | 0.088098 | 0.088098 | 0.088098 | 0.088098
F1_Commercial_Warehouse (ID)_New_Space Heating_Natural Gas_Boiler_E3 | F1 | Commercial | Warehouse (ID) | New | Space Heating | Natural Gas | Boiler | E3 | RVT - Cost of Equipment | 0.082245 | 0.082245 | 0.082245 | 0.082245 | 0.082245 | 0.082245 | 0.082245 | 0.082245 | 0.082245 | 0.082245 | 0.082245 | 0.082245 | 0.082245 | 0.082245 | 0.082245 | 0.082245 | 0.082245 | 0.082245 | 0.082245 | 0.082245 | 0.082245 | 0.082245 | 0.082245 | 0.082245 | 0.082245 | 0.082245 | 0.082245
F1_Commercial_Warehouse (ID)_New_Space Heating_Natural Gas_Boiler_E4 | F1 | Commercial | Warehouse (ID) | New | Space Heating | Natural Gas | Boiler | E4 | RVT - Cost of Equipment | 0.67827 | 0.67827 | 0.67827 | 0.67827 | 0.67827 | 0.67827 | 0.67827 | 0.67827 | 0.67827 | 0.67827 | 0.67827 | 0.67827 | 0.67827 | 0.67827 | 0.67827 | 0.67827 | 0.67827 | 0.67827 | 0.67827 | 0.67827 | 0.67827 | 0.67827 | 0.67827 | 0.67827 | 0.67827 | 0.67827 | 0.67827
F1_Commercial_Warehouse (ID)_New_Space Heating_Natural Gas_Boiler_E5 | F1 | Commercial | Warehouse (ID) | New | Space Heating | Natural Gas | Boiler | E5 | RVT - Cost of Equipment | 0 | 0 | 0 | 0 | 0 | 0 | 0 | 0 | 0 | 0 | 0 | 0 | 0 | 0 | 0 | 0 | 0 | 0 | 0 | 0 | 0 | 0 | 0 | 0 | 0 | 0 | 0
F1_Commercial_Warehouse (ID)_New_Space Heating_Natural Gas_Boiler_E6 | F1 | Commercial | Warehouse (ID) | New | Space Heating | Natural Gas | Boiler | E6 | RVT - Cost of Equipment | 0 | 0 | 0 | 0 | 0 | 0 | 0 | 0 | 0 | 0 | 0 | 0 | 0 | 0 | 0 | 0 | 0 | 0 | 0 | 0 | 0 | 0 | 0 | 0 | 0 | 0 | 0
F1_Commercial_Warehouse (ID)_New_Space Heating_Natural Gas_Boiler_E7 | F1 | Commercial | Warehouse (ID) | New | Space Heating | Natural Gas | Boiler | E7 | RVT - Cost of Equipment | 0 | 0 | 0 | 0 | 0 | 0 | 0 | 0 | 0 | 0 | 0 | 0 | 0 | 0 | 0 | 0 | 0 | 0 | 0 | 0 | 0 | 0 | 0 | 0 | 0 | 0 | 0
F1_Commercial_Warehouse (ID)_New_Space Heating_Natural Gas_Boiler_E8 | F1 | Commercial | Warehouse (ID) | New | Space Heating | Natural Gas | Boiler | E8 | RVT - Cost of Equipment | 0 | 0 | 0 | 0 | 0 | 0 | 0 | 0 | 0 | 0 | 0 | 0 | 0 | 0 | 0 | 0 | 0 | 0 | 0 | 0 | 0 | 0 | 0 | 0 | 0 | 0 | 0
F1_Commercial_Warehouse (ID)_New_Space Heating_Natural Gas_Boiler_E9 | F1 | Commercial | Warehouse (ID) | New | Space Heating | Natural Gas | Boiler | E9 | RVT - Cost of Equipment | 0 | 0 | 0 | 0 | 0 | 0 | 0 | 0 | 0 | 0 | 0 | 0 | 0 | 0 | 0 | 0 | 0 | 0 | 0 | 0 | 0 | 0 | 0 | 0 | 0 | 0 | 0
F1_Commercial_Warehouse (ID)_New_Space Heating_Natural Gas_Boiler_E10 | F1 | Commercial | Warehouse (ID) | New | Space Heating | Natural Gas | Boiler | E10 | RVT - Cost of Equipment | 0 | 0 | 0 | 0 | 0 | 0 | 0 | 0 | 0 | 0 | 0 | 0 | 0 | 0 | 0 | 0 | 0 | 0 | 0 | 0 | 0 | 0 | 0 | 0 | 0 | 0 | 0
F2_Commercial_Warehouse (ID)_New_Space Heating_Natural Gas_Boiler_E1 | F2 | Commercial | Warehouse (ID) | New | Space Heating | Natural Gas | Boiler | E1 | RVT - Cost of Operation | 0.99789 | 1.0099 | 1.0258 | 1.0431 | 1.062 | 1.0887 | 1.1154 | 1.1434 | 1.1691 | 1.1947 | 1.2229 | 1.2491 | 1.2774 | 1.3062 | 1.3331 | 1.3595 | 1.384 | 1.409 | 1.4348 | 1.4611 | 1.4875 | 1.5195 | 1.5555 | 1.5878 | 1.6204 | 1.6454 | 1.6679
F2_Commercial_Warehouse (ID)_New_Space Heating_Natural Gas_Boiler_E2 | F2 | Commercial | Warehouse (ID) | New | Space Heating | Natural Gas | Boiler | E2 | RVT - Cost of Operation | 0.93919 | 0.9505 | 0.96545 | 0.98177 | 0.99956 | 1.0247 | 1.0498 | 1.0761 | 1.1004 | 1.1244 | 1.151 | 1.1756 | 1.2022 | 1.2294 | 1.2547 | 1.2795 | 1.3026 | 1.3261 | 1.3504 | 1.3751 | 1.4 | 1.4301 | 1.464 | 1.4944 | 1.5251 | 1.5486 | 1.5698
F2_Commercial_Warehouse (ID)_New_Space Heating_Natural Gas_Boiler_E3 | F2 | Commercial | Warehouse (ID) | New | Space Heating | Natural Gas | Boiler | E3 | RVT - Cost of Operation | 0.82302 | 0.83294 | 0.84603 | 0.86033 | 0.87592 | 0.89793 | 0.91997 | 0.94301 | 0.96425 | 0.98532 | 1.0086 | 1.0302 | 1.0535 | 1.0773 | 1.0995 | 1.1212 | 1.1415 | 1.1621 | 1.1834 | 1.205 | 1.2268 | 1.2532 | 1.2829 | 1.3095 | 1.3365 | 1.3571 | 1.3756
F2_Commercial_Warehouse (ID)_New_Space Heating_Natural Gas_Boiler_E4 | F2 | Commercial | Warehouse (ID) | New | Space Heating | Natural Gas | Boiler | E4 | RVT - Cost of Operation | 0.51995 | 0.52427 | 0.53146 | 0.53977 | 0.54929 | 0.5648 | 0.58018 | 0.59627 | 0.61039 | 0.62409 | 0.63962 | 0.65319 | 0.66829 | 0.68385 | 0.69769 | 0.71098 | 0.72269 | 0.73465 | 0.74704 | 0.75958 | 0.77213 | 0.78897 | 0.80894 | 0.82611 | 0.84364 | 0.86155 | 0.87983
F2_Commercial_Warehouse (ID)_New_Space Heating_Natural Gas_Boiler_E5 | F2 | Commercial | Warehouse (ID) | New | Space Heating | Natural Gas | Boiler | E5 | RVT - Cost of Operation | 0 | 0 | 0 | 0 | 0 | 0 | 0 | 0 | 0 | 0 | 0 | 0 | 0 | 0 | 0 | 0 | 0 | 0 | 0 | 0 | 0 | 0 | 0 | 0 | 0 | 0 | 0
F2_Commercial_Warehouse (ID)_New_Space Heating_Natural Gas_Boiler_E6 | F2 | Commercial | Warehouse (ID) | New | Space Heating | Natural Gas | Boiler | E6 | RVT - Cost of Operation | 0 | 0 | 0 | 0 | 0 | 0 | 0 | 0 | 0 | 0 | 0 | 0 | 0 | 0 | 0 | 0 | 0 | 0 | 0 | 0 | 0 | 0 | 0 | 0 | 0 | 0 | 0
F2_Commercial_Warehouse (ID)_New_Space Heating_Natural Gas_Boiler_E7 | F2 | Commercial | Warehouse (ID) | New | Space Heating | Natural Gas | Boiler | E7 | RVT - Cost of Operation | 0 | 0 | 0 | 0 | 0 | 0 | 0 | 0 | 0 | 0 | 0 | 0 | 0 | 0 | 0 | 0 | 0 | 0 | 0 | 0 | 0 | 0 | 0 | 0 | 0 | 0 | 0
F2_Commercial_Warehouse (ID)_New_Space Heating_Natural Gas_Boiler_E8 | F2 | Commercial | Warehouse (ID) | New | Space Heating | Natural Gas | Boiler | E8 | RVT - Cost of Operation | 0 | 0 | 0 | 0 | 0 | 0 | 0 | 0 | 0 | 0 | 0 | 0 | 0 | 0 | 0 | 0 | 0 | 0 | 0 | 0 | 0 | 0 | 0 | 0 | 0 | 0 | 0
F2_Commercial_Warehouse (ID)_New_Space Heating_Natural Gas_Boiler_E9 | F2 | Commercial | Warehouse (ID) | New | Space Heating | Natural Gas | Boiler | E9 | RVT - Cost of Operation | 0 | 0 | 0 | 0 | 0 | 0 | 0 | 0 | 0 | 0 | 0 | 0 | 0 | 0 | 0 | 0 | 0 | 0 | 0 | 0 | 0 | 0 | 0 | 0 | 0 | 0 | 0
F2_Commercial_Warehouse (ID)_New_Space Heating_Natural Gas_Boiler_E10 | F2 | Commercial | Warehouse (ID) | New | Space Heating | Natural Gas | Boiler | E10 | RVT - Cost of Operation | 0 | 0 | 0 | 0 | 0 | 0 | 0 | 0 | 0 | 0 | 0 | 0 | 0 | 0 | 0 | 0 | 0 | 0 | 0 | 0 | 0 | 0 | 0 | 0 | 0 | 0 | 0
F3_Commercial_Warehouse (ID)_New_Space Heating_Natural Gas_Boiler_E1 | F3 | Commercial | Warehouse (ID) | New | Space Heating | Natural Gas | Boiler | E1 | System - kBTUs of Consumption | 196.3554 | 196.104 | 196.104 | 196.104 | 196.104 | 196.104 | 196.104 | 196.104 | 196.104 | 196.104 | 196.104 | 196.104 | 196.104 | 196.104 | 196.104 | 196.104 | 196.104 | 196.104 | 196.104 | 196.104 | 196.104 | 196.104 | 196.104 | 196.104 | 196.104 | 193.683 | 190.6567
F3_Commercial_Warehouse (ID)_New_Space Heating_Natural Gas_Boiler_E2 | F3 | Commercial | Warehouse (ID) | New | Space Heating | Natural Gas | Boiler | E2 | System - kBTUs of Consumption | 184.8042 | 184.5676 | 184.5676 | 184.5676 | 184.5676 | 184.5676 | 184.5676 | 184.5676 | 184.5676 | 184.5676 | 184.5676 | 184.5676 | 184.5676 | 184.5676 | 184.5676 | 184.5676 | 184.5676 | 184.5676 | 184.5676 | 184.5676 | 184.5676 | 184.5676 | 184.5676 | 184.5676 | 184.5676 | 182.289 | 179.4407
F3_Commercial_Warehouse (ID)_New_Space Heating_Natural Gas_Boiler_E3 | F3 | Commercial | Warehouse (ID) | New | Space Heating | Natural Gas | Boiler | E3 | System - kBTUs of Consumption | 161.9459 | 161.7385 | 161.7385 | 161.7385 | 161.7385 | 161.7385 | 161.7385 | 161.7385 | 161.7385 | 161.7385 | 161.7385 | 161.7385 | 161.7385 | 161.7385 | 161.7385 | 161.7385 | 161.7385 | 161.7385 | 161.7385 | 161.7385 | 161.7385 | 161.7385 | 161.7385 | 161.7385 | 161.7385 | 159.7418 | 157.2458
F3_Commercial_Warehouse (ID)_New_Space Heating_Natural Gas_Boiler_E4 | F3 | Commercial | Warehouse (ID) | New | Space Heating | Natural Gas | Boiler | E4 | System - kBTUs of Consumption | 114.4219 | 114.1346 | 114.1346 | 114.1346 | 114.1346 | 114.1346 | 114.1346 | 114.1346 | 114.1346 | 114.1346 | 114.1346 | 114.1346 | 114.1346 | 114.1346 | 114.1346 | 114.1346 | 114.1346 | 114.1346 | 114.1346 | 114.1346 | 114.1346 | 114.1346 | 114.1346 | 114.1346 | 114.1346 | 114.1346 | 114.1346
F3_Commercial_Warehouse (ID)_New_Space Heating_Natural Gas_Boiler_E5 | F3 | Commercial | Warehouse (ID) | New | Space Heating | Natural Gas | Boiler | E5 | System - kBTUs of Consumption | 0 | 0 | 0 | 0 | 0 | 0 | 0 | 0 | 0 | 0 | 0 | 0 | 0 | 0 | 0 | 0 | 0 | 0 | 0 | 0 | 0 | 0 | 0 | 0 | 0 | 0 | 0
F3_Commercial_Warehouse (ID)_New_Space Heating_Natural Gas_Boiler_E6 | F3 | Commercial | Warehouse (ID) | New | Space Heating | Natural Gas | Boiler | E6 | System - kBTUs of Consumption | 0 | 0 | 0 | 0 | 0 | 0 | 0 | 0 | 0 | 0 | 0 | 0 | 0 | 0 | 0 | 0 | 0 | 0 | 0 | 0 | 0 | 0 | 0 | 0 | 0 | 0 | 0
F3_Commercial_Warehouse (ID)_New_Space Heating_Natural Gas_Boiler_E7 | F3 | Commercial | Warehouse (ID) | New | Space Heating | Natural Gas | Boiler | E7 | System - kBTUs of Consumption | 0 | 0 | 0 | 0 | 0 | 0 | 0 | 0 | 0 | 0 | 0 | 0 | 0 | 0 | 0 | 0 | 0 | 0 | 0 | 0 | 0 | 0 | 0 | 0 | 0 | 0 | 0
F3_Commercial_Warehouse (ID)_New_Space Heating_Natural Gas_Boiler_E8 | F3 | Commercial | Warehouse (ID) | New | Space Heating | Natural Gas | Boiler | E8 | System - kBTUs of Consumption | 0 | 0 | 0 | 0 | 0 | 0 | 0 | 0 | 0 | 0 | 0 | 0 | 0 | 0 | 0 | 0 | 0 | 0 | 0 | 0 | 0 | 0 | 0 | 0 | 0 | 0 | 0
F3_Commercial_Warehouse (ID)_New_Space Heating_Natural Gas_Boiler_E9 | F3 | Commercial | Warehouse (ID) | New | Space Heating | Natural Gas | Boiler | E9 | System - kBTUs of Consumption | 0 | 0 | 0 | 0 | 0 | 0 | 0 | 0 | 0 | 0 | 0 | 0 | 0 | 0 | 0 | 0 | 0 | 0 | 0 | 0 | 0 | 0 | 0 | 0 | 0 | 0 | 0
F3_Commercial_Warehouse (ID)_New_Space Heating_Natural Gas_Boiler_E10 | F3 | Commercial | Warehouse (ID) | New | Space Heating | Natural Gas | Boiler | E10 | System - kBTUs of Consumption | 0 | 0 | 0 | 0 | 0 | 0 | 0 | 0 | 0 | 0 | 0 | 0 | 0 | 0 | 0 | 0 | 0 | 0 | 0 | 0 | 0 | 0 | 0 | 0 | 0 | 0 | 0
F4_Commercial_Warehouse (ID)_New_Space Heating_Natural Gas_Boiler_E1 | F4 | Commercial | Warehouse (ID) | New | Space Heating | Natural Gas | Boiler | E1 | Utility - Cost of Equipment | 0.084553 | 0.084553 | 0.084553 | 0.084553 | 0.084553 | 0.084553 | 0.084553 | 0.084553 | 0.084553 | 0.084553 | 0.084553 | 0.084553 | 0.084553 | 0.084553 | 0.084553 | 0.084553 | 0.084553 | 0.084553 | 0.084553 | 0.084553 | 0.084553 | 0.084553 | 0.084553 | 0.084553 | 0.084553 | 0.084553 | 0.084553
F4_Commercial_Warehouse (ID)_New_Space Heating_Natural Gas_Boiler_E2 | F4 | Commercial | Warehouse (ID) | New | Space Heating | Natural Gas | Boiler | E2 | Utility - Cost of Equipment | 0.088098 | 0.088098 | 0.088098 | 0.088098 | 0.088098 | 0.088098 | 0.088098 | 0.088098 | 0.088098 | 0.088098 | 0.088098 | 0.088098 | 0.088098 | 0.088098 | 0.088098 | 0.088098 | 0.088098 | 0.088098 | 0.088098 | 0.088098 | 0.088098 | 0.088098 | 0.088098 | 0.088098 | 0.088098 | 0.088098 | 0.088098
F4_Commercial_Warehouse (ID)_New_Space Heating_Natural Gas_Boiler_E3 | F4 | Commercial | Warehouse (ID) | New | Space Heating | Natural Gas | Boiler | E3 | Utility - Cost of Equipment | 0.082245 | 0.082245 | 0.082245 | 0.082245 | 0.082245 | 0.082245 | 0.082245 | 0.082245 | 0.082245 | 0.082245 | 0.082245 | 0.082245 | 0.082245 | 0.082245 | 0.082245 | 0.082245 | 0.082245 | 0.082245 | 0.082245 | 0.082245 | 0.082245 | 0.082245 | 0.082245 | 0.082245 | 0.082245 | 0.082245 | 0.082245
F4_Commercial_Warehouse (ID)_New_Space Heating_Natural Gas_Boiler_E4 | F4 | Commercial | Warehouse (ID) | New | Space Heating | Natural Gas | Boiler | E4 | Utility - Cost of Equipment | 0.67827 | 0.67827 | 0.67827 | 0.67827 | 0.67827 | 0.67827 | 0.67827 | 0.67827 | 0.67827 | 0.67827 | 0.67827 | 0.67827 | 0.67827 | 0.67827 | 0.67827 | 0.67827 | 0.67827 | 0.67827 | 0.67827 | 0.67827 | 0.67827 | 0.67827 | 0.67827 | 0.67827 | 0.67827 | 0.67827 | 0.67827
F4_Commercial_Warehouse (ID)_New_Space Heating_Natural Gas_Boiler_E5 | F4 | Commercial | Warehouse (ID) | New | Space Heating | Natural Gas | Boiler | E5 | Utility - Cost of Equipment | 0 | 0 | 0 | 0 | 0 | 0 | 0 | 0 | 0 | 0 | 0 | 0 | 0 | 0 | 0 | 0 | 0 | 0 | 0 | 0 | 0 | 0 | 0 | 0 | 0 | 0 | 0
F4_Commercial_Warehouse (ID)_New_Space Heating_Natural Gas_Boiler_E6 | F4 | Commercial | Warehouse (ID) | New | Space Heating | Natural Gas | Boiler | E6 | Utility - Cost of Equipment | 0 | 0 | 0 | 0 | 0 | 0 | 0 | 0 | 0 | 0 | 0 | 0 | 0 | 0 | 0 | 0 | 0 | 0 | 0 | 0 | 0 | 0 | 0 | 0 | 0 | 0 | 0
F4_Commercial_Warehouse (ID)_New_Space Heating_Natural Gas_Boiler_E7 | F4 | Commercial | Warehouse (ID) | New | Space Heating | Natural Gas | Boiler | E7 | Utility - Cost of Equipment | 0 | 0 | 0 | 0 | 0 | 0 | 0 | 0 | 0 | 0 | 0 | 0 | 0 | 0 | 0 | 0 | 0 | 0 | 0 | 0 | 0 | 0 | 0 | 0 | 0 | 0 | 0
F4_Commercial_Warehouse (ID)_New_Space Heating_Natural Gas_Boiler_E8 | F4 | Commercial | Warehouse (ID) | New | Space Heating | Natural Gas | Boiler | E8 | Utility - Cost of Equipment | 0 | 0 | 0 | 0 | 0 | 0 | 0 | 0 | 0 | 0 | 0 | 0 | 0 | 0 | 0 | 0 | 0 | 0 | 0 | 0 | 0 | 0 | 0 | 0 | 0 | 0 | 0
F4_Commercial_Warehouse (ID)_New_Space Heating_Natural Gas_Boiler_E9 | F4 | Commercial | Warehouse (ID) | New | Space Heating | Natural Gas | Boiler | E9 | Utility - Cost of Equipment | 0 | 0 | 0 | 0 | 0 | 0 | 0 | 0 | 0 | 0 | 0 | 0 | 0 | 0 | 0 | 0 | 0 | 0 | 0 | 0 | 0 | 0 | 0 | 0 | 0 | 0 | 0
F4_Commercial_Warehouse (ID)_New_Space Heating_Natural Gas_Boiler_E10 | F4 | Commercial | Warehouse (ID) | New | Space Heating | Natural Gas | Boiler | E10 | Utility - Cost of Equipment | 0 | 0 | 0 | 0 | 0 | 0 | 0 | 0 | 0 | 0 | 0 | 0 | 0 | 0 | 0 | 0 | 0 | 0 | 0 | 0 | 0 | 0 | 0 | 0 | 0 | 0 | 0
F5_Commercial_Warehouse (ID)_New_Space Heating_Natural Gas_Boiler_E1 | F5 | Commercial | Warehouse (ID) | New | Space Heating | Natural Gas | Boiler | E1 | Utility - Cost of Operation | 0.88024 | 0.89559 | 0.91457 | 0.93521 | 0.95762 | 0.98702 | 1.017 | 1.0486 | 1.0789 | 1.1098 | 1.138 | 1.1644 | 1.1931 | 1.2224 | 1.2502 | 1.2778 | 1.304 | 1.3309 | 1.3588 | 1.3875 | 1.4167 | 1.4471 | 1.4814 | 1.5122 | 1.5433 | 1.5671 | 1.5884
F5_Commercial_Warehouse (ID)_New_Space Heating_Natural Gas_Boiler_E2 | F5 | Commercial | Warehouse (ID) | New | Space Heating | Natural Gas | Boiler | E2 | Utility - Cost of Operation | 0.82845 | 0.84291 | 0.86077 | 0.88019 | 0.90128 | 0.92896 | 0.95717 | 0.98687 | 1.0154 | 1.0445 | 1.071 | 1.0959 | 1.1229 | 1.1505 | 1.1767 | 1.2026 | 1.2272 | 1.2526 | 1.2789 | 1.3058 | 1.3333 | 1.362 | 1.3942 | 1.4232 | 1.4525 | 1.4749 | 1.495
F5_Commercial_Warehouse (ID)_New_Space Heating_Natural Gas_Boiler_E3 | F5 | Commercial | Warehouse (ID) | New | Space Heating | Natural Gas | Boiler | E3 | Utility - Cost of Operation | 0.72598 | 0.73865 | 0.7543 | 0.77132 | 0.7898 | 0.81405 | 0.83878 | 0.86481 | 0.88985 | 0.9153 | 0.93856 | 0.96038 | 0.98399 | 1.0082 | 1.0311 | 1.0539 | 1.0754 | 1.0977 | 1.1207 | 1.1443 | 1.1684 | 1.1935 | 1.2218 | 1.2472 | 1.2728 | 1.2924 | 1.3101
F5_Commercial_Warehouse (ID)_New_Space Heating_Natural Gas_Boiler_E4 | F5 | Commercial | Warehouse (ID) | New | Space Heating | Natural Gas | Boiler | E4 | Utility - Cost of Operation | 0.44545 | 0.45192 | 0.4611 | 0.47158 | 0.48346 | 0.50075 | 0.5184 | 0.53713 | 0.55476 | 0.57264 | 0.58829 | 0.60242 | 0.61812 | 0.6344 | 0.6493 | 0.66388 | 0.67724 | 0.69103 | 0.70546 | 0.72027 | 0.73536 | 0.7514 | 0.77042 | 0.78677 | 0.80347 | 0.82052 | 0.83794
F5_Commercial_Warehouse (ID)_New_Space Heating_Natural Gas_Boiler_E5 | F5 | Commercial | Warehouse (ID) | New | Space Heating | Natural Gas | Boiler | E5 | Utility - Cost of Operation | 0 | 0 | 0 | 0 | 0 | 0 | 0 | 0 | 0 | 0 | 0 | 0 | 0 | 0 | 0 | 0 | 0 | 0 | 0 | 0 | 0 | 0 | 0 | 0 | 0 | 0 | 0
F5_Commercial_Warehouse (ID)_New_Space Heating_Natural Gas_Boiler_E6 | F5 | Commercial | Warehouse (ID) | New | Space Heating | Natural Gas | Boiler | E6 | Utility - Cost of Operation | 0 | 0 | 0 | 0 | 0 | 0 | 0 | 0 | 0 | 0 | 0 | 0 | 0 | 0 | 0 | 0 | 0 | 0 | 0 | 0 | 0 | 0 | 0 | 0 | 0 | 0 | 0
F5_Commercial_Warehouse (ID)_New_Space Heating_Natural Gas_Boiler_E7 | F5 | Commercial | Warehouse (ID) | New | Space Heating | Natural Gas | Boiler | E7 | Utility - Cost of Operation | 0 | 0 | 0 | 0 | 0 | 0 | 0 | 0 | 0 | 0 | 0 | 0 | 0 | 0 | 0 | 0 | 0 | 0 | 0 | 0 | 0 | 0 | 0 | 0 | 0 | 0 | 0
F5_Commercial_Warehouse (ID)_New_Space Heating_Natural Gas_Boiler_E8 | F5 | Commercial | Warehouse (ID) | New | Space Heating | Natural Gas | Boiler | E8 | Utility - Cost of Operation | 0 | 0 | 0 | 0 | 0 | 0 | 0 | 0 | 0 | 0 | 0 | 0 | 0 | 0 | 0 | 0 | 0 | 0 | 0 | 0 | 0 | 0 | 0 | 0 | 0 | 0 | 0
F5_Commercial_Warehouse (ID)_New_Space Heating_Natural Gas_Boiler_E9 | F5 | Commercial | Warehouse (ID) | New | Space Heating | Natural Gas | Boiler | E9 | Utility - Cost of Operation | 0 | 0 | 0 | 0 | 0 | 0 | 0 | 0 | 0 | 0 | 0 | 0 | 0 | 0 | 0 | 0 | 0 | 0 | 0 | 0 | 0 | 0 | 0 | 0 | 0 | 0 | 0
F5_Commercial_Warehouse (ID)_New_Space Heating_Natural Gas_Boiler_E10 | F5 | Commercial | Warehouse (ID) | New | Space Heating | Natural Gas | Boiler | E10 | Utility - Cost of Operation | 0 | 0 | 0 | 0 | 0 | 0 | 0 | 0 | 0 | 0 | 0 | 0 | 0 | 0 | 0 | 0 | 0 | 0 | 0 | 0 | 0 | 0 | 0 | 0 | 0 | 0 | 0
F6_Commercial_Warehouse (ID)_New_Space Heating_Natural Gas_Boiler_E1 | F6 | Commercial | Warehouse (ID) | New | Space Heating | Natural Gas | Boiler | E1 | Utility - Value of Sales | 0.99789 | 1.0099 | 1.0258 | 1.0431 | 1.062 | 1.0887 | 1.1154 | 1.1434 | 1.1691 | 1.1947 | 1.2229 | 1.2491 | 1.2774 | 1.3062 | 1.3331 | 1.3595 | 1.384 | 1.409 | 1.4348 | 1.4611 | 1.4875 | 1.5195 | 1.5555 | 1.5878 | 1.6204 | 1.6454 | 1.6679
F6_Commercial_Warehouse (ID)_New_Space Heating_Natural Gas_Boiler_E2 | F6 | Commercial | Warehouse (ID) | New | Space Heating | Natural Gas | Boiler | E2 | Utility - Value of Sales | 0.93919 | 0.9505 | 0.96545 | 0.98177 | 0.99956 | 1.0247 | 1.0498 | 1.0761 | 1.1004 | 1.1244 | 1.151 | 1.1756 | 1.2022 | 1.2294 | 1.2547 | 1.2795 | 1.3026 | 1.3261 | 1.3504 | 1.3751 | 1.4 | 1.4301 | 1.464 | 1.4944 | 1.5251 | 1.5486 | 1.5698
F6_Commercial_Warehouse (ID)_New_Space Heating_Natural Gas_Boiler_E3 | F6 | Commercial | Warehouse (ID) | New | Space Heating | Natural Gas | Boiler | E3 | Utility - Value of Sales | 0.82302 | 0.83294 | 0.84603 | 0.86033 | 0.87592 | 0.89793 | 0.91997 | 0.94301 | 0.96425 | 0.98532 | 1.0086 | 1.0302 | 1.0535 | 1.0773 | 1.0995 | 1.1212 | 1.1415 | 1.1621 | 1.1834 | 1.205 | 1.2268 | 1.2532 | 1.2829 | 1.3095 | 1.3365 | 1.3571 | 1.3756
F6_Commercial_Warehouse (ID)_New_Space Heating_Natural Gas_Boiler_E4 | F6 | Commercial | Warehouse (ID) | New | Space Heating | Natural Gas | Boiler | E4 | Utility - Value of Sales | 0.51995 | 0.52427 | 0.53146 | 0.53977 | 0.54929 | 0.5648 | 0.58018 | 0.59627 | 0.61039 | 0.62409 | 0.63962 | 0.65319 | 0.66829 | 0.68385 | 0.69769 | 0.71098 | 0.72269 | 0.73465 | 0.74704 | 0.75958 | 0.77213 | 0.78897 | 0.80894 | 0.82611 | 0.84364 | 0.86155 | 0.87983
F6_Commercial_Warehouse (ID)_New_Space Heating_Natural Gas_Boiler_E5 | F6 | Commercial | Warehouse (ID) | New | Space Heating | Natural Gas | Boiler | E5 | Utility - Value of Sales | 0 | 0 | 0 | 0 | 0 | 0 | 0 | 0 | 0 | 0 | 0 | 0 | 0 | 0 | 0 | 0 | 0 | 0 | 0 | 0 | 0 | 0 | 0 | 0 | 0 | 0 | 0
F6_Commercial_Warehouse (ID)_New_Space Heating_Natural Gas_Boiler_E6 | F6 | Commercial | Warehouse (ID) | New | Space Heating | Natural Gas | Boiler | E6 | Utility - Value of Sales | 0 | 0 | 0 | 0 | 0 | 0 | 0 | 0 | 0 | 0 | 0 | 0 | 0 | 0 | 0 | 0 | 0 | 0 | 0 | 0 | 0 | 0 | 0 | 0 | 0 | 0 | 0
F6_Commercial_Warehouse (ID)_New_Space Heating_Natural Gas_Boiler_E7 | F6 | Commercial | Warehouse (ID) | New | Space Heating | Natural Gas | Boiler | E7 | Utility - Value of Sales | 0 | 0 | 0 | 0 | 0 | 0 | 0 | 0 | 0 | 0 | 0 | 0 | 0 | 0 | 0 | 0 | 0 | 0 | 0 | 0 | 0 | 0 | 0 | 0 | 0 | 0 | 0
F6_Commercial_Warehouse (ID)_New_Space Heating_Natural Gas_Boiler_E8 | F6 | Commercial | Warehouse (ID) | New | Space Heating | Natural Gas | Boiler | E8 | Utility - Value of Sales | 0 | 0 | 0 | 0 | 0 | 0 | 0 | 0 | 0 | 0 | 0 | 0 | 0 | 0 | 0 | 0 | 0 | 0 | 0 | 0 | 0 | 0 | 0 | 0 | 0 | 0 | 0
F6_Commercial_Warehouse (ID)_New_Space Heating_Natural Gas_Boiler_E9 | F6 | Commercial | Warehouse (ID) | New | Space Heating | Natural Gas | Boiler | E9 | Utility - Value of Sales | 0 | 0 | 0 | 0 | 0 | 0 | 0 | 0 | 0 | 0 | 0 | 0 | 0 | 0 | 0 | 0 | 0 | 0 | 0 | 0 | 0 | 0 | 0 | 0 | 0 | 0 | 0
F6_Commercial_Warehouse (ID)_New_Space Heating_Natural Gas_Boiler_E10 | F6 | Commercial | Warehouse (ID) | New | Space Heating | Natural Gas | Boiler | E10 | Utility - Value of Sales | 0 | 0 | 0 | 0 | 0 | 0 | 0 | 0 | 0 | 0 | 0 | 0 | 0 | 0 | 0 | 0 | 0 | 0 | 0 | 0 | 0 | 0 | 0 | 0 | 0 | 0 | 0
F1_Commercial_Warehouse (ID)_New_Space Heating_Natural Gas_Unit Heater_E1 | F1 | Commercial | Warehouse (ID) | New | Space Heating | Natural Gas | Unit Heater | E1 | RVT - Cost of Equipment | 0.0039494 | 0.0039494 | 0.0039494 | 0.0039494 | 0.0039494 | 0.0039494 | 0.0039494 | 0.0039494 | 0.0039494 | 0.0039494 | 0.0039494 | 0.0039494 | 0.0039494 | 0.0039494 | 0.0039494 | 0.0039494 | 0.0039494 | 0.0039494 | 0.0039494 | 0.0039494 | 0.0039494 | 0.0039494 | 0.0039494 | 0.0039494 | 0.0039494 | 0.0039494 | 0.0039494
F1_Commercial_Warehouse (ID)_New_Space Heating_Natural Gas_Unit Heater_E2 | F1 | Commercial | Warehouse (ID) | New | Space Heating | Natural Gas | Unit Heater | E2 | RVT - Cost of Equipment | 0.0086617 | 0.0086617 | 0.0086617 | 0.0086617 | 0.0086617 | 0.0086617 | 0.0086617 | 0.0086617 | 0.0086617 | 0.0086617 | 0.0086617 | 0.0086617 | 0.0086617 | 0.0086617 | 0.0086617 | 0.0086617 | 0.0086617 | 0.0086617 | 0.0086617 | 0.0086617 | 0.0086617 | 0.0086617 | 0.0086617 | 0.0086617 | 0.0086617 | 0.0086617 | 0.0086617
F1_Commercial_Warehouse (ID)_New_Space Heating_Natural Gas_Unit Heater_E3 | F1 | Commercial | Warehouse (ID) | New | Space Heating | Natural Gas | Unit Heater | E3 | RVT - Cost of Equipment | 0.0054927 | 0.0054927 | 0.0054927 | 0.0054927 | 0.0054927 | 0.0054927 | 0.0054927 | 0.0054927 | 0.0054927 | 0.0054927 | 0.0054927 | 0.0054927 | 0.0054927 | 0.0054927 | 0.0054927 | 0.0054927 | 0.0054927 | 0.0054927 | 0.0054927 | 0.0054927 | 0.0054927 | 0.0054927 | 0.0054927 | 0.0054927 | 0.0054927 | 0.0054927 | 0.0054927
F1_Commercial_Warehouse (ID)_New_Space Heating_Natural Gas_Unit Heater_E4 | F1 | Commercial | Warehouse (ID) | New | Space Heating | Natural Gas | Unit Heater | E4 | RVT - Cost of Equipment | 0 | 0 | 0 | 0 | 0 | 0 | 0 | 0 | 0 | 0 | 0 | 0 | 0 | 0 | 0 | 0 | 0 | 0 | 0 | 0 | 0 | 0 | 0 | 0 | 0 | 0 | 0
F1_Commercial_Warehouse (ID)_New_Space Heating_Natural Gas_Unit Heater_E5 | F1 | Commercial | Warehouse (ID) | New | Space Heating | Natural Gas | Unit Heater | E5 | RVT - Cost of Equipment | 0 | 0 | 0 | 0 | 0 | 0 | 0 | 0 | 0 | 0 | 0 | 0 | 0 | 0 | 0 | 0 | 0 | 0 | 0 | 0 | 0 | 0 | 0 | 0 | 0 | 0 | 0
F1_Commercial_Warehouse (ID)_New_Space Heating_Natural Gas_Unit Heater_E6 | F1 | Commercial | Warehouse (ID) | New | Space Heating | Natural Gas | Unit Heater | E6 | RVT - Cost of Equipment | 0 | 0 | 0 | 0 | 0 | 0 | 0 | 0 | 0 | 0 | 0 | 0 | 0 | 0 | 0 | 0 | 0 | 0 | 0 | 0 | 0 | 0 | 0 | 0 | 0 | 0 | 0
F1_Commercial_Warehouse (ID)_New_Space Heating_Natural Gas_Unit Heater_E7 | F1 | Commercial | Warehouse (ID) | New | Space Heating | Natural Gas | Unit Heater | E7 | RVT - Cost of Equipment | 0 | 0 | 0 | 0 | 0 | 0 | 0 | 0 | 0 | 0 | 0 | 0 | 0 | 0 | 0 | 0 | 0 | 0 | 0 | 0 | 0 | 0 | 0 | 0 | 0 | 0 | 0
F1_Commercial_Warehouse (ID)_New_Space Heating_Natural Gas_Unit Heater_E8 | F1 | Commercial | Warehouse (ID) | New | Space Heating | Natural Gas | Unit Heater | E8 | RVT - Cost of Equipment | 0 | 0 | 0 | 0 | 0 | 0 | 0 | 0 | 0 | 0 | 0 | 0 | 0 | 0 | 0 | 0 | 0 | 0 | 0 | 0 | 0 | 0 | 0 | 0 | 0 | 0 | 0
F1_Commercial_Warehouse (ID)_New_Space Heating_Natural Gas_Unit Heater_E9 | F1 | Commercial | Warehouse (ID) | New | Space Heating | Natural Gas | Unit Heater | E9 | RVT - Cost of Equipment | 0 | 0 | 0 | 0 | 0 | 0 | 0 | 0 | 0 | 0 | 0 | 0 | 0 | 0 | 0 | 0 | 0 | 0 | 0 | 0 | 0 | 0 | 0 | 0 | 0 | 0 | 0
F1_Commercial_Warehouse (ID)_New_Space Heating_Natural Gas_Unit Heater_E10 | F1 | Commercial | Warehouse (ID) | New | Space Heating | Natural Gas | Unit Heater | E10 | RVT - Cost of Equipment | 0 | 0 | 0 | 0 | 0 | 0 | 0 | 0 | 0 | 0 | 0 | 0 | 0 | 0 | 0 | 0 | 0 | 0 | 0 | 0 | 0 | 0 | 0 | 0 | 0 | 0 | 0
F2_Commercial_Warehouse (ID)_New_Space Heating_Natural Gas_Unit Heater_E1 | F2 | Commercial | Warehouse (ID) | New | Space Heating | Natural Gas | Unit Heater | E1 | RVT - Cost of Operation | 0.15503 | 0.15667 | 0.159 | 0.16158 | 0.16442 | 0.16871 | 0.17295 | 0.17742 | 0.18147 | 0.18546 | 0.18995 | 0.19402 | 0.19848 | 0.20303 | 0.20718 | 0.2112 | 0.21485 | 0.21858 | 0.22243 | 0.22634 | 0.23026 | 0.23526 | 0.24105 | 0.24616 | 0.25139 | 0.25672 | 0.26217
F2_Commercial_Warehouse (ID)_New_Space Heating_Natural Gas_Unit Heater_E2 | F2 | Commercial | Warehouse (ID) | New | Space Heating | Natural Gas | Unit Heater | E2 | RVT - Cost of Operation | 0.13789 | 0.13934 | 0.14142 | 0.14371 | 0.14624 | 0.15005 | 0.15383 | 0.1578 | 0.1614 | 0.16495 | 0.16895 | 0.17257 | 0.17653 | 0.18058 | 0.18427 | 0.18785 | 0.19109 | 0.19441 | 0.19784 | 0.20131 | 0.2048 | 0.20925 | 0.21439 | 0.21894 | 0.22359 | 0.22834 | 0.23318
F2_Commercial_Warehouse (ID)_New_Space Heating_Natural Gas_Unit Heater_E3 | F2 | Commercial | Warehouse (ID) | New | Space Heating | Natural Gas | Unit Heater | E3 | RVT - Cost of Operation | 0.13175 | 0.13284 | 0.13467 | 0.13677 | 0.13919 | 0.14311 | 0.14701 | 0.15109 | 0.15467 | 0.15814 | 0.16207 | 0.16551 | 0.16934 | 0.17328 | 0.17679 | 0.18016 | 0.18312 | 0.18615 | 0.18929 | 0.19247 | 0.19565 | 0.19992 | 0.20498 | 0.20933 | 0.21377 | 0.21831 | 0.22294
F2_Commercial_Warehouse (ID)_New_Space Heating_Natural Gas_Unit Heater_E4 | F2 | Commercial | Warehouse (ID) | New | Space Heating | Natural Gas | Unit Heater | E4 | RVT - Cost of Operation | 0 | 0 | 0 | 0 | 0 | 0 | 0 | 0 | 0 | 0 | 0 | 0 | 0 | 0 | 0 | 0 | 0 | 0 | 0 | 0 | 0 | 0 | 0 | 0 | 0 | 0 | 0
F2_Commercial_Warehouse (ID)_New_Space Heating_Natural Gas_Unit Heater_E5 | F2 | Commercial | Warehouse (ID) | New | Space Heating | Natural Gas | Unit Heater | E5 | RVT - Cost of Operation | 0 | 0 | 0 | 0 | 0 | 0 | 0 | 0 | 0 | 0 | 0 | 0 | 0 | 0 | 0 | 0 | 0 | 0 | 0 | 0 | 0 | 0 | 0 | 0 | 0 | 0 | 0
F2_Commercial_Warehouse (ID)_New_Space Heating_Natural Gas_Unit Heater_E6 | F2 | Commercial | Warehouse (ID) | New | Space Heating | Natural Gas | Unit Heater | E6 | RVT - Cost of Operation | 0 | 0 | 0 | 0 | 0 | 0 | 0 | 0 | 0 | 0 | 0 | 0 | 0 | 0 | 0 | 0 | 0 | 0 | 0 | 0 | 0 | 0 | 0 | 0 | 0 | 0 | 0
F2_Commercial_Warehouse (ID)_New_Space Heating_Natural Gas_Unit Heater_E7 | F2 | Commercial | Warehouse (ID) | New | Space Heating | Natural Gas | Unit Heater | E7 | RVT - Cost of Operation | 0 | 0 | 0 | 0 | 0 | 0 | 0 | 0 | 0 | 0 | 0 | 0 | 0 | 0 | 0 | 0 | 0 | 0 | 0 | 0 | 0 | 0 | 0 | 0 | 0 | 0 | 0
F2_Commercial_Warehouse (ID)_New_Space Heating_Natural Gas_Unit Heater_E8 | F2 | Commercial | Warehouse (ID) | New | Space Heating | Natural Gas | Unit Heater | E8 | RVT - Cost of Operation | 0 | 0 | 0 | 0 | 0 | 0 | 0 | 0 | 0 | 0 | 0 | 0 | 0 | 0 | 0 | 0 | 0 | 0 | 0 | 0 | 0 | 0 | 0 | 0 | 0 | 0 | 0
F2_Commercial_Warehouse (ID)_New_Space Heating_Natural Gas_Unit Heater_E9 | F2 | Commercial | Warehouse (ID) | New | Space Heating | Natural Gas | Unit Heater | E9 | RVT - Cost of Operation | 0 | 0 | 0 | 0 | 0 | 0 | 0 | 0 | 0 | 0 | 0 | 0 | 0 | 0 | 0 | 0 | 0 | 0 | 0 | 0 | 0 | 0 | 0 | 0 | 0 | 0 | 0
F2_Commercial_Warehouse (ID)_New_Space Heating_Natural Gas_Unit Heater_E10 | F2 | Commercial | Warehouse (ID) | New | Space Heating | Natural Gas | Unit Heater | E10 | RVT - Cost of Operation | 0 | 0 | 0 | 0 | 0 | 0 | 0 | 0 | 0 | 0 | 0 | 0 | 0 | 0 | 0 | 0 | 0 | 0 | 0 | 0 | 0 | 0 | 0 | 0 | 0 | 0 | 0
F3_Commercial_Warehouse (ID)_New_Space Heating_Natural Gas_Unit Heater_E1 | F3 | Commercial | Warehouse (ID) | New | Space Heating | Natural Gas | Unit Heater | E1 | System - kBTUs of Consumption | 32.7545 | 32.6928 | 32.6928 | 32.6928 | 32.6928 | 32.6928 | 32.6928 | 32.6928 | 32.6928 | 32.6928 | 32.6928 | 32.6928 | 32.6928 | 32.6928 | 32.6928 | 32.6928 | 32.6928 | 32.6928 | 32.6928 | 32.6928 | 32.6928 | 32.6928 | 32.6928 | 32.6928 | 32.6928 | 32.6928 | 32.6928
F3_Commercial_Warehouse (ID)_New_Space Heating_Natural Gas_Unit Heater_E2 | F3 | Commercial | Warehouse (ID) | New | Space Heating | Natural Gas | Unit Heater | E2 | System - kBTUs of Consumption | 29.1326 | 29.0777 | 29.0777 | 29.0777 | 29.0777 | 29.0777 | 29.0777 | 29.0777 | 29.0777 | 29.0777 | 29.0777 | 29.0777 | 29.0777 | 29.0777 | 29.0777 | 29.0777 | 29.0777 | 29.0777 | 29.0777 | 29.0777 | 29.0777 | 29.0777 | 29.0777 | 29.0777 | 29.0777 | 29.0777 | 29.0777
F3_Commercial_Warehouse (ID)_New_Space Heating_Natural Gas_Unit Heater_E3 | F3 | Commercial | Warehouse (ID) | New | Space Heating | Natural Gas | Unit Heater | E3 | System - kBTUs of Consumption | 28.9933 | 28.9205 | 28.9205 | 28.9205 | 28.9205 | 28.9205 | 28.9205 | 28.9205 | 28.9205 | 28.9205 | 28.9205 | 28.9205 | 28.9205 | 28.9205 | 28.9205 | 28.9205 | 28.9205 | 28.9205 | 28.9205 | 28.9205 | 28.9205 | 28.9205 | 28.9205 | 28.9205 | 28.9205 | 28.9205 | 28.9205
F3_Commercial_Warehouse (ID)_New_Space Heating_Natural Gas_Unit Heater_E4 | F3 | Commercial | Warehouse (ID) | New | Space Heating | Natural Gas | Unit Heater | E4 | System - kBTUs of Consumption | 0 | 0 | 0 | 0 | 0 | 0 | 0 | 0 | 0 | 0 | 0 | 0 | 0 | 0 | 0 | 0 | 0 | 0 | 0 | 0 | 0 | 0 | 0 | 0 | 0 | 0 | 0
F3_Commercial_Warehouse (ID)_New_Space Heating_Natural Gas_Unit Heater_E5 | F3 | Commercial | Warehouse (ID) | New | Space Heating | Natural Gas | Unit Heater | E5 | System - kBTUs of Consumption | 0 | 0 | 0 | 0 | 0 | 0 | 0 | 0 | 0 | 0 | 0 | 0 | 0 | 0 | 0 | 0 | 0 | 0 | 0 | 0 | 0 | 0 | 0 | 0 | 0 | 0 | 0
F3_Commercial_Warehouse (ID)_New_Space Heating_Natural Gas_Unit Heater_E6 | F3 | Commercial | Warehouse (ID) | New | Space Heating | Natural Gas | Unit Heater | E6 | System - kBTUs of Consumption | 0 | 0 | 0 | 0 | 0 | 0 | 0 | 0 | 0 | 0 | 0 | 0 | 0 | 0 | 0 | 0 | 0 | 0 | 0 | 0 | 0 | 0 | 0 | 0 | 0 | 0 | 0
F3_Commercial_Warehouse (ID)_New_Space Heating_Natural Gas_Unit Heater_E7 | F3 | Commercial | Warehouse (ID) | New | Space Heating | Natural Gas | Unit Heater | E7 | System - kBTUs of Consumption | 0 | 0 | 0 | 0 | 0 | 0 | 0 | 0 | 0 | 0 | 0 | 0 | 0 | 0 | 0 | 0 | 0 | 0 | 0 | 0 | 0 | 0 | 0 | 0 | 0 | 0 | 0
F3_Commercial_Warehouse (ID)_New_Space Heating_Natural Gas_Unit Heater_E8 | F3 | Commercial | Warehouse (ID) | New | Space Heating | Natural Gas | Unit Heater | E8 | System - kBTUs of Consumption | 0 | 0 | 0 | 0 | 0 | 0 | 0 | 0 | 0 | 0 | 0 | 0 | 0 | 0 | 0 | 0 | 0 | 0 | 0 | 0 | 0 | 0 | 0 | 0 | 0 | 0 | 0
F3_Commercial_Warehouse (ID)_New_Space Heating_Natural Gas_Unit Heater_E9 | F3 | Commercial | Warehouse (ID) | New | Space Heating | Natural Gas | Unit Heater | E9 | System - kBTUs of Consumption | 0 | 0 | 0 | 0 | 0 | 0 | 0 | 0 | 0 | 0 | 0 | 0 | 0 | 0 | 0 | 0 | 0 | 0 | 0 | 0 | 0 | 0 | 0 | 0 | 0 | 0 | 0
F3_Commercial_Warehouse (ID)_New_Space Heating_Natural Gas_Unit Heater_E10 | F3 | Commercial | Warehouse (ID) | New | Space Heating | Natural Gas | Unit Heater | E10 | System - kBTUs of Consumption | 0 | 0 | 0 | 0 | 0 | 0 | 0 | 0 | 0 | 0 | 0 | 0 | 0 | 0 | 0 | 0 | 0 | 0 | 0 | 0 | 0 | 0 | 0 | 0 | 0 | 0 | 0
F4_Commercial_Warehouse (ID)_New_Space Heating_Natural Gas_Unit Heater_E1 | F4 | Commercial | Warehouse (ID) | New | Space Heating | Natural Gas | Unit Heater | E1 | Utility - Cost of Equipment | 0.0039494 | 0.0039494 | 0.0039494 | 0.0039494 | 0.0039494 | 0.0039494 | 0.0039494 | 0.0039494 | 0.0039494 | 0.0039494 | 0.0039494 | 0.0039494 | 0.0039494 | 0.0039494 | 0.0039494 | 0.0039494 | 0.0039494 | 0.0039494 | 0.0039494 | 0.0039494 | 0.0039494 | 0.0039494 | 0.0039494 | 0.0039494 | 0.0039494 | 0.0039494 | 0.0039494
F4_Commercial_Warehouse (ID)_New_Space Heating_Natural Gas_Unit Heater_E2 | F4 | Commercial | Warehouse (ID) | New | Space Heating | Natural Gas | Unit Heater | E2 | Utility - Cost of Equipment | 0.0086617 | 0.0086617 | 0.0086617 | 0.0086617 | 0.0086617 | 0.0086617 | 0.0086617 | 0.0086617 | 0.0086617 | 0.0086617 | 0.0086617 | 0.0086617 | 0.0086617 | 0.0086617 | 0.0086617 | 0.0086617 | 0.0086617 | 0.0086617 | 0.0086617 | 0.0086617 | 0.0086617 | 0.0086617 | 0.0086617 | 0.0086617 | 0.0086617 | 0.0086617 | 0.0086617
F4_Commercial_Warehouse (ID)_New_Space Heating_Natural Gas_Unit Heater_E3 | F4 | Commercial | Warehouse (ID) | New | Space Heating | Natural Gas | Unit Heater | E3 | Utility - Cost of Equipment | 0.0054927 | 0.0054927 | 0.0054927 | 0.0054927 | 0.0054927 | 0.0054927 | 0.0054927 | 0.0054927 | 0.0054927 | 0.0054927 | 0.0054927 | 0.0054927 | 0.0054927 | 0.0054927 | 0.0054927 | 0.0054927 | 0.0054927 | 0.0054927 | 0.0054927 | 0.0054927 | 0.0054927 | 0.0054927 | 0.0054927 | 0.0054927 | 0.0054927 | 0.0054927 | 0.0054927
F4_Commercial_Warehouse (ID)_New_Space Heating_Natural Gas_Unit Heater_E4 | F4 | Commercial | Warehouse (ID) | New | Space Heating | Natural Gas | Unit Heater | E4 | Utility - Cost of Equipment | 0 | 0 | 0 | 0 | 0 | 0 | 0 | 0 | 0 | 0 | 0 | 0 | 0 | 0 | 0 | 0 | 0 | 0 | 0 | 0 | 0 | 0 | 0 | 0 | 0 | 0 | 0
F4_Commercial_Warehouse (ID)_New_Space Heating_Natural Gas_Unit Heater_E5 | F4 | Commercial | Warehouse (ID) | New | Space Heating | Natural Gas | Unit Heater | E5 | Utility - Cost of Equipment | 0 | 0 | 0 | 0 | 0 | 0 | 0 | 0 | 0 | 0 | 0 | 0 | 0 | 0 | 0 | 0 | 0 | 0 | 0 | 0 | 0 | 0 | 0 | 0 | 0 | 0 | 0
F4_Commercial_Warehouse (ID)_New_Space Heating_Natural Gas_Unit Heater_E6 | F4 | Commercial | Warehouse (ID) | New | Space Heating | Natural Gas | Unit Heater | E6 | Utility - Cost of Equipment | 0 | 0 | 0 | 0 | 0 | 0 | 0 | 0 | 0 | 0 | 0 | 0 | 0 | 0 | 0 | 0 | 0 | 0 | 0 | 0 | 0 | 0 | 0 | 0 | 0 | 0 | 0
F4_Commercial_Warehouse (ID)_New_Space Heating_Natural Gas_Unit Heater_E7 | F4 | Commercial | Warehouse (ID) | New | Space Heating | Natural Gas | Unit Heater | E7 | Utility - Cost of Equipment | 0 | 0 | 0 | 0 | 0 | 0 | 0 | 0 | 0 | 0 | 0 | 0 | 0 | 0 | 0 | 0 | 0 | 0 | 0 | 0 | 0 | 0 | 0 | 0 | 0 | 0 | 0
F4_Commercial_Warehouse (ID)_New_Space Heating_Natural Gas_Unit Heater_E8 | F4 | Commercial | Warehouse (ID) | New | Space Heating | Natural Gas | Unit Heater | E8 | Utility - Cost of Equipment | 0 | 0 | 0 | 0 | 0 | 0 | 0 | 0 | 0 | 0 | 0 | 0 | 0 | 0 | 0 | 0 | 0 | 0 | 0 | 0 | 0 | 0 | 0 | 0 | 0 | 0 | 0
F4_Commercial_Warehouse (ID)_New_Space Heating_Natural Gas_Unit Heater_E9 | F4 | Commercial | Warehouse (ID) | New | Space Heating | Natural Gas | Unit Heater | E9 | Utility - Cost of Equipment | 0 | 0 | 0 | 0 | 0 | 0 | 0 | 0 | 0 | 0 | 0 | 0 | 0 | 0 | 0 | 0 | 0 | 0 | 0 | 0 | 0 | 0 | 0 | 0 | 0 | 0 | 0
F4_Commercial_Warehouse (ID)_New_Space Heating_Natural Gas_Unit Heater_E10 | F4 | Commercial | Warehouse (ID) | New | Space Heating | Natural Gas | Unit Heater | E10 | Utility - Cost of Equipment | 0 | 0 | 0 | 0 | 0 | 0 | 0 | 0 | 0 | 0 | 0 | 0 | 0 | 0 | 0 | 0 | 0 | 0 | 0 | 0 | 0 | 0 | 0 | 0 | 0 | 0 | 0
F5_Commercial_Warehouse (ID)_New_Space Heating_Natural Gas_Unit Heater_E1 | F5 | Commercial | Warehouse (ID) | New | Space Heating | Natural Gas | Unit Heater | E1 | Utility - Cost of Operation | 0.13449 | 0.1367 | 0.13959 | 0.14277 | 0.14627 | 0.15109 | 0.15601 | 0.16121 | 0.16619 | 0.17125 | 0.17577 | 0.17995 | 0.18452 | 0.18921 | 0.19358 | 0.19789 | 0.2019 | 0.20605 | 0.21036 | 0.21479 | 0.2193 | 0.22406 | 0.22957 | 0.23444 | 0.23942 | 0.2445 | 0.24969
F5_Commercial_Warehouse (ID)_New_Space Heating_Natural Gas_Unit Heater_E2 | F5 | Commercial | Warehouse (ID) | New | Space Heating | Natural Gas | Unit Heater | E2 | Utility - Cost of Operation | 0.11962 | 0.12159 | 0.12415 | 0.12698 | 0.1301 | 0.13439 | 0.13876 | 0.14338 | 0.14781 | 0.15231 | 0.15634 | 0.16005 | 0.16411 | 0.16829 | 0.17217 | 0.176 | 0.17958 | 0.18326 | 0.1871 | 0.19104 | 0.19505 | 0.19928 | 0.20418 | 0.20852 | 0.21294 | 0.21746 | 0.22208
F5_Commercial_Warehouse (ID)_New_Space Heating_Natural Gas_Unit Heater_E3 | F5 | Commercial | Warehouse (ID) | New | Space Heating | Natural Gas | Unit Heater | E3 | Utility - Cost of Operation | 0.11287 | 0.11451 | 0.11684 | 0.11949 | 0.1225 | 0.12689 | 0.13136 | 0.1361 | 0.14057 | 0.1451 | 0.14907 | 0.15265 | 0.15662 | 0.16075 | 0.16453 | 0.16822 | 0.1716 | 0.1751 | 0.17876 | 0.18251 | 0.18633 | 0.1904 | 0.19522 | 0.19936 | 0.20359 | 0.20791 | 0.21232
F5_Commercial_Warehouse (ID)_New_Space Heating_Natural Gas_Unit Heater_E4 | F5 | Commercial | Warehouse (ID) | New | Space Heating | Natural Gas | Unit Heater | E4 | Utility - Cost of Operation | 0 | 0 | 0 | 0 | 0 | 0 | 0 | 0 | 0 | 0 | 0 | 0 | 0 | 0 | 0 | 0 | 0 | 0 | 0 | 0 | 0 | 0 | 0 | 0 | 0 | 0 | 0
F5_Commercial_Warehouse (ID)_New_Space Heating_Natural Gas_Unit Heater_E5 | F5 | Commercial | Warehouse (ID) | New | Space Heating | Natural Gas | Unit Heater | E5 | Utility - Cost of Operation | 0 | 0 | 0 | 0 | 0 | 0 | 0 | 0 | 0 | 0 | 0 | 0 | 0 | 0 | 0 | 0 | 0 | 0 | 0 | 0 | 0 | 0 | 0 | 0 | 0 | 0 | 0
F5_Commercial_Warehouse (ID)_New_Space Heating_Natural Gas_Unit Heater_E6 | F5 | Commercial | Warehouse (ID) | New | Space Heating | Natural Gas | Unit Heater | E6 | Utility - Cost of Operation | 0 | 0 | 0 | 0 | 0 | 0 | 0 | 0 | 0 | 0 | 0 | 0 | 0 | 0 | 0 | 0 | 0 | 0 | 0 | 0 | 0 | 0 | 0 | 0 | 0 | 0 | 0
F5_Commercial_Warehouse (ID)_New_Space Heating_Natural Gas_Unit Heater_E7 | F5 | Commercial | Warehouse (ID) | New | Space Heating | Natural Gas | Unit Heater | E7 | Utility - Cost of Operation | 0 | 0 | 0 | 0 | 0 | 0 | 0 | 0 | 0 | 0 | 0 | 0 | 0 | 0 | 0 | 0 | 0 | 0 | 0 | 0 | 0 | 0 | 0 | 0 | 0 | 0 | 0
F5_Commercial_Warehouse (ID)_New_Space Heating_Natural Gas_Unit Heater_E8 | F5 | Commercial | Warehouse (ID) | New | Space Heating | Natural Gas | Unit Heater | E8 | Utility - Cost of Operation | 0 | 0 | 0 | 0 | 0 | 0 | 0 | 0 | 0 | 0 | 0 | 0 | 0 | 0 | 0 | 0 | 0 | 0 | 0 | 0 | 0 | 0 | 0 | 0 | 0 | 0 | 0
F5_Commercial_Warehouse (ID)_New_Space Heating_Natural Gas_Unit Heater_E9 | F5 | Commercial | Warehouse (ID) | New | Space Heating | Natural Gas | Unit Heater | E9 | Utility - Cost of Operation | 0 | 0 | 0 | 0 | 0 | 0 | 0 | 0 | 0 | 0 | 0 | 0 | 0 | 0 | 0 | 0 | 0 | 0 | 0 | 0 | 0 | 0 | 0 | 0 | 0 | 0 | 0
F5_Commercial_Warehouse (ID)_New_Space Heating_Natural Gas_Unit Heater_E10 | F5 | Commercial | Warehouse (ID) | New | Space Heating | Natural Gas | Unit Heater | E10 | Utility - Cost of Operation | 0 | 0 | 0 | 0 | 0 | 0 | 0 | 0 | 0 | 0 | 0 | 0 | 0 | 0 | 0 | 0 | 0 | 0 | 0 | 0 | 0 | 0 | 0 | 0 | 0 | 0 | 0
F6_Commercial_Warehouse (ID)_New_Space Heating_Natural Gas_Unit Heater_E1 | F6 | Commercial | Warehouse (ID) | New | Space Heating | Natural Gas | Unit Heater | E1 | Utility - Value of Sales | 0.15503 | 0.15667 | 0.159 | 0.16158 | 0.16442 | 0.16871 | 0.17295 | 0.17742 | 0.18147 | 0.18546 | 0.18995 | 0.19402 | 0.19848 | 0.20303 | 0.20718 | 0.2112 | 0.21485 | 0.21858 | 0.22243 | 0.22634 | 0.23026 | 0.23526 | 0.24105 | 0.24616 | 0.25139 | 0.25672 | 0.26217
F6_Commercial_Warehouse (ID)_New_Space Heating_Natural Gas_Unit Heater_E2 | F6 | Commercial | Warehouse (ID) | New | Space Heating | Natural Gas | Unit Heater | E2 | Utility - Value of Sales | 0.13789 | 0.13934 | 0.14142 | 0.14371 | 0.14624 | 0.15005 | 0.15383 | 0.1578 | 0.1614 | 0.16495 | 0.16895 | 0.17257 | 0.17653 | 0.18058 | 0.18427 | 0.18785 | 0.19109 | 0.19441 | 0.19784 | 0.20131 | 0.2048 | 0.20925 | 0.21439 | 0.21894 | 0.22359 | 0.22834 | 0.23318
F6_Commercial_Warehouse (ID)_New_Space Heating_Natural Gas_Unit Heater_E3 | F6 | Commercial | Warehouse (ID) | New | Space Heating | Natural Gas | Unit Heater | E3 | Utility - Value of Sales | 0.13175 | 0.13284 | 0.13467 | 0.13677 | 0.13919 | 0.14311 | 0.14701 | 0.15109 | 0.15467 | 0.15814 | 0.16207 | 0.16551 | 0.16934 | 0.17328 | 0.17679 | 0.18016 | 0.18312 | 0.18615 | 0.18929 | 0.19247 | 0.19565 | 0.19992 | 0.20498 | 0.20933 | 0.21377 | 0.21831 | 0.22294
F6_Commercial_Warehouse (ID)_New_Space Heating_Natural Gas_Unit Heater_E4 | F6 | Commercial | Warehouse (ID) | New | Space Heating | Natural Gas | Unit Heater | E4 | Utility - Value of Sales | 0 | 0 | 0 | 0 | 0 | 0 | 0 | 0 | 0 | 0 | 0 | 0 | 0 | 0 | 0 | 0 | 0 | 0 | 0 | 0 | 0 | 0 | 0 | 0 | 0 | 0 | 0
F6_Commercial_Warehouse (ID)_New_Space Heating_Natural Gas_Unit Heater_E5 | F6 | Commercial | Warehouse (ID) | New | Space Heating | Natural Gas | Unit Heater | E5 | Utility - Value of Sales | 0 | 0 | 0 | 0 | 0 | 0 | 0 | 0 | 0 | 0 | 0 | 0 | 0 | 0 | 0 | 0 | 0 | 0 | 0 | 0 | 0 | 0 | 0 | 0 | 0 | 0 | 0
F6_Commercial_Warehouse (ID)_New_Space Heating_Natural Gas_Unit Heater_E6 | F6 | Commercial | Warehouse (ID) | New | Space Heating | Natural Gas | Unit Heater | E6 | Utility - Value of Sales | 0 | 0 | 0 | 0 | 0 | 0 | 0 | 0 | 0 | 0 | 0 | 0 | 0 | 0 | 0 | 0 | 0 | 0 | 0 | 0 | 0 | 0 | 0 | 0 | 0 | 0 | 0
F6_Commercial_Warehouse (ID)_New_Space Heating_Natural Gas_Unit Heater_E7 | F6 | Commercial | Warehouse (ID) | New | Space Heating | Natural Gas | Unit Heater | E7 | Utility - Value of Sales | 0 | 0 | 0 | 0 | 0 | 0 | 0 | 0 | 0 | 0 | 0 | 0 | 0 | 0 | 0 | 0 | 0 | 0 | 0 | 0 | 0 | 0 | 0 | 0 | 0 | 0 | 0
F6_Commercial_Warehouse (ID)_New_Space Heating_Natural Gas_Unit Heater_E8 | F6 | Commercial | Warehouse (ID) | New | Space Heating | Natural Gas | Unit Heater | E8 | Utility - Value of Sales | 0 | 0 | 0 | 0 | 0 | 0 | 0 | 0 | 0 | 0 | 0 | 0 | 0 | 0 | 0 | 0 | 0 | 0 | 0 | 0 | 0 | 0 | 0 | 0 | 0 | 0 | 0
F6_Commercial_Warehouse (ID)_New_Space Heating_Natural Gas_Unit Heater_E9 | F6 | Commercial | Warehouse (ID) | New | Space Heating | Natural Gas | Unit Heater | E9 | Utility - Value of Sales | 0 | 0 | 0 | 0 | 0 | 0 | 0 | 0 | 0 | 0 | 0 | 0 | 0 | 0 | 0 | 0 | 0 | 0 | 0 | 0 | 0 | 0 | 0 | 0 | 0 | 0 | 0
F6_Commercial_Warehouse (ID)_New_Space Heating_Natural Gas_Unit Heater_E10 | F6 | Commercial | Warehouse (ID) | New | Space Heating | Natural Gas | Unit Heater | E10 | Utility - Value of Sales | 0 | 0 | 0 | 0 | 0 | 0 | 0 | 0 | 0 | 0 | 0 | 0 | 0 | 0 | 0 | 0 | 0 | 0 | 0 | 0 | 0 | 0 | 0 | 0 | 0 | 0 | 0
F1_Commercial_Warehouse (ID)_New_Water Heating_Natural Gas_Water Heater_E1 | F1 | Commercial | Warehouse (ID) | New | Water Heating | Natural Gas | Water Heater | E1 | RVT - Cost of Equipment | 0.003699 | 0.003699 | 0.003699 | 0.003699 | 0.003699 | 0.003699 | 0.003699 | 0.003699 | 0.003699 | 0.003699 | 0.003699 | 0.003699 | 0.003699 | 0.003699 | 0.003699 | 0.003699 | 0.003699 | 0.003699 | 0.003699 | 0.003699 | 0.003699 | 0.003699 | 0.003699 | 0.003699 | 0.003699 | 0.003699 | 0.003699
F1_Commercial_Warehouse (ID)_New_Water Heating_Natural Gas_Water Heater_E2 | F1 | Commercial | Warehouse (ID) | New | Water Heating | Natural Gas | Water Heater | E2 | RVT - Cost of Equipment | 0.0044389 | 0.0044389 | 0.0044389 | 0.0044389 | 0.0044389 | 0.0044389 | 0.0044389 | 0.0044389 | 0.0044389 | 0.0044389 | 0.0044389 | 0.0044389 | 0.0044389 | 0.0044389 | 0.0044389 | 0.0044389 | 0.0044389 | 0.0044389 | 0.0044389 | 0.0044389 | 0.0044389 | 0.0044389 | 0.0044389 | 0.0044389 | 0.0044389 | 0.0044389 | 0.0044389
F1_Commercial_Warehouse (ID)_New_Water Heating_Natural Gas_Water Heater_E3 | F1 | Commercial | Warehouse (ID) | New | Water Heating | Natural Gas | Water Heater | E3 | RVT - Cost of Equipment | 0.0054565 | 0.0054565 | 0.0054565 | 0.0054565 | 0.0054565 | 0.0054565 | 0.0054565 | 0.0054565 | 0.0054565 | 0.0054565 | 0.0054565 | 0.0054565 | 0.0054565 | 0.0054565 | 0.0054565 | 0.0054565 | 0.0054565 | 0.0054565 | 0.0054565 | 0.0054565 | 0.0054565 | 0.0054565 | 0.0054565 | 0.0054565 | 0.0054565 | 0.0054565 | 0.0054565
F1_Commercial_Warehouse (ID)_New_Water Heating_Natural Gas_Water Heater_E4 | F1 | Commercial | Warehouse (ID) | New | Water Heating | Natural Gas | Water Heater | E4 | RVT - Cost of Equipment | 0.0054997 | 0.0054997 | 0.0054997 | 0.0054997 | 0.0054997 | 0.0054997 | 0.0054997 | 0.0054997 | 0.0054997 | 0.0054997 | 0.0054997 | 0.0054997 | 0.0054997 | 0.0054997 | 0.0054997 | 0.0054997 | 0.0054997 | 0.0054997 | 0.0054997 | 0.0054997 | 0.0054997 | 0.0054997 | 0.0054997 | 0.0054997 | 0.0054997 | 0.0054997 | 0.0054997
F1_Commercial_Warehouse (ID)_New_Water Heating_Natural Gas_Water Heater_E5 | F1 | Commercial | Warehouse (ID) | New | Water Heating | Natural Gas | Water Heater | E5 | RVT - Cost of Equipment | 0.011872 | 0.011872 | 0.011872 | 0.011872 | 0.011872 | 0.011872 | 0.011872 | 0.011872 | 0.011872 | 0.011872 | 0.011872 | 0.011872 | 0.011872 | 0.011872 | 0.011872 | 0.011872 | 0.011872 | 0.011872 | 0.011872 | 0.011872 | 0.011872 | 0.011872 | 0.011872 | 0.011872 | 0.011872 | 0.011872 | 0.011872
F1_Commercial_Warehouse (ID)_New_Water Heating_Natural Gas_Water Heater_E6 | F1 | Commercial | Warehouse (ID) | New | Water Heating | Natural Gas | Water Heater | E6 | RVT - Cost of Equipment | 0 | 0 | 0 | 0 | 0 | 0 | 0 | 0 | 0 | 0 | 0 | 0 | 0 | 0 | 0 | 0 | 0 | 0 | 0 | 0 | 0 | 0 | 0 | 0 | 0 | 0 | 0
F1_Commercial_Warehouse (ID)_New_Water Heating_Natural Gas_Water Heater_E7 | F1 | Commercial | Warehouse (ID) | New | Water Heating | Natural Gas | Water Heater | E7 | RVT - Cost of Equipment | 0 | 0 | 0 | 0 | 0 | 0 | 0 | 0 | 0 | 0 | 0 | 0 | 0 | 0 | 0 | 0 | 0 | 0 | 0 | 0 | 0 | 0 | 0 | 0 | 0 | 0 | 0
F1_Commercial_Warehouse (ID)_New_Water Heating_Natural Gas_Water Heater_E8 | F1 | Commercial | Warehouse (ID) | New | Water Heating | Natural Gas | Water Heater | E8 | RVT - Cost of Equipment | 0 | 0 | 0 | 0 | 0 | 0 | 0 | 0 | 0 | 0 | 0 | 0 | 0 | 0 | 0 | 0 | 0 | 0 | 0 | 0 | 0 | 0 | 0 | 0 | 0 | 0 | 0
F1_Commercial_Warehouse (ID)_New_Water Heating_Natural Gas_Water Heater_E9 | F1 | Commercial | Warehouse (ID) | New | Water Heating | Natural Gas | Water Heater | E9 | RVT - Cost of Equipment | 0 | 0 | 0 | 0 | 0 | 0 | 0 | 0 | 0 | 0 | 0 | 0 | 0 | 0 | 0 | 0 | 0 | 0 | 0 | 0 | 0 | 0 | 0 | 0 | 0 | 0 | 0
F1_Commercial_Warehouse (ID)_New_Water Heating_Natural Gas_Water Heater_E10 | F1 | Commercial | Warehouse (ID) | New | Water Heating | Natural Gas | Water Heater | E10 | RVT - Cost of Equipment | 0 | 0 | 0 | 0 | 0 | 0 | 0 | 0 | 0 | 0 | 0 | 0 | 0 | 0 | 0 | 0 | 0 | 0 | 0 | 0 | 0 | 0 | 0 | 0 | 0 | 0 | 0
F2_Commercial_Warehouse (ID)_New_Water Heating_Natural Gas_Water Heater_E1 | F2 | Commercial | Warehouse (ID) | New | Water Heating | Natural Gas | Water Heater | E1 | RVT - Cost of Operation | 0.033005 | 0.033668 | 0.034415 | 0.035253 | 0.036188 | 0.037319 | 0.03844 | 0.0395 | 0.040462 | 0.041398 | 0.042368 | 0.043257 | 0.044207 | 0.045127 | 0.045936 | 0.04668 | 0.047329 | 0.047957 | 0.048618 | 0.049246 | 0.049879 | 0.05076 | 0.051651 | 0.052568 | 0.053502 | 0.054453 | 0.05542
F2_Commercial_Warehouse (ID)_New_Water Heating_Natural Gas_Water Heater_E2 | F2 | Commercial | Warehouse (ID) | New | Water Heating | Natural Gas | Water Heater | E2 | RVT - Cost of Operation | 0.029338 | 0.029927 | 0.030591 | 0.031336 | 0.032167 | 0.033172 | 0.034169 | 0.035111 | 0.035966 | 0.036798 | 0.03766 | 0.038451 | 0.039295 | 0.040113 | 0.040832 | 0.041493 | 0.042071 | 0.042628 | 0.043216 | 0.043775 | 0.044336 | 0.04512 | 0.045912 | 0.046728 | 0.047558 | 0.048403 | 0.049263
F2_Commercial_Warehouse (ID)_New_Water Heating_Natural Gas_Water Heater_E3 | F2 | Commercial | Warehouse (ID) | New | Water Heating | Natural Gas | Water Heater | E3 | RVT - Cost of Operation | 0.028089 | 0.028654 | 0.029289 | 0.030003 | 0.030799 | 0.03176 | 0.032715 | 0.033617 | 0.034435 | 0.035232 | 0.036058 | 0.036814 | 0.037623 | 0.038406 | 0.039095 | 0.039728 | 0.04028 | 0.040814 | 0.041377 | 0.041912 | 0.04245 | 0.0432 | 0.043958 | 0.044739 | 0.045534 | 0.046343 | 0.047166
F2_Commercial_Warehouse (ID)_New_Water Heating_Natural Gas_Water Heater_E4 | F2 | Commercial | Warehouse (ID) | New | Water Heating | Natural Gas | Water Heater | E4 | RVT - Cost of Operation | 0.029449 | 0.030041 | 0.030687 | 0.03139 | 0.032155 | 0.033055 | 0.033946 | 0.034797 | 0.035583 | 0.036358 | 0.037166 | 0.037926 | 0.038731 | 0.039518 | 0.040225 | 0.040887 | 0.041482 | 0.042064 | 0.042672 | 0.043258 | 0.043849 | 0.044625 | 0.04541 | 0.046216 | 0.047038 | 0.047873 | 0.048724
F2_Commercial_Warehouse (ID)_New_Water Heating_Natural Gas_Water Heater_E5 | F2 | Commercial | Warehouse (ID) | New | Water Heating | Natural Gas | Water Heater | E5 | RVT - Cost of Operation | 0.017315 | 0.017656 | 0.01805 | 0.018506 | 0.019028 | 0.019664 | 0.020294 | 0.020887 | 0.021419 | 0.021933 | 0.022463 | 0.022942 | 0.023455 | 0.02395 | 0.02438 | 0.024771 | 0.025106 | 0.025428 | 0.025769 | 0.02609 | 0.026412 | 0.026878 | 0.02735 | 0.027836 | 0.02833 | 0.028834 | 0.029346
F2_Commercial_Warehouse (ID)_New_Water Heating_Natural Gas_Water Heater_E6 | F2 | Commercial | Warehouse (ID) | New | Water Heating | Natural Gas | Water Heater | E6 | RVT - Cost of Operation | 0 | 0 | 0 | 0 | 0 | 0 | 0 | 0 | 0 | 0 | 0 | 0 | 0 | 0 | 0 | 0 | 0 | 0 | 0 | 0 | 0 | 0 | 0 | 0 | 0 | 0 | 0
F2_Commercial_Warehouse (ID)_New_Water Heating_Natural Gas_Water Heater_E7 | F2 | Commercial | Warehouse (ID) | New | Water Heating | Natural Gas | Water Heater | E7 | RVT - Cost of Operation | 0 | 0 | 0 | 0 | 0 | 0 | 0 | 0 | 0 | 0 | 0 | 0 | 0 | 0 | 0 | 0 | 0 | 0 | 0 | 0 | 0 | 0 | 0 | 0 | 0 | 0 | 0
F2_Commercial_Warehouse (ID)_New_Water Heating_Natural Gas_Water Heater_E8 | F2 | Commercial | Warehouse (ID) | New | Water Heating | Natural Gas | Water Heater | E8 | RVT - Cost of Operation | 0 | 0 | 0 | 0 | 0 | 0 | 0 | 0 | 0 | 0 | 0 | 0 | 0 | 0 | 0 | 0 | 0 | 0 | 0 | 0 | 0 | 0 | 0 | 0 | 0 | 0 | 0
F2_Commercial_Warehouse (ID)_New_Water Heating_Natural Gas_Water Heater_E9 | F2 | Commercial | Warehouse (ID) | New | Water Heating | Natural Gas | Water Heater | E9 | RVT - Cost of Operation | 0 | 0 | 0 | 0 | 0 | 0 | 0 | 0 | 0 | 0 | 0 | 0 | 0 | 0 | 0 | 0 | 0 | 0 | 0 | 0 | 0 | 0 | 0 | 0 | 0 | 0 | 0
F2_Commercial_Warehouse (ID)_New_Water Heating_Natural Gas_Water Heater_E10 | F2 | Commercial | Warehouse (ID) | New | Water Heating | Natural Gas | Water Heater | E10 | RVT - Cost of Operation | 0 | 0 | 0 | 0 | 0 | 0 | 0 | 0 | 0 | 0 | 0 | 0 | 0 | 0 | 0 | 0 | 0 | 0 | 0 | 0 | 0 | 0 | 0 | 0 | 0 | 0 | 0
F3_Commercial_Warehouse (ID)_New_Water Heating_Natural Gas_Water Heater_E1 | F3 | Commercial | Warehouse (ID) | New | Water Heating | Natural Gas | Water Heater | E1 | System - kBTUs of Consumption | 7.6362 | 7.6362 | 7.6362 | 7.6362 | 7.6362 | 7.6362 | 7.6362 | 7.6362 | 7.6362 | 7.6362 | 7.6362 | 7.6362 | 7.6362 | 7.6362 | 7.6362 | 7.6362 | 7.6362 | 7.6362 | 7.6362 | 7.6362 | 7.6362 | 7.6362 | 7.6362 | 7.6362 | 7.6362 | 7.6362 | 7.6362
F3_Commercial_Warehouse (ID)_New_Water Heating_Natural Gas_Water Heater_E2 | F3 | Commercial | Warehouse (ID) | New | Water Heating | Natural Gas | Water Heater | E2 | System - kBTUs of Consumption | 6.7877 | 6.7877 | 6.7877 | 6.7877 | 6.7877 | 6.7877 | 6.7877 | 6.7877 | 6.7877 | 6.7877 | 6.7877 | 6.7877 | 6.7877 | 6.7877 | 6.7877 | 6.7877 | 6.7877 | 6.7877 | 6.7877 | 6.7877 | 6.7877 | 6.7877 | 6.7877 | 6.7877 | 6.7877 | 6.7877 | 6.7877
F3_Commercial_Warehouse (ID)_New_Water Heating_Natural Gas_Water Heater_E3 | F3 | Commercial | Warehouse (ID) | New | Water Heating | Natural Gas | Water Heater | E3 | System - kBTUs of Consumption | 6.4989 | 6.4989 | 6.4989 | 6.4989 | 6.4989 | 6.4989 | 6.4989 | 6.4989 | 6.4989 | 6.4989 | 6.4989 | 6.4989 | 6.4989 | 6.4989 | 6.4989 | 6.4989 | 6.4989 | 6.4989 | 6.4989 | 6.4989 | 6.4989 | 6.4989 | 6.4989 | 6.4989 | 6.4989 | 6.4989 | 6.4989
F3_Commercial_Warehouse (ID)_New_Water Heating_Natural Gas_Water Heater_E4 | F3 | Commercial | Warehouse (ID) | New | Water Heating | Natural Gas | Water Heater | E4 | System - kBTUs of Consumption | 6.492 | 6.492 | 6.492 | 6.492 | 6.492 | 6.492 | 6.492 | 6.492 | 6.492 | 6.492 | 6.492 | 6.492 | 6.492 | 6.492 | 6.492 | 6.492 | 6.492 | 6.492 | 6.492 | 6.492 | 6.492 | 6.492 | 6.492 | 6.492 | 6.492 | 6.492 | 6.492
F3_Commercial_Warehouse (ID)_New_Water Heating_Natural Gas_Water Heater_E5 | F3 | Commercial | Warehouse (ID) | New | Water Heating | Natural Gas | Water Heater | E5 | System - kBTUs of Consumption | 4.0726 | 4.0726 | 4.0726 | 4.0726 | 4.0726 | 4.0726 | 4.0726 | 4.0726 | 4.0726 | 4.0726 | 4.0726 | 4.0726 | 4.0726 | 4.0726 | 4.0726 | 4.0726 | 4.0726 | 4.0726 | 4.0726 | 4.0726 | 4.0726 | 4.0726 | 4.0726 | 4.0726 | 4.0726 | 4.0726 | 4.0726
F3_Commercial_Warehouse (ID)_New_Water Heating_Natural Gas_Water Heater_E6 | F3 | Commercial | Warehouse (ID) | New | Water Heating | Natural Gas | Water Heater | E6 | System - kBTUs of Consumption | 0 | 0 | 0 | 0 | 0 | 0 | 0 | 0 | 0 | 0 | 0 | 0 | 0 | 0 | 0 | 0 | 0 | 0 | 0 | 0 | 0 | 0 | 0 | 0 | 0 | 0 | 0
F3_Commercial_Warehouse (ID)_New_Water Heating_Natural Gas_Water Heater_E7 | F3 | Commercial | Warehouse (ID) | New | Water Heating | Natural Gas | Water Heater | E7 | System - kBTUs of Consumption | 0 | 0 | 0 | 0 | 0 | 0 | 0 | 0 | 0 | 0 | 0 | 0 | 0 | 0 | 0 | 0 | 0 | 0 | 0 | 0 | 0 | 0 | 0 | 0 | 0 | 0 | 0
F3_Commercial_Warehouse (ID)_New_Water Heating_Natural Gas_Water Heater_E8 | F3 | Commercial | Warehouse (ID) | New | Water Heating | Natural Gas | Water Heater | E8 | System - kBTUs of Consumption | 0 | 0 | 0 | 0 | 0 | 0 | 0 | 0 | 0 | 0 | 0 | 0 | 0 | 0 | 0 | 0 | 0 | 0 | 0 | 0 | 0 | 0 | 0 | 0 | 0 | 0 | 0
F3_Commercial_Warehouse (ID)_New_Water Heating_Natural Gas_Water Heater_E9 | F3 | Commercial | Warehouse (ID) | New | Water Heating | Natural Gas | Water Heater | E9 | System - kBTUs of Consumption | 0 | 0 | 0 | 0 | 0 | 0 | 0 | 0 | 0 | 0 | 0 | 0 | 0 | 0 | 0 | 0 | 0 | 0 | 0 | 0 | 0 | 0 | 0 | 0 | 0 | 0 | 0
F3_Commercial_Warehouse (ID)_New_Water Heating_Natural Gas_Water Heater_E10 | F3 | Commercial | Warehouse (ID) | New | Water Heating | Natural Gas | Water Heater | E10 | System - kBTUs of Consumption | 0 | 0 | 0 | 0 | 0 | 0 | 0 | 0 | 0 | 0 | 0 | 0 | 0 | 0 | 0 | 0 | 0 | 0 | 0 | 0 | 0 | 0 | 0 | 0 | 0 | 0 | 0
F4_Commercial_Warehouse (ID)_New_Water Heating_Natural Gas_Water Heater_E1 | F4 | Commercial | Warehouse (ID) | New | Water Heating | Natural Gas | Water Heater | E1 | Utility - Cost of Equipment | 0.003699 | 0.003699 | 0.003699 | 0.003699 | 0.003699 | 0.003699 | 0.003699 | 0.003699 | 0.003699 | 0.003699 | 0.003699 | 0.003699 | 0.003699 | 0.003699 | 0.003699 | 0.003699 | 0.003699 | 0.003699 | 0.003699 | 0.003699 | 0.003699 | 0.003699 | 0.003699 | 0.003699 | 0.003699 | 0.003699 | 0.003699
F4_Commercial_Warehouse (ID)_New_Water Heating_Natural Gas_Water Heater_E2 | F4 | Commercial | Warehouse (ID) | New | Water Heating | Natural Gas | Water Heater | E2 | Utility - Cost of Equipment | 0.0044389 | 0.0044389 | 0.0044389 | 0.0044389 | 0.0044389 | 0.0044389 | 0.0044389 | 0.0044389 | 0.0044389 | 0.0044389 | 0.0044389 | 0.0044389 | 0.0044389 | 0.0044389 | 0.0044389 | 0.0044389 | 0.0044389 | 0.0044389 | 0.0044389 | 0.0044389 | 0.0044389 | 0.0044389 | 0.0044389 | 0.0044389 | 0.0044389 | 0.0044389 | 0.0044389
F4_Commercial_Warehouse (ID)_New_Water Heating_Natural Gas_Water Heater_E3 | F4 | Commercial | Warehouse (ID) | New | Water Heating | Natural Gas | Water Heater | E3 | Utility - Cost of Equipment | 0.0054565 | 0.0054565 | 0.0054565 | 0.0054565 | 0.0054565 | 0.0054565 | 0.0054565 | 0.0054565 | 0.0054565 | 0.0054565 | 0.0054565 | 0.0054565 | 0.0054565 | 0.0054565 | 0.0054565 | 0.0054565 | 0.0054565 | 0.0054565 | 0.0054565 | 0.0054565 | 0.0054565 | 0.0054565 | 0.0054565 | 0.0054565 | 0.0054565 | 0.0054565 | 0.0054565
F4_Commercial_Warehouse (ID)_New_Water Heating_Natural Gas_Water Heater_E4 | F4 | Commercial | Warehouse (ID) | New | Water Heating | Natural Gas | Water Heater | E4 | Utility - Cost of Equipment | 0.0054997 | 0.0054997 | 0.0054997 | 0.0054997 | 0.0054997 | 0.0054997 | 0.0054997 | 0.0054997 | 0.0054997 | 0.0054997 | 0.0054997 | 0.0054997 | 0.0054997 | 0.0054997 | 0.0054997 | 0.0054997 | 0.0054997 | 0.0054997 | 0.0054997 | 0.0054997 | 0.0054997 | 0.0054997 | 0.0054997 | 0.0054997 | 0.0054997 | 0.0054997 | 0.0054997
F4_Commercial_Warehouse (ID)_New_Water Heating_Natural Gas_Water Heater_E5 | F4 | Commercial | Warehouse (ID) | New | Water Heating | Natural Gas | Water Heater | E5 | Utility - Cost of Equipment | 0.011872 | 0.011872 | 0.011872 | 0.011872 | 0.011872 | 0.011872 | 0.011872 | 0.011872 | 0.011872 | 0.011872 | 0.011872 | 0.011872 | 0.011872 | 0.011872 | 0.011872 | 0.011872 | 0.011872 | 0.011872 | 0.011872 | 0.011872 | 0.011872 | 0.011872 | 0.011872 | 0.011872 | 0.011872 | 0.011872 | 0.011872
F4_Commercial_Warehouse (ID)_New_Water Heating_Natural Gas_Water Heater_E6 | F4 | Commercial | Warehouse (ID) | New | Water Heating | Natural Gas | Water Heater | E6 | Utility - Cost of Equipment | 0 | 0 | 0 | 0 | 0 | 0 | 0 | 0 | 0 | 0 | 0 | 0 | 0 | 0 | 0 | 0 | 0 | 0 | 0 | 0 | 0 | 0 | 0 | 0 | 0 | 0 | 0
F4_Commercial_Warehouse (ID)_New_Water Heating_Natural Gas_Water Heater_E7 | F4 | Commercial | Warehouse (ID) | New | Water Heating | Natural Gas | Water Heater | E7 | Utility - Cost of Equipment | 0 | 0 | 0 | 0 | 0 | 0 | 0 | 0 | 0 | 0 | 0 | 0 | 0 | 0 | 0 | 0 | 0 | 0 | 0 | 0 | 0 | 0 | 0 | 0 | 0 | 0 | 0
F4_Commercial_Warehouse (ID)_New_Water Heating_Natural Gas_Water Heater_E8 | F4 | Commercial | Warehouse (ID) | New | Water Heating | Natural Gas | Water Heater | E8 | Utility - Cost of Equipment | 0 | 0 | 0 | 0 | 0 | 0 | 0 | 0 | 0 | 0 | 0 | 0 | 0 | 0 | 0 | 0 | 0 | 0 | 0 | 0 | 0 | 0 | 0 | 0 | 0 | 0 | 0
F4_Commercial_Warehouse (ID)_New_Water Heating_Natural Gas_Water Heater_E9 | F4 | Commercial | Warehouse (ID) | New | Water Heating | Natural Gas | Water Heater | E9 | Utility - Cost of Equipment | 0 | 0 | 0 | 0 | 0 | 0 | 0 | 0 | 0 | 0 | 0 | 0 | 0 | 0 | 0 | 0 | 0 | 0 | 0 | 0 | 0 | 0 | 0 | 0 | 0 | 0 | 0
F4_Commercial_Warehouse (ID)_New_Water Heating_Natural Gas_Water Heater_E10 | F4 | Commercial | Warehouse (ID) | New | Water Heating | Natural Gas | Water Heater | E10 | Utility - Cost of Equipment | 0 | 0 | 0 | 0 | 0 | 0 | 0 | 0 | 0 | 0 | 0 | 0 | 0 | 0 | 0 | 0 | 0 | 0 | 0 | 0 | 0 | 0 | 0 | 0 | 0 | 0 | 0
F5_Commercial_Warehouse (ID)_New_Water Heating_Natural Gas_Water Heater_E1 | F5 | Commercial | Warehouse (ID) | New | Water Heating | Natural Gas | Water Heater | E1 | Utility - Cost of Operation | 0.028312 | 0.029056 | 0.029891 | 0.030826 | 0.031867 | 0.033098 | 0.034352 | 0.035588 | 0.036776 | 0.037982 | 0.038964 | 0.03989 | 0.040881 | 0.041856 | 0.042741 | 0.043578 | 0.044343 | 0.045101 | 0.045905 | 0.046694 | 0.047503 | 0.048342 | 0.049191 | 0.050065 | 0.050955 | 0.05186 | 0.052781
F5_Commercial_Warehouse (ID)_New_Water Heating_Natural Gas_Water Heater_E2 | F5 | Commercial | Warehouse (ID) | New | Water Heating | Natural Gas | Water Heater | E2 | Utility - Cost of Operation | 0.025166 | 0.025827 | 0.026569 | 0.0274 | 0.028326 | 0.029421 | 0.030536 | 0.031634 | 0.03269 | 0.033762 | 0.034635 | 0.035458 | 0.036339 | 0.037205 | 0.037992 | 0.038736 | 0.039416 | 0.040089 | 0.040804 | 0.041506 | 0.042225 | 0.042971 | 0.043726 | 0.044502 | 0.045293 | 0.046098 | 0.046917
F5_Commercial_Warehouse (ID)_New_Water Heating_Natural Gas_Water Heater_E3 | F5 | Commercial | Warehouse (ID) | New | Water Heating | Natural Gas | Water Heater | E3 | Utility - Cost of Operation | 0.024096 | 0.024728 | 0.025439 | 0.026234 | 0.027121 | 0.028169 | 0.029236 | 0.030288 | 0.031299 | 0.032325 | 0.033161 | 0.033949 | 0.034792 | 0.035622 | 0.036375 | 0.037088 | 0.037738 | 0.038384 | 0.039068 | 0.039739 | 0.040428 | 0.041143 | 0.041865 | 0.042609 | 0.043366 | 0.044136 | 0.04492
F5_Commercial_Warehouse (ID)_New_Water Heating_Natural Gas_Water Heater_E4 | F5 | Commercial | Warehouse (ID) | New | Water Heating | Natural Gas | Water Heater | E4 | Utility - Cost of Operation | 0.025585 | 0.026246 | 0.026969 | 0.027757 | 0.028616 | 0.029611 | 0.030621 | 0.031619 | 0.032585 | 0.033565 | 0.034384 | 0.035166 | 0.035996 | 0.036817 | 0.037574 | 0.038299 | 0.038972 | 0.039643 | 0.040349 | 0.041047 | 0.041761 | 0.0425 | 0.043247 | 0.044016 | 0.044798 | 0.045594 | 0.046404
F5_Commercial_Warehouse (ID)_New_Water Heating_Natural Gas_Water Heater_E5 | F5 | Commercial | Warehouse (ID) | New | Water Heating | Natural Gas | Water Heater | E5 | Utility - Cost of Operation | 0.014757 | 0.015145 | 0.015588 | 0.016093 | 0.016663 | 0.017346 | 0.018043 | 0.018728 | 0.019385 | 0.020052 | 0.020587 | 0.021089 | 0.021628 | 0.022157 | 0.022633 | 0.02308 | 0.023484 | 0.023884 | 0.02431 | 0.024727 | 0.025154 | 0.025599 | 0.026048 | 0.02651 | 0.026981 | 0.027461 | 0.027948
F5_Commercial_Warehouse (ID)_New_Water Heating_Natural Gas_Water Heater_E6 | F5 | Commercial | Warehouse (ID) | New | Water Heating | Natural Gas | Water Heater | E6 | Utility - Cost of Operation | 0 | 0 | 0 | 0 | 0 | 0 | 0 | 0 | 0 | 0 | 0 | 0 | 0 | 0 | 0 | 0 | 0 | 0 | 0 | 0 | 0 | 0 | 0 | 0 | 0 | 0 | 0
F5_Commercial_Warehouse (ID)_New_Water Heating_Natural Gas_Water Heater_E7 | F5 | Commercial | Warehouse (ID) | New | Water Heating | Natural Gas | Water Heater | E7 | Utility - Cost of Operation | 0 | 0 | 0 | 0 | 0 | 0 | 0 | 0 | 0 | 0 | 0 | 0 | 0 | 0 | 0 | 0 | 0 | 0 | 0 | 0 | 0 | 0 | 0 | 0 | 0 | 0 | 0
F5_Commercial_Warehouse (ID)_New_Water Heating_Natural Gas_Water Heater_E8 | F5 | Commercial | Warehouse (ID) | New | Water Heating | Natural Gas | Water Heater | E8 | Utility - Cost of Operation | 0 | 0 | 0 | 0 | 0 | 0 | 0 | 0 | 0 | 0 | 0 | 0 | 0 | 0 | 0 | 0 | 0 | 0 | 0 | 0 | 0 | 0 | 0 | 0 | 0 | 0 | 0
F5_Commercial_Warehouse (ID)_New_Water Heating_Natural Gas_Water Heater_E9 | F5 | Commercial | Warehouse (ID) | New | Water Heating | Natural Gas | Water Heater | E9 | Utility - Cost of Operation | 0 | 0 | 0 | 0 | 0 | 0 | 0 | 0 | 0 | 0 | 0 | 0 | 0 | 0 | 0 | 0 | 0 | 0 | 0 | 0 | 0 | 0 | 0 | 0 | 0 | 0 | 0
F5_Commercial_Warehouse (ID)_New_Water Heating_Natural Gas_Water Heater_E10 | F5 | Commercial | Warehouse (ID) | New | Water Heating | Natural Gas | Water Heater | E10 | Utility - Cost of Operation | 0 | 0 | 0 | 0 | 0 | 0 | 0 | 0 | 0 | 0 | 0 | 0 | 0 | 0 | 0 | 0 | 0 | 0 | 0 | 0 | 0 | 0 | 0 | 0 | 0 | 0 | 0
F6_Commercial_Warehouse (ID)_New_Water Heating_Natural Gas_Water Heater_E1 | F6 | Commercial | Warehouse (ID) | New | Water Heating | Natural Gas | Water Heater | E1 | Utility - Value of Sales | 0.033005 | 0.033668 | 0.034415 | 0.035253 | 0.036188 | 0.037319 | 0.03844 | 0.0395 | 0.040462 | 0.041398 | 0.042368 | 0.043257 | 0.044207 | 0.045127 | 0.045936 | 0.04668 | 0.047329 | 0.047957 | 0.048618 | 0.049246 | 0.049879 | 0.05076 | 0.051651 | 0.052568 | 0.053502 | 0.054453 | 0.05542
F6_Commercial_Warehouse (ID)_New_Water Heating_Natural Gas_Water Heater_E2 | F6 | Commercial | Warehouse (ID) | New | Water Heating | Natural Gas | Water Heater | E2 | Utility - Value of Sales | 0.029338 | 0.029927 | 0.030591 | 0.031336 | 0.032167 | 0.033172 | 0.034169 | 0.035111 | 0.035966 | 0.036798 | 0.03766 | 0.038451 | 0.039295 | 0.040113 | 0.040832 | 0.041493 | 0.042071 | 0.042628 | 0.043216 | 0.043775 | 0.044336 | 0.04512 | 0.045912 | 0.046728 | 0.047558 | 0.048403 | 0.049263
F6_Commercial_Warehouse (ID)_New_Water Heating_Natural Gas_Water Heater_E3 | F6 | Commercial | Warehouse (ID) | New | Water Heating | Natural Gas | Water Heater | E3 | Utility - Value of Sales | 0.028089 | 0.028654 | 0.029289 | 0.030003 | 0.030799 | 0.03176 | 0.032715 | 0.033617 | 0.034435 | 0.035232 | 0.036058 | 0.036814 | 0.037623 | 0.038406 | 0.039095 | 0.039728 | 0.04028 | 0.040814 | 0.041377 | 0.041912 | 0.04245 | 0.0432 | 0.043958 | 0.044739 | 0.045534 | 0.046343 | 0.047166
F6_Commercial_Warehouse (ID)_New_Water Heating_Natural Gas_Water Heater_E4 | F6 | Commercial | Warehouse (ID) | New | Water Heating | Natural Gas | Water Heater | E4 | Utility - Value of Sales | 0.029449 | 0.030041 | 0.030687 | 0.03139 | 0.032155 | 0.033055 | 0.033946 | 0.034797 | 0.035583 | 0.036358 | 0.037166 | 0.037926 | 0.038731 | 0.039518 | 0.040225 | 0.040887 | 0.041482 | 0.042064 | 0.042672 | 0.043258 | 0.043849 | 0.044625 | 0.04541 | 0.046216 | 0.047038 | 0.047873 | 0.048724
F6_Commercial_Warehouse (ID)_New_Water Heating_Natural Gas_Water Heater_E5 | F6 | Commercial | Warehouse (ID) | New | Water Heating | Natural Gas | Water Heater | E5 | Utility - Value of Sales | 0.017315 | 0.017656 | 0.01805 | 0.018506 | 0.019028 | 0.019664 | 0.020294 | 0.020887 | 0.021419 | 0.021933 | 0.022463 | 0.022942 | 0.023455 | 0.02395 | 0.02438 | 0.024771 | 0.025106 | 0.025428 | 0.025769 | 0.02609 | 0.026412 | 0.026878 | 0.02735 | 0.027836 | 0.02833 | 0.028834 | 0.029346
F6_Commercial_Warehouse (ID)_New_Water Heating_Natural Gas_Water Heater_E6 | F6 | Commercial | Warehouse (ID) | New | Water Heating | Natural Gas | Water Heater | E6 | Utility - Value of Sales | 0 | 0 | 0 | 0 | 0 | 0 | 0 | 0 | 0 | 0 | 0 | 0 | 0 | 0 | 0 | 0 | 0 | 0 | 0 | 0 | 0 | 0 | 0 | 0 | 0 | 0 | 0
F6_Commercial_Warehouse (ID)_New_Water Heating_Natural Gas_Water Heater_E7 | F6 | Commercial | Warehouse (ID) | New | Water Heating | Natural Gas | Water Heater | E7 | Utility - Value of Sales | 0 | 0 | 0 | 0 | 0 | 0 | 0 | 0 | 0 | 0 | 0 | 0 | 0 | 0 | 0 | 0 | 0 | 0 | 0 | 0 | 0 | 0 | 0 | 0 | 0 | 0 | 0
F6_Commercial_Warehouse (ID)_New_Water Heating_Natural Gas_Water Heater_E8 | F6 | Commercial | Warehouse (ID) | New | Water Heating | Natural Gas | Water Heater | E8 | Utility - Value of Sales | 0 | 0 | 0 | 0 | 0 | 0 | 0 | 0 | 0 | 0 | 0 | 0 | 0 | 0 | 0 | 0 | 0 | 0 | 0 | 0 | 0 | 0 | 0 | 0 | 0 | 0 | 0
F6_Commercial_Warehouse (ID)_New_Water Heating_Natural Gas_Water Heater_E9 | F6 | Commercial | Warehouse (ID) | New | Water Heating | Natural Gas | Water Heater | E9 | Utility - Value of Sales | 0 | 0 | 0 | 0 | 0 | 0 | 0 | 0 | 0 | 0 | 0 | 0 | 0 | 0 | 0 | 0 | 0 | 0 | 0 | 0 | 0 | 0 | 0 | 0 | 0 | 0 | 0
F6_Commercial_Warehouse (ID)_New_Water Heating_Natural Gas_Water Heater_E10 | F6 | Commercial | Warehouse (ID) | New | Water Heating | Natural Gas | Water Heater | E10 | Utility - Value of Sales | 0 | 0 | 0 | 0 | 0 | 0 | 0 | 0 | 0 | 0 | 0 | 0 | 0 | 0 | 0 | 0 | 0 | 0 | 0 | 0 | 0 | 0 | 0 | 0 | 0 | 0 | 0
F1_Commercial_Warehouse (ID)_New_Food Preparation_Natural Gas_Oven_E1 | F1 | Commercial | Warehouse (ID) | New | Food Preparation | Natural Gas | Oven | E1 | RVT - Cost of Equipment | 2.9427e-06 | 2.9427e-06 | 2.9427e-06 | 2.9427e-06 | 2.9427e-06 | 2.9427e-06 | 2.9427e-06 | 2.9427e-06 | 2.9427e-06 | 2.9427e-06 | 2.9427e-06 | 2.9427e-06 | 2.9427e-06 | 2.9427e-06 | 2.9427e-06 | 2.9427e-06 | 2.9427e-06 | 2.9427e-06 | 2.9427e-06 | 2.9427e-06 | 2.9427e-06 | 2.9427e-06 | 2.9427e-06 | 2.9427e-06 | 2.9427e-06 | 2.9427e-06 | 2.9427e-06
F1_Commercial_Warehouse (ID)_New_Food Preparation_Natural Gas_Oven_E2 | F1 | Commercial | Warehouse (ID) | New | Food Preparation | Natural Gas | Oven | E2 | RVT - Cost of Equipment | 4.0097e-06 | 4.0097e-06 | 4.0097e-06 | 4.0097e-06 | 4.0097e-06 | 4.0097e-06 | 4.0097e-06 | 4.0097e-06 | 4.0097e-06 | 4.0097e-06 | 4.0097e-06 | 4.0097e-06 | 4.0097e-06 | 4.0097e-06 | 4.0097e-06 | 4.0097e-06 | 4.0097e-06 | 4.0097e-06 | 4.0097e-06 | 4.0097e-06 | 4.0097e-06 | 4.0097e-06 | 4.0097e-06 | 4.0097e-06 | 4.0097e-06 | 4.0097e-06 | 4.0097e-06
F1_Commercial_Warehouse (ID)_New_Food Preparation_Natural Gas_Oven_E3 | F1 | Commercial | Warehouse (ID) | New | Food Preparation | Natural Gas | Oven | E3 | RVT - Cost of Equipment | 0 | 0 | 0 | 0 | 0 | 0 | 0 | 0 | 0 | 0 | 0 | 0 | 0 | 0 | 0 | 0 | 0 | 0 | 0 | 0 | 0 | 0 | 0 | 0 | 0 | 0 | 0
F1_Commercial_Warehouse (ID)_New_Food Preparation_Natural Gas_Oven_E4 | F1 | Commercial | Warehouse (ID) | New | Food Preparation | Natural Gas | Oven | E4 | RVT - Cost of Equipment | 0 | 0 | 0 | 0 | 0 | 0 | 0 | 0 | 0 | 0 | 0 | 0 | 0 | 0 | 0 | 0 | 0 | 0 | 0 | 0 | 0 | 0 | 0 | 0 | 0 | 0 | 0
F1_Commercial_Warehouse (ID)_New_Food Preparation_Natural Gas_Oven_E5 | F1 | Commercial | Warehouse (ID) | New | Food Preparation | Natural Gas | Oven | E5 | RVT - Cost of Equipment | 0 | 0 | 0 | 0 | 0 | 0 | 0 | 0 | 0 | 0 | 0 | 0 | 0 | 0 | 0 | 0 | 0 | 0 | 0 | 0 | 0 | 0 | 0 | 0 | 0 | 0 | 0
F1_Commercial_Warehouse (ID)_New_Food Preparation_Natural Gas_Oven_E6 | F1 | Commercial | Warehouse (ID) | New | Food Preparation | Natural Gas | Oven | E6 | RVT - Cost of Equipment | 0 | 0 | 0 | 0 | 0 | 0 | 0 | 0 | 0 | 0 | 0 | 0 | 0 | 0 | 0 | 0 | 0 | 0 | 0 | 0 | 0 | 0 | 0 | 0 | 0 | 0 | 0
F1_Commercial_Warehouse (ID)_New_Food Preparation_Natural Gas_Oven_E7 | F1 | Commercial | Warehouse (ID) | New | Food Preparation | Natural Gas | Oven | E7 | RVT - Cost of Equipment | 0 | 0 | 0 | 0 | 0 | 0 | 0 | 0 | 0 | 0 | 0 | 0 | 0 | 0 | 0 | 0 | 0 | 0 | 0 | 0 | 0 | 0 | 0 | 0 | 0 | 0 | 0
F1_Commercial_Warehouse (ID)_New_Food Preparation_Natural Gas_Oven_E8 | F1 | Commercial | Warehouse (ID) | New | Food Preparation | Natural Gas | Oven | E8 | RVT - Cost of Equipment | 0 | 0 | 0 | 0 | 0 | 0 | 0 | 0 | 0 | 0 | 0 | 0 | 0 | 0 | 0 | 0 | 0 | 0 | 0 | 0 | 0 | 0 | 0 | 0 | 0 | 0 | 0
F1_Commercial_Warehouse (ID)_New_Food Preparation_Natural Gas_Oven_E9 | F1 | Commercial | Warehouse (ID) | New | Food Preparation | Natural Gas | Oven | E9 | RVT - Cost of Equipment | 0 | 0 | 0 | 0 | 0 | 0 | 0 | 0 | 0 | 0 | 0 | 0 | 0 | 0 | 0 | 0 | 0 | 0 | 0 | 0 | 0 | 0 | 0 | 0 | 0 | 0 | 0
F1_Commercial_Warehouse (ID)_New_Food Preparation_Natural Gas_Oven_E10 | F1 | Commercial | Warehouse (ID) | New | Food Preparation | Natural Gas | Oven | E10 | RVT - Cost of Equipment | 0 | 0 | 0 | 0 | 0 | 0 | 0 | 0 | 0 | 0 | 0 | 0 | 0 | 0 | 0 | 0 | 0 | 0 | 0 | 0 | 0 | 0 | 0 | 0 | 0 | 0 | 0
F2_Commercial_Warehouse (ID)_New_Food Preparation_Natural Gas_Oven_E1 | F2 | Commercial | Warehouse (ID) | New | Food Preparation | Natural Gas | Oven | E1 | RVT - Cost of Operation | 0.0021855 | 0.0022219 | 0.0022663 | 0.0023201 | 0.0023842 | 0.002469 | 0.0025559 | 0.00264 | 0.0027174 | 0.0027917 | 0.002868 | 0.0029362 | 0.0030074 | 0.0030731 | 0.0031285 | 0.0031776 | 0.0032178 | 0.0032558 | 0.0032965 | 0.0033338 | 0.0033711 | 0.0034306 | 0.0034906 | 0.0035526 | 0.0036157 | 0.0036799 | 0.0037453
F2_Commercial_Warehouse (ID)_New_Food Preparation_Natural Gas_Oven_E2 | F2 | Commercial | Warehouse (ID) | New | Food Preparation | Natural Gas | Oven | E2 | RVT - Cost of Operation | 0.0015519 | 0.0015778 | 0.0016093 | 0.0016475 | 0.001693 | 0.0017532 | 0.0018149 | 0.0018746 | 0.0019296 | 0.0019824 | 0.0020366 | 0.002085 | 0.0021355 | 0.0021822 | 0.0022215 | 0.0022564 | 0.002285 | 0.0023119 | 0.0023408 | 0.0023673 | 0.0023938 | 0.002436 | 0.0024786 | 0.0025227 | 0.0025675 | 0.0026131 | 0.0026595
F2_Commercial_Warehouse (ID)_New_Food Preparation_Natural Gas_Oven_E3 | F2 | Commercial | Warehouse (ID) | New | Food Preparation | Natural Gas | Oven | E3 | RVT - Cost of Operation | 0 | 0 | 0 | 0 | 0 | 0 | 0 | 0 | 0 | 0 | 0 | 0 | 0 | 0 | 0 | 0 | 0 | 0 | 0 | 0 | 0 | 0 | 0 | 0 | 0 | 0 | 0
F2_Commercial_Warehouse (ID)_New_Food Preparation_Natural Gas_Oven_E4 | F2 | Commercial | Warehouse (ID) | New | Food Preparation | Natural Gas | Oven | E4 | RVT - Cost of Operation | 0 | 0 | 0 | 0 | 0 | 0 | 0 | 0 | 0 | 0 | 0 | 0 | 0 | 0 | 0 | 0 | 0 | 0 | 0 | 0 | 0 | 0 | 0 | 0 | 0 | 0 | 0
F2_Commercial_Warehouse (ID)_New_Food Preparation_Natural Gas_Oven_E5 | F2 | Commercial | Warehouse (ID) | New | Food Preparation | Natural Gas | Oven | E5 | RVT - Cost of Operation | 0 | 0 | 0 | 0 | 0 | 0 | 0 | 0 | 0 | 0 | 0 | 0 | 0 | 0 | 0 | 0 | 0 | 0 | 0 | 0 | 0 | 0 | 0 | 0 | 0 | 0 | 0
F2_Commercial_Warehouse (ID)_New_Food Preparation_Natural Gas_Oven_E6 | F2 | Commercial | Warehouse (ID) | New | Food Preparation | Natural Gas | Oven | E6 | RVT - Cost of Operation | 0 | 0 | 0 | 0 | 0 | 0 | 0 | 0 | 0 | 0 | 0 | 0 | 0 | 0 | 0 | 0 | 0 | 0 | 0 | 0 | 0 | 0 | 0 | 0 | 0 | 0 | 0
F2_Commercial_Warehouse (ID)_New_Food Preparation_Natural Gas_Oven_E7 | F2 | Commercial | Warehouse (ID) | New | Food Preparation | Natural Gas | Oven | E7 | RVT - Cost of Operation | 0 | 0 | 0 | 0 | 0 | 0 | 0 | 0 | 0 | 0 | 0 | 0 | 0 | 0 | 0 | 0 | 0 | 0 | 0 | 0 | 0 | 0 | 0 | 0 | 0 | 0 | 0
F2_Commercial_Warehouse (ID)_New_Food Preparation_Natural Gas_Oven_E8 | F2 | Commercial | Warehouse (ID) | New | Food Preparation | Natural Gas | Oven | E8 | RVT - Cost of Operation | 0 | 0 | 0 | 0 | 0 | 0 | 0 | 0 | 0 | 0 | 0 | 0 | 0 | 0 | 0 | 0 | 0 | 0 | 0 | 0 | 0 | 0 | 0 | 0 | 0 | 0 | 0
F2_Commercial_Warehouse (ID)_New_Food Preparation_Natural Gas_Oven_E9 | F2 | Commercial | Warehouse (ID) | New | Food Preparation | Natural Gas | Oven | E9 | RVT - Cost of Operation | 0 | 0 | 0 | 0 | 0 | 0 | 0 | 0 | 0 | 0 | 0 | 0 | 0 | 0 | 0 | 0 | 0 | 0 | 0 | 0 | 0 | 0 | 0 | 0 | 0 | 0 | 0
F2_Commercial_Warehouse (ID)_New_Food Preparation_Natural Gas_Oven_E10 | F2 | Commercial | Warehouse (ID) | New | Food Preparation | Natural Gas | Oven | E10 | RVT - Cost of Operation | 0 | 0 | 0 | 0 | 0 | 0 | 0 | 0 | 0 | 0 | 0 | 0 | 0 | 0 | 0 | 0 | 0 | 0 | 0 | 0 | 0 | 0 | 0 | 0 | 0 | 0 | 0
F3_Commercial_Warehouse (ID)_New_Food Preparation_Natural Gas_Oven_E1 | F3 | Commercial | Warehouse (ID) | New | Food Preparation | Natural Gas | Oven | E1 | System - kBTUs of Consumption | 0.52975 | 0.52975 | 0.52975 | 0.52975 | 0.52975 | 0.52975 | 0.52975 | 0.52975 | 0.52975 | 0.52975 | 0.52975 | 0.52975 | 0.52975 | 0.52975 | 0.52975 | 0.52975 | 0.52975 | 0.52975 | 0.52975 | 0.52975 | 0.52975 | 0.52975 | 0.52975 | 0.52975 | 0.52975 | 0.52975 | 0.52975
F3_Commercial_Warehouse (ID)_New_Food Preparation_Natural Gas_Oven_E2 | F3 | Commercial | Warehouse (ID) | New | Food Preparation | Natural Gas | Oven | E2 | System - kBTUs of Consumption | 0.37618 | 0.37618 | 0.37618 | 0.37618 | 0.37618 | 0.37618 | 0.37618 | 0.37618 | 0.37618 | 0.37618 | 0.37618 | 0.37618 | 0.37618 | 0.37618 | 0.37618 | 0.37618 | 0.37618 | 0.37618 | 0.37618 | 0.37618 | 0.37618 | 0.37618 | 0.37618 | 0.37618 | 0.37618 | 0.37618 | 0.37618
F3_Commercial_Warehouse (ID)_New_Food Preparation_Natural Gas_Oven_E3 | F3 | Commercial | Warehouse (ID) | New | Food Preparation | Natural Gas | Oven | E3 | System - kBTUs of Consumption | 0 | 0 | 0 | 0 | 0 | 0 | 0 | 0 | 0 | 0 | 0 | 0 | 0 | 0 | 0 | 0 | 0 | 0 | 0 | 0 | 0 | 0 | 0 | 0 | 0 | 0 | 0
F3_Commercial_Warehouse (ID)_New_Food Preparation_Natural Gas_Oven_E4 | F3 | Commercial | Warehouse (ID) | New | Food Preparation | Natural Gas | Oven | E4 | System - kBTUs of Consumption | 0 | 0 | 0 | 0 | 0 | 0 | 0 | 0 | 0 | 0 | 0 | 0 | 0 | 0 | 0 | 0 | 0 | 0 | 0 | 0 | 0 | 0 | 0 | 0 | 0 | 0 | 0
F3_Commercial_Warehouse (ID)_New_Food Preparation_Natural Gas_Oven_E5 | F3 | Commercial | Warehouse (ID) | New | Food Preparation | Natural Gas | Oven | E5 | System - kBTUs of Consumption | 0 | 0 | 0 | 0 | 0 | 0 | 0 | 0 | 0 | 0 | 0 | 0 | 0 | 0 | 0 | 0 | 0 | 0 | 0 | 0 | 0 | 0 | 0 | 0 | 0 | 0 | 0
F3_Commercial_Warehouse (ID)_New_Food Preparation_Natural Gas_Oven_E6 | F3 | Commercial | Warehouse (ID) | New | Food Preparation | Natural Gas | Oven | E6 | System - kBTUs of Consumption | 0 | 0 | 0 | 0 | 0 | 0 | 0 | 0 | 0 | 0 | 0 | 0 | 0 | 0 | 0 | 0 | 0 | 0 | 0 | 0 | 0 | 0 | 0 | 0 | 0 | 0 | 0
F3_Commercial_Warehouse (ID)_New_Food Preparation_Natural Gas_Oven_E7 | F3 | Commercial | Warehouse (ID) | New | Food Preparation | Natural Gas | Oven | E7 | System - kBTUs of Consumption | 0 | 0 | 0 | 0 | 0 | 0 | 0 | 0 | 0 | 0 | 0 | 0 | 0 | 0 | 0 | 0 | 0 | 0 | 0 | 0 | 0 | 0 | 0 | 0 | 0 | 0 | 0
F3_Commercial_Warehouse (ID)_New_Food Preparation_Natural Gas_Oven_E8 | F3 | Commercial | Warehouse (ID) | New | Food Preparation | Natural Gas | Oven | E8 | System - kBTUs of Consumption | 0 | 0 | 0 | 0 | 0 | 0 | 0 | 0 | 0 | 0 | 0 | 0 | 0 | 0 | 0 | 0 | 0 | 0 | 0 | 0 | 0 | 0 | 0 | 0 | 0 | 0 | 0
F3_Commercial_Warehouse (ID)_New_Food Preparation_Natural Gas_Oven_E9 | F3 | Commercial | Warehouse (ID) | New | Food Preparation | Natural Gas | Oven | E9 | System - kBTUs of Consumption | 0 | 0 | 0 | 0 | 0 | 0 | 0 | 0 | 0 | 0 | 0 | 0 | 0 | 0 | 0 | 0 | 0 | 0 | 0 | 0 | 0 | 0 | 0 | 0 | 0 | 0 | 0
F3_Commercial_Warehouse (ID)_New_Food Preparation_Natural Gas_Oven_E10 | F3 | Commercial | Warehouse (ID) | New | Food Preparation | Natural Gas | Oven | E10 | System - kBTUs of Consumption | 0 | 0 | 0 | 0 | 0 | 0 | 0 | 0 | 0 | 0 | 0 | 0 | 0 | 0 | 0 | 0 | 0 | 0 | 0 | 0 | 0 | 0 | 0 | 0 | 0 | 0 | 0
F4_Commercial_Warehouse (ID)_New_Food Preparation_Natural Gas_Oven_E1 | F4 | Commercial | Warehouse (ID) | New | Food Preparation | Natural Gas | Oven | E1 | Utility - Cost of Equipment | 2.9427e-06 | 2.9427e-06 | 2.9427e-06 | 2.9427e-06 | 2.9427e-06 | 2.9427e-06 | 2.9427e-06 | 2.9427e-06 | 2.9427e-06 | 2.9427e-06 | 2.9427e-06 | 2.9427e-06 | 2.9427e-06 | 2.9427e-06 | 2.9427e-06 | 2.9427e-06 | 2.9427e-06 | 2.9427e-06 | 2.9427e-06 | 2.9427e-06 | 2.9427e-06 | 2.9427e-06 | 2.9427e-06 | 2.9427e-06 | 2.9427e-06 | 2.9427e-06 | 2.9427e-06
F4_Commercial_Warehouse (ID)_New_Food Preparation_Natural Gas_Oven_E2 | F4 | Commercial | Warehouse (ID) | New | Food Preparation | Natural Gas | Oven | E2 | Utility - Cost of Equipment | 4.0097e-06 | 4.0097e-06 | 4.0097e-06 | 4.0097e-06 | 4.0097e-06 | 4.0097e-06 | 4.0097e-06 | 4.0097e-06 | 4.0097e-06 | 4.0097e-06 | 4.0097e-06 | 4.0097e-06 | 4.0097e-06 | 4.0097e-06 | 4.0097e-06 | 4.0097e-06 | 4.0097e-06 | 4.0097e-06 | 4.0097e-06 | 4.0097e-06 | 4.0097e-06 | 4.0097e-06 | 4.0097e-06 | 4.0097e-06 | 4.0097e-06 | 4.0097e-06 | 4.0097e-06
F4_Commercial_Warehouse (ID)_New_Food Preparation_Natural Gas_Oven_E3 | F4 | Commercial | Warehouse (ID) | New | Food Preparation | Natural Gas | Oven | E3 | Utility - Cost of Equipment | 0 | 0 | 0 | 0 | 0 | 0 | 0 | 0 | 0 | 0 | 0 | 0 | 0 | 0 | 0 | 0 | 0 | 0 | 0 | 0 | 0 | 0 | 0 | 0 | 0 | 0 | 0
F4_Commercial_Warehouse (ID)_New_Food Preparation_Natural Gas_Oven_E4 | F4 | Commercial | Warehouse (ID) | New | Food Preparation | Natural Gas | Oven | E4 | Utility - Cost of Equipment | 0 | 0 | 0 | 0 | 0 | 0 | 0 | 0 | 0 | 0 | 0 | 0 | 0 | 0 | 0 | 0 | 0 | 0 | 0 | 0 | 0 | 0 | 0 | 0 | 0 | 0 | 0
F4_Commercial_Warehouse (ID)_New_Food Preparation_Natural Gas_Oven_E5 | F4 | Commercial | Warehouse (ID) | New | Food Preparation | Natural Gas | Oven | E5 | Utility - Cost of Equipment | 0 | 0 | 0 | 0 | 0 | 0 | 0 | 0 | 0 | 0 | 0 | 0 | 0 | 0 | 0 | 0 | 0 | 0 | 0 | 0 | 0 | 0 | 0 | 0 | 0 | 0 | 0
F4_Commercial_Warehouse (ID)_New_Food Preparation_Natural Gas_Oven_E6 | F4 | Commercial | Warehouse (ID) | New | Food Preparation | Natural Gas | Oven | E6 | Utility - Cost of Equipment | 0 | 0 | 0 | 0 | 0 | 0 | 0 | 0 | 0 | 0 | 0 | 0 | 0 | 0 | 0 | 0 | 0 | 0 | 0 | 0 | 0 | 0 | 0 | 0 | 0 | 0 | 0
F4_Commercial_Warehouse (ID)_New_Food Preparation_Natural Gas_Oven_E7 | F4 | Commercial | Warehouse (ID) | New | Food Preparation | Natural Gas | Oven | E7 | Utility - Cost of Equipment | 0 | 0 | 0 | 0 | 0 | 0 | 0 | 0 | 0 | 0 | 0 | 0 | 0 | 0 | 0 | 0 | 0 | 0 | 0 | 0 | 0 | 0 | 0 | 0 | 0 | 0 | 0
F4_Commercial_Warehouse (ID)_New_Food Preparation_Natural Gas_Oven_E8 | F4 | Commercial | Warehouse (ID) | New | Food Preparation | Natural Gas | Oven | E8 | Utility - Cost of Equipment | 0 | 0 | 0 | 0 | 0 | 0 | 0 | 0 | 0 | 0 | 0 | 0 | 0 | 0 | 0 | 0 | 0 | 0 | 0 | 0 | 0 | 0 | 0 | 0 | 0 | 0 | 0
F4_Commercial_Warehouse (ID)_New_Food Preparation_Natural Gas_Oven_E9 | F4 | Commercial | Warehouse (ID) | New | Food Preparation | Natural Gas | Oven | E9 | Utility - Cost of Equipment | 0 | 0 | 0 | 0 | 0 | 0 | 0 | 0 | 0 | 0 | 0 | 0 | 0 | 0 | 0 | 0 | 0 | 0 | 0 | 0 | 0 | 0 | 0 | 0 | 0 | 0 | 0
F4_Commercial_Warehouse (ID)_New_Food Preparation_Natural Gas_Oven_E10 | F4 | Commercial | Warehouse (ID) | New | Food Preparation | Natural Gas | Oven | E10 | Utility - Cost of Equipment | 0 | 0 | 0 | 0 | 0 | 0 | 0 | 0 | 0 | 0 | 0 | 0 | 0 | 0 | 0 | 0 | 0 | 0 | 0 | 0 | 0 | 0 | 0 | 0 | 0 | 0 | 0
F5_Commercial_Warehouse (ID)_New_Food Preparation_Natural Gas_Oven_E1 | F5 | Commercial | Warehouse (ID) | New | Food Preparation | Natural Gas | Oven | E1 | Utility - Cost of Operation | 0.0018372 | 0.0018797 | 0.001933 | 0.0019959 | 0.0020691 | 0.0021614 | 0.0022576 | 0.0023534 | 0.0024459 | 0.0025396 | 0.0026128 | 0.0026808 | 0.0027542 | 0.0028257 | 0.0028887 | 0.0029471 | 0.0029986 | 0.0030492 | 0.0031036 | 0.0031563 | 0.0032106 | 0.0032672 | 0.0033243 | 0.0033834 | 0.0034435 | 0.0035047 | 0.003567
F5_Commercial_Warehouse (ID)_New_Food Preparation_Natural Gas_Oven_E2 | F5 | Commercial | Warehouse (ID) | New | Food Preparation | Natural Gas | Oven | E2 | Utility - Cost of Operation | 0.0013046 | 0.0013347 | 0.0013726 | 0.0014173 | 0.0014693 | 0.0015348 | 0.0016031 | 0.0016712 | 0.0017368 | 0.0018034 | 0.0018553 | 0.0019037 | 0.0019558 | 0.0020065 | 0.0020513 | 0.0020927 | 0.0021293 | 0.0021652 | 0.0022038 | 0.0022413 | 0.0022798 | 0.00232 | 0.0023606 | 0.0024025 | 0.0024452 | 0.0024887 | 0.0025329
F5_Commercial_Warehouse (ID)_New_Food Preparation_Natural Gas_Oven_E3 | F5 | Commercial | Warehouse (ID) | New | Food Preparation | Natural Gas | Oven | E3 | Utility - Cost of Operation | 0 | 0 | 0 | 0 | 0 | 0 | 0 | 0 | 0 | 0 | 0 | 0 | 0 | 0 | 0 | 0 | 0 | 0 | 0 | 0 | 0 | 0 | 0 | 0 | 0 | 0 | 0
F5_Commercial_Warehouse (ID)_New_Food Preparation_Natural Gas_Oven_E4 | F5 | Commercial | Warehouse (ID) | New | Food Preparation | Natural Gas | Oven | E4 | Utility - Cost of Operation | 0 | 0 | 0 | 0 | 0 | 0 | 0 | 0 | 0 | 0 | 0 | 0 | 0 | 0 | 0 | 0 | 0 | 0 | 0 | 0 | 0 | 0 | 0 | 0 | 0 | 0 | 0
F5_Commercial_Warehouse (ID)_New_Food Preparation_Natural Gas_Oven_E5 | F5 | Commercial | Warehouse (ID) | New | Food Preparation | Natural Gas | Oven | E5 | Utility - Cost of Operation | 0 | 0 | 0 | 0 | 0 | 0 | 0 | 0 | 0 | 0 | 0 | 0 | 0 | 0 | 0 | 0 | 0 | 0 | 0 | 0 | 0 | 0 | 0 | 0 | 0 | 0 | 0
F5_Commercial_Warehouse (ID)_New_Food Preparation_Natural Gas_Oven_E6 | F5 | Commercial | Warehouse (ID) | New | Food Preparation | Natural Gas | Oven | E6 | Utility - Cost of Operation | 0 | 0 | 0 | 0 | 0 | 0 | 0 | 0 | 0 | 0 | 0 | 0 | 0 | 0 | 0 | 0 | 0 | 0 | 0 | 0 | 0 | 0 | 0 | 0 | 0 | 0 | 0
F5_Commercial_Warehouse (ID)_New_Food Preparation_Natural Gas_Oven_E7 | F5 | Commercial | Warehouse (ID) | New | Food Preparation | Natural Gas | Oven | E7 | Utility - Cost of Operation | 0 | 0 | 0 | 0 | 0 | 0 | 0 | 0 | 0 | 0 | 0 | 0 | 0 | 0 | 0 | 0 | 0 | 0 | 0 | 0 | 0 | 0 | 0 | 0 | 0 | 0 | 0
F5_Commercial_Warehouse (ID)_New_Food Preparation_Natural Gas_Oven_E8 | F5 | Commercial | Warehouse (ID) | New | Food Preparation | Natural Gas | Oven | E8 | Utility - Cost of Operation | 0 | 0 | 0 | 0 | 0 | 0 | 0 | 0 | 0 | 0 | 0 | 0 | 0 | 0 | 0 | 0 | 0 | 0 | 0 | 0 | 0 | 0 | 0 | 0 | 0 | 0 | 0
F5_Commercial_Warehouse (ID)_New_Food Preparation_Natural Gas_Oven_E9 | F5 | Commercial | Warehouse (ID) | New | Food Preparation | Natural Gas | Oven | E9 | Utility - Cost of Operation | 0 | 0 | 0 | 0 | 0 | 0 | 0 | 0 | 0 | 0 | 0 | 0 | 0 | 0 | 0 | 0 | 0 | 0 | 0 | 0 | 0 | 0 | 0 | 0 | 0 | 0 | 0
F5_Commercial_Warehouse (ID)_New_Food Preparation_Natural Gas_Oven_E10 | F5 | Commercial | Warehouse (ID) | New | Food Preparation | Natural Gas | Oven | E10 | Utility - Cost of Operation | 0 | 0 | 0 | 0 | 0 | 0 | 0 | 0 | 0 | 0 | 0 | 0 | 0 | 0 | 0 | 0 | 0 | 0 | 0 | 0 | 0 | 0 | 0 | 0 | 0 | 0 | 0
F6_Commercial_Warehouse (ID)_New_Food Preparation_Natural Gas_Oven_E1 | F6 | Commercial | Warehouse (ID) | New | Food Preparation | Natural Gas | Oven | E1 | Utility - Value of Sales | 0.0021855 | 0.0022219 | 0.0022663 | 0.0023201 | 0.0023842 | 0.002469 | 0.0025559 | 0.00264 | 0.0027174 | 0.0027917 | 0.002868 | 0.0029362 | 0.0030074 | 0.0030731 | 0.0031285 | 0.0031776 | 0.0032178 | 0.0032558 | 0.0032965 | 0.0033338 | 0.0033711 | 0.0034306 | 0.0034906 | 0.0035526 | 0.0036157 | 0.0036799 | 0.0037453
F6_Commercial_Warehouse (ID)_New_Food Preparation_Natural Gas_Oven_E2 | F6 | Commercial | Warehouse (ID) | New | Food Preparation | Natural Gas | Oven | E2 | Utility - Value of Sales | 0.0015519 | 0.0015778 | 0.0016093 | 0.0016475 | 0.001693 | 0.0017532 | 0.0018149 | 0.0018746 | 0.0019296 | 0.0019824 | 0.0020366 | 0.002085 | 0.0021355 | 0.0021822 | 0.0022215 | 0.0022564 | 0.002285 | 0.0023119 | 0.0023408 | 0.0023673 | 0.0023938 | 0.002436 | 0.0024786 | 0.0025227 | 0.0025675 | 0.0026131 | 0.0026595
F6_Commercial_Warehouse (ID)_New_Food Preparation_Natural Gas_Oven_E3 | F6 | Commercial | Warehouse (ID) | New | Food Preparation | Natural Gas | Oven | E3 | Utility - Value of Sales | 0 | 0 | 0 | 0 | 0 | 0 | 0 | 0 | 0 | 0 | 0 | 0 | 0 | 0 | 0 | 0 | 0 | 0 | 0 | 0 | 0 | 0 | 0 | 0 | 0 | 0 | 0
F6_Commercial_Warehouse (ID)_New_Food Preparation_Natural Gas_Oven_E4 | F6 | Commercial | Warehouse (ID) | New | Food Preparation | Natural Gas | Oven | E4 | Utility - Value of Sales | 0 | 0 | 0 | 0 | 0 | 0 | 0 | 0 | 0 | 0 | 0 | 0 | 0 | 0 | 0 | 0 | 0 | 0 | 0 | 0 | 0 | 0 | 0 | 0 | 0 | 0 | 0
F6_Commercial_Warehouse (ID)_New_Food Preparation_Natural Gas_Oven_E5 | F6 | Commercial | Warehouse (ID) | New | Food Preparation | Natural Gas | Oven | E5 | Utility - Value of Sales | 0 | 0 | 0 | 0 | 0 | 0 | 0 | 0 | 0 | 0 | 0 | 0 | 0 | 0 | 0 | 0 | 0 | 0 | 0 | 0 | 0 | 0 | 0 | 0 | 0 | 0 | 0
F6_Commercial_Warehouse (ID)_New_Food Preparation_Natural Gas_Oven_E6 | F6 | Commercial | Warehouse (ID) | New | Food Preparation | Natural Gas | Oven | E6 | Utility - Value of Sales | 0 | 0 | 0 | 0 | 0 | 0 | 0 | 0 | 0 | 0 | 0 | 0 | 0 | 0 | 0 | 0 | 0 | 0 | 0 | 0 | 0 | 0 | 0 | 0 | 0 | 0 | 0
F6_Commercial_Warehouse (ID)_New_Food Preparation_Natural Gas_Oven_E7 | F6 | Commercial | Warehouse (ID) | New | Food Preparation | Natural Gas | Oven | E7 | Utility - Value of Sales | 0 | 0 | 0 | 0 | 0 | 0 | 0 | 0 | 0 | 0 | 0 | 0 | 0 | 0 | 0 | 0 | 0 | 0 | 0 | 0 | 0 | 0 | 0 | 0 | 0 | 0 | 0
F6_Commercial_Warehouse (ID)_New_Food Preparation_Natural Gas_Oven_E8 | F6 | Commercial | Warehouse (ID) | New | Food Preparation | Natural Gas | Oven | E8 | Utility - Value of Sales | 0 | 0 | 0 | 0 | 0 | 0 | 0 | 0 | 0 | 0 | 0 | 0 | 0 | 0 | 0 | 0 | 0 | 0 | 0 | 0 | 0 | 0 | 0 | 0 | 0 | 0 | 0
F6_Commercial_Warehouse (ID)_New_Food Preparation_Natural Gas_Oven_E9 | F6 | Commercial | Warehouse (ID) | New | Food Preparation | Natural Gas | Oven | E9 | Utility - Value of Sales | 0 | 0 | 0 | 0 | 0 | 0 | 0 | 0 | 0 | 0 | 0 | 0 | 0 | 0 | 0 | 0 | 0 | 0 | 0 | 0 | 0 | 0 | 0 | 0 | 0 | 0 | 0
F6_Commercial_Warehouse (ID)_New_Food Preparation_Natural Gas_Oven_E10 | F6 | Commercial | Warehouse (ID) | New | Food Preparation | Natural Gas | Oven | E10 | Utility - Value of Sales | 0 | 0 | 0 | 0 | 0 | 0 | 0 | 0 | 0 | 0 | 0 | 0 | 0 | 0 | 0 | 0 | 0 | 0 | 0 | 0 | 0 | 0 | 0 | 0 | 0 | 0 | 0
F1_Commercial_Warehouse (ID)_New_Food Preparation_Natural Gas_Conveyor Oven_E1 | F1 | Commercial | Warehouse (ID) | New | Food Preparation | Natural Gas | Conveyor Oven | E1 | RVT - Cost of Equipment | 1.7046e-06 | 1.7046e-06 | 1.7046e-06 | 1.7046e-06 | 1.7046e-06 | 1.7046e-06 | 1.7046e-06 | 1.7046e-06 | 1.7046e-06 | 1.7046e-06 | 1.7046e-06 | 1.7046e-06 | 1.7046e-06 | 1.7046e-06 | 1.7046e-06 | 1.7046e-06 | 1.7046e-06 | 1.7046e-06 | 1.7046e-06 | 1.7046e-06 | 1.7046e-06 | 1.7046e-06 | 1.7046e-06 | 1.7046e-06 | 1.7046e-06 | 1.7046e-06 | 1.7046e-06
F1_Commercial_Warehouse (ID)_New_Food Preparation_Natural Gas_Conveyor Oven_E2 | F1 | Commercial | Warehouse (ID) | New | Food Preparation | Natural Gas | Conveyor Oven | E2 | RVT - Cost of Equipment | 3.6114e-06 | 3.6114e-06 | 3.6114e-06 | 3.6114e-06 | 3.6114e-06 | 3.6114e-06 | 3.6114e-06 | 3.6114e-06 | 3.6114e-06 | 3.6114e-06 | 3.6114e-06 | 3.6114e-06 | 3.6114e-06 | 3.6114e-06 | 3.6114e-06 | 3.6114e-06 | 3.6114e-06 | 3.6114e-06 | 3.6114e-06 | 3.6114e-06 | 3.6114e-06 | 3.6114e-06 | 3.6114e-06 | 3.6114e-06 | 3.6114e-06 | 3.6114e-06 | 3.6114e-06
F1_Commercial_Warehouse (ID)_New_Food Preparation_Natural Gas_Conveyor Oven_E3 | F1 | Commercial | Warehouse (ID) | New | Food Preparation | Natural Gas | Conveyor Oven | E3 | RVT - Cost of Equipment | 0 | 0 | 0 | 0 | 0 | 0 | 0 | 0 | 0 | 0 | 0 | 0 | 0 | 0 | 0 | 0 | 0 | 0 | 0 | 0 | 0 | 0 | 0 | 0 | 0 | 0 | 0
F1_Commercial_Warehouse (ID)_New_Food Preparation_Natural Gas_Conveyor Oven_E4 | F1 | Commercial | Warehouse (ID) | New | Food Preparation | Natural Gas | Conveyor Oven | E4 | RVT - Cost of Equipment | 0 | 0 | 0 | 0 | 0 | 0 | 0 | 0 | 0 | 0 | 0 | 0 | 0 | 0 | 0 | 0 | 0 | 0 | 0 | 0 | 0 | 0 | 0 | 0 | 0 | 0 | 0
F1_Commercial_Warehouse (ID)_New_Food Preparation_Natural Gas_Conveyor Oven_E5 | F1 | Commercial | Warehouse (ID) | New | Food Preparation | Natural Gas | Conveyor Oven | E5 | RVT - Cost of Equipment | 0 | 0 | 0 | 0 | 0 | 0 | 0 | 0 | 0 | 0 | 0 | 0 | 0 | 0 | 0 | 0 | 0 | 0 | 0 | 0 | 0 | 0 | 0 | 0 | 0 | 0 | 0
F1_Commercial_Warehouse (ID)_New_Food Preparation_Natural Gas_Conveyor Oven_E6 | F1 | Commercial | Warehouse (ID) | New | Food Preparation | Natural Gas | Conveyor Oven | E6 | RVT - Cost of Equipment | 0 | 0 | 0 | 0 | 0 | 0 | 0 | 0 | 0 | 0 | 0 | 0 | 0 | 0 | 0 | 0 | 0 | 0 | 0 | 0 | 0 | 0 | 0 | 0 | 0 | 0 | 0
F1_Commercial_Warehouse (ID)_New_Food Preparation_Natural Gas_Conveyor Oven_E7 | F1 | Commercial | Warehouse (ID) | New | Food Preparation | Natural Gas | Conveyor Oven | E7 | RVT - Cost of Equipment | 0 | 0 | 0 | 0 | 0 | 0 | 0 | 0 | 0 | 0 | 0 | 0 | 0 | 0 | 0 | 0 | 0 | 0 | 0 | 0 | 0 | 0 | 0 | 0 | 0 | 0 | 0
F1_Commercial_Warehouse (ID)_New_Food Preparation_Natural Gas_Conveyor Oven_E8 | F1 | Commercial | Warehouse (ID) | New | Food Preparation | Natural Gas | Conveyor Oven | E8 | RVT - Cost of Equipment | 0 | 0 | 0 | 0 | 0 | 0 | 0 | 0 | 0 | 0 | 0 | 0 | 0 | 0 | 0 | 0 | 0 | 0 | 0 | 0 | 0 | 0 | 0 | 0 | 0 | 0 | 0
F1_Commercial_Warehouse (ID)_New_Food Preparation_Natural Gas_Conveyor Oven_E9 | F1 | Commercial | Warehouse (ID) | New | Food Preparation | Natural Gas | Conveyor Oven | E9 | RVT - Cost of Equipment | 0 | 0 | 0 | 0 | 0 | 0 | 0 | 0 | 0 | 0 | 0 | 0 | 0 | 0 | 0 | 0 | 0 | 0 | 0 | 0 | 0 | 0 | 0 | 0 | 0 | 0 | 0
F1_Commercial_Warehouse (ID)_New_Food Preparation_Natural Gas_Conveyor Oven_E10 | F1 | Commercial | Warehouse (ID) | New | Food Preparation | Natural Gas | Conveyor Oven | E10 | RVT - Cost of Equipment | 0 | 0 | 0 | 0 | 0 | 0 | 0 | 0 | 0 | 0 | 0 | 0 | 0 | 0 | 0 | 0 | 0 | 0 | 0 | 0 | 0 | 0 | 0 | 0 | 0 | 0 | 0
F2_Commercial_Warehouse (ID)_New_Food Preparation_Natural Gas_Conveyor Oven_E1 | F2 | Commercial | Warehouse (ID) | New | Food Preparation | Natural Gas | Conveyor Oven | E1 | RVT - Cost of Operation | 0.0038022 | 0.0038834 | 0.0039718 | 0.0040676 | 0.0041714 | 0.0042938 | 0.0044135 | 0.0045274 | 0.0046319 | 0.0047346 | 0.0048419 | 0.0049421 | 0.0050487 | 0.0051525 | 0.0052448 | 0.0053305 | 0.0054064 | 0.0054801 | 0.0055576 | 0.0056318 | 0.0057065 | 0.0058073 | 0.0059094 | 0.0060144 | 0.0061212 | 0.00623 | 0.0063407
F2_Commercial_Warehouse (ID)_New_Food Preparation_Natural Gas_Conveyor Oven_E2 | F2 | Commercial | Warehouse (ID) | New | Food Preparation | Natural Gas | Conveyor Oven | E2 | RVT - Cost of Operation | 0.0030217 | 0.0030863 | 0.0031565 | 0.0032327 | 0.0033152 | 0.0034124 | 0.0035075 | 0.0035981 | 0.0036811 | 0.0037627 | 0.003848 | 0.0039276 | 0.0040124 | 0.0040949 | 0.0041682 | 0.0042363 | 0.0042966 | 0.0043553 | 0.0044169 | 0.0044758 | 0.0045351 | 0.0046153 | 0.0046964 | 0.0047798 | 0.0048648 | 0.0049512 | 0.0050392
F2_Commercial_Warehouse (ID)_New_Food Preparation_Natural Gas_Conveyor Oven_E3 | F2 | Commercial | Warehouse (ID) | New | Food Preparation | Natural Gas | Conveyor Oven | E3 | RVT - Cost of Operation | 0 | 0 | 0 | 0 | 0 | 0 | 0 | 0 | 0 | 0 | 0 | 0 | 0 | 0 | 0 | 0 | 0 | 0 | 0 | 0 | 0 | 0 | 0 | 0 | 0 | 0 | 0
F2_Commercial_Warehouse (ID)_New_Food Preparation_Natural Gas_Conveyor Oven_E4 | F2 | Commercial | Warehouse (ID) | New | Food Preparation | Natural Gas | Conveyor Oven | E4 | RVT - Cost of Operation | 0 | 0 | 0 | 0 | 0 | 0 | 0 | 0 | 0 | 0 | 0 | 0 | 0 | 0 | 0 | 0 | 0 | 0 | 0 | 0 | 0 | 0 | 0 | 0 | 0 | 0 | 0
F2_Commercial_Warehouse (ID)_New_Food Preparation_Natural Gas_Conveyor Oven_E5 | F2 | Commercial | Warehouse (ID) | New | Food Preparation | Natural Gas | Conveyor Oven | E5 | RVT - Cost of Operation | 0 | 0 | 0 | 0 | 0 | 0 | 0 | 0 | 0 | 0 | 0 | 0 | 0 | 0 | 0 | 0 | 0 | 0 | 0 | 0 | 0 | 0 | 0 | 0 | 0 | 0 | 0
F2_Commercial_Warehouse (ID)_New_Food Preparation_Natural Gas_Conveyor Oven_E6 | F2 | Commercial | Warehouse (ID) | New | Food Preparation | Natural Gas | Conveyor Oven | E6 | RVT - Cost of Operation | 0 | 0 | 0 | 0 | 0 | 0 | 0 | 0 | 0 | 0 | 0 | 0 | 0 | 0 | 0 | 0 | 0 | 0 | 0 | 0 | 0 | 0 | 0 | 0 | 0 | 0 | 0
F2_Commercial_Warehouse (ID)_New_Food Preparation_Natural Gas_Conveyor Oven_E7 | F2 | Commercial | Warehouse (ID) | New | Food Preparation | Natural Gas | Conveyor Oven | E7 | RVT - Cost of Operation | 0 | 0 | 0 | 0 | 0 | 0 | 0 | 0 | 0 | 0 | 0 | 0 | 0 | 0 | 0 | 0 | 0 | 0 | 0 | 0 | 0 | 0 | 0 | 0 | 0 | 0 | 0
F2_Commercial_Warehouse (ID)_New_Food Preparation_Natural Gas_Conveyor Oven_E8 | F2 | Commercial | Warehouse (ID) | New | Food Preparation | Natural Gas | Conveyor Oven | E8 | RVT - Cost of Operation | 0 | 0 | 0 | 0 | 0 | 0 | 0 | 0 | 0 | 0 | 0 | 0 | 0 | 0 | 0 | 0 | 0 | 0 | 0 | 0 | 0 | 0 | 0 | 0 | 0 | 0 | 0
F2_Commercial_Warehouse (ID)_New_Food Preparation_Natural Gas_Conveyor Oven_E9 | F2 | Commercial | Warehouse (ID) | New | Food Preparation | Natural Gas | Conveyor Oven | E9 | RVT - Cost of Operation | 0 | 0 | 0 | 0 | 0 | 0 | 0 | 0 | 0 | 0 | 0 | 0 | 0 | 0 | 0 | 0 | 0 | 0 | 0 | 0 | 0 | 0 | 0 | 0 | 0 | 0 | 0
F2_Commercial_Warehouse (ID)_New_Food Preparation_Natural Gas_Conveyor Oven_E10 | F2 | Commercial | Warehouse (ID) | New | Food Preparation | Natural Gas | Conveyor Oven | E10 | RVT - Cost of Operation | 0 | 0 | 0 | 0 | 0 | 0 | 0 | 0 | 0 | 0 | 0 | 0 | 0 | 0 | 0 | 0 | 0 | 0 | 0 | 0 | 0 | 0 | 0 | 0 | 0 | 0 | 0
F3_Commercial_Warehouse (ID)_New_Food Preparation_Natural Gas_Conveyor Oven_E1 | F3 | Commercial | Warehouse (ID) | New | Food Preparation | Natural Gas | Conveyor Oven | E1 | System - kBTUs of Consumption | 0.85494 | 0.85494 | 0.85494 | 0.85494 | 0.85494 | 0.85494 | 0.85494 | 0.85494 | 0.85494 | 0.85494 | 0.85494 | 0.85494 | 0.85494 | 0.85494 | 0.85494 | 0.85494 | 0.85494 | 0.85494 | 0.85494 | 0.85494 | 0.85494 | 0.85494 | 0.85494 | 0.85494 | 0.85494 | 0.85494 | 0.85494
F3_Commercial_Warehouse (ID)_New_Food Preparation_Natural Gas_Conveyor Oven_E2 | F3 | Commercial | Warehouse (ID) | New | Food Preparation | Natural Gas | Conveyor Oven | E2 | System - kBTUs of Consumption | 0.67945 | 0.67945 | 0.67945 | 0.67945 | 0.67945 | 0.67945 | 0.67945 | 0.67945 | 0.67945 | 0.67945 | 0.67945 | 0.67945 | 0.67945 | 0.67945 | 0.67945 | 0.67945 | 0.67945 | 0.67945 | 0.67945 | 0.67945 | 0.67945 | 0.67945 | 0.67945 | 0.67945 | 0.67945 | 0.67945 | 0.67945
F3_Commercial_Warehouse (ID)_New_Food Preparation_Natural Gas_Conveyor Oven_E3 | F3 | Commercial | Warehouse (ID) | New | Food Preparation | Natural Gas | Conveyor Oven | E3 | System - kBTUs of Consumption | 0 | 0 | 0 | 0 | 0 | 0 | 0 | 0 | 0 | 0 | 0 | 0 | 0 | 0 | 0 | 0 | 0 | 0 | 0 | 0 | 0 | 0 | 0 | 0 | 0 | 0 | 0
F3_Commercial_Warehouse (ID)_New_Food Preparation_Natural Gas_Conveyor Oven_E4 | F3 | Commercial | Warehouse (ID) | New | Food Preparation | Natural Gas | Conveyor Oven | E4 | System - kBTUs of Consumption | 0 | 0 | 0 | 0 | 0 | 0 | 0 | 0 | 0 | 0 | 0 | 0 | 0 | 0 | 0 | 0 | 0 | 0 | 0 | 0 | 0 | 0 | 0 | 0 | 0 | 0 | 0
F3_Commercial_Warehouse (ID)_New_Food Preparation_Natural Gas_Conveyor Oven_E5 | F3 | Commercial | Warehouse (ID) | New | Food Preparation | Natural Gas | Conveyor Oven | E5 | System - kBTUs of Consumption | 0 | 0 | 0 | 0 | 0 | 0 | 0 | 0 | 0 | 0 | 0 | 0 | 0 | 0 | 0 | 0 | 0 | 0 | 0 | 0 | 0 | 0 | 0 | 0 | 0 | 0 | 0
F3_Commercial_Warehouse (ID)_New_Food Preparation_Natural Gas_Conveyor Oven_E6 | F3 | Commercial | Warehouse (ID) | New | Food Preparation | Natural Gas | Conveyor Oven | E6 | System - kBTUs of Consumption | 0 | 0 | 0 | 0 | 0 | 0 | 0 | 0 | 0 | 0 | 0 | 0 | 0 | 0 | 0 | 0 | 0 | 0 | 0 | 0 | 0 | 0 | 0 | 0 | 0 | 0 | 0
F3_Commercial_Warehouse (ID)_New_Food Preparation_Natural Gas_Conveyor Oven_E7 | F3 | Commercial | Warehouse (ID) | New | Food Preparation | Natural Gas | Conveyor Oven | E7 | System - kBTUs of Consumption | 0 | 0 | 0 | 0 | 0 | 0 | 0 | 0 | 0 | 0 | 0 | 0 | 0 | 0 | 0 | 0 | 0 | 0 | 0 | 0 | 0 | 0 | 0 | 0 | 0 | 0 | 0
F3_Commercial_Warehouse (ID)_New_Food Preparation_Natural Gas_Conveyor Oven_E8 | F3 | Commercial | Warehouse (ID) | New | Food Preparation | Natural Gas | Conveyor Oven | E8 | System - kBTUs of Consumption | 0 | 0 | 0 | 0 | 0 | 0 | 0 | 0 | 0 | 0 | 0 | 0 | 0 | 0 | 0 | 0 | 0 | 0 | 0 | 0 | 0 | 0 | 0 | 0 | 0 | 0 | 0
F3_Commercial_Warehouse (ID)_New_Food Preparation_Natural Gas_Conveyor Oven_E9 | F3 | Commercial | Warehouse (ID) | New | Food Preparation | Natural Gas | Conveyor Oven | E9 | System - kBTUs of Consumption | 0 | 0 | 0 | 0 | 0 | 0 | 0 | 0 | 0 | 0 | 0 | 0 | 0 | 0 | 0 | 0 | 0 | 0 | 0 | 0 | 0 | 0 | 0 | 0 | 0 | 0 | 0
F3_Commercial_Warehouse (ID)_New_Food Preparation_Natural Gas_Conveyor Oven_E10 | F3 | Commercial | Warehouse (ID) | New | Food Preparation | Natural Gas | Conveyor Oven | E10 | System - kBTUs of Consumption | 0 | 0 | 0 | 0 | 0 | 0 | 0 | 0 | 0 | 0 | 0 | 0 | 0 | 0 | 0 | 0 | 0 | 0 | 0 | 0 | 0 | 0 | 0 | 0 | 0 | 0 | 0
F4_Commercial_Warehouse (ID)_New_Food Preparation_Natural Gas_Conveyor Oven_E1 | F4 | Commercial | Warehouse (ID) | New | Food Preparation | Natural Gas | Conveyor Oven | E1 | Utility - Cost of Equipment | 1.7046e-06 | 1.7046e-06 | 1.7046e-06 | 1.7046e-06 | 1.7046e-06 | 1.7046e-06 | 1.7046e-06 | 1.7046e-06 | 1.7046e-06 | 1.7046e-06 | 1.7046e-06 | 1.7046e-06 | 1.7046e-06 | 1.7046e-06 | 1.7046e-06 | 1.7046e-06 | 1.7046e-06 | 1.7046e-06 | 1.7046e-06 | 1.7046e-06 | 1.7046e-06 | 1.7046e-06 | 1.7046e-06 | 1.7046e-06 | 1.7046e-06 | 1.7046e-06 | 1.7046e-06
F4_Commercial_Warehouse (ID)_New_Food Preparation_Natural Gas_Conveyor Oven_E2 | F4 | Commercial | Warehouse (ID) | New | Food Preparation | Natural Gas | Conveyor Oven | E2 | Utility - Cost of Equipment | 3.6114e-06 | 3.6114e-06 | 3.6114e-06 | 3.6114e-06 | 3.6114e-06 | 3.6114e-06 | 3.6114e-06 | 3.6114e-06 | 3.6114e-06 | 3.6114e-06 | 3.6114e-06 | 3.6114e-06 | 3.6114e-06 | 3.6114e-06 | 3.6114e-06 | 3.6114e-06 | 3.6114e-06 | 3.6114e-06 | 3.6114e-06 | 3.6114e-06 | 3.6114e-06 | 3.6114e-06 | 3.6114e-06 | 3.6114e-06 | 3.6114e-06 | 3.6114e-06 | 3.6114e-06
F4_Commercial_Warehouse (ID)_New_Food Preparation_Natural Gas_Conveyor Oven_E3 | F4 | Commercial | Warehouse (ID) | New | Food Preparation | Natural Gas | Conveyor Oven | E3 | Utility - Cost of Equipment | 0 | 0 | 0 | 0 | 0 | 0 | 0 | 0 | 0 | 0 | 0 | 0 | 0 | 0 | 0 | 0 | 0 | 0 | 0 | 0 | 0 | 0 | 0 | 0 | 0 | 0 | 0
F4_Commercial_Warehouse (ID)_New_Food Preparation_Natural Gas_Conveyor Oven_E4 | F4 | Commercial | Warehouse (ID) | New | Food Preparation | Natural Gas | Conveyor Oven | E4 | Utility - Cost of Equipment | 0 | 0 | 0 | 0 | 0 | 0 | 0 | 0 | 0 | 0 | 0 | 0 | 0 | 0 | 0 | 0 | 0 | 0 | 0 | 0 | 0 | 0 | 0 | 0 | 0 | 0 | 0
F4_Commercial_Warehouse (ID)_New_Food Preparation_Natural Gas_Conveyor Oven_E5 | F4 | Commercial | Warehouse (ID) | New | Food Preparation | Natural Gas | Conveyor Oven | E5 | Utility - Cost of Equipment | 0 | 0 | 0 | 0 | 0 | 0 | 0 | 0 | 0 | 0 | 0 | 0 | 0 | 0 | 0 | 0 | 0 | 0 | 0 | 0 | 0 | 0 | 0 | 0 | 0 | 0 | 0
F4_Commercial_Warehouse (ID)_New_Food Preparation_Natural Gas_Conveyor Oven_E6 | F4 | Commercial | Warehouse (ID) | New | Food Preparation | Natural Gas | Conveyor Oven | E6 | Utility - Cost of Equipment | 0 | 0 | 0 | 0 | 0 | 0 | 0 | 0 | 0 | 0 | 0 | 0 | 0 | 0 | 0 | 0 | 0 | 0 | 0 | 0 | 0 | 0 | 0 | 0 | 0 | 0 | 0
F4_Commercial_Warehouse (ID)_New_Food Preparation_Natural Gas_Conveyor Oven_E7 | F4 | Commercial | Warehouse (ID) | New | Food Preparation | Natural Gas | Conveyor Oven | E7 | Utility - Cost of Equipment | 0 | 0 | 0 | 0 | 0 | 0 | 0 | 0 | 0 | 0 | 0 | 0 | 0 | 0 | 0 | 0 | 0 | 0 | 0 | 0 | 0 | 0 | 0 | 0 | 0 | 0 | 0
F4_Commercial_Warehouse (ID)_New_Food Preparation_Natural Gas_Conveyor Oven_E8 | F4 | Commercial | Warehouse (ID) | New | Food Preparation | Natural Gas | Conveyor Oven | E8 | Utility - Cost of Equipment | 0 | 0 | 0 | 0 | 0 | 0 | 0 | 0 | 0 | 0 | 0 | 0 | 0 | 0 | 0 | 0 | 0 | 0 | 0 | 0 | 0 | 0 | 0 | 0 | 0 | 0 | 0
F4_Commercial_Warehouse (ID)_New_Food Preparation_Natural Gas_Conveyor Oven_E9 | F4 | Commercial | Warehouse (ID) | New | Food Preparation | Natural Gas | Conveyor Oven | E9 | Utility - Cost of Equipment | 0 | 0 | 0 | 0 | 0 | 0 | 0 | 0 | 0 | 0 | 0 | 0 | 0 | 0 | 0 | 0 | 0 | 0 | 0 | 0 | 0 | 0 | 0 | 0 | 0 | 0 | 0
F4_Commercial_Warehouse (ID)_New_Food Preparation_Natural Gas_Conveyor Oven_E10 | F4 | Commercial | Warehouse (ID) | New | Food Preparation | Natural Gas | Conveyor Oven | E10 | Utility - Cost of Equipment | 0 | 0 | 0 | 0 | 0 | 0 | 0 | 0 | 0 | 0 | 0 | 0 | 0 | 0 | 0 | 0 | 0 | 0 | 0 | 0 | 0 | 0 | 0 | 0 | 0 | 0 | 0
F5_Commercial_Warehouse (ID)_New_Food Preparation_Natural Gas_Conveyor Oven_E1 | F5 | Commercial | Warehouse (ID) | New | Food Preparation | Natural Gas | Conveyor Oven | E1 | Utility - Cost of Operation | 0.0032799 | 0.0033679 | 0.0034646 | 0.0035706 | 0.0036866 | 0.0038219 | 0.003959 | 0.0040943 | 0.0042249 | 0.0043573 | 0.0044666 | 0.0045703 | 0.0046809 | 0.00479 | 0.0048899 | 0.0049849 | 0.0050724 | 0.0051594 | 0.0052514 | 0.0053419 | 0.0054347 | 0.0055308 | 0.005628 | 0.005728 | 0.0058298 | 0.0059333 | 0.0060387
F5_Commercial_Warehouse (ID)_New_Food Preparation_Natural Gas_Conveyor Oven_E2 | F5 | Commercial | Warehouse (ID) | New | Food Preparation | Natural Gas | Conveyor Oven | E2 | Utility - Cost of Operation | 0.0026066 | 0.0026766 | 0.0027534 | 0.0028376 | 0.0029299 | 0.0030374 | 0.0031464 | 0.0032539 | 0.0033576 | 0.0034629 | 0.0035498 | 0.0036322 | 0.0037201 | 0.0038068 | 0.0038861 | 0.0039617 | 0.0040312 | 0.0041004 | 0.0041735 | 0.0042454 | 0.0043192 | 0.0043955 | 0.0044728 | 0.0045522 | 0.0046331 | 0.0047154 | 0.0047992
F5_Commercial_Warehouse (ID)_New_Food Preparation_Natural Gas_Conveyor Oven_E3 | F5 | Commercial | Warehouse (ID) | New | Food Preparation | Natural Gas | Conveyor Oven | E3 | Utility - Cost of Operation | 0 | 0 | 0 | 0 | 0 | 0 | 0 | 0 | 0 | 0 | 0 | 0 | 0 | 0 | 0 | 0 | 0 | 0 | 0 | 0 | 0 | 0 | 0 | 0 | 0 | 0 | 0
F5_Commercial_Warehouse (ID)_New_Food Preparation_Natural Gas_Conveyor Oven_E4 | F5 | Commercial | Warehouse (ID) | New | Food Preparation | Natural Gas | Conveyor Oven | E4 | Utility - Cost of Operation | 0 | 0 | 0 | 0 | 0 | 0 | 0 | 0 | 0 | 0 | 0 | 0 | 0 | 0 | 0 | 0 | 0 | 0 | 0 | 0 | 0 | 0 | 0 | 0 | 0 | 0 | 0
F5_Commercial_Warehouse (ID)_New_Food Preparation_Natural Gas_Conveyor Oven_E5 | F5 | Commercial | Warehouse (ID) | New | Food Preparation | Natural Gas | Conveyor Oven | E5 | Utility - Cost of Operation | 0 | 0 | 0 | 0 | 0 | 0 | 0 | 0 | 0 | 0 | 0 | 0 | 0 | 0 | 0 | 0 | 0 | 0 | 0 | 0 | 0 | 0 | 0 | 0 | 0 | 0 | 0
F5_Commercial_Warehouse (ID)_New_Food Preparation_Natural Gas_Conveyor Oven_E6 | F5 | Commercial | Warehouse (ID) | New | Food Preparation | Natural Gas | Conveyor Oven | E6 | Utility - Cost of Operation | 0 | 0 | 0 | 0 | 0 | 0 | 0 | 0 | 0 | 0 | 0 | 0 | 0 | 0 | 0 | 0 | 0 | 0 | 0 | 0 | 0 | 0 | 0 | 0 | 0 | 0 | 0
F5_Commercial_Warehouse (ID)_New_Food Preparation_Natural Gas_Conveyor Oven_E7 | F5 | Commercial | Warehouse (ID) | New | Food Preparation | Natural Gas | Conveyor Oven | E7 | Utility - Cost of Operation | 0 | 0 | 0 | 0 | 0 | 0 | 0 | 0 | 0 | 0 | 0 | 0 | 0 | 0 | 0 | 0 | 0 | 0 | 0 | 0 | 0 | 0 | 0 | 0 | 0 | 0 | 0
F5_Commercial_Warehouse (ID)_New_Food Preparation_Natural Gas_Conveyor Oven_E8 | F5 | Commercial | Warehouse (ID) | New | Food Preparation | Natural Gas | Conveyor Oven | E8 | Utility - Cost of Operation | 0 | 0 | 0 | 0 | 0 | 0 | 0 | 0 | 0 | 0 | 0 | 0 | 0 | 0 | 0 | 0 | 0 | 0 | 0 | 0 | 0 | 0 | 0 | 0 | 0 | 0 | 0
F5_Commercial_Warehouse (ID)_New_Food Preparation_Natural Gas_Conveyor Oven_E9 | F5 | Commercial | Warehouse (ID) | New | Food Preparation | Natural Gas | Conveyor Oven | E9 | Utility - Cost of Operation | 0 | 0 | 0 | 0 | 0 | 0 | 0 | 0 | 0 | 0 | 0 | 0 | 0 | 0 | 0 | 0 | 0 | 0 | 0 | 0 | 0 | 0 | 0 | 0 | 0 | 0 | 0
F5_Commercial_Warehouse (ID)_New_Food Preparation_Natural Gas_Conveyor Oven_E10 | F5 | Commercial | Warehouse (ID) | New | Food Preparation | Natural Gas | Conveyor Oven | E10 | Utility - Cost of Operation | 0 | 0 | 0 | 0 | 0 | 0 | 0 | 0 | 0 | 0 | 0 | 0 | 0 | 0 | 0 | 0 | 0 | 0 | 0 | 0 | 0 | 0 | 0 | 0 | 0 | 0 | 0
F6_Commercial_Warehouse (ID)_New_Food Preparation_Natural Gas_Conveyor Oven_E1 | F6 | Commercial | Warehouse (ID) | New | Food Preparation | Natural Gas | Conveyor Oven | E1 | Utility - Value of Sales | 0.0038022 | 0.0038834 | 0.0039718 | 0.0040676 | 0.0041714 | 0.0042938 | 0.0044135 | 0.0045274 | 0.0046319 | 0.0047346 | 0.0048419 | 0.0049421 | 0.0050487 | 0.0051525 | 0.0052448 | 0.0053305 | 0.0054064 | 0.0054801 | 0.0055576 | 0.0056318 | 0.0057065 | 0.0058073 | 0.0059094 | 0.0060144 | 0.0061212 | 0.00623 | 0.0063407
F6_Commercial_Warehouse (ID)_New_Food Preparation_Natural Gas_Conveyor Oven_E2 | F6 | Commercial | Warehouse (ID) | New | Food Preparation | Natural Gas | Conveyor Oven | E2 | Utility - Value of Sales | 0.0030217 | 0.0030863 | 0.0031565 | 0.0032327 | 0.0033152 | 0.0034124 | 0.0035075 | 0.0035981 | 0.0036811 | 0.0037627 | 0.003848 | 0.0039276 | 0.0040124 | 0.0040949 | 0.0041682 | 0.0042363 | 0.0042966 | 0.0043553 | 0.0044169 | 0.0044758 | 0.0045351 | 0.0046153 | 0.0046964 | 0.0047798 | 0.0048648 | 0.0049512 | 0.0050392
F6_Commercial_Warehouse (ID)_New_Food Preparation_Natural Gas_Conveyor Oven_E3 | F6 | Commercial | Warehouse (ID) | New | Food Preparation | Natural Gas | Conveyor Oven | E3 | Utility - Value of Sales | 0 | 0 | 0 | 0 | 0 | 0 | 0 | 0 | 0 | 0 | 0 | 0 | 0 | 0 | 0 | 0 | 0 | 0 | 0 | 0 | 0 | 0 | 0 | 0 | 0 | 0 | 0
F6_Commercial_Warehouse (ID)_New_Food Preparation_Natural Gas_Conveyor Oven_E4 | F6 | Commercial | Warehouse (ID) | New | Food Preparation | Natural Gas | Conveyor Oven | E4 | Utility - Value of Sales | 0 | 0 | 0 | 0 | 0 | 0 | 0 | 0 | 0 | 0 | 0 | 0 | 0 | 0 | 0 | 0 | 0 | 0 | 0 | 0 | 0 | 0 | 0 | 0 | 0 | 0 | 0
F6_Commercial_Warehouse (ID)_New_Food Preparation_Natural Gas_Conveyor Oven_E5 | F6 | Commercial | Warehouse (ID) | New | Food Preparation | Natural Gas | Conveyor Oven | E5 | Utility - Value of Sales | 0 | 0 | 0 | 0 | 0 | 0 | 0 | 0 | 0 | 0 | 0 | 0 | 0 | 0 | 0 | 0 | 0 | 0 | 0 | 0 | 0 | 0 | 0 | 0 | 0 | 0 | 0
F6_Commercial_Warehouse (ID)_New_Food Preparation_Natural Gas_Conveyor Oven_E6 | F6 | Commercial | Warehouse (ID) | New | Food Preparation | Natural Gas | Conveyor Oven | E6 | Utility - Value of Sales | 0 | 0 | 0 | 0 | 0 | 0 | 0 | 0 | 0 | 0 | 0 | 0 | 0 | 0 | 0 | 0 | 0 | 0 | 0 | 0 | 0 | 0 | 0 | 0 | 0 | 0 | 0
F6_Commercial_Warehouse (ID)_New_Food Preparation_Natural Gas_Conveyor Oven_E7 | F6 | Commercial | Warehouse (ID) | New | Food Preparation | Natural Gas | Conveyor Oven | E7 | Utility - Value of Sales | 0 | 0 | 0 | 0 | 0 | 0 | 0 | 0 | 0 | 0 | 0 | 0 | 0 | 0 | 0 | 0 | 0 | 0 | 0 | 0 | 0 | 0 | 0 | 0 | 0 | 0 | 0
F6_Commercial_Warehouse (ID)_New_Food Preparation_Natural Gas_Conveyor Oven_E8 | F6 | Commercial | Warehouse (ID) | New | Food Preparation | Natural Gas | Conveyor Oven | E8 | Utility - Value of Sales | 0 | 0 | 0 | 0 | 0 | 0 | 0 | 0 | 0 | 0 | 0 | 0 | 0 | 0 | 0 | 0 | 0 | 0 | 0 | 0 | 0 | 0 | 0 | 0 | 0 | 0 | 0
F6_Commercial_Warehouse (ID)_New_Food Preparation_Natural Gas_Conveyor Oven_E9 | F6 | Commercial | Warehouse (ID) | New | Food Preparation | Natural Gas | Conveyor Oven | E9 | Utility - Value of Sales | 0 | 0 | 0 | 0 | 0 | 0 | 0 | 0 | 0 | 0 | 0 | 0 | 0 | 0 | 0 | 0 | 0 | 0 | 0 | 0 | 0 | 0 | 0 | 0 | 0 | 0 | 0
F6_Commercial_Warehouse (ID)_New_Food Preparation_Natural Gas_Conveyor Oven_E10 | F6 | Commercial | Warehouse (ID) | New | Food Preparation | Natural Gas | Conveyor Oven | E10 | Utility - Value of Sales | 0 | 0 | 0 | 0 | 0 | 0 | 0 | 0 | 0 | 0 | 0 | 0 | 0 | 0 | 0 | 0 | 0 | 0 | 0 | 0 | 0 | 0 | 0 | 0 | 0 | 0 | 0
F1_Commercial_Warehouse (ID)_New_Food Preparation_Natural Gas_Double Rack Oven_E1 | F1 | Commercial | Warehouse (ID) | New | Food Preparation | Natural Gas | Double Rack Oven | E1 | RVT - Cost of Equipment | 3.6127e-06 | 3.6127e-06 | 3.6127e-06 | 3.6127e-06 | 3.6127e-06 | 3.6127e-06 | 3.6127e-06 | 3.6127e-06 | 3.6127e-06 | 3.6127e-06 | 3.6127e-06 | 3.6127e-06 | 3.6127e-06 | 3.6127e-06 | 3.6127e-06 | 3.6127e-06 | 3.6127e-06 | 3.6127e-06 | 3.6127e-06 | 3.6127e-06 | 3.6127e-06 | 3.6127e-06 | 3.6127e-06 | 3.6127e-06 | 3.6127e-06 | 3.6127e-06 | 3.6127e-06
F1_Commercial_Warehouse (ID)_New_Food Preparation_Natural Gas_Double Rack Oven_E2 | F1 | Commercial | Warehouse (ID) | New | Food Preparation | Natural Gas | Double Rack Oven | E2 | RVT - Cost of Equipment | 1.639e-05 | 1.639e-05 | 1.639e-05 | 1.639e-05 | 1.639e-05 | 1.639e-05 | 1.639e-05 | 1.639e-05 | 1.639e-05 | 1.639e-05 | 1.639e-05 | 1.639e-05 | 1.639e-05 | 1.639e-05 | 1.639e-05 | 1.639e-05 | 1.639e-05 | 1.639e-05 | 1.639e-05 | 1.639e-05 | 1.639e-05 | 1.639e-05 | 1.639e-05 | 1.639e-05 | 1.639e-05 | 1.639e-05 | 1.639e-05
F1_Commercial_Warehouse (ID)_New_Food Preparation_Natural Gas_Double Rack Oven_E3 | F1 | Commercial | Warehouse (ID) | New | Food Preparation | Natural Gas | Double Rack Oven | E3 | RVT - Cost of Equipment | 0 | 0 | 0 | 0 | 0 | 0 | 0 | 0 | 0 | 0 | 0 | 0 | 0 | 0 | 0 | 0 | 0 | 0 | 0 | 0 | 0 | 0 | 0 | 0 | 0 | 0 | 0
F1_Commercial_Warehouse (ID)_New_Food Preparation_Natural Gas_Double Rack Oven_E4 | F1 | Commercial | Warehouse (ID) | New | Food Preparation | Natural Gas | Double Rack Oven | E4 | RVT - Cost of Equipment | 0 | 0 | 0 | 0 | 0 | 0 | 0 | 0 | 0 | 0 | 0 | 0 | 0 | 0 | 0 | 0 | 0 | 0 | 0 | 0 | 0 | 0 | 0 | 0 | 0 | 0 | 0
F1_Commercial_Warehouse (ID)_New_Food Preparation_Natural Gas_Double Rack Oven_E5 | F1 | Commercial | Warehouse (ID) | New | Food Preparation | Natural Gas | Double Rack Oven | E5 | RVT - Cost of Equipment | 0 | 0 | 0 | 0 | 0 | 0 | 0 | 0 | 0 | 0 | 0 | 0 | 0 | 0 | 0 | 0 | 0 | 0 | 0 | 0 | 0 | 0 | 0 | 0 | 0 | 0 | 0
F1_Commercial_Warehouse (ID)_New_Food Preparation_Natural Gas_Double Rack Oven_E6 | F1 | Commercial | Warehouse (ID) | New | Food Preparation | Natural Gas | Double Rack Oven | E6 | RVT - Cost of Equipment | 0 | 0 | 0 | 0 | 0 | 0 | 0 | 0 | 0 | 0 | 0 | 0 | 0 | 0 | 0 | 0 | 0 | 0 | 0 | 0 | 0 | 0 | 0 | 0 | 0 | 0 | 0
F1_Commercial_Warehouse (ID)_New_Food Preparation_Natural Gas_Double Rack Oven_E7 | F1 | Commercial | Warehouse (ID) | New | Food Preparation | Natural Gas | Double Rack Oven | E7 | RVT - Cost of Equipment | 0 | 0 | 0 | 0 | 0 | 0 | 0 | 0 | 0 | 0 | 0 | 0 | 0 | 0 | 0 | 0 | 0 | 0 | 0 | 0 | 0 | 0 | 0 | 0 | 0 | 0 | 0
F1_Commercial_Warehouse (ID)_New_Food Preparation_Natural Gas_Double Rack Oven_E8 | F1 | Commercial | Warehouse (ID) | New | Food Preparation | Natural Gas | Double Rack Oven | E8 | RVT - Cost of Equipment | 0 | 0 | 0 | 0 | 0 | 0 | 0 | 0 | 0 | 0 | 0 | 0 | 0 | 0 | 0 | 0 | 0 | 0 | 0 | 0 | 0 | 0 | 0 | 0 | 0 | 0 | 0
F1_Commercial_Warehouse (ID)_New_Food Preparation_Natural Gas_Double Rack Oven_E9 | F1 | Commercial | Warehouse (ID) | New | Food Preparation | Natural Gas | Double Rack Oven | E9 | RVT - Cost of Equipment | 0 | 0 | 0 | 0 | 0 | 0 | 0 | 0 | 0 | 0 | 0 | 0 | 0 | 0 | 0 | 0 | 0 | 0 | 0 | 0 | 0 | 0 | 0 | 0 | 0 | 0 | 0
F1_Commercial_Warehouse (ID)_New_Food Preparation_Natural Gas_Double Rack Oven_E10 | F1 | Commercial | Warehouse (ID) | New | Food Preparation | Natural Gas | Double Rack Oven | E10 | RVT - Cost of Equipment | 0 | 0 | 0 | 0 | 0 | 0 | 0 | 0 | 0 | 0 | 0 | 0 | 0 | 0 | 0 | 0 | 0 | 0 | 0 | 0 | 0 | 0 | 0 | 0 | 0 | 0 | 0
F2_Commercial_Warehouse (ID)_New_Food Preparation_Natural Gas_Double Rack Oven_E1 | F2 | Commercial | Warehouse (ID) | New | Food Preparation | Natural Gas | Double Rack Oven | E1 | RVT - Cost of Operation | 0.00617 | 0.0062866 | 0.0064234 | 0.0065829 | 0.0067656 | 0.0069936 | 0.0072223 | 0.0074394 | 0.0076359 | 0.0078264 | 0.0080239 | 0.0082033 | 0.0083926 | 0.0085718 | 0.0087259 | 0.008865 | 0.0089826 | 0.009095 | 0.0092145 | 0.0093261 | 0.009438 | 0.0096046 | 0.0097729 | 0.0099465 | 0.010123 | 0.010303 | 0.010486
F2_Commercial_Warehouse (ID)_New_Food Preparation_Natural Gas_Double Rack Oven_E2 | F2 | Commercial | Warehouse (ID) | New | Food Preparation | Natural Gas | Double Rack Oven | E2 | RVT - Cost of Operation | 0.0038226 | 0.0038948 | 0.0039795 | 0.0040783 | 0.0041915 | 0.0043328 | 0.0044745 | 0.004609 | 0.0047308 | 0.0048488 | 0.0049711 | 0.0050822 | 0.0051996 | 0.0053106 | 0.005406 | 0.0054922 | 0.0055651 | 0.0056347 | 0.0057087 | 0.0057779 | 0.0058472 | 0.0059504 | 0.0060547 | 0.0061622 | 0.0062717 | 0.0063831 | 0.0064965
F2_Commercial_Warehouse (ID)_New_Food Preparation_Natural Gas_Double Rack Oven_E3 | F2 | Commercial | Warehouse (ID) | New | Food Preparation | Natural Gas | Double Rack Oven | E3 | RVT - Cost of Operation | 0 | 0 | 0 | 0 | 0 | 0 | 0 | 0 | 0 | 0 | 0 | 0 | 0 | 0 | 0 | 0 | 0 | 0 | 0 | 0 | 0 | 0 | 0 | 0 | 0 | 0 | 0
F2_Commercial_Warehouse (ID)_New_Food Preparation_Natural Gas_Double Rack Oven_E4 | F2 | Commercial | Warehouse (ID) | New | Food Preparation | Natural Gas | Double Rack Oven | E4 | RVT - Cost of Operation | 0 | 0 | 0 | 0 | 0 | 0 | 0 | 0 | 0 | 0 | 0 | 0 | 0 | 0 | 0 | 0 | 0 | 0 | 0 | 0 | 0 | 0 | 0 | 0 | 0 | 0 | 0
F2_Commercial_Warehouse (ID)_New_Food Preparation_Natural Gas_Double Rack Oven_E5 | F2 | Commercial | Warehouse (ID) | New | Food Preparation | Natural Gas | Double Rack Oven | E5 | RVT - Cost of Operation | 0 | 0 | 0 | 0 | 0 | 0 | 0 | 0 | 0 | 0 | 0 | 0 | 0 | 0 | 0 | 0 | 0 | 0 | 0 | 0 | 0 | 0 | 0 | 0 | 0 | 0 | 0
F2_Commercial_Warehouse (ID)_New_Food Preparation_Natural Gas_Double Rack Oven_E6 | F2 | Commercial | Warehouse (ID) | New | Food Preparation | Natural Gas | Double Rack Oven | E6 | RVT - Cost of Operation | 0 | 0 | 0 | 0 | 0 | 0 | 0 | 0 | 0 | 0 | 0 | 0 | 0 | 0 | 0 | 0 | 0 | 0 | 0 | 0 | 0 | 0 | 0 | 0 | 0 | 0 | 0
F2_Commercial_Warehouse (ID)_New_Food Preparation_Natural Gas_Double Rack Oven_E7 | F2 | Commercial | Warehouse (ID) | New | Food Preparation | Natural Gas | Double Rack Oven | E7 | RVT - Cost of Operation | 0 | 0 | 0 | 0 | 0 | 0 | 0 | 0 | 0 | 0 | 0 | 0 | 0 | 0 | 0 | 0 | 0 | 0 | 0 | 0 | 0 | 0 | 0 | 0 | 0 | 0 | 0
F2_Commercial_Warehouse (ID)_New_Food Preparation_Natural Gas_Double Rack Oven_E8 | F2 | Commercial | Warehouse (ID) | New | Food Preparation | Natural Gas | Double Rack Oven | E8 | RVT - Cost of Operation | 0 | 0 | 0 | 0 | 0 | 0 | 0 | 0 | 0 | 0 | 0 | 0 | 0 | 0 | 0 | 0 | 0 | 0 | 0 | 0 | 0 | 0 | 0 | 0 | 0 | 0 | 0
F2_Commercial_Warehouse (ID)_New_Food Preparation_Natural Gas_Double Rack Oven_E9 | F2 | Commercial | Warehouse (ID) | New | Food Preparation | Natural Gas | Double Rack Oven | E9 | RVT - Cost of Operation | 0 | 0 | 0 | 0 | 0 | 0 | 0 | 0 | 0 | 0 | 0 | 0 | 0 | 0 | 0 | 0 | 0 | 0 | 0 | 0 | 0 | 0 | 0 | 0 | 0 | 0 | 0
F2_Commercial_Warehouse (ID)_New_Food Preparation_Natural Gas_Double Rack Oven_E10 | F2 | Commercial | Warehouse (ID) | New | Food Preparation | Natural Gas | Double Rack Oven | E10 | RVT - Cost of Operation | 0 | 0 | 0 | 0 | 0 | 0 | 0 | 0 | 0 | 0 | 0 | 0 | 0 | 0 | 0 | 0 | 0 | 0 | 0 | 0 | 0 | 0 | 0 | 0 | 0 | 0 | 0
F3_Commercial_Warehouse (ID)_New_Food Preparation_Natural Gas_Double Rack Oven_E1 | F3 | Commercial | Warehouse (ID) | New | Food Preparation | Natural Gas | Double Rack Oven | E1 | System - kBTUs of Consumption | 1.4719 | 1.4719 | 1.4719 | 1.4719 | 1.4719 | 1.4719 | 1.4719 | 1.4719 | 1.4719 | 1.4719 | 1.4719 | 1.4719 | 1.4719 | 1.4719 | 1.4719 | 1.4719 | 1.4719 | 1.4719 | 1.4719 | 1.4719 | 1.4719 | 1.4719 | 1.4719 | 1.4719 | 1.4719 | 1.4719 | 1.4719
F3_Commercial_Warehouse (ID)_New_Food Preparation_Natural Gas_Double Rack Oven_E2 | F3 | Commercial | Warehouse (ID) | New | Food Preparation | Natural Gas | Double Rack Oven | E2 | System - kBTUs of Consumption | 0.91192 | 0.91192 | 0.91192 | 0.91192 | 0.91192 | 0.91192 | 0.91192 | 0.91192 | 0.91192 | 0.91192 | 0.91192 | 0.91192 | 0.91192 | 0.91192 | 0.91192 | 0.91192 | 0.91192 | 0.91192 | 0.91192 | 0.91192 | 0.91192 | 0.91192 | 0.91192 | 0.91192 | 0.91192 | 0.91192 | 0.91192
F3_Commercial_Warehouse (ID)_New_Food Preparation_Natural Gas_Double Rack Oven_E3 | F3 | Commercial | Warehouse (ID) | New | Food Preparation | Natural Gas | Double Rack Oven | E3 | System - kBTUs of Consumption | 0 | 0 | 0 | 0 | 0 | 0 | 0 | 0 | 0 | 0 | 0 | 0 | 0 | 0 | 0 | 0 | 0 | 0 | 0 | 0 | 0 | 0 | 0 | 0 | 0 | 0 | 0
F3_Commercial_Warehouse (ID)_New_Food Preparation_Natural Gas_Double Rack Oven_E4 | F3 | Commercial | Warehouse (ID) | New | Food Preparation | Natural Gas | Double Rack Oven | E4 | System - kBTUs of Consumption | 0 | 0 | 0 | 0 | 0 | 0 | 0 | 0 | 0 | 0 | 0 | 0 | 0 | 0 | 0 | 0 | 0 | 0 | 0 | 0 | 0 | 0 | 0 | 0 | 0 | 0 | 0
F3_Commercial_Warehouse (ID)_New_Food Preparation_Natural Gas_Double Rack Oven_E5 | F3 | Commercial | Warehouse (ID) | New | Food Preparation | Natural Gas | Double Rack Oven | E5 | System - kBTUs of Consumption | 0 | 0 | 0 | 0 | 0 | 0 | 0 | 0 | 0 | 0 | 0 | 0 | 0 | 0 | 0 | 0 | 0 | 0 | 0 | 0 | 0 | 0 | 0 | 0 | 0 | 0 | 0
F3_Commercial_Warehouse (ID)_New_Food Preparation_Natural Gas_Double Rack Oven_E6 | F3 | Commercial | Warehouse (ID) | New | Food Preparation | Natural Gas | Double Rack Oven | E6 | System - kBTUs of Consumption | 0 | 0 | 0 | 0 | 0 | 0 | 0 | 0 | 0 | 0 | 0 | 0 | 0 | 0 | 0 | 0 | 0 | 0 | 0 | 0 | 0 | 0 | 0 | 0 | 0 | 0 | 0
F3_Commercial_Warehouse (ID)_New_Food Preparation_Natural Gas_Double Rack Oven_E7 | F3 | Commercial | Warehouse (ID) | New | Food Preparation | Natural Gas | Double Rack Oven | E7 | System - kBTUs of Consumption | 0 | 0 | 0 | 0 | 0 | 0 | 0 | 0 | 0 | 0 | 0 | 0 | 0 | 0 | 0 | 0 | 0 | 0 | 0 | 0 | 0 | 0 | 0 | 0 | 0 | 0 | 0
F3_Commercial_Warehouse (ID)_New_Food Preparation_Natural Gas_Double Rack Oven_E8 | F3 | Commercial | Warehouse (ID) | New | Food Preparation | Natural Gas | Double Rack Oven | E8 | System - kBTUs of Consumption | 0 | 0 | 0 | 0 | 0 | 0 | 0 | 0 | 0 | 0 | 0 | 0 | 0 | 0 | 0 | 0 | 0 | 0 | 0 | 0 | 0 | 0 | 0 | 0 | 0 | 0 | 0
F3_Commercial_Warehouse (ID)_New_Food Preparation_Natural Gas_Double Rack Oven_E9 | F3 | Commercial | Warehouse (ID) | New | Food Preparation | Natural Gas | Double Rack Oven | E9 | System - kBTUs of Consumption | 0 | 0 | 0 | 0 | 0 | 0 | 0 | 0 | 0 | 0 | 0 | 0 | 0 | 0 | 0 | 0 | 0 | 0 | 0 | 0 | 0 | 0 | 0 | 0 | 0 | 0 | 0
F3_Commercial_Warehouse (ID)_New_Food Preparation_Natural Gas_Double Rack Oven_E10 | F3 | Commercial | Warehouse (ID) | New | Food Preparation | Natural Gas | Double Rack Oven | E10 | System - kBTUs of Consumption | 0 | 0 | 0 | 0 | 0 | 0 | 0 | 0 | 0 | 0 | 0 | 0 | 0 | 0 | 0 | 0 | 0 | 0 | 0 | 0 | 0 | 0 | 0 | 0 | 0 | 0 | 0
F4_Commercial_Warehouse (ID)_New_Food Preparation_Natural Gas_Double Rack Oven_E1 | F4 | Commercial | Warehouse (ID) | New | Food Preparation | Natural Gas | Double Rack Oven | E1 | Utility - Cost of Equipment | 3.6127e-06 | 3.6127e-06 | 3.6127e-06 | 3.6127e-06 | 3.6127e-06 | 3.6127e-06 | 3.6127e-06 | 3.6127e-06 | 3.6127e-06 | 3.6127e-06 | 3.6127e-06 | 3.6127e-06 | 3.6127e-06 | 3.6127e-06 | 3.6127e-06 | 3.6127e-06 | 3.6127e-06 | 3.6127e-06 | 3.6127e-06 | 3.6127e-06 | 3.6127e-06 | 3.6127e-06 | 3.6127e-06 | 3.6127e-06 | 3.6127e-06 | 3.6127e-06 | 3.6127e-06
F4_Commercial_Warehouse (ID)_New_Food Preparation_Natural Gas_Double Rack Oven_E2 | F4 | Commercial | Warehouse (ID) | New | Food Preparation | Natural Gas | Double Rack Oven | E2 | Utility - Cost of Equipment | 1.639e-05 | 1.639e-05 | 1.639e-05 | 1.639e-05 | 1.639e-05 | 1.639e-05 | 1.639e-05 | 1.639e-05 | 1.639e-05 | 1.639e-05 | 1.639e-05 | 1.639e-05 | 1.639e-05 | 1.639e-05 | 1.639e-05 | 1.639e-05 | 1.639e-05 | 1.639e-05 | 1.639e-05 | 1.639e-05 | 1.639e-05 | 1.639e-05 | 1.639e-05 | 1.639e-05 | 1.639e-05 | 1.639e-05 | 1.639e-05
F4_Commercial_Warehouse (ID)_New_Food Preparation_Natural Gas_Double Rack Oven_E3 | F4 | Commercial | Warehouse (ID) | New | Food Preparation | Natural Gas | Double Rack Oven | E3 | Utility - Cost of Equipment | 0 | 0 | 0 | 0 | 0 | 0 | 0 | 0 | 0 | 0 | 0 | 0 | 0 | 0 | 0 | 0 | 0 | 0 | 0 | 0 | 0 | 0 | 0 | 0 | 0 | 0 | 0
F4_Commercial_Warehouse (ID)_New_Food Preparation_Natural Gas_Double Rack Oven_E4 | F4 | Commercial | Warehouse (ID) | New | Food Preparation | Natural Gas | Double Rack Oven | E4 | Utility - Cost of Equipment | 0 | 0 | 0 | 0 | 0 | 0 | 0 | 0 | 0 | 0 | 0 | 0 | 0 | 0 | 0 | 0 | 0 | 0 | 0 | 0 | 0 | 0 | 0 | 0 | 0 | 0 | 0
F4_Commercial_Warehouse (ID)_New_Food Preparation_Natural Gas_Double Rack Oven_E5 | F4 | Commercial | Warehouse (ID) | New | Food Preparation | Natural Gas | Double Rack Oven | E5 | Utility - Cost of Equipment | 0 | 0 | 0 | 0 | 0 | 0 | 0 | 0 | 0 | 0 | 0 | 0 | 0 | 0 | 0 | 0 | 0 | 0 | 0 | 0 | 0 | 0 | 0 | 0 | 0 | 0 | 0
F4_Commercial_Warehouse (ID)_New_Food Preparation_Natural Gas_Double Rack Oven_E6 | F4 | Commercial | Warehouse (ID) | New | Food Preparation | Natural Gas | Double Rack Oven | E6 | Utility - Cost of Equipment | 0 | 0 | 0 | 0 | 0 | 0 | 0 | 0 | 0 | 0 | 0 | 0 | 0 | 0 | 0 | 0 | 0 | 0 | 0 | 0 | 0 | 0 | 0 | 0 | 0 | 0 | 0
F4_Commercial_Warehouse (ID)_New_Food Preparation_Natural Gas_Double Rack Oven_E7 | F4 | Commercial | Warehouse (ID) | New | Food Preparation | Natural Gas | Double Rack Oven | E7 | Utility - Cost of Equipment | 0 | 0 | 0 | 0 | 0 | 0 | 0 | 0 | 0 | 0 | 0 | 0 | 0 | 0 | 0 | 0 | 0 | 0 | 0 | 0 | 0 | 0 | 0 | 0 | 0 | 0 | 0
F4_Commercial_Warehouse (ID)_New_Food Preparation_Natural Gas_Double Rack Oven_E8 | F4 | Commercial | Warehouse (ID) | New | Food Preparation | Natural Gas | Double Rack Oven | E8 | Utility - Cost of Equipment | 0 | 0 | 0 | 0 | 0 | 0 | 0 | 0 | 0 | 0 | 0 | 0 | 0 | 0 | 0 | 0 | 0 | 0 | 0 | 0 | 0 | 0 | 0 | 0 | 0 | 0 | 0
F4_Commercial_Warehouse (ID)_New_Food Preparation_Natural Gas_Double Rack Oven_E9 | F4 | Commercial | Warehouse (ID) | New | Food Preparation | Natural Gas | Double Rack Oven | E9 | Utility - Cost of Equipment | 0 | 0 | 0 | 0 | 0 | 0 | 0 | 0 | 0 | 0 | 0 | 0 | 0 | 0 | 0 | 0 | 0 | 0 | 0 | 0 | 0 | 0 | 0 | 0 | 0 | 0 | 0
F4_Commercial_Warehouse (ID)_New_Food Preparation_Natural Gas_Double Rack Oven_E10 | F4 | Commercial | Warehouse (ID) | New | Food Preparation | Natural Gas | Double Rack Oven | E10 | Utility - Cost of Equipment | 0 | 0 | 0 | 0 | 0 | 0 | 0 | 0 | 0 | 0 | 0 | 0 | 0 | 0 | 0 | 0 | 0 | 0 | 0 | 0 | 0 | 0 | 0 | 0 | 0 | 0 | 0
F5_Commercial_Warehouse (ID)_New_Food Preparation_Natural Gas_Double Rack Oven_E1 | F5 | Commercial | Warehouse (ID) | New | Food Preparation | Natural Gas | Double Rack Oven | E1 | Utility - Cost of Operation | 0.0052386 | 0.0053706 | 0.005527 | 0.0057063 | 0.005909 | 0.0061556 | 0.0064095 | 0.0066609 | 0.0069029 | 0.0071483 | 0.0073435 | 0.0075265 | 0.007723 | 0.0079154 | 0.0080874 | 0.0082484 | 0.0083927 | 0.0085353 | 0.0086875 | 0.008836 | 0.0089886 | 0.0091472 | 0.0093075 | 0.0094728 | 0.0096411 | 0.0098124 | 0.0099867
F5_Commercial_Warehouse (ID)_New_Food Preparation_Natural Gas_Double Rack Oven_E2 | F5 | Commercial | Warehouse (ID) | New | Food Preparation | Natural Gas | Double Rack Oven | E2 | Utility - Cost of Operation | 0.0032455 | 0.0033273 | 0.0034242 | 0.0035353 | 0.0036609 | 0.0038137 | 0.0039709 | 0.0041267 | 0.0042766 | 0.0044286 | 0.0045496 | 0.0046629 | 0.0047847 | 0.0049039 | 0.0050105 | 0.0051102 | 0.0051996 | 0.0052879 | 0.0053823 | 0.0054743 | 0.0055688 | 0.005667 | 0.0057664 | 0.0058688 | 0.0059731 | 0.0060792 | 0.0061872
F5_Commercial_Warehouse (ID)_New_Food Preparation_Natural Gas_Double Rack Oven_E3 | F5 | Commercial | Warehouse (ID) | New | Food Preparation | Natural Gas | Double Rack Oven | E3 | Utility - Cost of Operation | 0 | 0 | 0 | 0 | 0 | 0 | 0 | 0 | 0 | 0 | 0 | 0 | 0 | 0 | 0 | 0 | 0 | 0 | 0 | 0 | 0 | 0 | 0 | 0 | 0 | 0 | 0
F5_Commercial_Warehouse (ID)_New_Food Preparation_Natural Gas_Double Rack Oven_E4 | F5 | Commercial | Warehouse (ID) | New | Food Preparation | Natural Gas | Double Rack Oven | E4 | Utility - Cost of Operation | 0 | 0 | 0 | 0 | 0 | 0 | 0 | 0 | 0 | 0 | 0 | 0 | 0 | 0 | 0 | 0 | 0 | 0 | 0 | 0 | 0 | 0 | 0 | 0 | 0 | 0 | 0
F5_Commercial_Warehouse (ID)_New_Food Preparation_Natural Gas_Double Rack Oven_E5 | F5 | Commercial | Warehouse (ID) | New | Food Preparation | Natural Gas | Double Rack Oven | E5 | Utility - Cost of Operation | 0 | 0 | 0 | 0 | 0 | 0 | 0 | 0 | 0 | 0 | 0 | 0 | 0 | 0 | 0 | 0 | 0 | 0 | 0 | 0 | 0 | 0 | 0 | 0 | 0 | 0 | 0
F5_Commercial_Warehouse (ID)_New_Food Preparation_Natural Gas_Double Rack Oven_E6 | F5 | Commercial | Warehouse (ID) | New | Food Preparation | Natural Gas | Double Rack Oven | E6 | Utility - Cost of Operation | 0 | 0 | 0 | 0 | 0 | 0 | 0 | 0 | 0 | 0 | 0 | 0 | 0 | 0 | 0 | 0 | 0 | 0 | 0 | 0 | 0 | 0 | 0 | 0 | 0 | 0 | 0
F5_Commercial_Warehouse (ID)_New_Food Preparation_Natural Gas_Double Rack Oven_E7 | F5 | Commercial | Warehouse (ID) | New | Food Preparation | Natural Gas | Double Rack Oven | E7 | Utility - Cost of Operation | 0 | 0 | 0 | 0 | 0 | 0 | 0 | 0 | 0 | 0 | 0 | 0 | 0 | 0 | 0 | 0 | 0 | 0 | 0 | 0 | 0 | 0 | 0 | 0 | 0 | 0 | 0
F5_Commercial_Warehouse (ID)_New_Food Preparation_Natural Gas_Double Rack Oven_E8 | F5 | Commercial | Warehouse (ID) | New | Food Preparation | Natural Gas | Double Rack Oven | E8 | Utility - Cost of Operation | 0 | 0 | 0 | 0 | 0 | 0 | 0 | 0 | 0 | 0 | 0 | 0 | 0 | 0 | 0 | 0 | 0 | 0 | 0 | 0 | 0 | 0 | 0 | 0 | 0 | 0 | 0
F5_Commercial_Warehouse (ID)_New_Food Preparation_Natural Gas_Double Rack Oven_E9 | F5 | Commercial | Warehouse (ID) | New | Food Preparation | Natural Gas | Double Rack Oven | E9 | Utility - Cost of Operation | 0 | 0 | 0 | 0 | 0 | 0 | 0 | 0 | 0 | 0 | 0 | 0 | 0 | 0 | 0 | 0 | 0 | 0 | 0 | 0 | 0 | 0 | 0 | 0 | 0 | 0 | 0
F5_Commercial_Warehouse (ID)_New_Food Preparation_Natural Gas_Double Rack Oven_E10 | F5 | Commercial | Warehouse (ID) | New | Food Preparation | Natural Gas | Double Rack Oven | E10 | Utility - Cost of Operation | 0 | 0 | 0 | 0 | 0 | 0 | 0 | 0 | 0 | 0 | 0 | 0 | 0 | 0 | 0 | 0 | 0 | 0 | 0 | 0 | 0 | 0 | 0 | 0 | 0 | 0 | 0
F6_Commercial_Warehouse (ID)_New_Food Preparation_Natural Gas_Double Rack Oven_E1 | F6 | Commercial | Warehouse (ID) | New | Food Preparation | Natural Gas | Double Rack Oven | E1 | Utility - Value of Sales | 0.00617 | 0.0062866 | 0.0064234 | 0.0065829 | 0.0067656 | 0.0069936 | 0.0072223 | 0.0074394 | 0.0076359 | 0.0078264 | 0.0080239 | 0.0082033 | 0.0083926 | 0.0085718 | 0.0087259 | 0.008865 | 0.0089826 | 0.009095 | 0.0092145 | 0.0093261 | 0.009438 | 0.0096046 | 0.0097729 | 0.0099465 | 0.010123 | 0.010303 | 0.010486
F6_Commercial_Warehouse (ID)_New_Food Preparation_Natural Gas_Double Rack Oven_E2 | F6 | Commercial | Warehouse (ID) | New | Food Preparation | Natural Gas | Double Rack Oven | E2 | Utility - Value of Sales | 0.0038226 | 0.0038948 | 0.0039795 | 0.0040783 | 0.0041915 | 0.0043328 | 0.0044745 | 0.004609 | 0.0047308 | 0.0048488 | 0.0049711 | 0.0050822 | 0.0051996 | 0.0053106 | 0.005406 | 0.0054922 | 0.0055651 | 0.0056347 | 0.0057087 | 0.0057779 | 0.0058472 | 0.0059504 | 0.0060547 | 0.0061622 | 0.0062717 | 0.0063831 | 0.0064965
F6_Commercial_Warehouse (ID)_New_Food Preparation_Natural Gas_Double Rack Oven_E3 | F6 | Commercial | Warehouse (ID) | New | Food Preparation | Natural Gas | Double Rack Oven | E3 | Utility - Value of Sales | 0 | 0 | 0 | 0 | 0 | 0 | 0 | 0 | 0 | 0 | 0 | 0 | 0 | 0 | 0 | 0 | 0 | 0 | 0 | 0 | 0 | 0 | 0 | 0 | 0 | 0 | 0
F6_Commercial_Warehouse (ID)_New_Food Preparation_Natural Gas_Double Rack Oven_E4 | F6 | Commercial | Warehouse (ID) | New | Food Preparation | Natural Gas | Double Rack Oven | E4 | Utility - Value of Sales | 0 | 0 | 0 | 0 | 0 | 0 | 0 | 0 | 0 | 0 | 0 | 0 | 0 | 0 | 0 | 0 | 0 | 0 | 0 | 0 | 0 | 0 | 0 | 0 | 0 | 0 | 0
F6_Commercial_Warehouse (ID)_New_Food Preparation_Natural Gas_Double Rack Oven_E5 | F6 | Commercial | Warehouse (ID) | New | Food Preparation | Natural Gas | Double Rack Oven | E5 | Utility - Value of Sales | 0 | 0 | 0 | 0 | 0 | 0 | 0 | 0 | 0 | 0 | 0 | 0 | 0 | 0 | 0 | 0 | 0 | 0 | 0 | 0 | 0 | 0 | 0 | 0 | 0 | 0 | 0
F6_Commercial_Warehouse (ID)_New_Food Preparation_Natural Gas_Double Rack Oven_E6 | F6 | Commercial | Warehouse (ID) | New | Food Preparation | Natural Gas | Double Rack Oven | E6 | Utility - Value of Sales | 0 | 0 | 0 | 0 | 0 | 0 | 0 | 0 | 0 | 0 | 0 | 0 | 0 | 0 | 0 | 0 | 0 | 0 | 0 | 0 | 0 | 0 | 0 | 0 | 0 | 0 | 0
F6_Commercial_Warehouse (ID)_New_Food Preparation_Natural Gas_Double Rack Oven_E7 | F6 | Commercial | Warehouse (ID) | New | Food Preparation | Natural Gas | Double Rack Oven | E7 | Utility - Value of Sales | 0 | 0 | 0 | 0 | 0 | 0 | 0 | 0 | 0 | 0 | 0 | 0 | 0 | 0 | 0 | 0 | 0 | 0 | 0 | 0 | 0 | 0 | 0 | 0 | 0 | 0 | 0
F6_Commercial_Warehouse (ID)_New_Food Preparation_Natural Gas_Double Rack Oven_E8 | F6 | Commercial | Warehouse (ID) | New | Food Preparation | Natural Gas | Double Rack Oven | E8 | Utility - Value of Sales | 0 | 0 | 0 | 0 | 0 | 0 | 0 | 0 | 0 | 0 | 0 | 0 | 0 | 0 | 0 | 0 | 0 | 0 | 0 | 0 | 0 | 0 | 0 | 0 | 0 | 0 | 0
F6_Commercial_Warehouse (ID)_New_Food Preparation_Natural Gas_Double Rack Oven_E9 | F6 | Commercial | Warehouse (ID) | New | Food Preparation | Natural Gas | Double Rack Oven | E9 | Utility - Value of Sales | 0 | 0 | 0 | 0 | 0 | 0 | 0 | 0 | 0 | 0 | 0 | 0 | 0 | 0 | 0 | 0 | 0 | 0 | 0 | 0 | 0 | 0 | 0 | 0 | 0 | 0 | 0
F6_Commercial_Warehouse (ID)_New_Food Preparation_Natural Gas_Double Rack Oven_E10 | F6 | Commercial | Warehouse (ID) | New | Food Preparation | Natural Gas | Double Rack Oven | E10 | Utility - Value of Sales | 0 | 0 | 0 | 0 | 0 | 0 | 0 | 0 | 0 | 0 | 0 | 0 | 0 | 0 | 0 | 0 | 0 | 0 | 0 | 0 | 0 | 0 | 0 | 0 | 0 | 0 | 0
F1_Commercial_Warehouse (ID)_New_Food Preparation_Natural Gas_Fryer_E1 | F1 | Commercial | Warehouse (ID) | New | Food Preparation | Natural Gas | Fryer | E1 | RVT - Cost of Equipment | 2.2016e-05 | 2.2016e-05 | 2.2016e-05 | 2.2016e-05 | 2.2016e-05 | 2.2016e-05 | 2.2016e-05 | 2.2016e-05 | 2.2016e-05 | 2.2016e-05 | 2.2016e-05 | 2.2016e-05 | 2.2016e-05 | 2.2016e-05 | 2.2016e-05 | 2.2016e-05 | 2.2016e-05 | 2.2016e-05 | 2.2016e-05 | 2.2016e-05 | 2.2016e-05 | 2.2016e-05 | 2.2016e-05 | 2.2016e-05 | 2.2016e-05 | 2.2016e-05 | 2.2016e-05
F1_Commercial_Warehouse (ID)_New_Food Preparation_Natural Gas_Fryer_E2 | F1 | Commercial | Warehouse (ID) | New | Food Preparation | Natural Gas | Fryer | E2 | RVT - Cost of Equipment | 3.2583e-05 | 3.2583e-05 | 3.2583e-05 | 3.2583e-05 | 3.2583e-05 | 3.2583e-05 | 3.2583e-05 | 3.2583e-05 | 3.2583e-05 | 3.2583e-05 | 3.2583e-05 | 3.2583e-05 | 3.2583e-05 | 3.2583e-05 | 3.2583e-05 | 3.2583e-05 | 3.2583e-05 | 3.2583e-05 | 3.2583e-05 | 3.2583e-05 | 3.2583e-05 | 3.2583e-05 | 3.2583e-05 | 3.2583e-05 | 3.2583e-05 | 3.2583e-05 | 3.2583e-05
F1_Commercial_Warehouse (ID)_New_Food Preparation_Natural Gas_Fryer_E3 | F1 | Commercial | Warehouse (ID) | New | Food Preparation | Natural Gas | Fryer | E3 | RVT - Cost of Equipment | 0 | 0 | 0 | 0 | 0 | 0 | 0 | 0 | 0 | 0 | 0 | 0 | 0 | 0 | 0 | 0 | 0 | 0 | 0 | 0 | 0 | 0 | 0 | 0 | 0 | 0 | 0
F1_Commercial_Warehouse (ID)_New_Food Preparation_Natural Gas_Fryer_E4 | F1 | Commercial | Warehouse (ID) | New | Food Preparation | Natural Gas | Fryer | E4 | RVT - Cost of Equipment | 0 | 0 | 0 | 0 | 0 | 0 | 0 | 0 | 0 | 0 | 0 | 0 | 0 | 0 | 0 | 0 | 0 | 0 | 0 | 0 | 0 | 0 | 0 | 0 | 0 | 0 | 0
F1_Commercial_Warehouse (ID)_New_Food Preparation_Natural Gas_Fryer_E5 | F1 | Commercial | Warehouse (ID) | New | Food Preparation | Natural Gas | Fryer | E5 | RVT - Cost of Equipment | 0 | 0 | 0 | 0 | 0 | 0 | 0 | 0 | 0 | 0 | 0 | 0 | 0 | 0 | 0 | 0 | 0 | 0 | 0 | 0 | 0 | 0 | 0 | 0 | 0 | 0 | 0
F1_Commercial_Warehouse (ID)_New_Food Preparation_Natural Gas_Fryer_E6 | F1 | Commercial | Warehouse (ID) | New | Food Preparation | Natural Gas | Fryer | E6 | RVT - Cost of Equipment | 0 | 0 | 0 | 0 | 0 | 0 | 0 | 0 | 0 | 0 | 0 | 0 | 0 | 0 | 0 | 0 | 0 | 0 | 0 | 0 | 0 | 0 | 0 | 0 | 0 | 0 | 0
F1_Commercial_Warehouse (ID)_New_Food Preparation_Natural Gas_Fryer_E7 | F1 | Commercial | Warehouse (ID) | New | Food Preparation | Natural Gas | Fryer | E7 | RVT - Cost of Equipment | 0 | 0 | 0 | 0 | 0 | 0 | 0 | 0 | 0 | 0 | 0 | 0 | 0 | 0 | 0 | 0 | 0 | 0 | 0 | 0 | 0 | 0 | 0 | 0 | 0 | 0 | 0
F1_Commercial_Warehouse (ID)_New_Food Preparation_Natural Gas_Fryer_E8 | F1 | Commercial | Warehouse (ID) | New | Food Preparation | Natural Gas | Fryer | E8 | RVT - Cost of Equipment | 0 | 0 | 0 | 0 | 0 | 0 | 0 | 0 | 0 | 0 | 0 | 0 | 0 | 0 | 0 | 0 | 0 | 0 | 0 | 0 | 0 | 0 | 0 | 0 | 0 | 0 | 0
F1_Commercial_Warehouse (ID)_New_Food Preparation_Natural Gas_Fryer_E9 | F1 | Commercial | Warehouse (ID) | New | Food Preparation | Natural Gas | Fryer | E9 | RVT - Cost of Equipment | 0 | 0 | 0 | 0 | 0 | 0 | 0 | 0 | 0 | 0 | 0 | 0 | 0 | 0 | 0 | 0 | 0 | 0 | 0 | 0 | 0 | 0 | 0 | 0 | 0 | 0 | 0
F1_Commercial_Warehouse (ID)_New_Food Preparation_Natural Gas_Fryer_E10 | F1 | Commercial | Warehouse (ID) | New | Food Preparation | Natural Gas | Fryer | E10 | RVT - Cost of Equipment | 0 | 0 | 0 | 0 | 0 | 0 | 0 | 0 | 0 | 0 | 0 | 0 | 0 | 0 | 0 | 0 | 0 | 0 | 0 | 0 | 0 | 0 | 0 | 0 | 0 | 0 | 0
F2_Commercial_Warehouse (ID)_New_Food Preparation_Natural Gas_Fryer_E1 | F2 | Commercial | Warehouse (ID) | New | Food Preparation | Natural Gas | Fryer | E1 | RVT - Cost of Operation | 0.0031987 | 0.003263 | 0.0033354 | 0.0034167 | 0.0035073 | 0.0036168 | 0.0037255 | 0.0038282 | 0.0039214 | 0.0040122 | 0.0041062 | 0.0041923 | 0.0042844 | 0.0043736 | 0.004452 | 0.0045241 | 0.004587 | 0.0046478 | 0.0047119 | 0.0047728 | 0.0048341 | 0.0049195 | 0.0050058 | 0.0050948 | 0.0051853 | 0.0052774 | 0.0053712
F2_Commercial_Warehouse (ID)_New_Food Preparation_Natural Gas_Fryer_E2 | F2 | Commercial | Warehouse (ID) | New | Food Preparation | Natural Gas | Fryer | E2 | RVT - Cost of Operation | 0.0022062 | 0.0022505 | 0.0023004 | 0.0023565 | 0.002419 | 0.0024945 | 0.0025695 | 0.0026404 | 0.0027046 | 0.0027672 | 0.002832 | 0.0028915 | 0.0029549 | 0.0030165 | 0.0030705 | 0.0031203 | 0.0031637 | 0.0032056 | 0.0032498 | 0.0032918 | 0.0033341 | 0.003393 | 0.0034525 | 0.0035139 | 0.0035763 | 0.0036398 | 0.0037045
F2_Commercial_Warehouse (ID)_New_Food Preparation_Natural Gas_Fryer_E3 | F2 | Commercial | Warehouse (ID) | New | Food Preparation | Natural Gas | Fryer | E3 | RVT - Cost of Operation | 0 | 0 | 0 | 0 | 0 | 0 | 0 | 0 | 0 | 0 | 0 | 0 | 0 | 0 | 0 | 0 | 0 | 0 | 0 | 0 | 0 | 0 | 0 | 0 | 0 | 0 | 0
F2_Commercial_Warehouse (ID)_New_Food Preparation_Natural Gas_Fryer_E4 | F2 | Commercial | Warehouse (ID) | New | Food Preparation | Natural Gas | Fryer | E4 | RVT - Cost of Operation | 0 | 0 | 0 | 0 | 0 | 0 | 0 | 0 | 0 | 0 | 0 | 0 | 0 | 0 | 0 | 0 | 0 | 0 | 0 | 0 | 0 | 0 | 0 | 0 | 0 | 0 | 0
F2_Commercial_Warehouse (ID)_New_Food Preparation_Natural Gas_Fryer_E5 | F2 | Commercial | Warehouse (ID) | New | Food Preparation | Natural Gas | Fryer | E5 | RVT - Cost of Operation | 0 | 0 | 0 | 0 | 0 | 0 | 0 | 0 | 0 | 0 | 0 | 0 | 0 | 0 | 0 | 0 | 0 | 0 | 0 | 0 | 0 | 0 | 0 | 0 | 0 | 0 | 0
F2_Commercial_Warehouse (ID)_New_Food Preparation_Natural Gas_Fryer_E6 | F2 | Commercial | Warehouse (ID) | New | Food Preparation | Natural Gas | Fryer | E6 | RVT - Cost of Operation | 0 | 0 | 0 | 0 | 0 | 0 | 0 | 0 | 0 | 0 | 0 | 0 | 0 | 0 | 0 | 0 | 0 | 0 | 0 | 0 | 0 | 0 | 0 | 0 | 0 | 0 | 0
F2_Commercial_Warehouse (ID)_New_Food Preparation_Natural Gas_Fryer_E7 | F2 | Commercial | Warehouse (ID) | New | Food Preparation | Natural Gas | Fryer | E7 | RVT - Cost of Operation | 0 | 0 | 0 | 0 | 0 | 0 | 0 | 0 | 0 | 0 | 0 | 0 | 0 | 0 | 0 | 0 | 0 | 0 | 0 | 0 | 0 | 0 | 0 | 0 | 0 | 0 | 0
F2_Commercial_Warehouse (ID)_New_Food Preparation_Natural Gas_Fryer_E8 | F2 | Commercial | Warehouse (ID) | New | Food Preparation | Natural Gas | Fryer | E8 | RVT - Cost of Operation | 0 | 0 | 0 | 0 | 0 | 0 | 0 | 0 | 0 | 0 | 0 | 0 | 0 | 0 | 0 | 0 | 0 | 0 | 0 | 0 | 0 | 0 | 0 | 0 | 0 | 0 | 0
F2_Commercial_Warehouse (ID)_New_Food Preparation_Natural Gas_Fryer_E9 | F2 | Commercial | Warehouse (ID) | New | Food Preparation | Natural Gas | Fryer | E9 | RVT - Cost of Operation | 0 | 0 | 0 | 0 | 0 | 0 | 0 | 0 | 0 | 0 | 0 | 0 | 0 | 0 | 0 | 0 | 0 | 0 | 0 | 0 | 0 | 0 | 0 | 0 | 0 | 0 | 0
F2_Commercial_Warehouse (ID)_New_Food Preparation_Natural Gas_Fryer_E10 | F2 | Commercial | Warehouse (ID) | New | Food Preparation | Natural Gas | Fryer | E10 | RVT - Cost of Operation | 0 | 0 | 0 | 0 | 0 | 0 | 0 | 0 | 0 | 0 | 0 | 0 | 0 | 0 | 0 | 0 | 0 | 0 | 0 | 0 | 0 | 0 | 0 | 0 | 0 | 0 | 0
F3_Commercial_Warehouse (ID)_New_Food Preparation_Natural Gas_Fryer_E1 | F3 | Commercial | Warehouse (ID) | New | Food Preparation | Natural Gas | Fryer | E1 | System - kBTUs of Consumption | 0.74007 | 0.74007 | 0.74007 | 0.74007 | 0.74007 | 0.74007 | 0.74007 | 0.74007 | 0.74007 | 0.74007 | 0.74007 | 0.74007 | 0.74007 | 0.74007 | 0.74007 | 0.74007 | 0.74007 | 0.74007 | 0.74007 | 0.74007 | 0.74007 | 0.74007 | 0.74007 | 0.74007 | 0.74007 | 0.74007 | 0.74007
F3_Commercial_Warehouse (ID)_New_Food Preparation_Natural Gas_Fryer_E2 | F3 | Commercial | Warehouse (ID) | New | Food Preparation | Natural Gas | Fryer | E2 | System - kBTUs of Consumption | 0.51043 | 0.51043 | 0.51043 | 0.51043 | 0.51043 | 0.51043 | 0.51043 | 0.51043 | 0.51043 | 0.51043 | 0.51043 | 0.51043 | 0.51043 | 0.51043 | 0.51043 | 0.51043 | 0.51043 | 0.51043 | 0.51043 | 0.51043 | 0.51043 | 0.51043 | 0.51043 | 0.51043 | 0.51043 | 0.51043 | 0.51043
F3_Commercial_Warehouse (ID)_New_Food Preparation_Natural Gas_Fryer_E3 | F3 | Commercial | Warehouse (ID) | New | Food Preparation | Natural Gas | Fryer | E3 | System - kBTUs of Consumption | 0 | 0 | 0 | 0 | 0 | 0 | 0 | 0 | 0 | 0 | 0 | 0 | 0 | 0 | 0 | 0 | 0 | 0 | 0 | 0 | 0 | 0 | 0 | 0 | 0 | 0 | 0
F3_Commercial_Warehouse (ID)_New_Food Preparation_Natural Gas_Fryer_E4 | F3 | Commercial | Warehouse (ID) | New | Food Preparation | Natural Gas | Fryer | E4 | System - kBTUs of Consumption | 0 | 0 | 0 | 0 | 0 | 0 | 0 | 0 | 0 | 0 | 0 | 0 | 0 | 0 | 0 | 0 | 0 | 0 | 0 | 0 | 0 | 0 | 0 | 0 | 0 | 0 | 0
F3_Commercial_Warehouse (ID)_New_Food Preparation_Natural Gas_Fryer_E5 | F3 | Commercial | Warehouse (ID) | New | Food Preparation | Natural Gas | Fryer | E5 | System - kBTUs of Consumption | 0 | 0 | 0 | 0 | 0 | 0 | 0 | 0 | 0 | 0 | 0 | 0 | 0 | 0 | 0 | 0 | 0 | 0 | 0 | 0 | 0 | 0 | 0 | 0 | 0 | 0 | 0
F3_Commercial_Warehouse (ID)_New_Food Preparation_Natural Gas_Fryer_E6 | F3 | Commercial | Warehouse (ID) | New | Food Preparation | Natural Gas | Fryer | E6 | System - kBTUs of Consumption | 0 | 0 | 0 | 0 | 0 | 0 | 0 | 0 | 0 | 0 | 0 | 0 | 0 | 0 | 0 | 0 | 0 | 0 | 0 | 0 | 0 | 0 | 0 | 0 | 0 | 0 | 0
F3_Commercial_Warehouse (ID)_New_Food Preparation_Natural Gas_Fryer_E7 | F3 | Commercial | Warehouse (ID) | New | Food Preparation | Natural Gas | Fryer | E7 | System - kBTUs of Consumption | 0 | 0 | 0 | 0 | 0 | 0 | 0 | 0 | 0 | 0 | 0 | 0 | 0 | 0 | 0 | 0 | 0 | 0 | 0 | 0 | 0 | 0 | 0 | 0 | 0 | 0 | 0
F3_Commercial_Warehouse (ID)_New_Food Preparation_Natural Gas_Fryer_E8 | F3 | Commercial | Warehouse (ID) | New | Food Preparation | Natural Gas | Fryer | E8 | System - kBTUs of Consumption | 0 | 0 | 0 | 0 | 0 | 0 | 0 | 0 | 0 | 0 | 0 | 0 | 0 | 0 | 0 | 0 | 0 | 0 | 0 | 0 | 0 | 0 | 0 | 0 | 0 | 0 | 0
F3_Commercial_Warehouse (ID)_New_Food Preparation_Natural Gas_Fryer_E9 | F3 | Commercial | Warehouse (ID) | New | Food Preparation | Natural Gas | Fryer | E9 | System - kBTUs of Consumption | 0 | 0 | 0 | 0 | 0 | 0 | 0 | 0 | 0 | 0 | 0 | 0 | 0 | 0 | 0 | 0 | 0 | 0 | 0 | 0 | 0 | 0 | 0 | 0 | 0 | 0 | 0
F3_Commercial_Warehouse (ID)_New_Food Preparation_Natural Gas_Fryer_E10 | F3 | Commercial | Warehouse (ID) | New | Food Preparation | Natural Gas | Fryer | E10 | System - kBTUs of Consumption | 0 | 0 | 0 | 0 | 0 | 0 | 0 | 0 | 0 | 0 | 0 | 0 | 0 | 0 | 0 | 0 | 0 | 0 | 0 | 0 | 0 | 0 | 0 | 0 | 0 | 0 | 0
F4_Commercial_Warehouse (ID)_New_Food Preparation_Natural Gas_Fryer_E1 | F4 | Commercial | Warehouse (ID) | New | Food Preparation | Natural Gas | Fryer | E1 | Utility - Cost of Equipment | 2.2016e-05 | 2.2016e-05 | 2.2016e-05 | 2.2016e-05 | 2.2016e-05 | 2.2016e-05 | 2.2016e-05 | 2.2016e-05 | 2.2016e-05 | 2.2016e-05 | 2.2016e-05 | 2.2016e-05 | 2.2016e-05 | 2.2016e-05 | 2.2016e-05 | 2.2016e-05 | 2.2016e-05 | 2.2016e-05 | 2.2016e-05 | 2.2016e-05 | 2.2016e-05 | 2.2016e-05 | 2.2016e-05 | 2.2016e-05 | 2.2016e-05 | 2.2016e-05 | 2.2016e-05
F4_Commercial_Warehouse (ID)_New_Food Preparation_Natural Gas_Fryer_E2 | F4 | Commercial | Warehouse (ID) | New | Food Preparation | Natural Gas | Fryer | E2 | Utility - Cost of Equipment | 3.2583e-05 | 3.2583e-05 | 3.2583e-05 | 3.2583e-05 | 3.2583e-05 | 3.2583e-05 | 3.2583e-05 | 3.2583e-05 | 3.2583e-05 | 3.2583e-05 | 3.2583e-05 | 3.2583e-05 | 3.2583e-05 | 3.2583e-05 | 3.2583e-05 | 3.2583e-05 | 3.2583e-05 | 3.2583e-05 | 3.2583e-05 | 3.2583e-05 | 3.2583e-05 | 3.2583e-05 | 3.2583e-05 | 3.2583e-05 | 3.2583e-05 | 3.2583e-05 | 3.2583e-05
F4_Commercial_Warehouse (ID)_New_Food Preparation_Natural Gas_Fryer_E3 | F4 | Commercial | Warehouse (ID) | New | Food Preparation | Natural Gas | Fryer | E3 | Utility - Cost of Equipment | 0 | 0 | 0 | 0 | 0 | 0 | 0 | 0 | 0 | 0 | 0 | 0 | 0 | 0 | 0 | 0 | 0 | 0 | 0 | 0 | 0 | 0 | 0 | 0 | 0 | 0 | 0
F4_Commercial_Warehouse (ID)_New_Food Preparation_Natural Gas_Fryer_E4 | F4 | Commercial | Warehouse (ID) | New | Food Preparation | Natural Gas | Fryer | E4 | Utility - Cost of Equipment | 0 | 0 | 0 | 0 | 0 | 0 | 0 | 0 | 0 | 0 | 0 | 0 | 0 | 0 | 0 | 0 | 0 | 0 | 0 | 0 | 0 | 0 | 0 | 0 | 0 | 0 | 0
F4_Commercial_Warehouse (ID)_New_Food Preparation_Natural Gas_Fryer_E5 | F4 | Commercial | Warehouse (ID) | New | Food Preparation | Natural Gas | Fryer | E5 | Utility - Cost of Equipment | 0 | 0 | 0 | 0 | 0 | 0 | 0 | 0 | 0 | 0 | 0 | 0 | 0 | 0 | 0 | 0 | 0 | 0 | 0 | 0 | 0 | 0 | 0 | 0 | 0 | 0 | 0
F4_Commercial_Warehouse (ID)_New_Food Preparation_Natural Gas_Fryer_E6 | F4 | Commercial | Warehouse (ID) | New | Food Preparation | Natural Gas | Fryer | E6 | Utility - Cost of Equipment | 0 | 0 | 0 | 0 | 0 | 0 | 0 | 0 | 0 | 0 | 0 | 0 | 0 | 0 | 0 | 0 | 0 | 0 | 0 | 0 | 0 | 0 | 0 | 0 | 0 | 0 | 0
F4_Commercial_Warehouse (ID)_New_Food Preparation_Natural Gas_Fryer_E7 | F4 | Commercial | Warehouse (ID) | New | Food Preparation | Natural Gas | Fryer | E7 | Utility - Cost of Equipment | 0 | 0 | 0 | 0 | 0 | 0 | 0 | 0 | 0 | 0 | 0 | 0 | 0 | 0 | 0 | 0 | 0 | 0 | 0 | 0 | 0 | 0 | 0 | 0 | 0 | 0 | 0
F4_Commercial_Warehouse (ID)_New_Food Preparation_Natural Gas_Fryer_E8 | F4 | Commercial | Warehouse (ID) | New | Food Preparation | Natural Gas | Fryer | E8 | Utility - Cost of Equipment | 0 | 0 | 0 | 0 | 0 | 0 | 0 | 0 | 0 | 0 | 0 | 0 | 0 | 0 | 0 | 0 | 0 | 0 | 0 | 0 | 0 | 0 | 0 | 0 | 0 | 0 | 0
F4_Commercial_Warehouse (ID)_New_Food Preparation_Natural Gas_Fryer_E9 | F4 | Commercial | Warehouse (ID) | New | Food Preparation | Natural Gas | Fryer | E9 | Utility - Cost of Equipment | 0 | 0 | 0 | 0 | 0 | 0 | 0 | 0 | 0 | 0 | 0 | 0 | 0 | 0 | 0 | 0 | 0 | 0 | 0 | 0 | 0 | 0 | 0 | 0 | 0 | 0 | 0
F4_Commercial_Warehouse (ID)_New_Food Preparation_Natural Gas_Fryer_E10 | F4 | Commercial | Warehouse (ID) | New | Food Preparation | Natural Gas | Fryer | E10 | Utility - Cost of Equipment | 0 | 0 | 0 | 0 | 0 | 0 | 0 | 0 | 0 | 0 | 0 | 0 | 0 | 0 | 0 | 0 | 0 | 0 | 0 | 0 | 0 | 0 | 0 | 0 | 0 | 0 | 0
F5_Commercial_Warehouse (ID)_New_Food Preparation_Natural Gas_Fryer_E1 | F5 | Commercial | Warehouse (ID) | New | Food Preparation | Natural Gas | Fryer | E1 | Utility - Cost of Operation | 0.0027439 | 0.002816 | 0.0028969 | 0.0029875 | 0.0030884 | 0.0032078 | 0.0033293 | 0.0034491 | 0.0035643 | 0.0036811 | 0.0037763 | 0.003866 | 0.0039621 | 0.0040565 | 0.0041423 | 0.0042235 | 0.0042975 | 0.004371 | 0.0044489 | 0.0045254 | 0.0046039 | 0.0046852 | 0.0047675 | 0.0048522 | 0.0049384 | 0.0050261 | 0.0051154
F5_Commercial_Warehouse (ID)_New_Food Preparation_Natural Gas_Fryer_E2 | F5 | Commercial | Warehouse (ID) | New | Food Preparation | Natural Gas | Fryer | E2 | Utility - Cost of Operation | 0.0018925 | 0.0019422 | 0.001998 | 0.0020605 | 0.0021301 | 0.0022124 | 0.0022963 | 0.0023788 | 0.0024583 | 0.0025389 | 0.0026045 | 0.0026664 | 0.0027327 | 0.0027978 | 0.002857 | 0.0029129 | 0.002964 | 0.0030147 | 0.0030684 | 0.0031212 | 0.0031753 | 0.0032314 | 0.0032881 | 0.0033466 | 0.003406 | 0.0034665 | 0.0035281
F5_Commercial_Warehouse (ID)_New_Food Preparation_Natural Gas_Fryer_E3 | F5 | Commercial | Warehouse (ID) | New | Food Preparation | Natural Gas | Fryer | E3 | Utility - Cost of Operation | 0 | 0 | 0 | 0 | 0 | 0 | 0 | 0 | 0 | 0 | 0 | 0 | 0 | 0 | 0 | 0 | 0 | 0 | 0 | 0 | 0 | 0 | 0 | 0 | 0 | 0 | 0
F5_Commercial_Warehouse (ID)_New_Food Preparation_Natural Gas_Fryer_E4 | F5 | Commercial | Warehouse (ID) | New | Food Preparation | Natural Gas | Fryer | E4 | Utility - Cost of Operation | 0 | 0 | 0 | 0 | 0 | 0 | 0 | 0 | 0 | 0 | 0 | 0 | 0 | 0 | 0 | 0 | 0 | 0 | 0 | 0 | 0 | 0 | 0 | 0 | 0 | 0 | 0
F5_Commercial_Warehouse (ID)_New_Food Preparation_Natural Gas_Fryer_E5 | F5 | Commercial | Warehouse (ID) | New | Food Preparation | Natural Gas | Fryer | E5 | Utility - Cost of Operation | 0 | 0 | 0 | 0 | 0 | 0 | 0 | 0 | 0 | 0 | 0 | 0 | 0 | 0 | 0 | 0 | 0 | 0 | 0 | 0 | 0 | 0 | 0 | 0 | 0 | 0 | 0
F5_Commercial_Warehouse (ID)_New_Food Preparation_Natural Gas_Fryer_E6 | F5 | Commercial | Warehouse (ID) | New | Food Preparation | Natural Gas | Fryer | E6 | Utility - Cost of Operation | 0 | 0 | 0 | 0 | 0 | 0 | 0 | 0 | 0 | 0 | 0 | 0 | 0 | 0 | 0 | 0 | 0 | 0 | 0 | 0 | 0 | 0 | 0 | 0 | 0 | 0 | 0
F5_Commercial_Warehouse (ID)_New_Food Preparation_Natural Gas_Fryer_E7 | F5 | Commercial | Warehouse (ID) | New | Food Preparation | Natural Gas | Fryer | E7 | Utility - Cost of Operation | 0 | 0 | 0 | 0 | 0 | 0 | 0 | 0 | 0 | 0 | 0 | 0 | 0 | 0 | 0 | 0 | 0 | 0 | 0 | 0 | 0 | 0 | 0 | 0 | 0 | 0 | 0
F5_Commercial_Warehouse (ID)_New_Food Preparation_Natural Gas_Fryer_E8 | F5 | Commercial | Warehouse (ID) | New | Food Preparation | Natural Gas | Fryer | E8 | Utility - Cost of Operation | 0 | 0 | 0 | 0 | 0 | 0 | 0 | 0 | 0 | 0 | 0 | 0 | 0 | 0 | 0 | 0 | 0 | 0 | 0 | 0 | 0 | 0 | 0 | 0 | 0 | 0 | 0
F5_Commercial_Warehouse (ID)_New_Food Preparation_Natural Gas_Fryer_E9 | F5 | Commercial | Warehouse (ID) | New | Food Preparation | Natural Gas | Fryer | E9 | Utility - Cost of Operation | 0 | 0 | 0 | 0 | 0 | 0 | 0 | 0 | 0 | 0 | 0 | 0 | 0 | 0 | 0 | 0 | 0 | 0 | 0 | 0 | 0 | 0 | 0 | 0 | 0 | 0 | 0
F5_Commercial_Warehouse (ID)_New_Food Preparation_Natural Gas_Fryer_E10 | F5 | Commercial | Warehouse (ID) | New | Food Preparation | Natural Gas | Fryer | E10 | Utility - Cost of Operation | 0 | 0 | 0 | 0 | 0 | 0 | 0 | 0 | 0 | 0 | 0 | 0 | 0 | 0 | 0 | 0 | 0 | 0 | 0 | 0 | 0 | 0 | 0 | 0 | 0 | 0 | 0
F6_Commercial_Warehouse (ID)_New_Food Preparation_Natural Gas_Fryer_E1 | F6 | Commercial | Warehouse (ID) | New | Food Preparation | Natural Gas | Fryer | E1 | Utility - Value of Sales | 0.0031987 | 0.003263 | 0.0033354 | 0.0034167 | 0.0035073 | 0.0036168 | 0.0037255 | 0.0038282 | 0.0039214 | 0.0040122 | 0.0041062 | 0.0041923 | 0.0042844 | 0.0043736 | 0.004452 | 0.0045241 | 0.004587 | 0.0046478 | 0.0047119 | 0.0047728 | 0.0048341 | 0.0049195 | 0.0050058 | 0.0050948 | 0.0051853 | 0.0052774 | 0.0053712
F6_Commercial_Warehouse (ID)_New_Food Preparation_Natural Gas_Fryer_E2 | F6 | Commercial | Warehouse (ID) | New | Food Preparation | Natural Gas | Fryer | E2 | Utility - Value of Sales | 0.0022062 | 0.0022505 | 0.0023004 | 0.0023565 | 0.002419 | 0.0024945 | 0.0025695 | 0.0026404 | 0.0027046 | 0.0027672 | 0.002832 | 0.0028915 | 0.0029549 | 0.0030165 | 0.0030705 | 0.0031203 | 0.0031637 | 0.0032056 | 0.0032498 | 0.0032918 | 0.0033341 | 0.003393 | 0.0034525 | 0.0035139 | 0.0035763 | 0.0036398 | 0.0037045
F6_Commercial_Warehouse (ID)_New_Food Preparation_Natural Gas_Fryer_E3 | F6 | Commercial | Warehouse (ID) | New | Food Preparation | Natural Gas | Fryer | E3 | Utility - Value of Sales | 0 | 0 | 0 | 0 | 0 | 0 | 0 | 0 | 0 | 0 | 0 | 0 | 0 | 0 | 0 | 0 | 0 | 0 | 0 | 0 | 0 | 0 | 0 | 0 | 0 | 0 | 0
F6_Commercial_Warehouse (ID)_New_Food Preparation_Natural Gas_Fryer_E4 | F6 | Commercial | Warehouse (ID) | New | Food Preparation | Natural Gas | Fryer | E4 | Utility - Value of Sales | 0 | 0 | 0 | 0 | 0 | 0 | 0 | 0 | 0 | 0 | 0 | 0 | 0 | 0 | 0 | 0 | 0 | 0 | 0 | 0 | 0 | 0 | 0 | 0 | 0 | 0 | 0
F6_Commercial_Warehouse (ID)_New_Food Preparation_Natural Gas_Fryer_E5 | F6 | Commercial | Warehouse (ID) | New | Food Preparation | Natural Gas | Fryer | E5 | Utility - Value of Sales | 0 | 0 | 0 | 0 | 0 | 0 | 0 | 0 | 0 | 0 | 0 | 0 | 0 | 0 | 0 | 0 | 0 | 0 | 0 | 0 | 0 | 0 | 0 | 0 | 0 | 0 | 0
F6_Commercial_Warehouse (ID)_New_Food Preparation_Natural Gas_Fryer_E6 | F6 | Commercial | Warehouse (ID) | New | Food Preparation | Natural Gas | Fryer | E6 | Utility - Value of Sales | 0 | 0 | 0 | 0 | 0 | 0 | 0 | 0 | 0 | 0 | 0 | 0 | 0 | 0 | 0 | 0 | 0 | 0 | 0 | 0 | 0 | 0 | 0 | 0 | 0 | 0 | 0
F6_Commercial_Warehouse (ID)_New_Food Preparation_Natural Gas_Fryer_E7 | F6 | Commercial | Warehouse (ID) | New | Food Preparation | Natural Gas | Fryer | E7 | Utility - Value of Sales | 0 | 0 | 0 | 0 | 0 | 0 | 0 | 0 | 0 | 0 | 0 | 0 | 0 | 0 | 0 | 0 | 0 | 0 | 0 | 0 | 0 | 0 | 0 | 0 | 0 | 0 | 0
F6_Commercial_Warehouse (ID)_New_Food Preparation_Natural Gas_Fryer_E8 | F6 | Commercial | Warehouse (ID) | New | Food Preparation | Natural Gas | Fryer | E8 | Utility - Value of Sales | 0 | 0 | 0 | 0 | 0 | 0 | 0 | 0 | 0 | 0 | 0 | 0 | 0 | 0 | 0 | 0 | 0 | 0 | 0 | 0 | 0 | 0 | 0 | 0 | 0 | 0 | 0
F6_Commercial_Warehouse (ID)_New_Food Preparation_Natural Gas_Fryer_E9 | F6 | Commercial | Warehouse (ID) | New | Food Preparation | Natural Gas | Fryer | E9 | Utility - Value of Sales | 0 | 0 | 0 | 0 | 0 | 0 | 0 | 0 | 0 | 0 | 0 | 0 | 0 | 0 | 0 | 0 | 0 | 0 | 0 | 0 | 0 | 0 | 0 | 0 | 0 | 0 | 0
F6_Commercial_Warehouse (ID)_New_Food Preparation_Natural Gas_Fryer_E10 | F6 | Commercial | Warehouse (ID) | New | Food Preparation | Natural Gas | Fryer | E10 | Utility - Value of Sales | 0 | 0 | 0 | 0 | 0 | 0 | 0 | 0 | 0 | 0 | 0 | 0 | 0 | 0 | 0 | 0 | 0 | 0 | 0 | 0 | 0 | 0 | 0 | 0 | 0 | 0 | 0
F1_Commercial_Warehouse (ID)_New_Food Preparation_Natural Gas_Broiler_E1 | F1 | Commercial | Warehouse (ID) | New | Food Preparation | Natural Gas | Broiler | E1 | RVT - Cost of Equipment | 0.0015993 | 0.0015993 | 0.0015993 | 0.0015993 | 0.0015993 | 0.0015993 | 0.0015993 | 0.0015993 | 0.0015993 | 0.0015993 | 0.0015993 | 0.0015993 | 0.0015993 | 0.0015993 | 0.0015993 | 0.0015993 | 0.0015993 | 0.0015993 | 0.0015993 | 0.0015993 | 0.0015993 | 0.0015993 | 0.0015993 | 0.0015993 | 0.0015993 | 0.0015993 | 0.0015993
F1_Commercial_Warehouse (ID)_New_Food Preparation_Natural Gas_Broiler_E2 | F1 | Commercial | Warehouse (ID) | New | Food Preparation | Natural Gas | Broiler | E2 | RVT - Cost of Equipment | 0.002239 | 0.002239 | 0.002239 | 0.002239 | 0.002239 | 0.002239 | 0.002239 | 0.002239 | 0.002239 | 0.002239 | 0.002239 | 0.002239 | 0.002239 | 0.002239 | 0.002239 | 0.002239 | 0.002239 | 0.002239 | 0.002239 | 0.002239 | 0.002239 | 0.002239 | 0.002239 | 0.002239 | 0.002239 | 0.002239 | 0.002239
F1_Commercial_Warehouse (ID)_New_Food Preparation_Natural Gas_Broiler_E3 | F1 | Commercial | Warehouse (ID) | New | Food Preparation | Natural Gas | Broiler | E3 | RVT - Cost of Equipment | 0 | 0 | 0 | 0 | 0 | 0 | 0 | 0 | 0 | 0 | 0 | 0 | 0 | 0 | 0 | 0 | 0 | 0 | 0 | 0 | 0 | 0 | 0 | 0 | 0 | 0 | 0
F1_Commercial_Warehouse (ID)_New_Food Preparation_Natural Gas_Broiler_E4 | F1 | Commercial | Warehouse (ID) | New | Food Preparation | Natural Gas | Broiler | E4 | RVT - Cost of Equipment | 0 | 0 | 0 | 0 | 0 | 0 | 0 | 0 | 0 | 0 | 0 | 0 | 0 | 0 | 0 | 0 | 0 | 0 | 0 | 0 | 0 | 0 | 0 | 0 | 0 | 0 | 0
F1_Commercial_Warehouse (ID)_New_Food Preparation_Natural Gas_Broiler_E5 | F1 | Commercial | Warehouse (ID) | New | Food Preparation | Natural Gas | Broiler | E5 | RVT - Cost of Equipment | 0 | 0 | 0 | 0 | 0 | 0 | 0 | 0 | 0 | 0 | 0 | 0 | 0 | 0 | 0 | 0 | 0 | 0 | 0 | 0 | 0 | 0 | 0 | 0 | 0 | 0 | 0
F1_Commercial_Warehouse (ID)_New_Food Preparation_Natural Gas_Broiler_E6 | F1 | Commercial | Warehouse (ID) | New | Food Preparation | Natural Gas | Broiler | E6 | RVT - Cost of Equipment | 0 | 0 | 0 | 0 | 0 | 0 | 0 | 0 | 0 | 0 | 0 | 0 | 0 | 0 | 0 | 0 | 0 | 0 | 0 | 0 | 0 | 0 | 0 | 0 | 0 | 0 | 0
F1_Commercial_Warehouse (ID)_New_Food Preparation_Natural Gas_Broiler_E7 | F1 | Commercial | Warehouse (ID) | New | Food Preparation | Natural Gas | Broiler | E7 | RVT - Cost of Equipment | 0 | 0 | 0 | 0 | 0 | 0 | 0 | 0 | 0 | 0 | 0 | 0 | 0 | 0 | 0 | 0 | 0 | 0 | 0 | 0 | 0 | 0 | 0 | 0 | 0 | 0 | 0
F1_Commercial_Warehouse (ID)_New_Food Preparation_Natural Gas_Broiler_E8 | F1 | Commercial | Warehouse (ID) | New | Food Preparation | Natural Gas | Broiler | E8 | RVT - Cost of Equipment | 0 | 0 | 0 | 0 | 0 | 0 | 0 | 0 | 0 | 0 | 0 | 0 | 0 | 0 | 0 | 0 | 0 | 0 | 0 | 0 | 0 | 0 | 0 | 0 | 0 | 0 | 0
F1_Commercial_Warehouse (ID)_New_Food Preparation_Natural Gas_Broiler_E9 | F1 | Commercial | Warehouse (ID) | New | Food Preparation | Natural Gas | Broiler | E9 | RVT - Cost of Equipment | 0 | 0 | 0 | 0 | 0 | 0 | 0 | 0 | 0 | 0 | 0 | 0 | 0 | 0 | 0 | 0 | 0 | 0 | 0 | 0 | 0 | 0 | 0 | 0 | 0 | 0 | 0
F1_Commercial_Warehouse (ID)_New_Food Preparation_Natural Gas_Broiler_E10 | F1 | Commercial | Warehouse (ID) | New | Food Preparation | Natural Gas | Broiler | E10 | RVT - Cost of Equipment | 0 | 0 | 0 | 0 | 0 | 0 | 0 | 0 | 0 | 0 | 0 | 0 | 0 | 0 | 0 | 0 | 0 | 0 | 0 | 0 | 0 | 0 | 0 | 0 | 0 | 0 | 0
F2_Commercial_Warehouse (ID)_New_Food Preparation_Natural Gas_Broiler_E1 | F2 | Commercial | Warehouse (ID) | New | Food Preparation | Natural Gas | Broiler | E1 | RVT - Cost of Operation | 0.0031689 | 0.0032288 | 0.003299 | 0.0033809 | 0.0034748 | 0.0035919 | 0.0037093 | 0.0038208 | 0.0039218 | 0.0040196 | 0.004121 | 0.0042132 | 0.0043104 | 0.0044025 | 0.0044816 | 0.004553 | 0.0046135 | 0.0046712 | 0.0047325 | 0.0047898 | 0.0048473 | 0.0049329 | 0.0050193 | 0.0051085 | 0.0051992 | 0.0052916 | 0.0053856
F2_Commercial_Warehouse (ID)_New_Food Preparation_Natural Gas_Broiler_E2 | F2 | Commercial | Warehouse (ID) | New | Food Preparation | Natural Gas | Broiler | E2 | RVT - Cost of Operation | 0.0027028 | 0.0027539 | 0.0028138 | 0.0028837 | 0.0029637 | 0.0030636 | 0.0031638 | 0.0032589 | 0.003345 | 0.0034284 | 0.0035149 | 0.0035935 | 0.0036765 | 0.003755 | 0.0038225 | 0.0038834 | 0.0039349 | 0.0039841 | 0.0040365 | 0.0040854 | 0.0041344 | 0.0042074 | 0.0042811 | 0.0043571 | 0.0044346 | 0.0045133 | 0.0045935
F2_Commercial_Warehouse (ID)_New_Food Preparation_Natural Gas_Broiler_E3 | F2 | Commercial | Warehouse (ID) | New | Food Preparation | Natural Gas | Broiler | E3 | RVT - Cost of Operation | 0 | 0 | 0 | 0 | 0 | 0 | 0 | 0 | 0 | 0 | 0 | 0 | 0 | 0 | 0 | 0 | 0 | 0 | 0 | 0 | 0 | 0 | 0 | 0 | 0 | 0 | 0
F2_Commercial_Warehouse (ID)_New_Food Preparation_Natural Gas_Broiler_E4 | F2 | Commercial | Warehouse (ID) | New | Food Preparation | Natural Gas | Broiler | E4 | RVT - Cost of Operation | 0 | 0 | 0 | 0 | 0 | 0 | 0 | 0 | 0 | 0 | 0 | 0 | 0 | 0 | 0 | 0 | 0 | 0 | 0 | 0 | 0 | 0 | 0 | 0 | 0 | 0 | 0
F2_Commercial_Warehouse (ID)_New_Food Preparation_Natural Gas_Broiler_E5 | F2 | Commercial | Warehouse (ID) | New | Food Preparation | Natural Gas | Broiler | E5 | RVT - Cost of Operation | 0 | 0 | 0 | 0 | 0 | 0 | 0 | 0 | 0 | 0 | 0 | 0 | 0 | 0 | 0 | 0 | 0 | 0 | 0 | 0 | 0 | 0 | 0 | 0 | 0 | 0 | 0
F2_Commercial_Warehouse (ID)_New_Food Preparation_Natural Gas_Broiler_E6 | F2 | Commercial | Warehouse (ID) | New | Food Preparation | Natural Gas | Broiler | E6 | RVT - Cost of Operation | 0 | 0 | 0 | 0 | 0 | 0 | 0 | 0 | 0 | 0 | 0 | 0 | 0 | 0 | 0 | 0 | 0 | 0 | 0 | 0 | 0 | 0 | 0 | 0 | 0 | 0 | 0
F2_Commercial_Warehouse (ID)_New_Food Preparation_Natural Gas_Broiler_E7 | F2 | Commercial | Warehouse (ID) | New | Food Preparation | Natural Gas | Broiler | E7 | RVT - Cost of Operation | 0 | 0 | 0 | 0 | 0 | 0 | 0 | 0 | 0 | 0 | 0 | 0 | 0 | 0 | 0 | 0 | 0 | 0 | 0 | 0 | 0 | 0 | 0 | 0 | 0 | 0 | 0
F2_Commercial_Warehouse (ID)_New_Food Preparation_Natural Gas_Broiler_E8 | F2 | Commercial | Warehouse (ID) | New | Food Preparation | Natural Gas | Broiler | E8 | RVT - Cost of Operation | 0 | 0 | 0 | 0 | 0 | 0 | 0 | 0 | 0 | 0 | 0 | 0 | 0 | 0 | 0 | 0 | 0 | 0 | 0 | 0 | 0 | 0 | 0 | 0 | 0 | 0 | 0
F2_Commercial_Warehouse (ID)_New_Food Preparation_Natural Gas_Broiler_E9 | F2 | Commercial | Warehouse (ID) | New | Food Preparation | Natural Gas | Broiler | E9 | RVT - Cost of Operation | 0 | 0 | 0 | 0 | 0 | 0 | 0 | 0 | 0 | 0 | 0 | 0 | 0 | 0 | 0 | 0 | 0 | 0 | 0 | 0 | 0 | 0 | 0 | 0 | 0 | 0 | 0
F2_Commercial_Warehouse (ID)_New_Food Preparation_Natural Gas_Broiler_E10 | F2 | Commercial | Warehouse (ID) | New | Food Preparation | Natural Gas | Broiler | E10 | RVT - Cost of Operation | 0 | 0 | 0 | 0 | 0 | 0 | 0 | 0 | 0 | 0 | 0 | 0 | 0 | 0 | 0 | 0 | 0 | 0 | 0 | 0 | 0 | 0 | 0 | 0 | 0 | 0 | 0
F3_Commercial_Warehouse (ID)_New_Food Preparation_Natural Gas_Broiler_E1 | F3 | Commercial | Warehouse (ID) | New | Food Preparation | Natural Gas | Broiler | E1 | System - kBTUs of Consumption | 0.75598 | 0.75598 | 0.75598 | 0.75598 | 0.75598 | 0.75598 | 0.75598 | 0.75598 | 0.75598 | 0.75598 | 0.75598 | 0.75598 | 0.75598 | 0.75598 | 0.75598 | 0.75598 | 0.75598 | 0.75598 | 0.75598 | 0.75598 | 0.75598 | 0.75598 | 0.75598 | 0.75598 | 0.75598 | 0.75598 | 0.75598
F3_Commercial_Warehouse (ID)_New_Food Preparation_Natural Gas_Broiler_E2 | F3 | Commercial | Warehouse (ID) | New | Food Preparation | Natural Gas | Broiler | E2 | System - kBTUs of Consumption | 0.64479 | 0.64479 | 0.64479 | 0.64479 | 0.64479 | 0.64479 | 0.64479 | 0.64479 | 0.64479 | 0.64479 | 0.64479 | 0.64479 | 0.64479 | 0.64479 | 0.64479 | 0.64479 | 0.64479 | 0.64479 | 0.64479 | 0.64479 | 0.64479 | 0.64479 | 0.64479 | 0.64479 | 0.64479 | 0.64479 | 0.64479
F3_Commercial_Warehouse (ID)_New_Food Preparation_Natural Gas_Broiler_E3 | F3 | Commercial | Warehouse (ID) | New | Food Preparation | Natural Gas | Broiler | E3 | System - kBTUs of Consumption | 0 | 0 | 0 | 0 | 0 | 0 | 0 | 0 | 0 | 0 | 0 | 0 | 0 | 0 | 0 | 0 | 0 | 0 | 0 | 0 | 0 | 0 | 0 | 0 | 0 | 0 | 0
F3_Commercial_Warehouse (ID)_New_Food Preparation_Natural Gas_Broiler_E4 | F3 | Commercial | Warehouse (ID) | New | Food Preparation | Natural Gas | Broiler | E4 | System - kBTUs of Consumption | 0 | 0 | 0 | 0 | 0 | 0 | 0 | 0 | 0 | 0 | 0 | 0 | 0 | 0 | 0 | 0 | 0 | 0 | 0 | 0 | 0 | 0 | 0 | 0 | 0 | 0 | 0
F3_Commercial_Warehouse (ID)_New_Food Preparation_Natural Gas_Broiler_E5 | F3 | Commercial | Warehouse (ID) | New | Food Preparation | Natural Gas | Broiler | E5 | System - kBTUs of Consumption | 0 | 0 | 0 | 0 | 0 | 0 | 0 | 0 | 0 | 0 | 0 | 0 | 0 | 0 | 0 | 0 | 0 | 0 | 0 | 0 | 0 | 0 | 0 | 0 | 0 | 0 | 0
F3_Commercial_Warehouse (ID)_New_Food Preparation_Natural Gas_Broiler_E6 | F3 | Commercial | Warehouse (ID) | New | Food Preparation | Natural Gas | Broiler | E6 | System - kBTUs of Consumption | 0 | 0 | 0 | 0 | 0 | 0 | 0 | 0 | 0 | 0 | 0 | 0 | 0 | 0 | 0 | 0 | 0 | 0 | 0 | 0 | 0 | 0 | 0 | 0 | 0 | 0 | 0
F3_Commercial_Warehouse (ID)_New_Food Preparation_Natural Gas_Broiler_E7 | F3 | Commercial | Warehouse (ID) | New | Food Preparation | Natural Gas | Broiler | E7 | System - kBTUs of Consumption | 0 | 0 | 0 | 0 | 0 | 0 | 0 | 0 | 0 | 0 | 0 | 0 | 0 | 0 | 0 | 0 | 0 | 0 | 0 | 0 | 0 | 0 | 0 | 0 | 0 | 0 | 0
F3_Commercial_Warehouse (ID)_New_Food Preparation_Natural Gas_Broiler_E8 | F3 | Commercial | Warehouse (ID) | New | Food Preparation | Natural Gas | Broiler | E8 | System - kBTUs of Consumption | 0 | 0 | 0 | 0 | 0 | 0 | 0 | 0 | 0 | 0 | 0 | 0 | 0 | 0 | 0 | 0 | 0 | 0 | 0 | 0 | 0 | 0 | 0 | 0 | 0 | 0 | 0
F3_Commercial_Warehouse (ID)_New_Food Preparation_Natural Gas_Broiler_E9 | F3 | Commercial | Warehouse (ID) | New | Food Preparation | Natural Gas | Broiler | E9 | System - kBTUs of Consumption | 0 | 0 | 0 | 0 | 0 | 0 | 0 | 0 | 0 | 0 | 0 | 0 | 0 | 0 | 0 | 0 | 0 | 0 | 0 | 0 | 0 | 0 | 0 | 0 | 0 | 0 | 0
F3_Commercial_Warehouse (ID)_New_Food Preparation_Natural Gas_Broiler_E10 | F3 | Commercial | Warehouse (ID) | New | Food Preparation | Natural Gas | Broiler | E10 | System - kBTUs of Consumption | 0 | 0 | 0 | 0 | 0 | 0 | 0 | 0 | 0 | 0 | 0 | 0 | 0 | 0 | 0 | 0 | 0 | 0 | 0 | 0 | 0 | 0 | 0 | 0 | 0 | 0 | 0
F4_Commercial_Warehouse (ID)_New_Food Preparation_Natural Gas_Broiler_E1 | F4 | Commercial | Warehouse (ID) | New | Food Preparation | Natural Gas | Broiler | E1 | Utility - Cost of Equipment | 0.0015993 | 0.0015993 | 0.0015993 | 0.0015993 | 0.0015993 | 0.0015993 | 0.0015993 | 0.0015993 | 0.0015993 | 0.0015993 | 0.0015993 | 0.0015993 | 0.0015993 | 0.0015993 | 0.0015993 | 0.0015993 | 0.0015993 | 0.0015993 | 0.0015993 | 0.0015993 | 0.0015993 | 0.0015993 | 0.0015993 | 0.0015993 | 0.0015993 | 0.0015993 | 0.0015993
F4_Commercial_Warehouse (ID)_New_Food Preparation_Natural Gas_Broiler_E2 | F4 | Commercial | Warehouse (ID) | New | Food Preparation | Natural Gas | Broiler | E2 | Utility - Cost of Equipment | 0.002239 | 0.002239 | 0.002239 | 0.002239 | 0.002239 | 0.002239 | 0.002239 | 0.002239 | 0.002239 | 0.002239 | 0.002239 | 0.002239 | 0.002239 | 0.002239 | 0.002239 | 0.002239 | 0.002239 | 0.002239 | 0.002239 | 0.002239 | 0.002239 | 0.002239 | 0.002239 | 0.002239 | 0.002239 | 0.002239 | 0.002239
F4_Commercial_Warehouse (ID)_New_Food Preparation_Natural Gas_Broiler_E3 | F4 | Commercial | Warehouse (ID) | New | Food Preparation | Natural Gas | Broiler | E3 | Utility - Cost of Equipment | 0 | 0 | 0 | 0 | 0 | 0 | 0 | 0 | 0 | 0 | 0 | 0 | 0 | 0 | 0 | 0 | 0 | 0 | 0 | 0 | 0 | 0 | 0 | 0 | 0 | 0 | 0
F4_Commercial_Warehouse (ID)_New_Food Preparation_Natural Gas_Broiler_E4 | F4 | Commercial | Warehouse (ID) | New | Food Preparation | Natural Gas | Broiler | E4 | Utility - Cost of Equipment | 0 | 0 | 0 | 0 | 0 | 0 | 0 | 0 | 0 | 0 | 0 | 0 | 0 | 0 | 0 | 0 | 0 | 0 | 0 | 0 | 0 | 0 | 0 | 0 | 0 | 0 | 0
F4_Commercial_Warehouse (ID)_New_Food Preparation_Natural Gas_Broiler_E5 | F4 | Commercial | Warehouse (ID) | New | Food Preparation | Natural Gas | Broiler | E5 | Utility - Cost of Equipment | 0 | 0 | 0 | 0 | 0 | 0 | 0 | 0 | 0 | 0 | 0 | 0 | 0 | 0 | 0 | 0 | 0 | 0 | 0 | 0 | 0 | 0 | 0 | 0 | 0 | 0 | 0
F4_Commercial_Warehouse (ID)_New_Food Preparation_Natural Gas_Broiler_E6 | F4 | Commercial | Warehouse (ID) | New | Food Preparation | Natural Gas | Broiler | E6 | Utility - Cost of Equipment | 0 | 0 | 0 | 0 | 0 | 0 | 0 | 0 | 0 | 0 | 0 | 0 | 0 | 0 | 0 | 0 | 0 | 0 | 0 | 0 | 0 | 0 | 0 | 0 | 0 | 0 | 0
F4_Commercial_Warehouse (ID)_New_Food Preparation_Natural Gas_Broiler_E7 | F4 | Commercial | Warehouse (ID) | New | Food Preparation | Natural Gas | Broiler | E7 | Utility - Cost of Equipment | 0 | 0 | 0 | 0 | 0 | 0 | 0 | 0 | 0 | 0 | 0 | 0 | 0 | 0 | 0 | 0 | 0 | 0 | 0 | 0 | 0 | 0 | 0 | 0 | 0 | 0 | 0
F4_Commercial_Warehouse (ID)_New_Food Preparation_Natural Gas_Broiler_E8 | F4 | Commercial | Warehouse (ID) | New | Food Preparation | Natural Gas | Broiler | E8 | Utility - Cost of Equipment | 0 | 0 | 0 | 0 | 0 | 0 | 0 | 0 | 0 | 0 | 0 | 0 | 0 | 0 | 0 | 0 | 0 | 0 | 0 | 0 | 0 | 0 | 0 | 0 | 0 | 0 | 0
F4_Commercial_Warehouse (ID)_New_Food Preparation_Natural Gas_Broiler_E9 | F4 | Commercial | Warehouse (ID) | New | Food Preparation | Natural Gas | Broiler | E9 | Utility - Cost of Equipment | 0 | 0 | 0 | 0 | 0 | 0 | 0 | 0 | 0 | 0 | 0 | 0 | 0 | 0 | 0 | 0 | 0 | 0 | 0 | 0 | 0 | 0 | 0 | 0 | 0 | 0 | 0
F4_Commercial_Warehouse (ID)_New_Food Preparation_Natural Gas_Broiler_E10 | F4 | Commercial | Warehouse (ID) | New | Food Preparation | Natural Gas | Broiler | E10 | Utility - Cost of Equipment | 0 | 0 | 0 | 0 | 0 | 0 | 0 | 0 | 0 | 0 | 0 | 0 | 0 | 0 | 0 | 0 | 0 | 0 | 0 | 0 | 0 | 0 | 0 | 0 | 0 | 0 | 0
F5_Commercial_Warehouse (ID)_New_Food Preparation_Natural Gas_Broiler_E1 | F5 | Commercial | Warehouse (ID) | New | Food Preparation | Natural Gas | Broiler | E1 | Utility - Cost of Operation | 0.0026905 | 0.0027583 | 0.0028387 | 0.0029307 | 0.0030348 | 0.0031615 | 0.0032919 | 0.003421 | 0.0035453 | 0.0036713 | 0.0037716 | 0.0038656 | 0.0039665 | 0.0040653 | 0.0041537 | 0.0042363 | 0.0043105 | 0.0043837 | 0.0044619 | 0.0045381 | 0.0046165 | 0.004698 | 0.0047803 | 0.0048652 | 0.0049517 | 0.0050396 | 0.0051292
F5_Commercial_Warehouse (ID)_New_Food Preparation_Natural Gas_Broiler_E2 | F5 | Commercial | Warehouse (ID) | New | Food Preparation | Natural Gas | Broiler | E2 | Utility - Cost of Operation | 0.0022948 | 0.0023526 | 0.0024212 | 0.0024997 | 0.0025885 | 0.0026965 | 0.0028077 | 0.0029179 | 0.0030239 | 0.0031314 | 0.0032169 | 0.003297 | 0.0033831 | 0.0034674 | 0.0035428 | 0.0036133 | 0.0036765 | 0.0037389 | 0.0038056 | 0.0038707 | 0.0039375 | 0.004007 | 0.0040772 | 0.0041497 | 0.0042234 | 0.0042984 | 0.0043748
F5_Commercial_Warehouse (ID)_New_Food Preparation_Natural Gas_Broiler_E3 | F5 | Commercial | Warehouse (ID) | New | Food Preparation | Natural Gas | Broiler | E3 | Utility - Cost of Operation | 0 | 0 | 0 | 0 | 0 | 0 | 0 | 0 | 0 | 0 | 0 | 0 | 0 | 0 | 0 | 0 | 0 | 0 | 0 | 0 | 0 | 0 | 0 | 0 | 0 | 0 | 0
F5_Commercial_Warehouse (ID)_New_Food Preparation_Natural Gas_Broiler_E4 | F5 | Commercial | Warehouse (ID) | New | Food Preparation | Natural Gas | Broiler | E4 | Utility - Cost of Operation | 0 | 0 | 0 | 0 | 0 | 0 | 0 | 0 | 0 | 0 | 0 | 0 | 0 | 0 | 0 | 0 | 0 | 0 | 0 | 0 | 0 | 0 | 0 | 0 | 0 | 0 | 0
F5_Commercial_Warehouse (ID)_New_Food Preparation_Natural Gas_Broiler_E5 | F5 | Commercial | Warehouse (ID) | New | Food Preparation | Natural Gas | Broiler | E5 | Utility - Cost of Operation | 0 | 0 | 0 | 0 | 0 | 0 | 0 | 0 | 0 | 0 | 0 | 0 | 0 | 0 | 0 | 0 | 0 | 0 | 0 | 0 | 0 | 0 | 0 | 0 | 0 | 0 | 0
F5_Commercial_Warehouse (ID)_New_Food Preparation_Natural Gas_Broiler_E6 | F5 | Commercial | Warehouse (ID) | New | Food Preparation | Natural Gas | Broiler | E6 | Utility - Cost of Operation | 0 | 0 | 0 | 0 | 0 | 0 | 0 | 0 | 0 | 0 | 0 | 0 | 0 | 0 | 0 | 0 | 0 | 0 | 0 | 0 | 0 | 0 | 0 | 0 | 0 | 0 | 0
F5_Commercial_Warehouse (ID)_New_Food Preparation_Natural Gas_Broiler_E7 | F5 | Commercial | Warehouse (ID) | New | Food Preparation | Natural Gas | Broiler | E7 | Utility - Cost of Operation | 0 | 0 | 0 | 0 | 0 | 0 | 0 | 0 | 0 | 0 | 0 | 0 | 0 | 0 | 0 | 0 | 0 | 0 | 0 | 0 | 0 | 0 | 0 | 0 | 0 | 0 | 0
F5_Commercial_Warehouse (ID)_New_Food Preparation_Natural Gas_Broiler_E8 | F5 | Commercial | Warehouse (ID) | New | Food Preparation | Natural Gas | Broiler | E8 | Utility - Cost of Operation | 0 | 0 | 0 | 0 | 0 | 0 | 0 | 0 | 0 | 0 | 0 | 0 | 0 | 0 | 0 | 0 | 0 | 0 | 0 | 0 | 0 | 0 | 0 | 0 | 0 | 0 | 0
F5_Commercial_Warehouse (ID)_New_Food Preparation_Natural Gas_Broiler_E9 | F5 | Commercial | Warehouse (ID) | New | Food Preparation | Natural Gas | Broiler | E9 | Utility - Cost of Operation | 0 | 0 | 0 | 0 | 0 | 0 | 0 | 0 | 0 | 0 | 0 | 0 | 0 | 0 | 0 | 0 | 0 | 0 | 0 | 0 | 0 | 0 | 0 | 0 | 0 | 0 | 0
F5_Commercial_Warehouse (ID)_New_Food Preparation_Natural Gas_Broiler_E10 | F5 | Commercial | Warehouse (ID) | New | Food Preparation | Natural Gas | Broiler | E10 | Utility - Cost of Operation | 0 | 0 | 0 | 0 | 0 | 0 | 0 | 0 | 0 | 0 | 0 | 0 | 0 | 0 | 0 | 0 | 0 | 0 | 0 | 0 | 0 | 0 | 0 | 0 | 0 | 0 | 0
F6_Commercial_Warehouse (ID)_New_Food Preparation_Natural Gas_Broiler_E1 | F6 | Commercial | Warehouse (ID) | New | Food Preparation | Natural Gas | Broiler | E1 | Utility - Value of Sales | 0.0031689 | 0.0032288 | 0.003299 | 0.0033809 | 0.0034748 | 0.0035919 | 0.0037093 | 0.0038208 | 0.0039218 | 0.0040196 | 0.004121 | 0.0042132 | 0.0043104 | 0.0044025 | 0.0044816 | 0.004553 | 0.0046135 | 0.0046712 | 0.0047325 | 0.0047898 | 0.0048473 | 0.0049329 | 0.0050193 | 0.0051085 | 0.0051992 | 0.0052916 | 0.0053856
F6_Commercial_Warehouse (ID)_New_Food Preparation_Natural Gas_Broiler_E2 | F6 | Commercial | Warehouse (ID) | New | Food Preparation | Natural Gas | Broiler | E2 | Utility - Value of Sales | 0.0027028 | 0.0027539 | 0.0028138 | 0.0028837 | 0.0029637 | 0.0030636 | 0.0031638 | 0.0032589 | 0.003345 | 0.0034284 | 0.0035149 | 0.0035935 | 0.0036765 | 0.003755 | 0.0038225 | 0.0038834 | 0.0039349 | 0.0039841 | 0.0040365 | 0.0040854 | 0.0041344 | 0.0042074 | 0.0042811 | 0.0043571 | 0.0044346 | 0.0045133 | 0.0045935
F6_Commercial_Warehouse (ID)_New_Food Preparation_Natural Gas_Broiler_E3 | F6 | Commercial | Warehouse (ID) | New | Food Preparation | Natural Gas | Broiler | E3 | Utility - Value of Sales | 0 | 0 | 0 | 0 | 0 | 0 | 0 | 0 | 0 | 0 | 0 | 0 | 0 | 0 | 0 | 0 | 0 | 0 | 0 | 0 | 0 | 0 | 0 | 0 | 0 | 0 | 0
F6_Commercial_Warehouse (ID)_New_Food Preparation_Natural Gas_Broiler_E4 | F6 | Commercial | Warehouse (ID) | New | Food Preparation | Natural Gas | Broiler | E4 | Utility - Value of Sales | 0 | 0 | 0 | 0 | 0 | 0 | 0 | 0 | 0 | 0 | 0 | 0 | 0 | 0 | 0 | 0 | 0 | 0 | 0 | 0 | 0 | 0 | 0 | 0 | 0 | 0 | 0
F6_Commercial_Warehouse (ID)_New_Food Preparation_Natural Gas_Broiler_E5 | F6 | Commercial | Warehouse (ID) | New | Food Preparation | Natural Gas | Broiler | E5 | Utility - Value of Sales | 0 | 0 | 0 | 0 | 0 | 0 | 0 | 0 | 0 | 0 | 0 | 0 | 0 | 0 | 0 | 0 | 0 | 0 | 0 | 0 | 0 | 0 | 0 | 0 | 0 | 0 | 0
F6_Commercial_Warehouse (ID)_New_Food Preparation_Natural Gas_Broiler_E6 | F6 | Commercial | Warehouse (ID) | New | Food Preparation | Natural Gas | Broiler | E6 | Utility - Value of Sales | 0 | 0 | 0 | 0 | 0 | 0 | 0 | 0 | 0 | 0 | 0 | 0 | 0 | 0 | 0 | 0 | 0 | 0 | 0 | 0 | 0 | 0 | 0 | 0 | 0 | 0 | 0
F6_Commercial_Warehouse (ID)_New_Food Preparation_Natural Gas_Broiler_E7 | F6 | Commercial | Warehouse (ID) | New | Food Preparation | Natural Gas | Broiler | E7 | Utility - Value of Sales | 0 | 0 | 0 | 0 | 0 | 0 | 0 | 0 | 0 | 0 | 0 | 0 | 0 | 0 | 0 | 0 | 0 | 0 | 0 | 0 | 0 | 0 | 0 | 0 | 0 | 0 | 0
F6_Commercial_Warehouse (ID)_New_Food Preparation_Natural Gas_Broiler_E8 | F6 | Commercial | Warehouse (ID) | New | Food Preparation | Natural Gas | Broiler | E8 | Utility - Value of Sales | 0 | 0 | 0 | 0 | 0 | 0 | 0 | 0 | 0 | 0 | 0 | 0 | 0 | 0 | 0 | 0 | 0 | 0 | 0 | 0 | 0 | 0 | 0 | 0 | 0 | 0 | 0
F6_Commercial_Warehouse (ID)_New_Food Preparation_Natural Gas_Broiler_E9 | F6 | Commercial | Warehouse (ID) | New | Food Preparation | Natural Gas | Broiler | E9 | Utility - Value of Sales | 0 | 0 | 0 | 0 | 0 | 0 | 0 | 0 | 0 | 0 | 0 | 0 | 0 | 0 | 0 | 0 | 0 | 0 | 0 | 0 | 0 | 0 | 0 | 0 | 0 | 0 | 0
F6_Commercial_Warehouse (ID)_New_Food Preparation_Natural Gas_Broiler_E10 | F6 | Commercial | Warehouse (ID) | New | Food Preparation | Natural Gas | Broiler | E10 | Utility - Value of Sales | 0 | 0 | 0 | 0 | 0 | 0 | 0 | 0 | 0 | 0 | 0 | 0 | 0 | 0 | 0 | 0 | 0 | 0 | 0 | 0 | 0 | 0 | 0 | 0 | 0 | 0 | 0
F1_Commercial_Warehouse (ID)_New_Food Preparation_Natural Gas_Griddle_E1 | F1 | Commercial | Warehouse (ID) | New | Food Preparation | Natural Gas | Griddle | E1 | RVT - Cost of Equipment | 4.6938e-05 | 4.6938e-05 | 4.6938e-05 | 4.6938e-05 | 4.6938e-05 | 4.6938e-05 | 4.6938e-05 | 4.6938e-05 | 4.6938e-05 | 4.6938e-05 | 4.6938e-05 | 4.6938e-05 | 4.6938e-05 | 4.6938e-05 | 4.6938e-05 | 4.6938e-05 | 4.6938e-05 | 4.6938e-05 | 4.6938e-05 | 4.6938e-05 | 4.6938e-05 | 4.6938e-05 | 4.6938e-05 | 4.6938e-05 | 4.6938e-05 | 4.6938e-05 | 4.6938e-05
F1_Commercial_Warehouse (ID)_New_Food Preparation_Natural Gas_Griddle_E2 | F1 | Commercial | Warehouse (ID) | New | Food Preparation | Natural Gas | Griddle | E2 | RVT - Cost of Equipment | 5.0219e-05 | 5.0219e-05 | 5.0219e-05 | 5.0219e-05 | 5.0219e-05 | 5.0219e-05 | 5.0219e-05 | 5.0219e-05 | 5.0219e-05 | 5.0219e-05 | 5.0219e-05 | 5.0219e-05 | 5.0219e-05 | 5.0219e-05 | 5.0219e-05 | 5.0219e-05 | 5.0219e-05 | 5.0219e-05 | 5.0219e-05 | 5.0219e-05 | 5.0219e-05 | 5.0219e-05 | 5.0219e-05 | 5.0219e-05 | 5.0219e-05 | 5.0219e-05 | 5.0219e-05
F1_Commercial_Warehouse (ID)_New_Food Preparation_Natural Gas_Griddle_E3 | F1 | Commercial | Warehouse (ID) | New | Food Preparation | Natural Gas | Griddle | E3 | RVT - Cost of Equipment | 0 | 0 | 0 | 0 | 0 | 0 | 0 | 0 | 0 | 0 | 0 | 0 | 0 | 0 | 0 | 0 | 0 | 0 | 0 | 0 | 0 | 0 | 0 | 0 | 0 | 0 | 0
F1_Commercial_Warehouse (ID)_New_Food Preparation_Natural Gas_Griddle_E4 | F1 | Commercial | Warehouse (ID) | New | Food Preparation | Natural Gas | Griddle | E4 | RVT - Cost of Equipment | 0 | 0 | 0 | 0 | 0 | 0 | 0 | 0 | 0 | 0 | 0 | 0 | 0 | 0 | 0 | 0 | 0 | 0 | 0 | 0 | 0 | 0 | 0 | 0 | 0 | 0 | 0
F1_Commercial_Warehouse (ID)_New_Food Preparation_Natural Gas_Griddle_E5 | F1 | Commercial | Warehouse (ID) | New | Food Preparation | Natural Gas | Griddle | E5 | RVT - Cost of Equipment | 0 | 0 | 0 | 0 | 0 | 0 | 0 | 0 | 0 | 0 | 0 | 0 | 0 | 0 | 0 | 0 | 0 | 0 | 0 | 0 | 0 | 0 | 0 | 0 | 0 | 0 | 0
F1_Commercial_Warehouse (ID)_New_Food Preparation_Natural Gas_Griddle_E6 | F1 | Commercial | Warehouse (ID) | New | Food Preparation | Natural Gas | Griddle | E6 | RVT - Cost of Equipment | 0 | 0 | 0 | 0 | 0 | 0 | 0 | 0 | 0 | 0 | 0 | 0 | 0 | 0 | 0 | 0 | 0 | 0 | 0 | 0 | 0 | 0 | 0 | 0 | 0 | 0 | 0
F1_Commercial_Warehouse (ID)_New_Food Preparation_Natural Gas_Griddle_E7 | F1 | Commercial | Warehouse (ID) | New | Food Preparation | Natural Gas | Griddle | E7 | RVT - Cost of Equipment | 0 | 0 | 0 | 0 | 0 | 0 | 0 | 0 | 0 | 0 | 0 | 0 | 0 | 0 | 0 | 0 | 0 | 0 | 0 | 0 | 0 | 0 | 0 | 0 | 0 | 0 | 0
F1_Commercial_Warehouse (ID)_New_Food Preparation_Natural Gas_Griddle_E8 | F1 | Commercial | Warehouse (ID) | New | Food Preparation | Natural Gas | Griddle | E8 | RVT - Cost of Equipment | 0 | 0 | 0 | 0 | 0 | 0 | 0 | 0 | 0 | 0 | 0 | 0 | 0 | 0 | 0 | 0 | 0 | 0 | 0 | 0 | 0 | 0 | 0 | 0 | 0 | 0 | 0
F1_Commercial_Warehouse (ID)_New_Food Preparation_Natural Gas_Griddle_E9 | F1 | Commercial | Warehouse (ID) | New | Food Preparation | Natural Gas | Griddle | E9 | RVT - Cost of Equipment | 0 | 0 | 0 | 0 | 0 | 0 | 0 | 0 | 0 | 0 | 0 | 0 | 0 | 0 | 0 | 0 | 0 | 0 | 0 | 0 | 0 | 0 | 0 | 0 | 0 | 0 | 0
F1_Commercial_Warehouse (ID)_New_Food Preparation_Natural Gas_Griddle_E10 | F1 | Commercial | Warehouse (ID) | New | Food Preparation | Natural Gas | Griddle | E10 | RVT - Cost of Equipment | 0 | 0 | 0 | 0 | 0 | 0 | 0 | 0 | 0 | 0 | 0 | 0 | 0 | 0 | 0 | 0 | 0 | 0 | 0 | 0 | 0 | 0 | 0 | 0 | 0 | 0 | 0
F2_Commercial_Warehouse (ID)_New_Food Preparation_Natural Gas_Griddle_E1 | F2 | Commercial | Warehouse (ID) | New | Food Preparation | Natural Gas | Griddle | E1 | RVT - Cost of Operation | 0.0022023 | 0.0022439 | 0.0022927 | 0.0023496 | 0.0024148 | 0.0024962 | 0.0025779 | 0.0026554 | 0.0027255 | 0.0027935 | 0.002864 | 0.002928 | 0.0029956 | 0.0030596 | 0.0031146 | 0.0031642 | 0.0032062 | 0.0032463 | 0.0032889 | 0.0033288 | 0.0033687 | 0.0034282 | 0.0034882 | 0.0035502 | 0.0036133 | 0.0036775 | 0.0037428
F2_Commercial_Warehouse (ID)_New_Food Preparation_Natural Gas_Griddle_E2 | F2 | Commercial | Warehouse (ID) | New | Food Preparation | Natural Gas | Griddle | E2 | RVT - Cost of Operation | 0.001933 | 0.0019695 | 0.0020123 | 0.0020623 | 0.0021195 | 0.002191 | 0.0022626 | 0.0023306 | 0.0023922 | 0.0024519 | 0.0025137 | 0.0025699 | 0.0026293 | 0.0026854 | 0.0027337 | 0.0027772 | 0.0028141 | 0.0028493 | 0.0028867 | 0.0029217 | 0.0029568 | 0.0030089 | 0.0030617 | 0.0031161 | 0.0031714 | 0.0032278 | 0.0032851
F2_Commercial_Warehouse (ID)_New_Food Preparation_Natural Gas_Griddle_E3 | F2 | Commercial | Warehouse (ID) | New | Food Preparation | Natural Gas | Griddle | E3 | RVT - Cost of Operation | 0 | 0 | 0 | 0 | 0 | 0 | 0 | 0 | 0 | 0 | 0 | 0 | 0 | 0 | 0 | 0 | 0 | 0 | 0 | 0 | 0 | 0 | 0 | 0 | 0 | 0 | 0
F2_Commercial_Warehouse (ID)_New_Food Preparation_Natural Gas_Griddle_E4 | F2 | Commercial | Warehouse (ID) | New | Food Preparation | Natural Gas | Griddle | E4 | RVT - Cost of Operation | 0 | 0 | 0 | 0 | 0 | 0 | 0 | 0 | 0 | 0 | 0 | 0 | 0 | 0 | 0 | 0 | 0 | 0 | 0 | 0 | 0 | 0 | 0 | 0 | 0 | 0 | 0
F2_Commercial_Warehouse (ID)_New_Food Preparation_Natural Gas_Griddle_E5 | F2 | Commercial | Warehouse (ID) | New | Food Preparation | Natural Gas | Griddle | E5 | RVT - Cost of Operation | 0 | 0 | 0 | 0 | 0 | 0 | 0 | 0 | 0 | 0 | 0 | 0 | 0 | 0 | 0 | 0 | 0 | 0 | 0 | 0 | 0 | 0 | 0 | 0 | 0 | 0 | 0
F2_Commercial_Warehouse (ID)_New_Food Preparation_Natural Gas_Griddle_E6 | F2 | Commercial | Warehouse (ID) | New | Food Preparation | Natural Gas | Griddle | E6 | RVT - Cost of Operation | 0 | 0 | 0 | 0 | 0 | 0 | 0 | 0 | 0 | 0 | 0 | 0 | 0 | 0 | 0 | 0 | 0 | 0 | 0 | 0 | 0 | 0 | 0 | 0 | 0 | 0 | 0
F2_Commercial_Warehouse (ID)_New_Food Preparation_Natural Gas_Griddle_E7 | F2 | Commercial | Warehouse (ID) | New | Food Preparation | Natural Gas | Griddle | E7 | RVT - Cost of Operation | 0 | 0 | 0 | 0 | 0 | 0 | 0 | 0 | 0 | 0 | 0 | 0 | 0 | 0 | 0 | 0 | 0 | 0 | 0 | 0 | 0 | 0 | 0 | 0 | 0 | 0 | 0
F2_Commercial_Warehouse (ID)_New_Food Preparation_Natural Gas_Griddle_E8 | F2 | Commercial | Warehouse (ID) | New | Food Preparation | Natural Gas | Griddle | E8 | RVT - Cost of Operation | 0 | 0 | 0 | 0 | 0 | 0 | 0 | 0 | 0 | 0 | 0 | 0 | 0 | 0 | 0 | 0 | 0 | 0 | 0 | 0 | 0 | 0 | 0 | 0 | 0 | 0 | 0
F2_Commercial_Warehouse (ID)_New_Food Preparation_Natural Gas_Griddle_E9 | F2 | Commercial | Warehouse (ID) | New | Food Preparation | Natural Gas | Griddle | E9 | RVT - Cost of Operation | 0 | 0 | 0 | 0 | 0 | 0 | 0 | 0 | 0 | 0 | 0 | 0 | 0 | 0 | 0 | 0 | 0 | 0 | 0 | 0 | 0 | 0 | 0 | 0 | 0 | 0 | 0
F2_Commercial_Warehouse (ID)_New_Food Preparation_Natural Gas_Griddle_E10 | F2 | Commercial | Warehouse (ID) | New | Food Preparation | Natural Gas | Griddle | E10 | RVT - Cost of Operation | 0 | 0 | 0 | 0 | 0 | 0 | 0 | 0 | 0 | 0 | 0 | 0 | 0 | 0 | 0 | 0 | 0 | 0 | 0 | 0 | 0 | 0 | 0 | 0 | 0 | 0 | 0
F3_Commercial_Warehouse (ID)_New_Food Preparation_Natural Gas_Griddle_E1 | F3 | Commercial | Warehouse (ID) | New | Food Preparation | Natural Gas | Griddle | E1 | System - kBTUs of Consumption | 0.52538 | 0.52538 | 0.52538 | 0.52538 | 0.52538 | 0.52538 | 0.52538 | 0.52538 | 0.52538 | 0.52538 | 0.52538 | 0.52538 | 0.52538 | 0.52538 | 0.52538 | 0.52538 | 0.52538 | 0.52538 | 0.52538 | 0.52538 | 0.52538 | 0.52538 | 0.52538 | 0.52538 | 0.52538 | 0.52538 | 0.52538
F3_Commercial_Warehouse (ID)_New_Food Preparation_Natural Gas_Griddle_E2 | F3 | Commercial | Warehouse (ID) | New | Food Preparation | Natural Gas | Griddle | E2 | System - kBTUs of Consumption | 0.46113 | 0.46113 | 0.46113 | 0.46113 | 0.46113 | 0.46113 | 0.46113 | 0.46113 | 0.46113 | 0.46113 | 0.46113 | 0.46113 | 0.46113 | 0.46113 | 0.46113 | 0.46113 | 0.46113 | 0.46113 | 0.46113 | 0.46113 | 0.46113 | 0.46113 | 0.46113 | 0.46113 | 0.46113 | 0.46113 | 0.46113
F3_Commercial_Warehouse (ID)_New_Food Preparation_Natural Gas_Griddle_E3 | F3 | Commercial | Warehouse (ID) | New | Food Preparation | Natural Gas | Griddle | E3 | System - kBTUs of Consumption | 0 | 0 | 0 | 0 | 0 | 0 | 0 | 0 | 0 | 0 | 0 | 0 | 0 | 0 | 0 | 0 | 0 | 0 | 0 | 0 | 0 | 0 | 0 | 0 | 0 | 0 | 0
F3_Commercial_Warehouse (ID)_New_Food Preparation_Natural Gas_Griddle_E4 | F3 | Commercial | Warehouse (ID) | New | Food Preparation | Natural Gas | Griddle | E4 | System - kBTUs of Consumption | 0 | 0 | 0 | 0 | 0 | 0 | 0 | 0 | 0 | 0 | 0 | 0 | 0 | 0 | 0 | 0 | 0 | 0 | 0 | 0 | 0 | 0 | 0 | 0 | 0 | 0 | 0
F3_Commercial_Warehouse (ID)_New_Food Preparation_Natural Gas_Griddle_E5 | F3 | Commercial | Warehouse (ID) | New | Food Preparation | Natural Gas | Griddle | E5 | System - kBTUs of Consumption | 0 | 0 | 0 | 0 | 0 | 0 | 0 | 0 | 0 | 0 | 0 | 0 | 0 | 0 | 0 | 0 | 0 | 0 | 0 | 0 | 0 | 0 | 0 | 0 | 0 | 0 | 0
F3_Commercial_Warehouse (ID)_New_Food Preparation_Natural Gas_Griddle_E6 | F3 | Commercial | Warehouse (ID) | New | Food Preparation | Natural Gas | Griddle | E6 | System - kBTUs of Consumption | 0 | 0 | 0 | 0 | 0 | 0 | 0 | 0 | 0 | 0 | 0 | 0 | 0 | 0 | 0 | 0 | 0 | 0 | 0 | 0 | 0 | 0 | 0 | 0 | 0 | 0 | 0
F3_Commercial_Warehouse (ID)_New_Food Preparation_Natural Gas_Griddle_E7 | F3 | Commercial | Warehouse (ID) | New | Food Preparation | Natural Gas | Griddle | E7 | System - kBTUs of Consumption | 0 | 0 | 0 | 0 | 0 | 0 | 0 | 0 | 0 | 0 | 0 | 0 | 0 | 0 | 0 | 0 | 0 | 0 | 0 | 0 | 0 | 0 | 0 | 0 | 0 | 0 | 0
F3_Commercial_Warehouse (ID)_New_Food Preparation_Natural Gas_Griddle_E8 | F3 | Commercial | Warehouse (ID) | New | Food Preparation | Natural Gas | Griddle | E8 | System - kBTUs of Consumption | 0 | 0 | 0 | 0 | 0 | 0 | 0 | 0 | 0 | 0 | 0 | 0 | 0 | 0 | 0 | 0 | 0 | 0 | 0 | 0 | 0 | 0 | 0 | 0 | 0 | 0 | 0
F3_Commercial_Warehouse (ID)_New_Food Preparation_Natural Gas_Griddle_E9 | F3 | Commercial | Warehouse (ID) | New | Food Preparation | Natural Gas | Griddle | E9 | System - kBTUs of Consumption | 0 | 0 | 0 | 0 | 0 | 0 | 0 | 0 | 0 | 0 | 0 | 0 | 0 | 0 | 0 | 0 | 0 | 0 | 0 | 0 | 0 | 0 | 0 | 0 | 0 | 0 | 0
F3_Commercial_Warehouse (ID)_New_Food Preparation_Natural Gas_Griddle_E10 | F3 | Commercial | Warehouse (ID) | New | Food Preparation | Natural Gas | Griddle | E10 | System - kBTUs of Consumption | 0 | 0 | 0 | 0 | 0 | 0 | 0 | 0 | 0 | 0 | 0 | 0 | 0 | 0 | 0 | 0 | 0 | 0 | 0 | 0 | 0 | 0 | 0 | 0 | 0 | 0 | 0
F4_Commercial_Warehouse (ID)_New_Food Preparation_Natural Gas_Griddle_E1 | F4 | Commercial | Warehouse (ID) | New | Food Preparation | Natural Gas | Griddle | E1 | Utility - Cost of Equipment | 4.6938e-05 | 4.6938e-05 | 4.6938e-05 | 4.6938e-05 | 4.6938e-05 | 4.6938e-05 | 4.6938e-05 | 4.6938e-05 | 4.6938e-05 | 4.6938e-05 | 4.6938e-05 | 4.6938e-05 | 4.6938e-05 | 4.6938e-05 | 4.6938e-05 | 4.6938e-05 | 4.6938e-05 | 4.6938e-05 | 4.6938e-05 | 4.6938e-05 | 4.6938e-05 | 4.6938e-05 | 4.6938e-05 | 4.6938e-05 | 4.6938e-05 | 4.6938e-05 | 4.6938e-05
F4_Commercial_Warehouse (ID)_New_Food Preparation_Natural Gas_Griddle_E2 | F4 | Commercial | Warehouse (ID) | New | Food Preparation | Natural Gas | Griddle | E2 | Utility - Cost of Equipment | 5.0219e-05 | 5.0219e-05 | 5.0219e-05 | 5.0219e-05 | 5.0219e-05 | 5.0219e-05 | 5.0219e-05 | 5.0219e-05 | 5.0219e-05 | 5.0219e-05 | 5.0219e-05 | 5.0219e-05 | 5.0219e-05 | 5.0219e-05 | 5.0219e-05 | 5.0219e-05 | 5.0219e-05 | 5.0219e-05 | 5.0219e-05 | 5.0219e-05 | 5.0219e-05 | 5.0219e-05 | 5.0219e-05 | 5.0219e-05 | 5.0219e-05 | 5.0219e-05 | 5.0219e-05
F4_Commercial_Warehouse (ID)_New_Food Preparation_Natural Gas_Griddle_E3 | F4 | Commercial | Warehouse (ID) | New | Food Preparation | Natural Gas | Griddle | E3 | Utility - Cost of Equipment | 0 | 0 | 0 | 0 | 0 | 0 | 0 | 0 | 0 | 0 | 0 | 0 | 0 | 0 | 0 | 0 | 0 | 0 | 0 | 0 | 0 | 0 | 0 | 0 | 0 | 0 | 0
F4_Commercial_Warehouse (ID)_New_Food Preparation_Natural Gas_Griddle_E4 | F4 | Commercial | Warehouse (ID) | New | Food Preparation | Natural Gas | Griddle | E4 | Utility - Cost of Equipment | 0 | 0 | 0 | 0 | 0 | 0 | 0 | 0 | 0 | 0 | 0 | 0 | 0 | 0 | 0 | 0 | 0 | 0 | 0 | 0 | 0 | 0 | 0 | 0 | 0 | 0 | 0
F4_Commercial_Warehouse (ID)_New_Food Preparation_Natural Gas_Griddle_E5 | F4 | Commercial | Warehouse (ID) | New | Food Preparation | Natural Gas | Griddle | E5 | Utility - Cost of Equipment | 0 | 0 | 0 | 0 | 0 | 0 | 0 | 0 | 0 | 0 | 0 | 0 | 0 | 0 | 0 | 0 | 0 | 0 | 0 | 0 | 0 | 0 | 0 | 0 | 0 | 0 | 0
F4_Commercial_Warehouse (ID)_New_Food Preparation_Natural Gas_Griddle_E6 | F4 | Commercial | Warehouse (ID) | New | Food Preparation | Natural Gas | Griddle | E6 | Utility - Cost of Equipment | 0 | 0 | 0 | 0 | 0 | 0 | 0 | 0 | 0 | 0 | 0 | 0 | 0 | 0 | 0 | 0 | 0 | 0 | 0 | 0 | 0 | 0 | 0 | 0 | 0 | 0 | 0
F4_Commercial_Warehouse (ID)_New_Food Preparation_Natural Gas_Griddle_E7 | F4 | Commercial | Warehouse (ID) | New | Food Preparation | Natural Gas | Griddle | E7 | Utility - Cost of Equipment | 0 | 0 | 0 | 0 | 0 | 0 | 0 | 0 | 0 | 0 | 0 | 0 | 0 | 0 | 0 | 0 | 0 | 0 | 0 | 0 | 0 | 0 | 0 | 0 | 0 | 0 | 0
F4_Commercial_Warehouse (ID)_New_Food Preparation_Natural Gas_Griddle_E8 | F4 | Commercial | Warehouse (ID) | New | Food Preparation | Natural Gas | Griddle | E8 | Utility - Cost of Equipment | 0 | 0 | 0 | 0 | 0 | 0 | 0 | 0 | 0 | 0 | 0 | 0 | 0 | 0 | 0 | 0 | 0 | 0 | 0 | 0 | 0 | 0 | 0 | 0 | 0 | 0 | 0
F4_Commercial_Warehouse (ID)_New_Food Preparation_Natural Gas_Griddle_E9 | F4 | Commercial | Warehouse (ID) | New | Food Preparation | Natural Gas | Griddle | E9 | Utility - Cost of Equipment | 0 | 0 | 0 | 0 | 0 | 0 | 0 | 0 | 0 | 0 | 0 | 0 | 0 | 0 | 0 | 0 | 0 | 0 | 0 | 0 | 0 | 0 | 0 | 0 | 0 | 0 | 0
F4_Commercial_Warehouse (ID)_New_Food Preparation_Natural Gas_Griddle_E10 | F4 | Commercial | Warehouse (ID) | New | Food Preparation | Natural Gas | Griddle | E10 | Utility - Cost of Equipment | 0 | 0 | 0 | 0 | 0 | 0 | 0 | 0 | 0 | 0 | 0 | 0 | 0 | 0 | 0 | 0 | 0 | 0 | 0 | 0 | 0 | 0 | 0 | 0 | 0 | 0 | 0
F5_Commercial_Warehouse (ID)_New_Food Preparation_Natural Gas_Griddle_E1 | F5 | Commercial | Warehouse (ID) | New | Food Preparation | Natural Gas | Griddle | E1 | Utility - Cost of Operation | 0.0018698 | 0.0019169 | 0.0019728 | 0.0020368 | 0.0021091 | 0.0021971 | 0.0022877 | 0.0023775 | 0.0024639 | 0.0025515 | 0.0026211 | 0.0026864 | 0.0027566 | 0.0028253 | 0.0028867 | 0.0029441 | 0.0029956 | 0.0030465 | 0.0031009 | 0.0031539 | 0.0032083 | 0.0032649 | 0.0033221 | 0.0033812 | 0.0034412 | 0.0035024 | 0.0035646
F5_Commercial_Warehouse (ID)_New_Food Preparation_Natural Gas_Griddle_E2 | F5 | Commercial | Warehouse (ID) | New | Food Preparation | Natural Gas | Griddle | E2 | Utility - Cost of Operation | 0.0016412 | 0.0016825 | 0.0017315 | 0.0017877 | 0.0018512 | 0.0019284 | 0.002008 | 0.0020867 | 0.0021626 | 0.0022394 | 0.0023006 | 0.0023579 | 0.0024195 | 0.0024797 | 0.0025336 | 0.0025841 | 0.0026293 | 0.0026739 | 0.0027216 | 0.0027682 | 0.002816 | 0.0028657 | 0.0029159 | 0.0029677 | 0.0030204 | 0.0030741 | 0.0031287
F5_Commercial_Warehouse (ID)_New_Food Preparation_Natural Gas_Griddle_E3 | F5 | Commercial | Warehouse (ID) | New | Food Preparation | Natural Gas | Griddle | E3 | Utility - Cost of Operation | 0 | 0 | 0 | 0 | 0 | 0 | 0 | 0 | 0 | 0 | 0 | 0 | 0 | 0 | 0 | 0 | 0 | 0 | 0 | 0 | 0 | 0 | 0 | 0 | 0 | 0 | 0
F5_Commercial_Warehouse (ID)_New_Food Preparation_Natural Gas_Griddle_E4 | F5 | Commercial | Warehouse (ID) | New | Food Preparation | Natural Gas | Griddle | E4 | Utility - Cost of Operation | 0 | 0 | 0 | 0 | 0 | 0 | 0 | 0 | 0 | 0 | 0 | 0 | 0 | 0 | 0 | 0 | 0 | 0 | 0 | 0 | 0 | 0 | 0 | 0 | 0 | 0 | 0
F5_Commercial_Warehouse (ID)_New_Food Preparation_Natural Gas_Griddle_E5 | F5 | Commercial | Warehouse (ID) | New | Food Preparation | Natural Gas | Griddle | E5 | Utility - Cost of Operation | 0 | 0 | 0 | 0 | 0 | 0 | 0 | 0 | 0 | 0 | 0 | 0 | 0 | 0 | 0 | 0 | 0 | 0 | 0 | 0 | 0 | 0 | 0 | 0 | 0 | 0 | 0
F5_Commercial_Warehouse (ID)_New_Food Preparation_Natural Gas_Griddle_E6 | F5 | Commercial | Warehouse (ID) | New | Food Preparation | Natural Gas | Griddle | E6 | Utility - Cost of Operation | 0 | 0 | 0 | 0 | 0 | 0 | 0 | 0 | 0 | 0 | 0 | 0 | 0 | 0 | 0 | 0 | 0 | 0 | 0 | 0 | 0 | 0 | 0 | 0 | 0 | 0 | 0
F5_Commercial_Warehouse (ID)_New_Food Preparation_Natural Gas_Griddle_E7 | F5 | Commercial | Warehouse (ID) | New | Food Preparation | Natural Gas | Griddle | E7 | Utility - Cost of Operation | 0 | 0 | 0 | 0 | 0 | 0 | 0 | 0 | 0 | 0 | 0 | 0 | 0 | 0 | 0 | 0 | 0 | 0 | 0 | 0 | 0 | 0 | 0 | 0 | 0 | 0 | 0
F5_Commercial_Warehouse (ID)_New_Food Preparation_Natural Gas_Griddle_E8 | F5 | Commercial | Warehouse (ID) | New | Food Preparation | Natural Gas | Griddle | E8 | Utility - Cost of Operation | 0 | 0 | 0 | 0 | 0 | 0 | 0 | 0 | 0 | 0 | 0 | 0 | 0 | 0 | 0 | 0 | 0 | 0 | 0 | 0 | 0 | 0 | 0 | 0 | 0 | 0 | 0
F5_Commercial_Warehouse (ID)_New_Food Preparation_Natural Gas_Griddle_E9 | F5 | Commercial | Warehouse (ID) | New | Food Preparation | Natural Gas | Griddle | E9 | Utility - Cost of Operation | 0 | 0 | 0 | 0 | 0 | 0 | 0 | 0 | 0 | 0 | 0 | 0 | 0 | 0 | 0 | 0 | 0 | 0 | 0 | 0 | 0 | 0 | 0 | 0 | 0 | 0 | 0
F5_Commercial_Warehouse (ID)_New_Food Preparation_Natural Gas_Griddle_E10 | F5 | Commercial | Warehouse (ID) | New | Food Preparation | Natural Gas | Griddle | E10 | Utility - Cost of Operation | 0 | 0 | 0 | 0 | 0 | 0 | 0 | 0 | 0 | 0 | 0 | 0 | 0 | 0 | 0 | 0 | 0 | 0 | 0 | 0 | 0 | 0 | 0 | 0 | 0 | 0 | 0
F6_Commercial_Warehouse (ID)_New_Food Preparation_Natural Gas_Griddle_E1 | F6 | Commercial | Warehouse (ID) | New | Food Preparation | Natural Gas | Griddle | E1 | Utility - Value of Sales | 0.0022023 | 0.0022439 | 0.0022927 | 0.0023496 | 0.0024148 | 0.0024962 | 0.0025779 | 0.0026554 | 0.0027255 | 0.0027935 | 0.002864 | 0.002928 | 0.0029956 | 0.0030596 | 0.0031146 | 0.0031642 | 0.0032062 | 0.0032463 | 0.0032889 | 0.0033288 | 0.0033687 | 0.0034282 | 0.0034882 | 0.0035502 | 0.0036133 | 0.0036775 | 0.0037428
F6_Commercial_Warehouse (ID)_New_Food Preparation_Natural Gas_Griddle_E2 | F6 | Commercial | Warehouse (ID) | New | Food Preparation | Natural Gas | Griddle | E2 | Utility - Value of Sales | 0.001933 | 0.0019695 | 0.0020123 | 0.0020623 | 0.0021195 | 0.002191 | 0.0022626 | 0.0023306 | 0.0023922 | 0.0024519 | 0.0025137 | 0.0025699 | 0.0026293 | 0.0026854 | 0.0027337 | 0.0027772 | 0.0028141 | 0.0028493 | 0.0028867 | 0.0029217 | 0.0029568 | 0.0030089 | 0.0030617 | 0.0031161 | 0.0031714 | 0.0032278 | 0.0032851
F6_Commercial_Warehouse (ID)_New_Food Preparation_Natural Gas_Griddle_E3 | F6 | Commercial | Warehouse (ID) | New | Food Preparation | Natural Gas | Griddle | E3 | Utility - Value of Sales | 0 | 0 | 0 | 0 | 0 | 0 | 0 | 0 | 0 | 0 | 0 | 0 | 0 | 0 | 0 | 0 | 0 | 0 | 0 | 0 | 0 | 0 | 0 | 0 | 0 | 0 | 0
F6_Commercial_Warehouse (ID)_New_Food Preparation_Natural Gas_Griddle_E4 | F6 | Commercial | Warehouse (ID) | New | Food Preparation | Natural Gas | Griddle | E4 | Utility - Value of Sales | 0 | 0 | 0 | 0 | 0 | 0 | 0 | 0 | 0 | 0 | 0 | 0 | 0 | 0 | 0 | 0 | 0 | 0 | 0 | 0 | 0 | 0 | 0 | 0 | 0 | 0 | 0
F6_Commercial_Warehouse (ID)_New_Food Preparation_Natural Gas_Griddle_E5 | F6 | Commercial | Warehouse (ID) | New | Food Preparation | Natural Gas | Griddle | E5 | Utility - Value of Sales | 0 | 0 | 0 | 0 | 0 | 0 | 0 | 0 | 0 | 0 | 0 | 0 | 0 | 0 | 0 | 0 | 0 | 0 | 0 | 0 | 0 | 0 | 0 | 0 | 0 | 0 | 0
F6_Commercial_Warehouse (ID)_New_Food Preparation_Natural Gas_Griddle_E6 | F6 | Commercial | Warehouse (ID) | New | Food Preparation | Natural Gas | Griddle | E6 | Utility - Value of Sales | 0 | 0 | 0 | 0 | 0 | 0 | 0 | 0 | 0 | 0 | 0 | 0 | 0 | 0 | 0 | 0 | 0 | 0 | 0 | 0 | 0 | 0 | 0 | 0 | 0 | 0 | 0
F6_Commercial_Warehouse (ID)_New_Food Preparation_Natural Gas_Griddle_E7 | F6 | Commercial | Warehouse (ID) | New | Food Preparation | Natural Gas | Griddle | E7 | Utility - Value of Sales | 0 | 0 | 0 | 0 | 0 | 0 | 0 | 0 | 0 | 0 | 0 | 0 | 0 | 0 | 0 | 0 | 0 | 0 | 0 | 0 | 0 | 0 | 0 | 0 | 0 | 0 | 0
F6_Commercial_Warehouse (ID)_New_Food Preparation_Natural Gas_Griddle_E8 | F6 | Commercial | Warehouse (ID) | New | Food Preparation | Natural Gas | Griddle | E8 | Utility - Value of Sales | 0 | 0 | 0 | 0 | 0 | 0 | 0 | 0 | 0 | 0 | 0 | 0 | 0 | 0 | 0 | 0 | 0 | 0 | 0 | 0 | 0 | 0 | 0 | 0 | 0 | 0 | 0
F6_Commercial_Warehouse (ID)_New_Food Preparation_Natural Gas_Griddle_E9 | F6 | Commercial | Warehouse (ID) | New | Food Preparation | Natural Gas | Griddle | E9 | Utility - Value of Sales | 0 | 0 | 0 | 0 | 0 | 0 | 0 | 0 | 0 | 0 | 0 | 0 | 0 | 0 | 0 | 0 | 0 | 0 | 0 | 0 | 0 | 0 | 0 | 0 | 0 | 0 | 0
F6_Commercial_Warehouse (ID)_New_Food Preparation_Natural Gas_Griddle_E10 | F6 | Commercial | Warehouse (ID) | New | Food Preparation | Natural Gas | Griddle | E10 | Utility - Value of Sales | 0 | 0 | 0 | 0 | 0 | 0 | 0 | 0 | 0 | 0 | 0 | 0 | 0 | 0 | 0 | 0 | 0 | 0 | 0 | 0 | 0 | 0 | 0 | 0 | 0 | 0 | 0
F1_Commercial_Warehouse (ID)_New_Food Preparation_Natural Gas_Range_E1 | F1 | Commercial | Warehouse (ID) | New | Food Preparation | Natural Gas | Range | E1 | RVT - Cost of Equipment | 5.4698e-05 | 5.4698e-05 | 5.4698e-05 | 5.4698e-05 | 5.4698e-05 | 5.4698e-05 | 5.4698e-05 | 5.4698e-05 | 5.4698e-05 | 5.4698e-05 | 5.4698e-05 | 5.4698e-05 | 5.4698e-05 | 5.4698e-05 | 5.4698e-05 | 5.4698e-05 | 5.4698e-05 | 5.4698e-05 | 5.4698e-05 | 5.4698e-05 | 5.4698e-05 | 5.4698e-05 | 5.4698e-05 | 5.4698e-05 | 5.4698e-05 | 5.4698e-05 | 5.4698e-05
F1_Commercial_Warehouse (ID)_New_Food Preparation_Natural Gas_Range_E2 | F1 | Commercial | Warehouse (ID) | New | Food Preparation | Natural Gas | Range | E2 | RVT - Cost of Equipment | 5.956e-05 | 5.956e-05 | 5.956e-05 | 5.956e-05 | 5.956e-05 | 5.956e-05 | 5.956e-05 | 5.956e-05 | 5.956e-05 | 5.956e-05 | 5.956e-05 | 5.956e-05 | 5.956e-05 | 5.956e-05 | 5.956e-05 | 5.956e-05 | 5.956e-05 | 5.956e-05 | 5.956e-05 | 5.956e-05 | 5.956e-05 | 5.956e-05 | 5.956e-05 | 5.956e-05 | 5.956e-05 | 5.956e-05 | 5.956e-05
F1_Commercial_Warehouse (ID)_New_Food Preparation_Natural Gas_Range_E3 | F1 | Commercial | Warehouse (ID) | New | Food Preparation | Natural Gas | Range | E3 | RVT - Cost of Equipment | 0 | 0 | 0 | 0 | 0 | 0 | 0 | 0 | 0 | 0 | 0 | 0 | 0 | 0 | 0 | 0 | 0 | 0 | 0 | 0 | 0 | 0 | 0 | 0 | 0 | 0 | 0
F1_Commercial_Warehouse (ID)_New_Food Preparation_Natural Gas_Range_E4 | F1 | Commercial | Warehouse (ID) | New | Food Preparation | Natural Gas | Range | E4 | RVT - Cost of Equipment | 0 | 0 | 0 | 0 | 0 | 0 | 0 | 0 | 0 | 0 | 0 | 0 | 0 | 0 | 0 | 0 | 0 | 0 | 0 | 0 | 0 | 0 | 0 | 0 | 0 | 0 | 0
F1_Commercial_Warehouse (ID)_New_Food Preparation_Natural Gas_Range_E5 | F1 | Commercial | Warehouse (ID) | New | Food Preparation | Natural Gas | Range | E5 | RVT - Cost of Equipment | 0 | 0 | 0 | 0 | 0 | 0 | 0 | 0 | 0 | 0 | 0 | 0 | 0 | 0 | 0 | 0 | 0 | 0 | 0 | 0 | 0 | 0 | 0 | 0 | 0 | 0 | 0
F1_Commercial_Warehouse (ID)_New_Food Preparation_Natural Gas_Range_E6 | F1 | Commercial | Warehouse (ID) | New | Food Preparation | Natural Gas | Range | E6 | RVT - Cost of Equipment | 0 | 0 | 0 | 0 | 0 | 0 | 0 | 0 | 0 | 0 | 0 | 0 | 0 | 0 | 0 | 0 | 0 | 0 | 0 | 0 | 0 | 0 | 0 | 0 | 0 | 0 | 0
F1_Commercial_Warehouse (ID)_New_Food Preparation_Natural Gas_Range_E7 | F1 | Commercial | Warehouse (ID) | New | Food Preparation | Natural Gas | Range | E7 | RVT - Cost of Equipment | 0 | 0 | 0 | 0 | 0 | 0 | 0 | 0 | 0 | 0 | 0 | 0 | 0 | 0 | 0 | 0 | 0 | 0 | 0 | 0 | 0 | 0 | 0 | 0 | 0 | 0 | 0
F1_Commercial_Warehouse (ID)_New_Food Preparation_Natural Gas_Range_E8 | F1 | Commercial | Warehouse (ID) | New | Food Preparation | Natural Gas | Range | E8 | RVT - Cost of Equipment | 0 | 0 | 0 | 0 | 0 | 0 | 0 | 0 | 0 | 0 | 0 | 0 | 0 | 0 | 0 | 0 | 0 | 0 | 0 | 0 | 0 | 0 | 0 | 0 | 0 | 0 | 0
F1_Commercial_Warehouse (ID)_New_Food Preparation_Natural Gas_Range_E9 | F1 | Commercial | Warehouse (ID) | New | Food Preparation | Natural Gas | Range | E9 | RVT - Cost of Equipment | 0 | 0 | 0 | 0 | 0 | 0 | 0 | 0 | 0 | 0 | 0 | 0 | 0 | 0 | 0 | 0 | 0 | 0 | 0 | 0 | 0 | 0 | 0 | 0 | 0 | 0 | 0
F1_Commercial_Warehouse (ID)_New_Food Preparation_Natural Gas_Range_E10 | F1 | Commercial | Warehouse (ID) | New | Food Preparation | Natural Gas | Range | E10 | RVT - Cost of Equipment | 0 | 0 | 0 | 0 | 0 | 0 | 0 | 0 | 0 | 0 | 0 | 0 | 0 | 0 | 0 | 0 | 0 | 0 | 0 | 0 | 0 | 0 | 0 | 0 | 0 | 0 | 0
F2_Commercial_Warehouse (ID)_New_Food Preparation_Natural Gas_Range_E1 | F2 | Commercial | Warehouse (ID) | New | Food Preparation | Natural Gas | Range | E1 | RVT - Cost of Operation | 0.0029296 | 0.0029784 | 0.0030378 | 0.00311 | 0.0031959 | 0.0033095 | 0.003426 | 0.0035387 | 0.0036425 | 0.0037421 | 0.0038444 | 0.0039359 | 0.0040312 | 0.0041194 | 0.0041936 | 0.0042594 | 0.0043133 | 0.0043642 | 0.0044187 | 0.0044687 | 0.0045188 | 0.0045985 | 0.0046789 | 0.004762 | 0.0048466 | 0.0049327 | 0.0050204
F2_Commercial_Warehouse (ID)_New_Food Preparation_Natural Gas_Range_E2 | F2 | Commercial | Warehouse (ID) | New | Food Preparation | Natural Gas | Range | E2 | RVT - Cost of Operation | 0.0014648 | 0.0014892 | 0.0015189 | 0.001555 | 0.001598 | 0.0016548 | 0.001713 | 0.0017694 | 0.0018212 | 0.0018711 | 0.0019222 | 0.0019679 | 0.0020156 | 0.0020597 | 0.0020968 | 0.0021297 | 0.0021567 | 0.0021821 | 0.0022094 | 0.0022344 | 0.0022594 | 0.0022992 | 0.0023395 | 0.002381 | 0.0024233 | 0.0024664 | 0.0025102
F2_Commercial_Warehouse (ID)_New_Food Preparation_Natural Gas_Range_E3 | F2 | Commercial | Warehouse (ID) | New | Food Preparation | Natural Gas | Range | E3 | RVT - Cost of Operation | 0 | 0 | 0 | 0 | 0 | 0 | 0 | 0 | 0 | 0 | 0 | 0 | 0 | 0 | 0 | 0 | 0 | 0 | 0 | 0 | 0 | 0 | 0 | 0 | 0 | 0 | 0
F2_Commercial_Warehouse (ID)_New_Food Preparation_Natural Gas_Range_E4 | F2 | Commercial | Warehouse (ID) | New | Food Preparation | Natural Gas | Range | E4 | RVT - Cost of Operation | 0 | 0 | 0 | 0 | 0 | 0 | 0 | 0 | 0 | 0 | 0 | 0 | 0 | 0 | 0 | 0 | 0 | 0 | 0 | 0 | 0 | 0 | 0 | 0 | 0 | 0 | 0
F2_Commercial_Warehouse (ID)_New_Food Preparation_Natural Gas_Range_E5 | F2 | Commercial | Warehouse (ID) | New | Food Preparation | Natural Gas | Range | E5 | RVT - Cost of Operation | 0 | 0 | 0 | 0 | 0 | 0 | 0 | 0 | 0 | 0 | 0 | 0 | 0 | 0 | 0 | 0 | 0 | 0 | 0 | 0 | 0 | 0 | 0 | 0 | 0 | 0 | 0
F2_Commercial_Warehouse (ID)_New_Food Preparation_Natural Gas_Range_E6 | F2 | Commercial | Warehouse (ID) | New | Food Preparation | Natural Gas | Range | E6 | RVT - Cost of Operation | 0 | 0 | 0 | 0 | 0 | 0 | 0 | 0 | 0 | 0 | 0 | 0 | 0 | 0 | 0 | 0 | 0 | 0 | 0 | 0 | 0 | 0 | 0 | 0 | 0 | 0 | 0
F2_Commercial_Warehouse (ID)_New_Food Preparation_Natural Gas_Range_E7 | F2 | Commercial | Warehouse (ID) | New | Food Preparation | Natural Gas | Range | E7 | RVT - Cost of Operation | 0 | 0 | 0 | 0 | 0 | 0 | 0 | 0 | 0 | 0 | 0 | 0 | 0 | 0 | 0 | 0 | 0 | 0 | 0 | 0 | 0 | 0 | 0 | 0 | 0 | 0 | 0
F2_Commercial_Warehouse (ID)_New_Food Preparation_Natural Gas_Range_E8 | F2 | Commercial | Warehouse (ID) | New | Food Preparation | Natural Gas | Range | E8 | RVT - Cost of Operation | 0 | 0 | 0 | 0 | 0 | 0 | 0 | 0 | 0 | 0 | 0 | 0 | 0 | 0 | 0 | 0 | 0 | 0 | 0 | 0 | 0 | 0 | 0 | 0 | 0 | 0 | 0
F2_Commercial_Warehouse (ID)_New_Food Preparation_Natural Gas_Range_E9 | F2 | Commercial | Warehouse (ID) | New | Food Preparation | Natural Gas | Range | E9 | RVT - Cost of Operation | 0 | 0 | 0 | 0 | 0 | 0 | 0 | 0 | 0 | 0 | 0 | 0 | 0 | 0 | 0 | 0 | 0 | 0 | 0 | 0 | 0 | 0 | 0 | 0 | 0 | 0 | 0
F2_Commercial_Warehouse (ID)_New_Food Preparation_Natural Gas_Range_E10 | F2 | Commercial | Warehouse (ID) | New | Food Preparation | Natural Gas | Range | E10 | RVT - Cost of Operation | 0 | 0 | 0 | 0 | 0 | 0 | 0 | 0 | 0 | 0 | 0 | 0 | 0 | 0 | 0 | 0 | 0 | 0 | 0 | 0 | 0 | 0 | 0 | 0 | 0 | 0 | 0
F3_Commercial_Warehouse (ID)_New_Food Preparation_Natural Gas_Range_E1 | F3 | Commercial | Warehouse (ID) | New | Food Preparation | Natural Gas | Range | E1 | System - kBTUs of Consumption | 0.71011 | 0.71011 | 0.71011 | 0.71011 | 0.71011 | 0.71011 | 0.71011 | 0.71011 | 0.71011 | 0.71011 | 0.71011 | 0.71011 | 0.71011 | 0.71011 | 0.71011 | 0.71011 | 0.71011 | 0.71011 | 0.71011 | 0.71011 | 0.71011 | 0.71011 | 0.71011 | 0.71011 | 0.71011 | 0.71011 | 0.71011
F3_Commercial_Warehouse (ID)_New_Food Preparation_Natural Gas_Range_E2 | F3 | Commercial | Warehouse (ID) | New | Food Preparation | Natural Gas | Range | E2 | System - kBTUs of Consumption | 0.35505 | 0.35505 | 0.35505 | 0.35505 | 0.35505 | 0.35505 | 0.35505 | 0.35505 | 0.35505 | 0.35505 | 0.35505 | 0.35505 | 0.35505 | 0.35505 | 0.35505 | 0.35505 | 0.35505 | 0.35505 | 0.35505 | 0.35505 | 0.35505 | 0.35505 | 0.35505 | 0.35505 | 0.35505 | 0.35505 | 0.35505
F3_Commercial_Warehouse (ID)_New_Food Preparation_Natural Gas_Range_E3 | F3 | Commercial | Warehouse (ID) | New | Food Preparation | Natural Gas | Range | E3 | System - kBTUs of Consumption | 0 | 0 | 0 | 0 | 0 | 0 | 0 | 0 | 0 | 0 | 0 | 0 | 0 | 0 | 0 | 0 | 0 | 0 | 0 | 0 | 0 | 0 | 0 | 0 | 0 | 0 | 0
F3_Commercial_Warehouse (ID)_New_Food Preparation_Natural Gas_Range_E4 | F3 | Commercial | Warehouse (ID) | New | Food Preparation | Natural Gas | Range | E4 | System - kBTUs of Consumption | 0 | 0 | 0 | 0 | 0 | 0 | 0 | 0 | 0 | 0 | 0 | 0 | 0 | 0 | 0 | 0 | 0 | 0 | 0 | 0 | 0 | 0 | 0 | 0 | 0 | 0 | 0
F3_Commercial_Warehouse (ID)_New_Food Preparation_Natural Gas_Range_E5 | F3 | Commercial | Warehouse (ID) | New | Food Preparation | Natural Gas | Range | E5 | System - kBTUs of Consumption | 0 | 0 | 0 | 0 | 0 | 0 | 0 | 0 | 0 | 0 | 0 | 0 | 0 | 0 | 0 | 0 | 0 | 0 | 0 | 0 | 0 | 0 | 0 | 0 | 0 | 0 | 0
F3_Commercial_Warehouse (ID)_New_Food Preparation_Natural Gas_Range_E6 | F3 | Commercial | Warehouse (ID) | New | Food Preparation | Natural Gas | Range | E6 | System - kBTUs of Consumption | 0 | 0 | 0 | 0 | 0 | 0 | 0 | 0 | 0 | 0 | 0 | 0 | 0 | 0 | 0 | 0 | 0 | 0 | 0 | 0 | 0 | 0 | 0 | 0 | 0 | 0 | 0
F3_Commercial_Warehouse (ID)_New_Food Preparation_Natural Gas_Range_E7 | F3 | Commercial | Warehouse (ID) | New | Food Preparation | Natural Gas | Range | E7 | System - kBTUs of Consumption | 0 | 0 | 0 | 0 | 0 | 0 | 0 | 0 | 0 | 0 | 0 | 0 | 0 | 0 | 0 | 0 | 0 | 0 | 0 | 0 | 0 | 0 | 0 | 0 | 0 | 0 | 0
F3_Commercial_Warehouse (ID)_New_Food Preparation_Natural Gas_Range_E8 | F3 | Commercial | Warehouse (ID) | New | Food Preparation | Natural Gas | Range | E8 | System - kBTUs of Consumption | 0 | 0 | 0 | 0 | 0 | 0 | 0 | 0 | 0 | 0 | 0 | 0 | 0 | 0 | 0 | 0 | 0 | 0 | 0 | 0 | 0 | 0 | 0 | 0 | 0 | 0 | 0
F3_Commercial_Warehouse (ID)_New_Food Preparation_Natural Gas_Range_E9 | F3 | Commercial | Warehouse (ID) | New | Food Preparation | Natural Gas | Range | E9 | System - kBTUs of Consumption | 0 | 0 | 0 | 0 | 0 | 0 | 0 | 0 | 0 | 0 | 0 | 0 | 0 | 0 | 0 | 0 | 0 | 0 | 0 | 0 | 0 | 0 | 0 | 0 | 0 | 0 | 0
F3_Commercial_Warehouse (ID)_New_Food Preparation_Natural Gas_Range_E10 | F3 | Commercial | Warehouse (ID) | New | Food Preparation | Natural Gas | Range | E10 | System - kBTUs of Consumption | 0 | 0 | 0 | 0 | 0 | 0 | 0 | 0 | 0 | 0 | 0 | 0 | 0 | 0 | 0 | 0 | 0 | 0 | 0 | 0 | 0 | 0 | 0 | 0 | 0 | 0 | 0
F4_Commercial_Warehouse (ID)_New_Food Preparation_Natural Gas_Range_E1 | F4 | Commercial | Warehouse (ID) | New | Food Preparation | Natural Gas | Range | E1 | Utility - Cost of Equipment | 5.4698e-05 | 5.4698e-05 | 5.4698e-05 | 5.4698e-05 | 5.4698e-05 | 5.4698e-05 | 5.4698e-05 | 5.4698e-05 | 5.4698e-05 | 5.4698e-05 | 5.4698e-05 | 5.4698e-05 | 5.4698e-05 | 5.4698e-05 | 5.4698e-05 | 5.4698e-05 | 5.4698e-05 | 5.4698e-05 | 5.4698e-05 | 5.4698e-05 | 5.4698e-05 | 5.4698e-05 | 5.4698e-05 | 5.4698e-05 | 5.4698e-05 | 5.4698e-05 | 5.4698e-05
F4_Commercial_Warehouse (ID)_New_Food Preparation_Natural Gas_Range_E2 | F4 | Commercial | Warehouse (ID) | New | Food Preparation | Natural Gas | Range | E2 | Utility - Cost of Equipment | 5.956e-05 | 5.956e-05 | 5.956e-05 | 5.956e-05 | 5.956e-05 | 5.956e-05 | 5.956e-05 | 5.956e-05 | 5.956e-05 | 5.956e-05 | 5.956e-05 | 5.956e-05 | 5.956e-05 | 5.956e-05 | 5.956e-05 | 5.956e-05 | 5.956e-05 | 5.956e-05 | 5.956e-05 | 5.956e-05 | 5.956e-05 | 5.956e-05 | 5.956e-05 | 5.956e-05 | 5.956e-05 | 5.956e-05 | 5.956e-05
F4_Commercial_Warehouse (ID)_New_Food Preparation_Natural Gas_Range_E3 | F4 | Commercial | Warehouse (ID) | New | Food Preparation | Natural Gas | Range | E3 | Utility - Cost of Equipment | 0 | 0 | 0 | 0 | 0 | 0 | 0 | 0 | 0 | 0 | 0 | 0 | 0 | 0 | 0 | 0 | 0 | 0 | 0 | 0 | 0 | 0 | 0 | 0 | 0 | 0 | 0
F4_Commercial_Warehouse (ID)_New_Food Preparation_Natural Gas_Range_E4 | F4 | Commercial | Warehouse (ID) | New | Food Preparation | Natural Gas | Range | E4 | Utility - Cost of Equipment | 0 | 0 | 0 | 0 | 0 | 0 | 0 | 0 | 0 | 0 | 0 | 0 | 0 | 0 | 0 | 0 | 0 | 0 | 0 | 0 | 0 | 0 | 0 | 0 | 0 | 0 | 0
F4_Commercial_Warehouse (ID)_New_Food Preparation_Natural Gas_Range_E5 | F4 | Commercial | Warehouse (ID) | New | Food Preparation | Natural Gas | Range | E5 | Utility - Cost of Equipment | 0 | 0 | 0 | 0 | 0 | 0 | 0 | 0 | 0 | 0 | 0 | 0 | 0 | 0 | 0 | 0 | 0 | 0 | 0 | 0 | 0 | 0 | 0 | 0 | 0 | 0 | 0
F4_Commercial_Warehouse (ID)_New_Food Preparation_Natural Gas_Range_E6 | F4 | Commercial | Warehouse (ID) | New | Food Preparation | Natural Gas | Range | E6 | Utility - Cost of Equipment | 0 | 0 | 0 | 0 | 0 | 0 | 0 | 0 | 0 | 0 | 0 | 0 | 0 | 0 | 0 | 0 | 0 | 0 | 0 | 0 | 0 | 0 | 0 | 0 | 0 | 0 | 0
F4_Commercial_Warehouse (ID)_New_Food Preparation_Natural Gas_Range_E7 | F4 | Commercial | Warehouse (ID) | New | Food Preparation | Natural Gas | Range | E7 | Utility - Cost of Equipment | 0 | 0 | 0 | 0 | 0 | 0 | 0 | 0 | 0 | 0 | 0 | 0 | 0 | 0 | 0 | 0 | 0 | 0 | 0 | 0 | 0 | 0 | 0 | 0 | 0 | 0 | 0
F4_Commercial_Warehouse (ID)_New_Food Preparation_Natural Gas_Range_E8 | F4 | Commercial | Warehouse (ID) | New | Food Preparation | Natural Gas | Range | E8 | Utility - Cost of Equipment | 0 | 0 | 0 | 0 | 0 | 0 | 0 | 0 | 0 | 0 | 0 | 0 | 0 | 0 | 0 | 0 | 0 | 0 | 0 | 0 | 0 | 0 | 0 | 0 | 0 | 0 | 0
F4_Commercial_Warehouse (ID)_New_Food Preparation_Natural Gas_Range_E9 | F4 | Commercial | Warehouse (ID) | New | Food Preparation | Natural Gas | Range | E9 | Utility - Cost of Equipment | 0 | 0 | 0 | 0 | 0 | 0 | 0 | 0 | 0 | 0 | 0 | 0 | 0 | 0 | 0 | 0 | 0 | 0 | 0 | 0 | 0 | 0 | 0 | 0 | 0 | 0 | 0
F4_Commercial_Warehouse (ID)_New_Food Preparation_Natural Gas_Range_E10 | F4 | Commercial | Warehouse (ID) | New | Food Preparation | Natural Gas | Range | E10 | Utility - Cost of Equipment | 0 | 0 | 0 | 0 | 0 | 0 | 0 | 0 | 0 | 0 | 0 | 0 | 0 | 0 | 0 | 0 | 0 | 0 | 0 | 0 | 0 | 0 | 0 | 0 | 0 | 0 | 0
F5_Commercial_Warehouse (ID)_New_Food Preparation_Natural Gas_Range_E1 | F5 | Commercial | Warehouse (ID) | New | Food Preparation | Natural Gas | Range | E1 | Utility - Cost of Operation | 0.0024627 | 0.0025196 | 0.0025911 | 0.0026754 | 0.0027736 | 0.0028973 | 0.0030262 | 0.0031547 | 0.0032786 | 0.0034042 | 0.0035023 | 0.0035935 | 0.0036919 | 0.0037877 | 0.0038722 | 0.0039504 | 0.0040194 | 0.0040872 | 0.0041601 | 0.0042309 | 0.0043036 | 0.0043795 | 0.0044561 | 0.0045353 | 0.0046158 | 0.0046978 | 0.0047813
F5_Commercial_Warehouse (ID)_New_Food Preparation_Natural Gas_Range_E2 | F5 | Commercial | Warehouse (ID) | New | Food Preparation | Natural Gas | Range | E2 | Utility - Cost of Operation | 0.0012314 | 0.0012598 | 0.0012955 | 0.0013377 | 0.0013868 | 0.0014486 | 0.0015131 | 0.0015773 | 0.0016393 | 0.0017021 | 0.0017512 | 0.0017968 | 0.0018459 | 0.0018938 | 0.0019361 | 0.0019752 | 0.0020097 | 0.0020436 | 0.0020801 | 0.0021154 | 0.0021518 | 0.0021897 | 0.002228 | 0.0022676 | 0.0023079 | 0.0023489 | 0.0023907
F5_Commercial_Warehouse (ID)_New_Food Preparation_Natural Gas_Range_E3 | F5 | Commercial | Warehouse (ID) | New | Food Preparation | Natural Gas | Range | E3 | Utility - Cost of Operation | 0 | 0 | 0 | 0 | 0 | 0 | 0 | 0 | 0 | 0 | 0 | 0 | 0 | 0 | 0 | 0 | 0 | 0 | 0 | 0 | 0 | 0 | 0 | 0 | 0 | 0 | 0
F5_Commercial_Warehouse (ID)_New_Food Preparation_Natural Gas_Range_E4 | F5 | Commercial | Warehouse (ID) | New | Food Preparation | Natural Gas | Range | E4 | Utility - Cost of Operation | 0 | 0 | 0 | 0 | 0 | 0 | 0 | 0 | 0 | 0 | 0 | 0 | 0 | 0 | 0 | 0 | 0 | 0 | 0 | 0 | 0 | 0 | 0 | 0 | 0 | 0 | 0
F5_Commercial_Warehouse (ID)_New_Food Preparation_Natural Gas_Range_E5 | F5 | Commercial | Warehouse (ID) | New | Food Preparation | Natural Gas | Range | E5 | Utility - Cost of Operation | 0 | 0 | 0 | 0 | 0 | 0 | 0 | 0 | 0 | 0 | 0 | 0 | 0 | 0 | 0 | 0 | 0 | 0 | 0 | 0 | 0 | 0 | 0 | 0 | 0 | 0 | 0
F5_Commercial_Warehouse (ID)_New_Food Preparation_Natural Gas_Range_E6 | F5 | Commercial | Warehouse (ID) | New | Food Preparation | Natural Gas | Range | E6 | Utility - Cost of Operation | 0 | 0 | 0 | 0 | 0 | 0 | 0 | 0 | 0 | 0 | 0 | 0 | 0 | 0 | 0 | 0 | 0 | 0 | 0 | 0 | 0 | 0 | 0 | 0 | 0 | 0 | 0
F5_Commercial_Warehouse (ID)_New_Food Preparation_Natural Gas_Range_E7 | F5 | Commercial | Warehouse (ID) | New | Food Preparation | Natural Gas | Range | E7 | Utility - Cost of Operation | 0 | 0 | 0 | 0 | 0 | 0 | 0 | 0 | 0 | 0 | 0 | 0 | 0 | 0 | 0 | 0 | 0 | 0 | 0 | 0 | 0 | 0 | 0 | 0 | 0 | 0 | 0
F5_Commercial_Warehouse (ID)_New_Food Preparation_Natural Gas_Range_E8 | F5 | Commercial | Warehouse (ID) | New | Food Preparation | Natural Gas | Range | E8 | Utility - Cost of Operation | 0 | 0 | 0 | 0 | 0 | 0 | 0 | 0 | 0 | 0 | 0 | 0 | 0 | 0 | 0 | 0 | 0 | 0 | 0 | 0 | 0 | 0 | 0 | 0 | 0 | 0 | 0
F5_Commercial_Warehouse (ID)_New_Food Preparation_Natural Gas_Range_E9 | F5 | Commercial | Warehouse (ID) | New | Food Preparation | Natural Gas | Range | E9 | Utility - Cost of Operation | 0 | 0 | 0 | 0 | 0 | 0 | 0 | 0 | 0 | 0 | 0 | 0 | 0 | 0 | 0 | 0 | 0 | 0 | 0 | 0 | 0 | 0 | 0 | 0 | 0 | 0 | 0
F5_Commercial_Warehouse (ID)_New_Food Preparation_Natural Gas_Range_E10 | F5 | Commercial | Warehouse (ID) | New | Food Preparation | Natural Gas | Range | E10 | Utility - Cost of Operation | 0 | 0 | 0 | 0 | 0 | 0 | 0 | 0 | 0 | 0 | 0 | 0 | 0 | 0 | 0 | 0 | 0 | 0 | 0 | 0 | 0 | 0 | 0 | 0 | 0 | 0 | 0
F6_Commercial_Warehouse (ID)_New_Food Preparation_Natural Gas_Range_E1 | F6 | Commercial | Warehouse (ID) | New | Food Preparation | Natural Gas | Range | E1 | Utility - Value of Sales | 0.0029296 | 0.0029784 | 0.0030378 | 0.00311 | 0.0031959 | 0.0033095 | 0.003426 | 0.0035387 | 0.0036425 | 0.0037421 | 0.0038444 | 0.0039359 | 0.0040312 | 0.0041194 | 0.0041936 | 0.0042594 | 0.0043133 | 0.0043642 | 0.0044187 | 0.0044687 | 0.0045188 | 0.0045985 | 0.0046789 | 0.004762 | 0.0048466 | 0.0049327 | 0.0050204
F6_Commercial_Warehouse (ID)_New_Food Preparation_Natural Gas_Range_E2 | F6 | Commercial | Warehouse (ID) | New | Food Preparation | Natural Gas | Range | E2 | Utility - Value of Sales | 0.0014648 | 0.0014892 | 0.0015189 | 0.001555 | 0.001598 | 0.0016548 | 0.001713 | 0.0017694 | 0.0018212 | 0.0018711 | 0.0019222 | 0.0019679 | 0.0020156 | 0.0020597 | 0.0020968 | 0.0021297 | 0.0021567 | 0.0021821 | 0.0022094 | 0.0022344 | 0.0022594 | 0.0022992 | 0.0023395 | 0.002381 | 0.0024233 | 0.0024664 | 0.0025102
F6_Commercial_Warehouse (ID)_New_Food Preparation_Natural Gas_Range_E3 | F6 | Commercial | Warehouse (ID) | New | Food Preparation | Natural Gas | Range | E3 | Utility - Value of Sales | 0 | 0 | 0 | 0 | 0 | 0 | 0 | 0 | 0 | 0 | 0 | 0 | 0 | 0 | 0 | 0 | 0 | 0 | 0 | 0 | 0 | 0 | 0 | 0 | 0 | 0 | 0
F6_Commercial_Warehouse (ID)_New_Food Preparation_Natural Gas_Range_E4 | F6 | Commercial | Warehouse (ID) | New | Food Preparation | Natural Gas | Range | E4 | Utility - Value of Sales | 0 | 0 | 0 | 0 | 0 | 0 | 0 | 0 | 0 | 0 | 0 | 0 | 0 | 0 | 0 | 0 | 0 | 0 | 0 | 0 | 0 | 0 | 0 | 0 | 0 | 0 | 0
F6_Commercial_Warehouse (ID)_New_Food Preparation_Natural Gas_Range_E5 | F6 | Commercial | Warehouse (ID) | New | Food Preparation | Natural Gas | Range | E5 | Utility - Value of Sales | 0 | 0 | 0 | 0 | 0 | 0 | 0 | 0 | 0 | 0 | 0 | 0 | 0 | 0 | 0 | 0 | 0 | 0 | 0 | 0 | 0 | 0 | 0 | 0 | 0 | 0 | 0
F6_Commercial_Warehouse (ID)_New_Food Preparation_Natural Gas_Range_E6 | F6 | Commercial | Warehouse (ID) | New | Food Preparation | Natural Gas | Range | E6 | Utility - Value of Sales | 0 | 0 | 0 | 0 | 0 | 0 | 0 | 0 | 0 | 0 | 0 | 0 | 0 | 0 | 0 | 0 | 0 | 0 | 0 | 0 | 0 | 0 | 0 | 0 | 0 | 0 | 0
F6_Commercial_Warehouse (ID)_New_Food Preparation_Natural Gas_Range_E7 | F6 | Commercial | Warehouse (ID) | New | Food Preparation | Natural Gas | Range | E7 | Utility - Value of Sales | 0 | 0 | 0 | 0 | 0 | 0 | 0 | 0 | 0 | 0 | 0 | 0 | 0 | 0 | 0 | 0 | 0 | 0 | 0 | 0 | 0 | 0 | 0 | 0 | 0 | 0 | 0
F6_Commercial_Warehouse (ID)_New_Food Preparation_Natural Gas_Range_E8 | F6 | Commercial | Warehouse (ID) | New | Food Preparation | Natural Gas | Range | E8 | Utility - Value of Sales | 0 | 0 | 0 | 0 | 0 | 0 | 0 | 0 | 0 | 0 | 0 | 0 | 0 | 0 | 0 | 0 | 0 | 0 | 0 | 0 | 0 | 0 | 0 | 0 | 0 | 0 | 0
F6_Commercial_Warehouse (ID)_New_Food Preparation_Natural Gas_Range_E9 | F6 | Commercial | Warehouse (ID) | New | Food Preparation | Natural Gas | Range | E9 | Utility - Value of Sales | 0 | 0 | 0 | 0 | 0 | 0 | 0 | 0 | 0 | 0 | 0 | 0 | 0 | 0 | 0 | 0 | 0 | 0 | 0 | 0 | 0 | 0 | 0 | 0 | 0 | 0 | 0
F6_Commercial_Warehouse (ID)_New_Food Preparation_Natural Gas_Range_E10 | F6 | Commercial | Warehouse (ID) | New | Food Preparation | Natural Gas | Range | E10 | Utility - Value of Sales | 0 | 0 | 0 | 0 | 0 | 0 | 0 | 0 | 0 | 0 | 0 | 0 | 0 | 0 | 0 | 0 | 0 | 0 | 0 | 0 | 0 | 0 | 0 | 0 | 0 | 0 | 0
F1_Commercial_Warehouse (ID)_New_Food Preparation_Natural Gas_Steamer_E1 | F1 | Commercial | Warehouse (ID) | New | Food Preparation | Natural Gas | Steamer | E1 | RVT - Cost of Equipment | 0.013868 | 0.013868 | 0.013868 | 0.013868 | 0.013868 | 0.013868 | 0.013868 | 0.013868 | 0.013868 | 0.013868 | 0.013868 | 0.013868 | 0.013868 | 0.013868 | 0.013868 | 0.013868 | 0.013868 | 0.013868 | 0.013868 | 0.013868 | 0.013868 | 0.013868 | 0.013868 | 0.013868 | 0.013868 | 0.013868 | 0.013868
F1_Commercial_Warehouse (ID)_New_Food Preparation_Natural Gas_Steamer_E2 | F1 | Commercial | Warehouse (ID) | New | Food Preparation | Natural Gas | Steamer | E2 | RVT - Cost of Equipment | 0.014901 | 0.014901 | 0.014901 | 0.014901 | 0.014901 | 0.014901 | 0.014901 | 0.014901 | 0.014901 | 0.014901 | 0.014901 | 0.014901 | 0.014901 | 0.014901 | 0.014901 | 0.014901 | 0.014901 | 0.014901 | 0.014901 | 0.014901 | 0.014901 | 0.014901 | 0.014901 | 0.014901 | 0.014901 | 0.014901 | 0.014901
F1_Commercial_Warehouse (ID)_New_Food Preparation_Natural Gas_Steamer_E3 | F1 | Commercial | Warehouse (ID) | New | Food Preparation | Natural Gas | Steamer | E3 | RVT - Cost of Equipment | 0 | 0 | 0 | 0 | 0 | 0 | 0 | 0 | 0 | 0 | 0 | 0 | 0 | 0 | 0 | 0 | 0 | 0 | 0 | 0 | 0 | 0 | 0 | 0 | 0 | 0 | 0
F1_Commercial_Warehouse (ID)_New_Food Preparation_Natural Gas_Steamer_E4 | F1 | Commercial | Warehouse (ID) | New | Food Preparation | Natural Gas | Steamer | E4 | RVT - Cost of Equipment | 0 | 0 | 0 | 0 | 0 | 0 | 0 | 0 | 0 | 0 | 0 | 0 | 0 | 0 | 0 | 0 | 0 | 0 | 0 | 0 | 0 | 0 | 0 | 0 | 0 | 0 | 0
F1_Commercial_Warehouse (ID)_New_Food Preparation_Natural Gas_Steamer_E5 | F1 | Commercial | Warehouse (ID) | New | Food Preparation | Natural Gas | Steamer | E5 | RVT - Cost of Equipment | 0 | 0 | 0 | 0 | 0 | 0 | 0 | 0 | 0 | 0 | 0 | 0 | 0 | 0 | 0 | 0 | 0 | 0 | 0 | 0 | 0 | 0 | 0 | 0 | 0 | 0 | 0
F1_Commercial_Warehouse (ID)_New_Food Preparation_Natural Gas_Steamer_E6 | F1 | Commercial | Warehouse (ID) | New | Food Preparation | Natural Gas | Steamer | E6 | RVT - Cost of Equipment | 0 | 0 | 0 | 0 | 0 | 0 | 0 | 0 | 0 | 0 | 0 | 0 | 0 | 0 | 0 | 0 | 0 | 0 | 0 | 0 | 0 | 0 | 0 | 0 | 0 | 0 | 0
F1_Commercial_Warehouse (ID)_New_Food Preparation_Natural Gas_Steamer_E7 | F1 | Commercial | Warehouse (ID) | New | Food Preparation | Natural Gas | Steamer | E7 | RVT - Cost of Equipment | 0 | 0 | 0 | 0 | 0 | 0 | 0 | 0 | 0 | 0 | 0 | 0 | 0 | 0 | 0 | 0 | 0 | 0 | 0 | 0 | 0 | 0 | 0 | 0 | 0 | 0 | 0
F1_Commercial_Warehouse (ID)_New_Food Preparation_Natural Gas_Steamer_E8 | F1 | Commercial | Warehouse (ID) | New | Food Preparation | Natural Gas | Steamer | E8 | RVT - Cost of Equipment | 0 | 0 | 0 | 0 | 0 | 0 | 0 | 0 | 0 | 0 | 0 | 0 | 0 | 0 | 0 | 0 | 0 | 0 | 0 | 0 | 0 | 0 | 0 | 0 | 0 | 0 | 0
F1_Commercial_Warehouse (ID)_New_Food Preparation_Natural Gas_Steamer_E9 | F1 | Commercial | Warehouse (ID) | New | Food Preparation | Natural Gas | Steamer | E9 | RVT - Cost of Equipment | 0 | 0 | 0 | 0 | 0 | 0 | 0 | 0 | 0 | 0 | 0 | 0 | 0 | 0 | 0 | 0 | 0 | 0 | 0 | 0 | 0 | 0 | 0 | 0 | 0 | 0 | 0
F1_Commercial_Warehouse (ID)_New_Food Preparation_Natural Gas_Steamer_E10 | F1 | Commercial | Warehouse (ID) | New | Food Preparation | Natural Gas | Steamer | E10 | RVT - Cost of Equipment | 0 | 0 | 0 | 0 | 0 | 0 | 0 | 0 | 0 | 0 | 0 | 0 | 0 | 0 | 0 | 0 | 0 | 0 | 0 | 0 | 0 | 0 | 0 | 0 | 0 | 0 | 0
F2_Commercial_Warehouse (ID)_New_Food Preparation_Natural Gas_Steamer_E1 | F2 | Commercial | Warehouse (ID) | New | Food Preparation | Natural Gas | Steamer | E1 | RVT - Cost of Operation | 0.0040802 | 0.0041573 | 0.0042478 | 0.0043533 | 0.0044741 | 0.0046249 | 0.0047761 | 0.0049197 | 0.0050497 | 0.0051756 | 0.0053062 | 0.0054248 | 0.0055501 | 0.0056686 | 0.0057705 | 0.0058624 | 0.0059402 | 0.0060145 | 0.0060936 | 0.0061673 | 0.0062414 | 0.0063515 | 0.0064628 | 0.0065776 | 0.0066945 | 0.0068134 | 0.0069345
F2_Commercial_Warehouse (ID)_New_Food Preparation_Natural Gas_Steamer_E2 | F2 | Commercial | Warehouse (ID) | New | Food Preparation | Natural Gas | Steamer | E2 | RVT - Cost of Operation | 0.00076984 | 0.00078438 | 0.00080145 | 0.00082135 | 0.00084414 | 0.00087259 | 0.00090113 | 0.00092822 | 0.00095274 | 0.00097651 | 0.0010011 | 0.0010235 | 0.0010472 | 0.0010695 | 0.0010887 | 0.0011061 | 0.0011208 | 0.0011348 | 0.0011497 | 0.0011636 | 0.0011776 | 0.0011984 | 0.0012194 | 0.001241 | 0.0012631 | 0.0012855 | 0.0013084
F2_Commercial_Warehouse (ID)_New_Food Preparation_Natural Gas_Steamer_E3 | F2 | Commercial | Warehouse (ID) | New | Food Preparation | Natural Gas | Steamer | E3 | RVT - Cost of Operation | 0 | 0 | 0 | 0 | 0 | 0 | 0 | 0 | 0 | 0 | 0 | 0 | 0 | 0 | 0 | 0 | 0 | 0 | 0 | 0 | 0 | 0 | 0 | 0 | 0 | 0 | 0
F2_Commercial_Warehouse (ID)_New_Food Preparation_Natural Gas_Steamer_E4 | F2 | Commercial | Warehouse (ID) | New | Food Preparation | Natural Gas | Steamer | E4 | RVT - Cost of Operation | 0 | 0 | 0 | 0 | 0 | 0 | 0 | 0 | 0 | 0 | 0 | 0 | 0 | 0 | 0 | 0 | 0 | 0 | 0 | 0 | 0 | 0 | 0 | 0 | 0 | 0 | 0
F2_Commercial_Warehouse (ID)_New_Food Preparation_Natural Gas_Steamer_E5 | F2 | Commercial | Warehouse (ID) | New | Food Preparation | Natural Gas | Steamer | E5 | RVT - Cost of Operation | 0 | 0 | 0 | 0 | 0 | 0 | 0 | 0 | 0 | 0 | 0 | 0 | 0 | 0 | 0 | 0 | 0 | 0 | 0 | 0 | 0 | 0 | 0 | 0 | 0 | 0 | 0
F2_Commercial_Warehouse (ID)_New_Food Preparation_Natural Gas_Steamer_E6 | F2 | Commercial | Warehouse (ID) | New | Food Preparation | Natural Gas | Steamer | E6 | RVT - Cost of Operation | 0 | 0 | 0 | 0 | 0 | 0 | 0 | 0 | 0 | 0 | 0 | 0 | 0 | 0 | 0 | 0 | 0 | 0 | 0 | 0 | 0 | 0 | 0 | 0 | 0 | 0 | 0
F2_Commercial_Warehouse (ID)_New_Food Preparation_Natural Gas_Steamer_E7 | F2 | Commercial | Warehouse (ID) | New | Food Preparation | Natural Gas | Steamer | E7 | RVT - Cost of Operation | 0 | 0 | 0 | 0 | 0 | 0 | 0 | 0 | 0 | 0 | 0 | 0 | 0 | 0 | 0 | 0 | 0 | 0 | 0 | 0 | 0 | 0 | 0 | 0 | 0 | 0 | 0
F2_Commercial_Warehouse (ID)_New_Food Preparation_Natural Gas_Steamer_E8 | F2 | Commercial | Warehouse (ID) | New | Food Preparation | Natural Gas | Steamer | E8 | RVT - Cost of Operation | 0 | 0 | 0 | 0 | 0 | 0 | 0 | 0 | 0 | 0 | 0 | 0 | 0 | 0 | 0 | 0 | 0 | 0 | 0 | 0 | 0 | 0 | 0 | 0 | 0 | 0 | 0
F2_Commercial_Warehouse (ID)_New_Food Preparation_Natural Gas_Steamer_E9 | F2 | Commercial | Warehouse (ID) | New | Food Preparation | Natural Gas | Steamer | E9 | RVT - Cost of Operation | 0 | 0 | 0 | 0 | 0 | 0 | 0 | 0 | 0 | 0 | 0 | 0 | 0 | 0 | 0 | 0 | 0 | 0 | 0 | 0 | 0 | 0 | 0 | 0 | 0 | 0 | 0
F2_Commercial_Warehouse (ID)_New_Food Preparation_Natural Gas_Steamer_E10 | F2 | Commercial | Warehouse (ID) | New | Food Preparation | Natural Gas | Steamer | E10 | RVT - Cost of Operation | 0 | 0 | 0 | 0 | 0 | 0 | 0 | 0 | 0 | 0 | 0 | 0 | 0 | 0 | 0 | 0 | 0 | 0 | 0 | 0 | 0 | 0 | 0 | 0 | 0 | 0 | 0
F3_Commercial_Warehouse (ID)_New_Food Preparation_Natural Gas_Steamer_E1 | F3 | Commercial | Warehouse (ID) | New | Food Preparation | Natural Gas | Steamer | E1 | System - kBTUs of Consumption | 0.97339 | 0.97339 | 0.97339 | 0.97339 | 0.97339 | 0.97339 | 0.97339 | 0.97339 | 0.97339 | 0.97339 | 0.97339 | 0.97339 | 0.97339 | 0.97339 | 0.97339 | 0.97339 | 0.97339 | 0.97339 | 0.97339 | 0.97339 | 0.97339 | 0.97339 | 0.97339 | 0.97339 | 0.97339 | 0.97339 | 0.97339
F3_Commercial_Warehouse (ID)_New_Food Preparation_Natural Gas_Steamer_E2 | F3 | Commercial | Warehouse (ID) | New | Food Preparation | Natural Gas | Steamer | E2 | System - kBTUs of Consumption | 0.18365 | 0.18365 | 0.18365 | 0.18365 | 0.18365 | 0.18365 | 0.18365 | 0.18365 | 0.18365 | 0.18365 | 0.18365 | 0.18365 | 0.18365 | 0.18365 | 0.18365 | 0.18365 | 0.18365 | 0.18365 | 0.18365 | 0.18365 | 0.18365 | 0.18365 | 0.18365 | 0.18365 | 0.18365 | 0.18365 | 0.18365
F3_Commercial_Warehouse (ID)_New_Food Preparation_Natural Gas_Steamer_E3 | F3 | Commercial | Warehouse (ID) | New | Food Preparation | Natural Gas | Steamer | E3 | System - kBTUs of Consumption | 0 | 0 | 0 | 0 | 0 | 0 | 0 | 0 | 0 | 0 | 0 | 0 | 0 | 0 | 0 | 0 | 0 | 0 | 0 | 0 | 0 | 0 | 0 | 0 | 0 | 0 | 0
F3_Commercial_Warehouse (ID)_New_Food Preparation_Natural Gas_Steamer_E4 | F3 | Commercial | Warehouse (ID) | New | Food Preparation | Natural Gas | Steamer | E4 | System - kBTUs of Consumption | 0 | 0 | 0 | 0 | 0 | 0 | 0 | 0 | 0 | 0 | 0 | 0 | 0 | 0 | 0 | 0 | 0 | 0 | 0 | 0 | 0 | 0 | 0 | 0 | 0 | 0 | 0
F3_Commercial_Warehouse (ID)_New_Food Preparation_Natural Gas_Steamer_E5 | F3 | Commercial | Warehouse (ID) | New | Food Preparation | Natural Gas | Steamer | E5 | System - kBTUs of Consumption | 0 | 0 | 0 | 0 | 0 | 0 | 0 | 0 | 0 | 0 | 0 | 0 | 0 | 0 | 0 | 0 | 0 | 0 | 0 | 0 | 0 | 0 | 0 | 0 | 0 | 0 | 0
F3_Commercial_Warehouse (ID)_New_Food Preparation_Natural Gas_Steamer_E6 | F3 | Commercial | Warehouse (ID) | New | Food Preparation | Natural Gas | Steamer | E6 | System - kBTUs of Consumption | 0 | 0 | 0 | 0 | 0 | 0 | 0 | 0 | 0 | 0 | 0 | 0 | 0 | 0 | 0 | 0 | 0 | 0 | 0 | 0 | 0 | 0 | 0 | 0 | 0 | 0 | 0
F3_Commercial_Warehouse (ID)_New_Food Preparation_Natural Gas_Steamer_E7 | F3 | Commercial | Warehouse (ID) | New | Food Preparation | Natural Gas | Steamer | E7 | System - kBTUs of Consumption | 0 | 0 | 0 | 0 | 0 | 0 | 0 | 0 | 0 | 0 | 0 | 0 | 0 | 0 | 0 | 0 | 0 | 0 | 0 | 0 | 0 | 0 | 0 | 0 | 0 | 0 | 0
F3_Commercial_Warehouse (ID)_New_Food Preparation_Natural Gas_Steamer_E8 | F3 | Commercial | Warehouse (ID) | New | Food Preparation | Natural Gas | Steamer | E8 | System - kBTUs of Consumption | 0 | 0 | 0 | 0 | 0 | 0 | 0 | 0 | 0 | 0 | 0 | 0 | 0 | 0 | 0 | 0 | 0 | 0 | 0 | 0 | 0 | 0 | 0 | 0 | 0 | 0 | 0
F3_Commercial_Warehouse (ID)_New_Food Preparation_Natural Gas_Steamer_E9 | F3 | Commercial | Warehouse (ID) | New | Food Preparation | Natural Gas | Steamer | E9 | System - kBTUs of Consumption | 0 | 0 | 0 | 0 | 0 | 0 | 0 | 0 | 0 | 0 | 0 | 0 | 0 | 0 | 0 | 0 | 0 | 0 | 0 | 0 | 0 | 0 | 0 | 0 | 0 | 0 | 0
F3_Commercial_Warehouse (ID)_New_Food Preparation_Natural Gas_Steamer_E10 | F3 | Commercial | Warehouse (ID) | New | Food Preparation | Natural Gas | Steamer | E10 | System - kBTUs of Consumption | 0 | 0 | 0 | 0 | 0 | 0 | 0 | 0 | 0 | 0 | 0 | 0 | 0 | 0 | 0 | 0 | 0 | 0 | 0 | 0 | 0 | 0 | 0 | 0 | 0 | 0 | 0
F4_Commercial_Warehouse (ID)_New_Food Preparation_Natural Gas_Steamer_E1 | F4 | Commercial | Warehouse (ID) | New | Food Preparation | Natural Gas | Steamer | E1 | Utility - Cost of Equipment | 0.013868 | 0.013868 | 0.013868 | 0.013868 | 0.013868 | 0.013868 | 0.013868 | 0.013868 | 0.013868 | 0.013868 | 0.013868 | 0.013868 | 0.013868 | 0.013868 | 0.013868 | 0.013868 | 0.013868 | 0.013868 | 0.013868 | 0.013868 | 0.013868 | 0.013868 | 0.013868 | 0.013868 | 0.013868 | 0.013868 | 0.013868
F4_Commercial_Warehouse (ID)_New_Food Preparation_Natural Gas_Steamer_E2 | F4 | Commercial | Warehouse (ID) | New | Food Preparation | Natural Gas | Steamer | E2 | Utility - Cost of Equipment | 0.014901 | 0.014901 | 0.014901 | 0.014901 | 0.014901 | 0.014901 | 0.014901 | 0.014901 | 0.014901 | 0.014901 | 0.014901 | 0.014901 | 0.014901 | 0.014901 | 0.014901 | 0.014901 | 0.014901 | 0.014901 | 0.014901 | 0.014901 | 0.014901 | 0.014901 | 0.014901 | 0.014901 | 0.014901 | 0.014901 | 0.014901
F4_Commercial_Warehouse (ID)_New_Food Preparation_Natural Gas_Steamer_E3 | F4 | Commercial | Warehouse (ID) | New | Food Preparation | Natural Gas | Steamer | E3 | Utility - Cost of Equipment | 0 | 0 | 0 | 0 | 0 | 0 | 0 | 0 | 0 | 0 | 0 | 0 | 0 | 0 | 0 | 0 | 0 | 0 | 0 | 0 | 0 | 0 | 0 | 0 | 0 | 0 | 0
F4_Commercial_Warehouse (ID)_New_Food Preparation_Natural Gas_Steamer_E4 | F4 | Commercial | Warehouse (ID) | New | Food Preparation | Natural Gas | Steamer | E4 | Utility - Cost of Equipment | 0 | 0 | 0 | 0 | 0 | 0 | 0 | 0 | 0 | 0 | 0 | 0 | 0 | 0 | 0 | 0 | 0 | 0 | 0 | 0 | 0 | 0 | 0 | 0 | 0 | 0 | 0
F4_Commercial_Warehouse (ID)_New_Food Preparation_Natural Gas_Steamer_E5 | F4 | Commercial | Warehouse (ID) | New | Food Preparation | Natural Gas | Steamer | E5 | Utility - Cost of Equipment | 0 | 0 | 0 | 0 | 0 | 0 | 0 | 0 | 0 | 0 | 0 | 0 | 0 | 0 | 0 | 0 | 0 | 0 | 0 | 0 | 0 | 0 | 0 | 0 | 0 | 0 | 0
F4_Commercial_Warehouse (ID)_New_Food Preparation_Natural Gas_Steamer_E6 | F4 | Commercial | Warehouse (ID) | New | Food Preparation | Natural Gas | Steamer | E6 | Utility - Cost of Equipment | 0 | 0 | 0 | 0 | 0 | 0 | 0 | 0 | 0 | 0 | 0 | 0 | 0 | 0 | 0 | 0 | 0 | 0 | 0 | 0 | 0 | 0 | 0 | 0 | 0 | 0 | 0
F4_Commercial_Warehouse (ID)_New_Food Preparation_Natural Gas_Steamer_E7 | F4 | Commercial | Warehouse (ID) | New | Food Preparation | Natural Gas | Steamer | E7 | Utility - Cost of Equipment | 0 | 0 | 0 | 0 | 0 | 0 | 0 | 0 | 0 | 0 | 0 | 0 | 0 | 0 | 0 | 0 | 0 | 0 | 0 | 0 | 0 | 0 | 0 | 0 | 0 | 0 | 0
F4_Commercial_Warehouse (ID)_New_Food Preparation_Natural Gas_Steamer_E8 | F4 | Commercial | Warehouse (ID) | New | Food Preparation | Natural Gas | Steamer | E8 | Utility - Cost of Equipment | 0 | 0 | 0 | 0 | 0 | 0 | 0 | 0 | 0 | 0 | 0 | 0 | 0 | 0 | 0 | 0 | 0 | 0 | 0 | 0 | 0 | 0 | 0 | 0 | 0 | 0 | 0
F4_Commercial_Warehouse (ID)_New_Food Preparation_Natural Gas_Steamer_E9 | F4 | Commercial | Warehouse (ID) | New | Food Preparation | Natural Gas | Steamer | E9 | Utility - Cost of Equipment | 0 | 0 | 0 | 0 | 0 | 0 | 0 | 0 | 0 | 0 | 0 | 0 | 0 | 0 | 0 | 0 | 0 | 0 | 0 | 0 | 0 | 0 | 0 | 0 | 0 | 0 | 0
F4_Commercial_Warehouse (ID)_New_Food Preparation_Natural Gas_Steamer_E10 | F4 | Commercial | Warehouse (ID) | New | Food Preparation | Natural Gas | Steamer | E10 | Utility - Cost of Equipment | 0 | 0 | 0 | 0 | 0 | 0 | 0 | 0 | 0 | 0 | 0 | 0 | 0 | 0 | 0 | 0 | 0 | 0 | 0 | 0 | 0 | 0 | 0 | 0 | 0 | 0 | 0
F5_Commercial_Warehouse (ID)_New_Food Preparation_Natural Gas_Steamer_E1 | F5 | Commercial | Warehouse (ID) | New | Food Preparation | Natural Gas | Steamer | E1 | Utility - Cost of Operation | 0.0034643 | 0.0035516 | 0.003655 | 0.0037736 | 0.0039076 | 0.0040707 | 0.0042386 | 0.0044049 | 0.0045649 | 0.0047272 | 0.0048563 | 0.0049773 | 0.0051072 | 0.0052345 | 0.0053482 | 0.0054547 | 0.0055501 | 0.0056444 | 0.0057451 | 0.0058433 | 0.0059442 | 0.0060491 | 0.0061551 | 0.0062644 | 0.0063757 | 0.006489 | 0.0066043
F5_Commercial_Warehouse (ID)_New_Food Preparation_Natural Gas_Steamer_E2 | F5 | Commercial | Warehouse (ID) | New | Food Preparation | Natural Gas | Steamer | E2 | Utility - Cost of Operation | 0.00065362 | 0.0006701 | 0.00068961 | 0.00071198 | 0.00073727 | 0.00076804 | 0.00079971 | 0.00083108 | 0.00086128 | 0.0008919 | 0.00091626 | 0.00093908 | 0.0009636 | 0.00098761 | 0.0010091 | 0.0010292 | 0.0010472 | 0.001065 | 0.0010839 | 0.0011025 | 0.0011215 | 0.0011413 | 0.0011613 | 0.0011819 | 0.0012029 | 0.0012243 | 0.0012461
F5_Commercial_Warehouse (ID)_New_Food Preparation_Natural Gas_Steamer_E3 | F5 | Commercial | Warehouse (ID) | New | Food Preparation | Natural Gas | Steamer | E3 | Utility - Cost of Operation | 0 | 0 | 0 | 0 | 0 | 0 | 0 | 0 | 0 | 0 | 0 | 0 | 0 | 0 | 0 | 0 | 0 | 0 | 0 | 0 | 0 | 0 | 0 | 0 | 0 | 0 | 0
F5_Commercial_Warehouse (ID)_New_Food Preparation_Natural Gas_Steamer_E4 | F5 | Commercial | Warehouse (ID) | New | Food Preparation | Natural Gas | Steamer | E4 | Utility - Cost of Operation | 0 | 0 | 0 | 0 | 0 | 0 | 0 | 0 | 0 | 0 | 0 | 0 | 0 | 0 | 0 | 0 | 0 | 0 | 0 | 0 | 0 | 0 | 0 | 0 | 0 | 0 | 0
F5_Commercial_Warehouse (ID)_New_Food Preparation_Natural Gas_Steamer_E5 | F5 | Commercial | Warehouse (ID) | New | Food Preparation | Natural Gas | Steamer | E5 | Utility - Cost of Operation | 0 | 0 | 0 | 0 | 0 | 0 | 0 | 0 | 0 | 0 | 0 | 0 | 0 | 0 | 0 | 0 | 0 | 0 | 0 | 0 | 0 | 0 | 0 | 0 | 0 | 0 | 0
F5_Commercial_Warehouse (ID)_New_Food Preparation_Natural Gas_Steamer_E6 | F5 | Commercial | Warehouse (ID) | New | Food Preparation | Natural Gas | Steamer | E6 | Utility - Cost of Operation | 0 | 0 | 0 | 0 | 0 | 0 | 0 | 0 | 0 | 0 | 0 | 0 | 0 | 0 | 0 | 0 | 0 | 0 | 0 | 0 | 0 | 0 | 0 | 0 | 0 | 0 | 0
F5_Commercial_Warehouse (ID)_New_Food Preparation_Natural Gas_Steamer_E7 | F5 | Commercial | Warehouse (ID) | New | Food Preparation | Natural Gas | Steamer | E7 | Utility - Cost of Operation | 0 | 0 | 0 | 0 | 0 | 0 | 0 | 0 | 0 | 0 | 0 | 0 | 0 | 0 | 0 | 0 | 0 | 0 | 0 | 0 | 0 | 0 | 0 | 0 | 0 | 0 | 0
F5_Commercial_Warehouse (ID)_New_Food Preparation_Natural Gas_Steamer_E8 | F5 | Commercial | Warehouse (ID) | New | Food Preparation | Natural Gas | Steamer | E8 | Utility - Cost of Operation | 0 | 0 | 0 | 0 | 0 | 0 | 0 | 0 | 0 | 0 | 0 | 0 | 0 | 0 | 0 | 0 | 0 | 0 | 0 | 0 | 0 | 0 | 0 | 0 | 0 | 0 | 0
F5_Commercial_Warehouse (ID)_New_Food Preparation_Natural Gas_Steamer_E9 | F5 | Commercial | Warehouse (ID) | New | Food Preparation | Natural Gas | Steamer | E9 | Utility - Cost of Operation | 0 | 0 | 0 | 0 | 0 | 0 | 0 | 0 | 0 | 0 | 0 | 0 | 0 | 0 | 0 | 0 | 0 | 0 | 0 | 0 | 0 | 0 | 0 | 0 | 0 | 0 | 0
F5_Commercial_Warehouse (ID)_New_Food Preparation_Natural Gas_Steamer_E10 | F5 | Commercial | Warehouse (ID) | New | Food Preparation | Natural Gas | Steamer | E10 | Utility - Cost of Operation | 0 | 0 | 0 | 0 | 0 | 0 | 0 | 0 | 0 | 0 | 0 | 0 | 0 | 0 | 0 | 0 | 0 | 0 | 0 | 0 | 0 | 0 | 0 | 0 | 0 | 0 | 0
F6_Commercial_Warehouse (ID)_New_Food Preparation_Natural Gas_Steamer_E1 | F6 | Commercial | Warehouse (ID) | New | Food Preparation | Natural Gas | Steamer | E1 | Utility - Value of Sales | 0.0040802 | 0.0041573 | 0.0042478 | 0.0043533 | 0.0044741 | 0.0046249 | 0.0047761 | 0.0049197 | 0.0050497 | 0.0051756 | 0.0053062 | 0.0054248 | 0.0055501 | 0.0056686 | 0.0057705 | 0.0058624 | 0.0059402 | 0.0060145 | 0.0060936 | 0.0061673 | 0.0062414 | 0.0063515 | 0.0064628 | 0.0065776 | 0.0066945 | 0.0068134 | 0.0069345
F6_Commercial_Warehouse (ID)_New_Food Preparation_Natural Gas_Steamer_E2 | F6 | Commercial | Warehouse (ID) | New | Food Preparation | Natural Gas | Steamer | E2 | Utility - Value of Sales | 0.00076984 | 0.00078438 | 0.00080145 | 0.00082135 | 0.00084414 | 0.00087259 | 0.00090113 | 0.00092822 | 0.00095274 | 0.00097651 | 0.0010011 | 0.0010235 | 0.0010472 | 0.0010695 | 0.0010887 | 0.0011061 | 0.0011208 | 0.0011348 | 0.0011497 | 0.0011636 | 0.0011776 | 0.0011984 | 0.0012194 | 0.001241 | 0.0012631 | 0.0012855 | 0.0013084
F6_Commercial_Warehouse (ID)_New_Food Preparation_Natural Gas_Steamer_E3 | F6 | Commercial | Warehouse (ID) | New | Food Preparation | Natural Gas | Steamer | E3 | Utility - Value of Sales | 0 | 0 | 0 | 0 | 0 | 0 | 0 | 0 | 0 | 0 | 0 | 0 | 0 | 0 | 0 | 0 | 0 | 0 | 0 | 0 | 0 | 0 | 0 | 0 | 0 | 0 | 0
F6_Commercial_Warehouse (ID)_New_Food Preparation_Natural Gas_Steamer_E4 | F6 | Commercial | Warehouse (ID) | New | Food Preparation | Natural Gas | Steamer | E4 | Utility - Value of Sales | 0 | 0 | 0 | 0 | 0 | 0 | 0 | 0 | 0 | 0 | 0 | 0 | 0 | 0 | 0 | 0 | 0 | 0 | 0 | 0 | 0 | 0 | 0 | 0 | 0 | 0 | 0
F6_Commercial_Warehouse (ID)_New_Food Preparation_Natural Gas_Steamer_E5 | F6 | Commercial | Warehouse (ID) | New | Food Preparation | Natural Gas | Steamer | E5 | Utility - Value of Sales | 0 | 0 | 0 | 0 | 0 | 0 | 0 | 0 | 0 | 0 | 0 | 0 | 0 | 0 | 0 | 0 | 0 | 0 | 0 | 0 | 0 | 0 | 0 | 0 | 0 | 0 | 0
F6_Commercial_Warehouse (ID)_New_Food Preparation_Natural Gas_Steamer_E6 | F6 | Commercial | Warehouse (ID) | New | Food Preparation | Natural Gas | Steamer | E6 | Utility - Value of Sales | 0 | 0 | 0 | 0 | 0 | 0 | 0 | 0 | 0 | 0 | 0 | 0 | 0 | 0 | 0 | 0 | 0 | 0 | 0 | 0 | 0 | 0 | 0 | 0 | 0 | 0 | 0
F6_Commercial_Warehouse (ID)_New_Food Preparation_Natural Gas_Steamer_E7 | F6 | Commercial | Warehouse (ID) | New | Food Preparation | Natural Gas | Steamer | E7 | Utility - Value of Sales | 0 | 0 | 0 | 0 | 0 | 0 | 0 | 0 | 0 | 0 | 0 | 0 | 0 | 0 | 0 | 0 | 0 | 0 | 0 | 0 | 0 | 0 | 0 | 0 | 0 | 0 | 0
F6_Commercial_Warehouse (ID)_New_Food Preparation_Natural Gas_Steamer_E8 | F6 | Commercial | Warehouse (ID) | New | Food Preparation | Natural Gas | Steamer | E8 | Utility - Value of Sales | 0 | 0 | 0 | 0 | 0 | 0 | 0 | 0 | 0 | 0 | 0 | 0 | 0 | 0 | 0 | 0 | 0 | 0 | 0 | 0 | 0 | 0 | 0 | 0 | 0 | 0 | 0
F6_Commercial_Warehouse (ID)_New_Food Preparation_Natural Gas_Steamer_E9 | F6 | Commercial | Warehouse (ID) | New | Food Preparation | Natural Gas | Steamer | E9 | Utility - Value of Sales | 0 | 0 | 0 | 0 | 0 | 0 | 0 | 0 | 0 | 0 | 0 | 0 | 0 | 0 | 0 | 0 | 0 | 0 | 0 | 0 | 0 | 0 | 0 | 0 | 0 | 0 | 0
F6_Commercial_Warehouse (ID)_New_Food Preparation_Natural Gas_Steamer_E10 | F6 | Commercial | Warehouse (ID) | New | Food Preparation | Natural Gas | Steamer | E10 | Utility - Value of Sales | 0 | 0 | 0 | 0 | 0 | 0 | 0 | 0 | 0 | 0 | 0 | 0 | 0 | 0 | 0 | 0 | 0 | 0 | 0 | 0 | 0 | 0 | 0 | 0 | 0 | 0 | 0
F1_Commercial_Warehouse (ID)_New_Food Preparation_Natural Gas_Food Prep Other_E1 | F1 | Commercial | Warehouse (ID) | New | Food Preparation | Natural Gas | Food Prep Other | E1 | RVT - Cost of Equipment | 0.00023315 | 0.00023315 | 0.00023315 | 0.00023315 | 0.00023315 | 0.00023315 | 0.00023315 | 0.00023315 | 0.00023315 | 0.00023315 | 0.00023315 | 0.00023315 | 0.00023315 | 0.00023315 | 0.00023315 | 0.00023315 | 0.00023315 | 0.00023315 | 0.00023315 | 0.00023315 | 0.00023315 | 0.00023315 | 0.00023315 | 0.00023315 | 0.00023315 | 0.00023315 | 0.00023315
F1_Commercial_Warehouse (ID)_New_Food Preparation_Natural Gas_Food Prep Other_E2 | F1 | Commercial | Warehouse (ID) | New | Food Preparation | Natural Gas | Food Prep Other | E2 | RVT - Cost of Equipment | 0.00023338 | 0.00023338 | 0.00023338 | 0.00023338 | 0.00023338 | 0.00023338 | 0.00023338 | 0.00023338 | 0.00023338 | 0.00023338 | 0.00023338 | 0.00023338 | 0.00023338 | 0.00023338 | 0.00023338 | 0.00023338 | 0.00023338 | 0.00023338 | 0.00023338 | 0.00023338 | 0.00023338 | 0.00023338 | 0.00023338 | 0.00023338 | 0.00023338 | 0.00023338 | 0.00023338
F1_Commercial_Warehouse (ID)_New_Food Preparation_Natural Gas_Food Prep Other_E3 | F1 | Commercial | Warehouse (ID) | New | Food Preparation | Natural Gas | Food Prep Other | E3 | RVT - Cost of Equipment | 0 | 0 | 0 | 0 | 0 | 0 | 0 | 0 | 0 | 0 | 0 | 0 | 0 | 0 | 0 | 0 | 0 | 0 | 0 | 0 | 0 | 0 | 0 | 0 | 0 | 0 | 0
F1_Commercial_Warehouse (ID)_New_Food Preparation_Natural Gas_Food Prep Other_E4 | F1 | Commercial | Warehouse (ID) | New | Food Preparation | Natural Gas | Food Prep Other | E4 | RVT - Cost of Equipment | 0 | 0 | 0 | 0 | 0 | 0 | 0 | 0 | 0 | 0 | 0 | 0 | 0 | 0 | 0 | 0 | 0 | 0 | 0 | 0 | 0 | 0 | 0 | 0 | 0 | 0 | 0
F1_Commercial_Warehouse (ID)_New_Food Preparation_Natural Gas_Food Prep Other_E5 | F1 | Commercial | Warehouse (ID) | New | Food Preparation | Natural Gas | Food Prep Other | E5 | RVT - Cost of Equipment | 0 | 0 | 0 | 0 | 0 | 0 | 0 | 0 | 0 | 0 | 0 | 0 | 0 | 0 | 0 | 0 | 0 | 0 | 0 | 0 | 0 | 0 | 0 | 0 | 0 | 0 | 0
F1_Commercial_Warehouse (ID)_New_Food Preparation_Natural Gas_Food Prep Other_E6 | F1 | Commercial | Warehouse (ID) | New | Food Preparation | Natural Gas | Food Prep Other | E6 | RVT - Cost of Equipment | 0 | 0 | 0 | 0 | 0 | 0 | 0 | 0 | 0 | 0 | 0 | 0 | 0 | 0 | 0 | 0 | 0 | 0 | 0 | 0 | 0 | 0 | 0 | 0 | 0 | 0 | 0
F1_Commercial_Warehouse (ID)_New_Food Preparation_Natural Gas_Food Prep Other_E7 | F1 | Commercial | Warehouse (ID) | New | Food Preparation | Natural Gas | Food Prep Other | E7 | RVT - Cost of Equipment | 0 | 0 | 0 | 0 | 0 | 0 | 0 | 0 | 0 | 0 | 0 | 0 | 0 | 0 | 0 | 0 | 0 | 0 | 0 | 0 | 0 | 0 | 0 | 0 | 0 | 0 | 0
F1_Commercial_Warehouse (ID)_New_Food Preparation_Natural Gas_Food Prep Other_E8 | F1 | Commercial | Warehouse (ID) | New | Food Preparation | Natural Gas | Food Prep Other | E8 | RVT - Cost of Equipment | 0 | 0 | 0 | 0 | 0 | 0 | 0 | 0 | 0 | 0 | 0 | 0 | 0 | 0 | 0 | 0 | 0 | 0 | 0 | 0 | 0 | 0 | 0 | 0 | 0 | 0 | 0
F1_Commercial_Warehouse (ID)_New_Food Preparation_Natural Gas_Food Prep Other_E9 | F1 | Commercial | Warehouse (ID) | New | Food Preparation | Natural Gas | Food Prep Other | E9 | RVT - Cost of Equipment | 0 | 0 | 0 | 0 | 0 | 0 | 0 | 0 | 0 | 0 | 0 | 0 | 0 | 0 | 0 | 0 | 0 | 0 | 0 | 0 | 0 | 0 | 0 | 0 | 0 | 0 | 0
F1_Commercial_Warehouse (ID)_New_Food Preparation_Natural Gas_Food Prep Other_E10 | F1 | Commercial | Warehouse (ID) | New | Food Preparation | Natural Gas | Food Prep Other | E10 | RVT - Cost of Equipment | 0 | 0 | 0 | 0 | 0 | 0 | 0 | 0 | 0 | 0 | 0 | 0 | 0 | 0 | 0 | 0 | 0 | 0 | 0 | 0 | 0 | 0 | 0 | 0 | 0 | 0 | 0
F2_Commercial_Warehouse (ID)_New_Food Preparation_Natural Gas_Food Prep Other_E1 | F2 | Commercial | Warehouse (ID) | New | Food Preparation | Natural Gas | Food Prep Other | E1 | RVT - Cost of Operation | 0.00086195 | 0.0008763 | 0.00089378 | 0.00091503 | 0.00094031 | 0.00097373 | 0.001008 | 0.0010412 | 0.0010717 | 0.001101 | 0.0011311 | 0.001158 | 0.0011861 | 0.001212 | 0.0012338 | 0.0012532 | 0.0012691 | 0.001284 | 0.0013001 | 0.0013148 | 0.0013295 | 0.001353 | 0.0013766 | 0.0014011 | 0.001426 | 0.0014513 | 0.0014771
F2_Commercial_Warehouse (ID)_New_Food Preparation_Natural Gas_Food Prep Other_E2 | F2 | Commercial | Warehouse (ID) | New | Food Preparation | Natural Gas | Food Prep Other | E2 | RVT - Cost of Operation | 0.00086194 | 0.00087629 | 0.00089377 | 0.00091502 | 0.00094031 | 0.00097372 | 0.001008 | 0.0010412 | 0.0010717 | 0.001101 | 0.0011311 | 0.001158 | 0.0011861 | 0.001212 | 0.0012338 | 0.0012532 | 0.0012691 | 0.001284 | 0.0013001 | 0.0013148 | 0.0013295 | 0.001353 | 0.0013766 | 0.0014011 | 0.001426 | 0.0014513 | 0.0014771
F2_Commercial_Warehouse (ID)_New_Food Preparation_Natural Gas_Food Prep Other_E3 | F2 | Commercial | Warehouse (ID) | New | Food Preparation | Natural Gas | Food Prep Other | E3 | RVT - Cost of Operation | 0 | 0 | 0 | 0 | 0 | 0 | 0 | 0 | 0 | 0 | 0 | 0 | 0 | 0 | 0 | 0 | 0 | 0 | 0 | 0 | 0 | 0 | 0 | 0 | 0 | 0 | 0
F2_Commercial_Warehouse (ID)_New_Food Preparation_Natural Gas_Food Prep Other_E4 | F2 | Commercial | Warehouse (ID) | New | Food Preparation | Natural Gas | Food Prep Other | E4 | RVT - Cost of Operation | 0 | 0 | 0 | 0 | 0 | 0 | 0 | 0 | 0 | 0 | 0 | 0 | 0 | 0 | 0 | 0 | 0 | 0 | 0 | 0 | 0 | 0 | 0 | 0 | 0 | 0 | 0
F2_Commercial_Warehouse (ID)_New_Food Preparation_Natural Gas_Food Prep Other_E5 | F2 | Commercial | Warehouse (ID) | New | Food Preparation | Natural Gas | Food Prep Other | E5 | RVT - Cost of Operation | 0 | 0 | 0 | 0 | 0 | 0 | 0 | 0 | 0 | 0 | 0 | 0 | 0 | 0 | 0 | 0 | 0 | 0 | 0 | 0 | 0 | 0 | 0 | 0 | 0 | 0 | 0
F2_Commercial_Warehouse (ID)_New_Food Preparation_Natural Gas_Food Prep Other_E6 | F2 | Commercial | Warehouse (ID) | New | Food Preparation | Natural Gas | Food Prep Other | E6 | RVT - Cost of Operation | 0 | 0 | 0 | 0 | 0 | 0 | 0 | 0 | 0 | 0 | 0 | 0 | 0 | 0 | 0 | 0 | 0 | 0 | 0 | 0 | 0 | 0 | 0 | 0 | 0 | 0 | 0
F2_Commercial_Warehouse (ID)_New_Food Preparation_Natural Gas_Food Prep Other_E7 | F2 | Commercial | Warehouse (ID) | New | Food Preparation | Natural Gas | Food Prep Other | E7 | RVT - Cost of Operation | 0 | 0 | 0 | 0 | 0 | 0 | 0 | 0 | 0 | 0 | 0 | 0 | 0 | 0 | 0 | 0 | 0 | 0 | 0 | 0 | 0 | 0 | 0 | 0 | 0 | 0 | 0
F2_Commercial_Warehouse (ID)_New_Food Preparation_Natural Gas_Food Prep Other_E8 | F2 | Commercial | Warehouse (ID) | New | Food Preparation | Natural Gas | Food Prep Other | E8 | RVT - Cost of Operation | 0 | 0 | 0 | 0 | 0 | 0 | 0 | 0 | 0 | 0 | 0 | 0 | 0 | 0 | 0 | 0 | 0 | 0 | 0 | 0 | 0 | 0 | 0 | 0 | 0 | 0 | 0
F2_Commercial_Warehouse (ID)_New_Food Preparation_Natural Gas_Food Prep Other_E9 | F2 | Commercial | Warehouse (ID) | New | Food Preparation | Natural Gas | Food Prep Other | E9 | RVT - Cost of Operation | 0 | 0 | 0 | 0 | 0 | 0 | 0 | 0 | 0 | 0 | 0 | 0 | 0 | 0 | 0 | 0 | 0 | 0 | 0 | 0 | 0 | 0 | 0 | 0 | 0 | 0 | 0
F2_Commercial_Warehouse (ID)_New_Food Preparation_Natural Gas_Food Prep Other_E10 | F2 | Commercial | Warehouse (ID) | New | Food Preparation | Natural Gas | Food Prep Other | E10 | RVT - Cost of Operation | 0 | 0 | 0 | 0 | 0 | 0 | 0 | 0 | 0 | 0 | 0 | 0 | 0 | 0 | 0 | 0 | 0 | 0 | 0 | 0 | 0 | 0 | 0 | 0 | 0 | 0 | 0
F3_Commercial_Warehouse (ID)_New_Food Preparation_Natural Gas_Food Prep Other_E1 | F3 | Commercial | Warehouse (ID) | New | Food Preparation | Natural Gas | Food Prep Other | E1 | System - kBTUs of Consumption | 0.20893 | 0.20893 | 0.20893 | 0.20893 | 0.20893 | 0.20893 | 0.20893 | 0.20893 | 0.20893 | 0.20893 | 0.20893 | 0.20893 | 0.20893 | 0.20893 | 0.20893 | 0.20893 | 0.20893 | 0.20893 | 0.20893 | 0.20893 | 0.20893 | 0.20893 | 0.20893 | 0.20893 | 0.20893 | 0.20893 | 0.20893
F3_Commercial_Warehouse (ID)_New_Food Preparation_Natural Gas_Food Prep Other_E2 | F3 | Commercial | Warehouse (ID) | New | Food Preparation | Natural Gas | Food Prep Other | E2 | System - kBTUs of Consumption | 0.20893 | 0.20893 | 0.20893 | 0.20893 | 0.20893 | 0.20893 | 0.20893 | 0.20893 | 0.20893 | 0.20893 | 0.20893 | 0.20893 | 0.20893 | 0.20893 | 0.20893 | 0.20893 | 0.20893 | 0.20893 | 0.20893 | 0.20893 | 0.20893 | 0.20893 | 0.20893 | 0.20893 | 0.20893 | 0.20893 | 0.20893
F3_Commercial_Warehouse (ID)_New_Food Preparation_Natural Gas_Food Prep Other_E3 | F3 | Commercial | Warehouse (ID) | New | Food Preparation | Natural Gas | Food Prep Other | E3 | System - kBTUs of Consumption | 0 | 0 | 0 | 0 | 0 | 0 | 0 | 0 | 0 | 0 | 0 | 0 | 0 | 0 | 0 | 0 | 0 | 0 | 0 | 0 | 0 | 0 | 0 | 0 | 0 | 0 | 0
F3_Commercial_Warehouse (ID)_New_Food Preparation_Natural Gas_Food Prep Other_E4 | F3 | Commercial | Warehouse (ID) | New | Food Preparation | Natural Gas | Food Prep Other | E4 | System - kBTUs of Consumption | 0 | 0 | 0 | 0 | 0 | 0 | 0 | 0 | 0 | 0 | 0 | 0 | 0 | 0 | 0 | 0 | 0 | 0 | 0 | 0 | 0 | 0 | 0 | 0 | 0 | 0 | 0
F3_Commercial_Warehouse (ID)_New_Food Preparation_Natural Gas_Food Prep Other_E5 | F3 | Commercial | Warehouse (ID) | New | Food Preparation | Natural Gas | Food Prep Other | E5 | System - kBTUs of Consumption | 0 | 0 | 0 | 0 | 0 | 0 | 0 | 0 | 0 | 0 | 0 | 0 | 0 | 0 | 0 | 0 | 0 | 0 | 0 | 0 | 0 | 0 | 0 | 0 | 0 | 0 | 0
F3_Commercial_Warehouse (ID)_New_Food Preparation_Natural Gas_Food Prep Other_E6 | F3 | Commercial | Warehouse (ID) | New | Food Preparation | Natural Gas | Food Prep Other | E6 | System - kBTUs of Consumption | 0 | 0 | 0 | 0 | 0 | 0 | 0 | 0 | 0 | 0 | 0 | 0 | 0 | 0 | 0 | 0 | 0 | 0 | 0 | 0 | 0 | 0 | 0 | 0 | 0 | 0 | 0
F3_Commercial_Warehouse (ID)_New_Food Preparation_Natural Gas_Food Prep Other_E7 | F3 | Commercial | Warehouse (ID) | New | Food Preparation | Natural Gas | Food Prep Other | E7 | System - kBTUs of Consumption | 0 | 0 | 0 | 0 | 0 | 0 | 0 | 0 | 0 | 0 | 0 | 0 | 0 | 0 | 0 | 0 | 0 | 0 | 0 | 0 | 0 | 0 | 0 | 0 | 0 | 0 | 0
F3_Commercial_Warehouse (ID)_New_Food Preparation_Natural Gas_Food Prep Other_E8 | F3 | Commercial | Warehouse (ID) | New | Food Preparation | Natural Gas | Food Prep Other | E8 | System - kBTUs of Consumption | 0 | 0 | 0 | 0 | 0 | 0 | 0 | 0 | 0 | 0 | 0 | 0 | 0 | 0 | 0 | 0 | 0 | 0 | 0 | 0 | 0 | 0 | 0 | 0 | 0 | 0 | 0
F3_Commercial_Warehouse (ID)_New_Food Preparation_Natural Gas_Food Prep Other_E9 | F3 | Commercial | Warehouse (ID) | New | Food Preparation | Natural Gas | Food Prep Other | E9 | System - kBTUs of Consumption | 0 | 0 | 0 | 0 | 0 | 0 | 0 | 0 | 0 | 0 | 0 | 0 | 0 | 0 | 0 | 0 | 0 | 0 | 0 | 0 | 0 | 0 | 0 | 0 | 0 | 0 | 0
F3_Commercial_Warehouse (ID)_New_Food Preparation_Natural Gas_Food Prep Other_E10 | F3 | Commercial | Warehouse (ID) | New | Food Preparation | Natural Gas | Food Prep Other | E10 | System - kBTUs of Consumption | 0 | 0 | 0 | 0 | 0 | 0 | 0 | 0 | 0 | 0 | 0 | 0 | 0 | 0 | 0 | 0 | 0 | 0 | 0 | 0 | 0 | 0 | 0 | 0 | 0 | 0 | 0
F4_Commercial_Warehouse (ID)_New_Food Preparation_Natural Gas_Food Prep Other_E1 | F4 | Commercial | Warehouse (ID) | New | Food Preparation | Natural Gas | Food Prep Other | E1 | Utility - Cost of Equipment | 0.00023315 | 0.00023315 | 0.00023315 | 0.00023315 | 0.00023315 | 0.00023315 | 0.00023315 | 0.00023315 | 0.00023315 | 0.00023315 | 0.00023315 | 0.00023315 | 0.00023315 | 0.00023315 | 0.00023315 | 0.00023315 | 0.00023315 | 0.00023315 | 0.00023315 | 0.00023315 | 0.00023315 | 0.00023315 | 0.00023315 | 0.00023315 | 0.00023315 | 0.00023315 | 0.00023315
F4_Commercial_Warehouse (ID)_New_Food Preparation_Natural Gas_Food Prep Other_E2 | F4 | Commercial | Warehouse (ID) | New | Food Preparation | Natural Gas | Food Prep Other | E2 | Utility - Cost of Equipment | 0.00023338 | 0.00023338 | 0.00023338 | 0.00023338 | 0.00023338 | 0.00023338 | 0.00023338 | 0.00023338 | 0.00023338 | 0.00023338 | 0.00023338 | 0.00023338 | 0.00023338 | 0.00023338 | 0.00023338 | 0.00023338 | 0.00023338 | 0.00023338 | 0.00023338 | 0.00023338 | 0.00023338 | 0.00023338 | 0.00023338 | 0.00023338 | 0.00023338 | 0.00023338 | 0.00023338
F4_Commercial_Warehouse (ID)_New_Food Preparation_Natural Gas_Food Prep Other_E3 | F4 | Commercial | Warehouse (ID) | New | Food Preparation | Natural Gas | Food Prep Other | E3 | Utility - Cost of Equipment | 0 | 0 | 0 | 0 | 0 | 0 | 0 | 0 | 0 | 0 | 0 | 0 | 0 | 0 | 0 | 0 | 0 | 0 | 0 | 0 | 0 | 0 | 0 | 0 | 0 | 0 | 0
F4_Commercial_Warehouse (ID)_New_Food Preparation_Natural Gas_Food Prep Other_E4 | F4 | Commercial | Warehouse (ID) | New | Food Preparation | Natural Gas | Food Prep Other | E4 | Utility - Cost of Equipment | 0 | 0 | 0 | 0 | 0 | 0 | 0 | 0 | 0 | 0 | 0 | 0 | 0 | 0 | 0 | 0 | 0 | 0 | 0 | 0 | 0 | 0 | 0 | 0 | 0 | 0 | 0
F4_Commercial_Warehouse (ID)_New_Food Preparation_Natural Gas_Food Prep Other_E5 | F4 | Commercial | Warehouse (ID) | New | Food Preparation | Natural Gas | Food Prep Other | E5 | Utility - Cost of Equipment | 0 | 0 | 0 | 0 | 0 | 0 | 0 | 0 | 0 | 0 | 0 | 0 | 0 | 0 | 0 | 0 | 0 | 0 | 0 | 0 | 0 | 0 | 0 | 0 | 0 | 0 | 0
F4_Commercial_Warehouse (ID)_New_Food Preparation_Natural Gas_Food Prep Other_E6 | F4 | Commercial | Warehouse (ID) | New | Food Preparation | Natural Gas | Food Prep Other | E6 | Utility - Cost of Equipment | 0 | 0 | 0 | 0 | 0 | 0 | 0 | 0 | 0 | 0 | 0 | 0 | 0 | 0 | 0 | 0 | 0 | 0 | 0 | 0 | 0 | 0 | 0 | 0 | 0 | 0 | 0
F4_Commercial_Warehouse (ID)_New_Food Preparation_Natural Gas_Food Prep Other_E7 | F4 | Commercial | Warehouse (ID) | New | Food Preparation | Natural Gas | Food Prep Other | E7 | Utility - Cost of Equipment | 0 | 0 | 0 | 0 | 0 | 0 | 0 | 0 | 0 | 0 | 0 | 0 | 0 | 0 | 0 | 0 | 0 | 0 | 0 | 0 | 0 | 0 | 0 | 0 | 0 | 0 | 0
F4_Commercial_Warehouse (ID)_New_Food Preparation_Natural Gas_Food Prep Other_E8 | F4 | Commercial | Warehouse (ID) | New | Food Preparation | Natural Gas | Food Prep Other | E8 | Utility - Cost of Equipment | 0 | 0 | 0 | 0 | 0 | 0 | 0 | 0 | 0 | 0 | 0 | 0 | 0 | 0 | 0 | 0 | 0 | 0 | 0 | 0 | 0 | 0 | 0 | 0 | 0 | 0 | 0
F4_Commercial_Warehouse (ID)_New_Food Preparation_Natural Gas_Food Prep Other_E9 | F4 | Commercial | Warehouse (ID) | New | Food Preparation | Natural Gas | Food Prep Other | E9 | Utility - Cost of Equipment | 0 | 0 | 0 | 0 | 0 | 0 | 0 | 0 | 0 | 0 | 0 | 0 | 0 | 0 | 0 | 0 | 0 | 0 | 0 | 0 | 0 | 0 | 0 | 0 | 0 | 0 | 0
F4_Commercial_Warehouse (ID)_New_Food Preparation_Natural Gas_Food Prep Other_E10 | F4 | Commercial | Warehouse (ID) | New | Food Preparation | Natural Gas | Food Prep Other | E10 | Utility - Cost of Equipment | 0 | 0 | 0 | 0 | 0 | 0 | 0 | 0 | 0 | 0 | 0 | 0 | 0 | 0 | 0 | 0 | 0 | 0 | 0 | 0 | 0 | 0 | 0 | 0 | 0 | 0 | 0
F5_Commercial_Warehouse (ID)_New_Food Preparation_Natural Gas_Food Prep Other_E1 | F5 | Commercial | Warehouse (ID) | New | Food Preparation | Natural Gas | Food Prep Other | E1 | Utility - Cost of Operation | 0.00072458 | 0.00074131 | 0.00076235 | 0.00078717 | 0.00081604 | 0.00085244 | 0.00089036 | 0.00092817 | 0.00096463 | 0.0010016 | 0.0010305 | 0.0010573 | 0.0010862 | 0.0011144 | 0.0011393 | 0.0011623 | 0.0011826 | 0.0012025 | 0.001224 | 0.0012448 | 0.0012662 | 0.0012885 | 0.0013111 | 0.0013344 | 0.0013581 | 0.0013822 | 0.0014068
F5_Commercial_Warehouse (ID)_New_Food Preparation_Natural Gas_Food Prep Other_E2 | F5 | Commercial | Warehouse (ID) | New | Food Preparation | Natural Gas | Food Prep Other | E2 | Utility - Cost of Operation | 0.00072458 | 0.0007413 | 0.00076235 | 0.00078717 | 0.00081603 | 0.00085244 | 0.00089035 | 0.00092816 | 0.00096463 | 0.0010016 | 0.0010304 | 0.0010573 | 0.0010862 | 0.0011144 | 0.0011393 | 0.0011623 | 0.0011826 | 0.0012025 | 0.001224 | 0.0012448 | 0.0012662 | 0.0012885 | 0.0013111 | 0.0013344 | 0.0013581 | 0.0013822 | 0.0014068
F5_Commercial_Warehouse (ID)_New_Food Preparation_Natural Gas_Food Prep Other_E3 | F5 | Commercial | Warehouse (ID) | New | Food Preparation | Natural Gas | Food Prep Other | E3 | Utility - Cost of Operation | 0 | 0 | 0 | 0 | 0 | 0 | 0 | 0 | 0 | 0 | 0 | 0 | 0 | 0 | 0 | 0 | 0 | 0 | 0 | 0 | 0 | 0 | 0 | 0 | 0 | 0 | 0
F5_Commercial_Warehouse (ID)_New_Food Preparation_Natural Gas_Food Prep Other_E4 | F5 | Commercial | Warehouse (ID) | New | Food Preparation | Natural Gas | Food Prep Other | E4 | Utility - Cost of Operation | 0 | 0 | 0 | 0 | 0 | 0 | 0 | 0 | 0 | 0 | 0 | 0 | 0 | 0 | 0 | 0 | 0 | 0 | 0 | 0 | 0 | 0 | 0 | 0 | 0 | 0 | 0
F5_Commercial_Warehouse (ID)_New_Food Preparation_Natural Gas_Food Prep Other_E5 | F5 | Commercial | Warehouse (ID) | New | Food Preparation | Natural Gas | Food Prep Other | E5 | Utility - Cost of Operation | 0 | 0 | 0 | 0 | 0 | 0 | 0 | 0 | 0 | 0 | 0 | 0 | 0 | 0 | 0 | 0 | 0 | 0 | 0 | 0 | 0 | 0 | 0 | 0 | 0 | 0 | 0
F5_Commercial_Warehouse (ID)_New_Food Preparation_Natural Gas_Food Prep Other_E6 | F5 | Commercial | Warehouse (ID) | New | Food Preparation | Natural Gas | Food Prep Other | E6 | Utility - Cost of Operation | 0 | 0 | 0 | 0 | 0 | 0 | 0 | 0 | 0 | 0 | 0 | 0 | 0 | 0 | 0 | 0 | 0 | 0 | 0 | 0 | 0 | 0 | 0 | 0 | 0 | 0 | 0
F5_Commercial_Warehouse (ID)_New_Food Preparation_Natural Gas_Food Prep Other_E7 | F5 | Commercial | Warehouse (ID) | New | Food Preparation | Natural Gas | Food Prep Other | E7 | Utility - Cost of Operation | 0 | 0 | 0 | 0 | 0 | 0 | 0 | 0 | 0 | 0 | 0 | 0 | 0 | 0 | 0 | 0 | 0 | 0 | 0 | 0 | 0 | 0 | 0 | 0 | 0 | 0 | 0
F5_Commercial_Warehouse (ID)_New_Food Preparation_Natural Gas_Food Prep Other_E8 | F5 | Commercial | Warehouse (ID) | New | Food Preparation | Natural Gas | Food Prep Other | E8 | Utility - Cost of Operation | 0 | 0 | 0 | 0 | 0 | 0 | 0 | 0 | 0 | 0 | 0 | 0 | 0 | 0 | 0 | 0 | 0 | 0 | 0 | 0 | 0 | 0 | 0 | 0 | 0 | 0 | 0
F5_Commercial_Warehouse (ID)_New_Food Preparation_Natural Gas_Food Prep Other_E9 | F5 | Commercial | Warehouse (ID) | New | Food Preparation | Natural Gas | Food Prep Other | E9 | Utility - Cost of Operation | 0 | 0 | 0 | 0 | 0 | 0 | 0 | 0 | 0 | 0 | 0 | 0 | 0 | 0 | 0 | 0 | 0 | 0 | 0 | 0 | 0 | 0 | 0 | 0 | 0 | 0 | 0
F5_Commercial_Warehouse (ID)_New_Food Preparation_Natural Gas_Food Prep Other_E10 | F5 | Commercial | Warehouse (ID) | New | Food Preparation | Natural Gas | Food Prep Other | E10 | Utility - Cost of Operation | 0 | 0 | 0 | 0 | 0 | 0 | 0 | 0 | 0 | 0 | 0 | 0 | 0 | 0 | 0 | 0 | 0 | 0 | 0 | 0 | 0 | 0 | 0 | 0 | 0 | 0 | 0
F6_Commercial_Warehouse (ID)_New_Food Preparation_Natural Gas_Food Prep Other_E1 | F6 | Commercial | Warehouse (ID) | New | Food Preparation | Natural Gas | Food Prep Other | E1 | Utility - Value of Sales | 0.00086195 | 0.0008763 | 0.00089378 | 0.00091503 | 0.00094031 | 0.00097373 | 0.001008 | 0.0010412 | 0.0010717 | 0.001101 | 0.0011311 | 0.001158 | 0.0011861 | 0.001212 | 0.0012338 | 0.0012532 | 0.0012691 | 0.001284 | 0.0013001 | 0.0013148 | 0.0013295 | 0.001353 | 0.0013766 | 0.0014011 | 0.001426 | 0.0014513 | 0.0014771
F6_Commercial_Warehouse (ID)_New_Food Preparation_Natural Gas_Food Prep Other_E2 | F6 | Commercial | Warehouse (ID) | New | Food Preparation | Natural Gas | Food Prep Other | E2 | Utility - Value of Sales | 0.00086194 | 0.00087629 | 0.00089377 | 0.00091502 | 0.00094031 | 0.00097372 | 0.001008 | 0.0010412 | 0.0010717 | 0.001101 | 0.0011311 | 0.001158 | 0.0011861 | 0.001212 | 0.0012338 | 0.0012532 | 0.0012691 | 0.001284 | 0.0013001 | 0.0013148 | 0.0013295 | 0.001353 | 0.0013766 | 0.0014011 | 0.001426 | 0.0014513 | 0.0014771
F6_Commercial_Warehouse (ID)_New_Food Preparation_Natural Gas_Food Prep Other_E3 | F6 | Commercial | Warehouse (ID) | New | Food Preparation | Natural Gas | Food Prep Other | E3 | Utility - Value of Sales | 0 | 0 | 0 | 0 | 0 | 0 | 0 | 0 | 0 | 0 | 0 | 0 | 0 | 0 | 0 | 0 | 0 | 0 | 0 | 0 | 0 | 0 | 0 | 0 | 0 | 0 | 0
F6_Commercial_Warehouse (ID)_New_Food Preparation_Natural Gas_Food Prep Other_E4 | F6 | Commercial | Warehouse (ID) | New | Food Preparation | Natural Gas | Food Prep Other | E4 | Utility - Value of Sales | 0 | 0 | 0 | 0 | 0 | 0 | 0 | 0 | 0 | 0 | 0 | 0 | 0 | 0 | 0 | 0 | 0 | 0 | 0 | 0 | 0 | 0 | 0 | 0 | 0 | 0 | 0
F6_Commercial_Warehouse (ID)_New_Food Preparation_Natural Gas_Food Prep Other_E5 | F6 | Commercial | Warehouse (ID) | New | Food Preparation | Natural Gas | Food Prep Other | E5 | Utility - Value of Sales | 0 | 0 | 0 | 0 | 0 | 0 | 0 | 0 | 0 | 0 | 0 | 0 | 0 | 0 | 0 | 0 | 0 | 0 | 0 | 0 | 0 | 0 | 0 | 0 | 0 | 0 | 0
F6_Commercial_Warehouse (ID)_New_Food Preparation_Natural Gas_Food Prep Other_E6 | F6 | Commercial | Warehouse (ID) | New | Food Preparation | Natural Gas | Food Prep Other | E6 | Utility - Value of Sales | 0 | 0 | 0 | 0 | 0 | 0 | 0 | 0 | 0 | 0 | 0 | 0 | 0 | 0 | 0 | 0 | 0 | 0 | 0 | 0 | 0 | 0 | 0 | 0 | 0 | 0 | 0
F6_Commercial_Warehouse (ID)_New_Food Preparation_Natural Gas_Food Prep Other_E7 | F6 | Commercial | Warehouse (ID) | New | Food Preparation | Natural Gas | Food Prep Other | E7 | Utility - Value of Sales | 0 | 0 | 0 | 0 | 0 | 0 | 0 | 0 | 0 | 0 | 0 | 0 | 0 | 0 | 0 | 0 | 0 | 0 | 0 | 0 | 0 | 0 | 0 | 0 | 0 | 0 | 0
F6_Commercial_Warehouse (ID)_New_Food Preparation_Natural Gas_Food Prep Other_E8 | F6 | Commercial | Warehouse (ID) | New | Food Preparation | Natural Gas | Food Prep Other | E8 | Utility - Value of Sales | 0 | 0 | 0 | 0 | 0 | 0 | 0 | 0 | 0 | 0 | 0 | 0 | 0 | 0 | 0 | 0 | 0 | 0 | 0 | 0 | 0 | 0 | 0 | 0 | 0 | 0 | 0
F6_Commercial_Warehouse (ID)_New_Food Preparation_Natural Gas_Food Prep Other_E9 | F6 | Commercial | Warehouse (ID) | New | Food Preparation | Natural Gas | Food Prep Other | E9 | Utility - Value of Sales | 0 | 0 | 0 | 0 | 0 | 0 | 0 | 0 | 0 | 0 | 0 | 0 | 0 | 0 | 0 | 0 | 0 | 0 | 0 | 0 | 0 | 0 | 0 | 0 | 0 | 0 | 0
F6_Commercial_Warehouse (ID)_New_Food Preparation_Natural Gas_Food Prep Other_E10 | F6 | Commercial | Warehouse (ID) | New | Food Preparation | Natural Gas | Food Prep Other | E10 | Utility - Value of Sales | 0 | 0 | 0 | 0 | 0 | 0 | 0 | 0 | 0 | 0 | 0 | 0 | 0 | 0 | 0 | 0 | 0 | 0 | 0 | 0 | 0 | 0 | 0 | 0 | 0 | 0 | 0
F1_Commercial_Warehouse (ID)_New_Miscellaneous_Natural Gas_Pool Heater_E1 | F1 | Commercial | Warehouse (ID) | New | Miscellaneous | Natural Gas | Pool Heater | E1 | RVT - Cost of Equipment | 0.0026828 | 0.0026828 | 0.0026828 | 0.0026828 | 0.0026828 | 0.0026828 | 0.0026828 | 0.0026828 | 0.0026828 | 0.0026828 | 0.0026828 | 0.0026828 | 0.0026828 | 0.0026828 | 0.0026828 | 0.0026828 | 0.0026828 | 0.0026828 | 0.0026828 | 0.0026828 | 0.0026828 | 0.0026828 | 0.0026828 | 0.0026828 | 0.0026828 | 0.0026828 | 0.0026828
F1_Commercial_Warehouse (ID)_New_Miscellaneous_Natural Gas_Pool Heater_E2 | F1 | Commercial | Warehouse (ID) | New | Miscellaneous | Natural Gas | Pool Heater | E2 | RVT - Cost of Equipment | 0.0043927 | 0.0043927 | 0.0043927 | 0.0043927 | 0.0043927 | 0.0043927 | 0.0043927 | 0.0043927 | 0.0043927 | 0.0043927 | 0.0043927 | 0.0043927 | 0.0043927 | 0.0043927 | 0.0043927 | 0.0043927 | 0.0043927 | 0.0043927 | 0.0043927 | 0.0043927 | 0.0043927 | 0.0043927 | 0.0043927 | 0.0043927 | 0.0043927 | 0.0043927 | 0.0043927
F1_Commercial_Warehouse (ID)_New_Miscellaneous_Natural Gas_Pool Heater_E3 | F1 | Commercial | Warehouse (ID) | New | Miscellaneous | Natural Gas | Pool Heater | E3 | RVT - Cost of Equipment | 0 | 0 | 0 | 0 | 0 | 0 | 0 | 0 | 0 | 0 | 0 | 0 | 0 | 0 | 0 | 0 | 0 | 0 | 0 | 0 | 0 | 0 | 0 | 0 | 0 | 0 | 0
F1_Commercial_Warehouse (ID)_New_Miscellaneous_Natural Gas_Pool Heater_E4 | F1 | Commercial | Warehouse (ID) | New | Miscellaneous | Natural Gas | Pool Heater | E4 | RVT - Cost of Equipment | 0 | 0 | 0 | 0 | 0 | 0 | 0 | 0 | 0 | 0 | 0 | 0 | 0 | 0 | 0 | 0 | 0 | 0 | 0 | 0 | 0 | 0 | 0 | 0 | 0 | 0 | 0
F1_Commercial_Warehouse (ID)_New_Miscellaneous_Natural Gas_Pool Heater_E5 | F1 | Commercial | Warehouse (ID) | New | Miscellaneous | Natural Gas | Pool Heater | E5 | RVT - Cost of Equipment | 0 | 0 | 0 | 0 | 0 | 0 | 0 | 0 | 0 | 0 | 0 | 0 | 0 | 0 | 0 | 0 | 0 | 0 | 0 | 0 | 0 | 0 | 0 | 0 | 0 | 0 | 0
F1_Commercial_Warehouse (ID)_New_Miscellaneous_Natural Gas_Pool Heater_E6 | F1 | Commercial | Warehouse (ID) | New | Miscellaneous | Natural Gas | Pool Heater | E6 | RVT - Cost of Equipment | 0 | 0 | 0 | 0 | 0 | 0 | 0 | 0 | 0 | 0 | 0 | 0 | 0 | 0 | 0 | 0 | 0 | 0 | 0 | 0 | 0 | 0 | 0 | 0 | 0 | 0 | 0
F1_Commercial_Warehouse (ID)_New_Miscellaneous_Natural Gas_Pool Heater_E7 | F1 | Commercial | Warehouse (ID) | New | Miscellaneous | Natural Gas | Pool Heater | E7 | RVT - Cost of Equipment | 0 | 0 | 0 | 0 | 0 | 0 | 0 | 0 | 0 | 0 | 0 | 0 | 0 | 0 | 0 | 0 | 0 | 0 | 0 | 0 | 0 | 0 | 0 | 0 | 0 | 0 | 0
F1_Commercial_Warehouse (ID)_New_Miscellaneous_Natural Gas_Pool Heater_E8 | F1 | Commercial | Warehouse (ID) | New | Miscellaneous | Natural Gas | Pool Heater | E8 | RVT - Cost of Equipment | 0 | 0 | 0 | 0 | 0 | 0 | 0 | 0 | 0 | 0 | 0 | 0 | 0 | 0 | 0 | 0 | 0 | 0 | 0 | 0 | 0 | 0 | 0 | 0 | 0 | 0 | 0
F1_Commercial_Warehouse (ID)_New_Miscellaneous_Natural Gas_Pool Heater_E9 | F1 | Commercial | Warehouse (ID) | New | Miscellaneous | Natural Gas | Pool Heater | E9 | RVT - Cost of Equipment | 0 | 0 | 0 | 0 | 0 | 0 | 0 | 0 | 0 | 0 | 0 | 0 | 0 | 0 | 0 | 0 | 0 | 0 | 0 | 0 | 0 | 0 | 0 | 0 | 0 | 0 | 0
F1_Commercial_Warehouse (ID)_New_Miscellaneous_Natural Gas_Pool Heater_E10 | F1 | Commercial | Warehouse (ID) | New | Miscellaneous | Natural Gas | Pool Heater | E10 | RVT - Cost of Equipment | 0 | 0 | 0 | 0 | 0 | 0 | 0 | 0 | 0 | 0 | 0 | 0 | 0 | 0 | 0 | 0 | 0 | 0 | 0 | 0 | 0 | 0 | 0 | 0 | 0 | 0 | 0
F2_Commercial_Warehouse (ID)_New_Miscellaneous_Natural Gas_Pool Heater_E1 | F2 | Commercial | Warehouse (ID) | New | Miscellaneous | Natural Gas | Pool Heater | E1 | RVT - Cost of Operation | 0.0040313 | 0.0040618 | 0.0041171 | 0.0042004 | 0.0043098 | 0.0044691 | 0.0046299 | 0.0047841 | 0.0049232 | 0.0050695 | 0.0052372 | 0.0053946 | 0.0055725 | 0.0057371 | 0.0058657 | 0.0059701 | 0.0060403 | 0.0060938 | 0.006154 | 0.0062033 | 0.0062516 | 0.0063614 | 0.0064717 | 0.0065867 | 0.0067037 | 0.0068228 | 0.006944
F2_Commercial_Warehouse (ID)_New_Miscellaneous_Natural Gas_Pool Heater_E2 | F2 | Commercial | Warehouse (ID) | New | Miscellaneous | Natural Gas | Pool Heater | E2 | RVT - Cost of Operation | 0.0034266 | 0.0034526 | 0.0034995 | 0.0035703 | 0.0036633 | 0.0037987 | 0.0039354 | 0.0040665 | 0.0041847 | 0.0043091 | 0.0044516 | 0.0045854 | 0.0047366 | 0.0048765 | 0.0049858 | 0.0050746 | 0.0051343 | 0.0051797 | 0.0052309 | 0.0052728 | 0.0053139 | 0.0054072 | 0.005501 | 0.0055987 | 0.0056982 | 0.0057994 | 0.0059024
F2_Commercial_Warehouse (ID)_New_Miscellaneous_Natural Gas_Pool Heater_E3 | F2 | Commercial | Warehouse (ID) | New | Miscellaneous | Natural Gas | Pool Heater | E3 | RVT - Cost of Operation | 0 | 0 | 0 | 0 | 0 | 0 | 0 | 0 | 0 | 0 | 0 | 0 | 0 | 0 | 0 | 0 | 0 | 0 | 0 | 0 | 0 | 0 | 0 | 0 | 0 | 0 | 0
F2_Commercial_Warehouse (ID)_New_Miscellaneous_Natural Gas_Pool Heater_E4 | F2 | Commercial | Warehouse (ID) | New | Miscellaneous | Natural Gas | Pool Heater | E4 | RVT - Cost of Operation | 0 | 0 | 0 | 0 | 0 | 0 | 0 | 0 | 0 | 0 | 0 | 0 | 0 | 0 | 0 | 0 | 0 | 0 | 0 | 0 | 0 | 0 | 0 | 0 | 0 | 0 | 0
F2_Commercial_Warehouse (ID)_New_Miscellaneous_Natural Gas_Pool Heater_E5 | F2 | Commercial | Warehouse (ID) | New | Miscellaneous | Natural Gas | Pool Heater | E5 | RVT - Cost of Operation | 0 | 0 | 0 | 0 | 0 | 0 | 0 | 0 | 0 | 0 | 0 | 0 | 0 | 0 | 0 | 0 | 0 | 0 | 0 | 0 | 0 | 0 | 0 | 0 | 0 | 0 | 0
F2_Commercial_Warehouse (ID)_New_Miscellaneous_Natural Gas_Pool Heater_E6 | F2 | Commercial | Warehouse (ID) | New | Miscellaneous | Natural Gas | Pool Heater | E6 | RVT - Cost of Operation | 0 | 0 | 0 | 0 | 0 | 0 | 0 | 0 | 0 | 0 | 0 | 0 | 0 | 0 | 0 | 0 | 0 | 0 | 0 | 0 | 0 | 0 | 0 | 0 | 0 | 0 | 0
F2_Commercial_Warehouse (ID)_New_Miscellaneous_Natural Gas_Pool Heater_E7 | F2 | Commercial | Warehouse (ID) | New | Miscellaneous | Natural Gas | Pool Heater | E7 | RVT - Cost of Operation | 0 | 0 | 0 | 0 | 0 | 0 | 0 | 0 | 0 | 0 | 0 | 0 | 0 | 0 | 0 | 0 | 0 | 0 | 0 | 0 | 0 | 0 | 0 | 0 | 0 | 0 | 0
F2_Commercial_Warehouse (ID)_New_Miscellaneous_Natural Gas_Pool Heater_E8 | F2 | Commercial | Warehouse (ID) | New | Miscellaneous | Natural Gas | Pool Heater | E8 | RVT - Cost of Operation | 0 | 0 | 0 | 0 | 0 | 0 | 0 | 0 | 0 | 0 | 0 | 0 | 0 | 0 | 0 | 0 | 0 | 0 | 0 | 0 | 0 | 0 | 0 | 0 | 0 | 0 | 0
F2_Commercial_Warehouse (ID)_New_Miscellaneous_Natural Gas_Pool Heater_E9 | F2 | Commercial | Warehouse (ID) | New | Miscellaneous | Natural Gas | Pool Heater | E9 | RVT - Cost of Operation | 0 | 0 | 0 | 0 | 0 | 0 | 0 | 0 | 0 | 0 | 0 | 0 | 0 | 0 | 0 | 0 | 0 | 0 | 0 | 0 | 0 | 0 | 0 | 0 | 0 | 0 | 0
F2_Commercial_Warehouse (ID)_New_Miscellaneous_Natural Gas_Pool Heater_E10 | F2 | Commercial | Warehouse (ID) | New | Miscellaneous | Natural Gas | Pool Heater | E10 | RVT - Cost of Operation | 0 | 0 | 0 | 0 | 0 | 0 | 0 | 0 | 0 | 0 | 0 | 0 | 0 | 0 | 0 | 0 | 0 | 0 | 0 | 0 | 0 | 0 | 0 | 0 | 0 | 0 | 0
F3_Commercial_Warehouse (ID)_New_Miscellaneous_Natural Gas_Pool Heater_E1 | F3 | Commercial | Warehouse (ID) | New | Miscellaneous | Natural Gas | Pool Heater | E1 | System - kBTUs of Consumption | 1.0152 | 1.0152 | 1.0152 | 1.0152 | 1.0152 | 1.0152 | 1.0152 | 1.0152 | 1.0152 | 1.0152 | 1.0152 | 1.0152 | 1.0152 | 1.0152 | 1.0152 | 1.0152 | 1.0152 | 1.0152 | 1.0152 | 1.0152 | 1.0152 | 1.0152 | 1.0152 | 1.0152 | 1.0152 | 1.0152 | 1.0152
F3_Commercial_Warehouse (ID)_New_Miscellaneous_Natural Gas_Pool Heater_E2 | F3 | Commercial | Warehouse (ID) | New | Miscellaneous | Natural Gas | Pool Heater | E2 | System - kBTUs of Consumption | 0.86294 | 0.86294 | 0.86294 | 0.86294 | 0.86294 | 0.86294 | 0.86294 | 0.86294 | 0.86294 | 0.86294 | 0.86294 | 0.86294 | 0.86294 | 0.86294 | 0.86294 | 0.86294 | 0.86294 | 0.86294 | 0.86294 | 0.86294 | 0.86294 | 0.86294 | 0.86294 | 0.86294 | 0.86294 | 0.86294 | 0.86294
F3_Commercial_Warehouse (ID)_New_Miscellaneous_Natural Gas_Pool Heater_E3 | F3 | Commercial | Warehouse (ID) | New | Miscellaneous | Natural Gas | Pool Heater | E3 | System - kBTUs of Consumption | 0 | 0 | 0 | 0 | 0 | 0 | 0 | 0 | 0 | 0 | 0 | 0 | 0 | 0 | 0 | 0 | 0 | 0 | 0 | 0 | 0 | 0 | 0 | 0 | 0 | 0 | 0
F3_Commercial_Warehouse (ID)_New_Miscellaneous_Natural Gas_Pool Heater_E4 | F3 | Commercial | Warehouse (ID) | New | Miscellaneous | Natural Gas | Pool Heater | E4 | System - kBTUs of Consumption | 0 | 0 | 0 | 0 | 0 | 0 | 0 | 0 | 0 | 0 | 0 | 0 | 0 | 0 | 0 | 0 | 0 | 0 | 0 | 0 | 0 | 0 | 0 | 0 | 0 | 0 | 0
F3_Commercial_Warehouse (ID)_New_Miscellaneous_Natural Gas_Pool Heater_E5 | F3 | Commercial | Warehouse (ID) | New | Miscellaneous | Natural Gas | Pool Heater | E5 | System - kBTUs of Consumption | 0 | 0 | 0 | 0 | 0 | 0 | 0 | 0 | 0 | 0 | 0 | 0 | 0 | 0 | 0 | 0 | 0 | 0 | 0 | 0 | 0 | 0 | 0 | 0 | 0 | 0 | 0
F3_Commercial_Warehouse (ID)_New_Miscellaneous_Natural Gas_Pool Heater_E6 | F3 | Commercial | Warehouse (ID) | New | Miscellaneous | Natural Gas | Pool Heater | E6 | System - kBTUs of Consumption | 0 | 0 | 0 | 0 | 0 | 0 | 0 | 0 | 0 | 0 | 0 | 0 | 0 | 0 | 0 | 0 | 0 | 0 | 0 | 0 | 0 | 0 | 0 | 0 | 0 | 0 | 0
F3_Commercial_Warehouse (ID)_New_Miscellaneous_Natural Gas_Pool Heater_E7 | F3 | Commercial | Warehouse (ID) | New | Miscellaneous | Natural Gas | Pool Heater | E7 | System - kBTUs of Consumption | 0 | 0 | 0 | 0 | 0 | 0 | 0 | 0 | 0 | 0 | 0 | 0 | 0 | 0 | 0 | 0 | 0 | 0 | 0 | 0 | 0 | 0 | 0 | 0 | 0 | 0 | 0
F3_Commercial_Warehouse (ID)_New_Miscellaneous_Natural Gas_Pool Heater_E8 | F3 | Commercial | Warehouse (ID) | New | Miscellaneous | Natural Gas | Pool Heater | E8 | System - kBTUs of Consumption | 0 | 0 | 0 | 0 | 0 | 0 | 0 | 0 | 0 | 0 | 0 | 0 | 0 | 0 | 0 | 0 | 0 | 0 | 0 | 0 | 0 | 0 | 0 | 0 | 0 | 0 | 0
F3_Commercial_Warehouse (ID)_New_Miscellaneous_Natural Gas_Pool Heater_E9 | F3 | Commercial | Warehouse (ID) | New | Miscellaneous | Natural Gas | Pool Heater | E9 | System - kBTUs of Consumption | 0 | 0 | 0 | 0 | 0 | 0 | 0 | 0 | 0 | 0 | 0 | 0 | 0 | 0 | 0 | 0 | 0 | 0 | 0 | 0 | 0 | 0 | 0 | 0 | 0 | 0 | 0
F3_Commercial_Warehouse (ID)_New_Miscellaneous_Natural Gas_Pool Heater_E10 | F3 | Commercial | Warehouse (ID) | New | Miscellaneous | Natural Gas | Pool Heater | E10 | System - kBTUs of Consumption | 0 | 0 | 0 | 0 | 0 | 0 | 0 | 0 | 0 | 0 | 0 | 0 | 0 | 0 | 0 | 0 | 0 | 0 | 0 | 0 | 0 | 0 | 0 | 0 | 0 | 0 | 0
F4_Commercial_Warehouse (ID)_New_Miscellaneous_Natural Gas_Pool Heater_E1 | F4 | Commercial | Warehouse (ID) | New | Miscellaneous | Natural Gas | Pool Heater | E1 | Utility - Cost of Equipment | 0.0026828 | 0.0026828 | 0.0026828 | 0.0026828 | 0.0026828 | 0.0026828 | 0.0026828 | 0.0026828 | 0.0026828 | 0.0026828 | 0.0026828 | 0.0026828 | 0.0026828 | 0.0026828 | 0.0026828 | 0.0026828 | 0.0026828 | 0.0026828 | 0.0026828 | 0.0026828 | 0.0026828 | 0.0026828 | 0.0026828 | 0.0026828 | 0.0026828 | 0.0026828 | 0.0026828
F4_Commercial_Warehouse (ID)_New_Miscellaneous_Natural Gas_Pool Heater_E2 | F4 | Commercial | Warehouse (ID) | New | Miscellaneous | Natural Gas | Pool Heater | E2 | Utility - Cost of Equipment | 0.0043927 | 0.0043927 | 0.0043927 | 0.0043927 | 0.0043927 | 0.0043927 | 0.0043927 | 0.0043927 | 0.0043927 | 0.0043927 | 0.0043927 | 0.0043927 | 0.0043927 | 0.0043927 | 0.0043927 | 0.0043927 | 0.0043927 | 0.0043927 | 0.0043927 | 0.0043927 | 0.0043927 | 0.0043927 | 0.0043927 | 0.0043927 | 0.0043927 | 0.0043927 | 0.0043927
F4_Commercial_Warehouse (ID)_New_Miscellaneous_Natural Gas_Pool Heater_E3 | F4 | Commercial | Warehouse (ID) | New | Miscellaneous | Natural Gas | Pool Heater | E3 | Utility - Cost of Equipment | 0 | 0 | 0 | 0 | 0 | 0 | 0 | 0 | 0 | 0 | 0 | 0 | 0 | 0 | 0 | 0 | 0 | 0 | 0 | 0 | 0 | 0 | 0 | 0 | 0 | 0 | 0
F4_Commercial_Warehouse (ID)_New_Miscellaneous_Natural Gas_Pool Heater_E4 | F4 | Commercial | Warehouse (ID) | New | Miscellaneous | Natural Gas | Pool Heater | E4 | Utility - Cost of Equipment | 0 | 0 | 0 | 0 | 0 | 0 | 0 | 0 | 0 | 0 | 0 | 0 | 0 | 0 | 0 | 0 | 0 | 0 | 0 | 0 | 0 | 0 | 0 | 0 | 0 | 0 | 0
F4_Commercial_Warehouse (ID)_New_Miscellaneous_Natural Gas_Pool Heater_E5 | F4 | Commercial | Warehouse (ID) | New | Miscellaneous | Natural Gas | Pool Heater | E5 | Utility - Cost of Equipment | 0 | 0 | 0 | 0 | 0 | 0 | 0 | 0 | 0 | 0 | 0 | 0 | 0 | 0 | 0 | 0 | 0 | 0 | 0 | 0 | 0 | 0 | 0 | 0 | 0 | 0 | 0
F4_Commercial_Warehouse (ID)_New_Miscellaneous_Natural Gas_Pool Heater_E6 | F4 | Commercial | Warehouse (ID) | New | Miscellaneous | Natural Gas | Pool Heater | E6 | Utility - Cost of Equipment | 0 | 0 | 0 | 0 | 0 | 0 | 0 | 0 | 0 | 0 | 0 | 0 | 0 | 0 | 0 | 0 | 0 | 0 | 0 | 0 | 0 | 0 | 0 | 0 | 0 | 0 | 0
F4_Commercial_Warehouse (ID)_New_Miscellaneous_Natural Gas_Pool Heater_E7 | F4 | Commercial | Warehouse (ID) | New | Miscellaneous | Natural Gas | Pool Heater | E7 | Utility - Cost of Equipment | 0 | 0 | 0 | 0 | 0 | 0 | 0 | 0 | 0 | 0 | 0 | 0 | 0 | 0 | 0 | 0 | 0 | 0 | 0 | 0 | 0 | 0 | 0 | 0 | 0 | 0 | 0
F4_Commercial_Warehouse (ID)_New_Miscellaneous_Natural Gas_Pool Heater_E8 | F4 | Commercial | Warehouse (ID) | New | Miscellaneous | Natural Gas | Pool Heater | E8 | Utility - Cost of Equipment | 0 | 0 | 0 | 0 | 0 | 0 | 0 | 0 | 0 | 0 | 0 | 0 | 0 | 0 | 0 | 0 | 0 | 0 | 0 | 0 | 0 | 0 | 0 | 0 | 0 | 0 | 0
F4_Commercial_Warehouse (ID)_New_Miscellaneous_Natural Gas_Pool Heater_E9 | F4 | Commercial | Warehouse (ID) | New | Miscellaneous | Natural Gas | Pool Heater | E9 | Utility - Cost of Equipment | 0 | 0 | 0 | 0 | 0 | 0 | 0 | 0 | 0 | 0 | 0 | 0 | 0 | 0 | 0 | 0 | 0 | 0 | 0 | 0 | 0 | 0 | 0 | 0 | 0 | 0 | 0
F4_Commercial_Warehouse (ID)_New_Miscellaneous_Natural Gas_Pool Heater_E10 | F4 | Commercial | Warehouse (ID) | New | Miscellaneous | Natural Gas | Pool Heater | E10 | Utility - Cost of Equipment | 0 | 0 | 0 | 0 | 0 | 0 | 0 | 0 | 0 | 0 | 0 | 0 | 0 | 0 | 0 | 0 | 0 | 0 | 0 | 0 | 0 | 0 | 0 | 0 | 0 | 0 | 0
F5_Commercial_Warehouse (ID)_New_Miscellaneous_Natural Gas_Pool Heater_E1 | F5 | Commercial | Warehouse (ID) | New | Miscellaneous | Natural Gas | Pool Heater | E1 | Utility - Cost of Operation | 0.0033594 | 0.0033849 | 0.0034397 | 0.0035283 | 0.0036504 | 0.0038279 | 0.0040225 | 0.0042176 | 0.0044066 | 0.0046086 | 0.0047611 | 0.0049042 | 0.0050659 | 0.005222 | 0.0053527 | 0.00547 | 0.0055659 | 0.0056578 | 0.0057594 | 0.005855 | 0.0059539 | 0.0060585 | 0.0061636 | 0.0062731 | 0.0063845 | 0.0064979 | 0.0066134
F5_Commercial_Warehouse (ID)_New_Miscellaneous_Natural Gas_Pool Heater_E2 | F5 | Commercial | Warehouse (ID) | New | Miscellaneous | Natural Gas | Pool Heater | E2 | Utility - Cost of Operation | 0.0028555 | 0.0028771 | 0.0029237 | 0.002999 | 0.0031029 | 0.0032537 | 0.0034191 | 0.003585 | 0.0037456 | 0.0039173 | 0.0040469 | 0.0041685 | 0.004306 | 0.0044387 | 0.0045498 | 0.0046495 | 0.004731 | 0.0048091 | 0.0048955 | 0.0049767 | 0.0050608 | 0.0051497 | 0.005239 | 0.0053321 | 0.0054268 | 0.0055232 | 0.0056214
F5_Commercial_Warehouse (ID)_New_Miscellaneous_Natural Gas_Pool Heater_E3 | F5 | Commercial | Warehouse (ID) | New | Miscellaneous | Natural Gas | Pool Heater | E3 | Utility - Cost of Operation | 0 | 0 | 0 | 0 | 0 | 0 | 0 | 0 | 0 | 0 | 0 | 0 | 0 | 0 | 0 | 0 | 0 | 0 | 0 | 0 | 0 | 0 | 0 | 0 | 0 | 0 | 0
F5_Commercial_Warehouse (ID)_New_Miscellaneous_Natural Gas_Pool Heater_E4 | F5 | Commercial | Warehouse (ID) | New | Miscellaneous | Natural Gas | Pool Heater | E4 | Utility - Cost of Operation | 0 | 0 | 0 | 0 | 0 | 0 | 0 | 0 | 0 | 0 | 0 | 0 | 0 | 0 | 0 | 0 | 0 | 0 | 0 | 0 | 0 | 0 | 0 | 0 | 0 | 0 | 0
F5_Commercial_Warehouse (ID)_New_Miscellaneous_Natural Gas_Pool Heater_E5 | F5 | Commercial | Warehouse (ID) | New | Miscellaneous | Natural Gas | Pool Heater | E5 | Utility - Cost of Operation | 0 | 0 | 0 | 0 | 0 | 0 | 0 | 0 | 0 | 0 | 0 | 0 | 0 | 0 | 0 | 0 | 0 | 0 | 0 | 0 | 0 | 0 | 0 | 0 | 0 | 0 | 0
F5_Commercial_Warehouse (ID)_New_Miscellaneous_Natural Gas_Pool Heater_E6 | F5 | Commercial | Warehouse (ID) | New | Miscellaneous | Natural Gas | Pool Heater | E6 | Utility - Cost of Operation | 0 | 0 | 0 | 0 | 0 | 0 | 0 | 0 | 0 | 0 | 0 | 0 | 0 | 0 | 0 | 0 | 0 | 0 | 0 | 0 | 0 | 0 | 0 | 0 | 0 | 0 | 0
F5_Commercial_Warehouse (ID)_New_Miscellaneous_Natural Gas_Pool Heater_E7 | F5 | Commercial | Warehouse (ID) | New | Miscellaneous | Natural Gas | Pool Heater | E7 | Utility - Cost of Operation | 0 | 0 | 0 | 0 | 0 | 0 | 0 | 0 | 0 | 0 | 0 | 0 | 0 | 0 | 0 | 0 | 0 | 0 | 0 | 0 | 0 | 0 | 0 | 0 | 0 | 0 | 0
F5_Commercial_Warehouse (ID)_New_Miscellaneous_Natural Gas_Pool Heater_E8 | F5 | Commercial | Warehouse (ID) | New | Miscellaneous | Natural Gas | Pool Heater | E8 | Utility - Cost of Operation | 0 | 0 | 0 | 0 | 0 | 0 | 0 | 0 | 0 | 0 | 0 | 0 | 0 | 0 | 0 | 0 | 0 | 0 | 0 | 0 | 0 | 0 | 0 | 0 | 0 | 0 | 0
F5_Commercial_Warehouse (ID)_New_Miscellaneous_Natural Gas_Pool Heater_E9 | F5 | Commercial | Warehouse (ID) | New | Miscellaneous | Natural Gas | Pool Heater | E9 | Utility - Cost of Operation | 0 | 0 | 0 | 0 | 0 | 0 | 0 | 0 | 0 | 0 | 0 | 0 | 0 | 0 | 0 | 0 | 0 | 0 | 0 | 0 | 0 | 0 | 0 | 0 | 0 | 0 | 0
F5_Commercial_Warehouse (ID)_New_Miscellaneous_Natural Gas_Pool Heater_E10 | F5 | Commercial | Warehouse (ID) | New | Miscellaneous | Natural Gas | Pool Heater | E10 | Utility - Cost of Operation | 0 | 0 | 0 | 0 | 0 | 0 | 0 | 0 | 0 | 0 | 0 | 0 | 0 | 0 | 0 | 0 | 0 | 0 | 0 | 0 | 0 | 0 | 0 | 0 | 0 | 0 | 0
F6_Commercial_Warehouse (ID)_New_Miscellaneous_Natural Gas_Pool Heater_E1 | F6 | Commercial | Warehouse (ID) | New | Miscellaneous | Natural Gas | Pool Heater | E1 | Utility - Value of Sales | 0.0040313 | 0.0040618 | 0.0041171 | 0.0042004 | 0.0043098 | 0.0044691 | 0.0046299 | 0.0047841 | 0.0049232 | 0.0050695 | 0.0052372 | 0.0053946 | 0.0055725 | 0.0057371 | 0.0058657 | 0.0059701 | 0.0060403 | 0.0060938 | 0.006154 | 0.0062033 | 0.0062516 | 0.0063614 | 0.0064717 | 0.0065867 | 0.0067037 | 0.0068228 | 0.006944
F6_Commercial_Warehouse (ID)_New_Miscellaneous_Natural Gas_Pool Heater_E2 | F6 | Commercial | Warehouse (ID) | New | Miscellaneous | Natural Gas | Pool Heater | E2 | Utility - Value of Sales | 0.0034266 | 0.0034526 | 0.0034995 | 0.0035703 | 0.0036633 | 0.0037987 | 0.0039354 | 0.0040665 | 0.0041847 | 0.0043091 | 0.0044516 | 0.0045854 | 0.0047366 | 0.0048765 | 0.0049858 | 0.0050746 | 0.0051343 | 0.0051797 | 0.0052309 | 0.0052728 | 0.0053139 | 0.0054072 | 0.005501 | 0.0055987 | 0.0056982 | 0.0057994 | 0.0059024
F6_Commercial_Warehouse (ID)_New_Miscellaneous_Natural Gas_Pool Heater_E3 | F6 | Commercial | Warehouse (ID) | New | Miscellaneous | Natural Gas | Pool Heater | E3 | Utility - Value of Sales | 0 | 0 | 0 | 0 | 0 | 0 | 0 | 0 | 0 | 0 | 0 | 0 | 0 | 0 | 0 | 0 | 0 | 0 | 0 | 0 | 0 | 0 | 0 | 0 | 0 | 0 | 0
F6_Commercial_Warehouse (ID)_New_Miscellaneous_Natural Gas_Pool Heater_E4 | F6 | Commercial | Warehouse (ID) | New | Miscellaneous | Natural Gas | Pool Heater | E4 | Utility - Value of Sales | 0 | 0 | 0 | 0 | 0 | 0 | 0 | 0 | 0 | 0 | 0 | 0 | 0 | 0 | 0 | 0 | 0 | 0 | 0 | 0 | 0 | 0 | 0 | 0 | 0 | 0 | 0
F6_Commercial_Warehouse (ID)_New_Miscellaneous_Natural Gas_Pool Heater_E5 | F6 | Commercial | Warehouse (ID) | New | Miscellaneous | Natural Gas | Pool Heater | E5 | Utility - Value of Sales | 0 | 0 | 0 | 0 | 0 | 0 | 0 | 0 | 0 | 0 | 0 | 0 | 0 | 0 | 0 | 0 | 0 | 0 | 0 | 0 | 0 | 0 | 0 | 0 | 0 | 0 | 0
F6_Commercial_Warehouse (ID)_New_Miscellaneous_Natural Gas_Pool Heater_E6 | F6 | Commercial | Warehouse (ID) | New | Miscellaneous | Natural Gas | Pool Heater | E6 | Utility - Value of Sales | 0 | 0 | 0 | 0 | 0 | 0 | 0 | 0 | 0 | 0 | 0 | 0 | 0 | 0 | 0 | 0 | 0 | 0 | 0 | 0 | 0 | 0 | 0 | 0 | 0 | 0 | 0
F6_Commercial_Warehouse (ID)_New_Miscellaneous_Natural Gas_Pool Heater_E7 | F6 | Commercial | Warehouse (ID) | New | Miscellaneous | Natural Gas | Pool Heater | E7 | Utility - Value of Sales | 0 | 0 | 0 | 0 | 0 | 0 | 0 | 0 | 0 | 0 | 0 | 0 | 0 | 0 | 0 | 0 | 0 | 0 | 0 | 0 | 0 | 0 | 0 | 0 | 0 | 0 | 0
F6_Commercial_Warehouse (ID)_New_Miscellaneous_Natural Gas_Pool Heater_E8 | F6 | Commercial | Warehouse (ID) | New | Miscellaneous | Natural Gas | Pool Heater | E8 | Utility - Value of Sales | 0 | 0 | 0 | 0 | 0 | 0 | 0 | 0 | 0 | 0 | 0 | 0 | 0 | 0 | 0 | 0 | 0 | 0 | 0 | 0 | 0 | 0 | 0 | 0 | 0 | 0 | 0
F6_Commercial_Warehouse (ID)_New_Miscellaneous_Natural Gas_Pool Heater_E9 | F6 | Commercial | Warehouse (ID) | New | Miscellaneous | Natural Gas | Pool Heater | E9 | Utility - Value of Sales | 0 | 0 | 0 | 0 | 0 | 0 | 0 | 0 | 0 | 0 | 0 | 0 | 0 | 0 | 0 | 0 | 0 | 0 | 0 | 0 | 0 | 0 | 0 | 0 | 0 | 0 | 0
F6_Commercial_Warehouse (ID)_New_Miscellaneous_Natural Gas_Pool Heater_E10 | F6 | Commercial | Warehouse (ID) | New | Miscellaneous | Natural Gas | Pool Heater | E10 | Utility - Value of Sales | 0 | 0 | 0 | 0 | 0 | 0 | 0 | 0 | 0 | 0 | 0 | 0 | 0 | 0 | 0 | 0 | 0 | 0 | 0 | 0 | 0 | 0 | 0 | 0 | 0 | 0 | 0
F1_Commercial_Warehouse (ID)_New_Miscellaneous_Natural Gas_Miscellaneous_E1 | F1 | Commercial | Warehouse (ID) | New | Miscellaneous | Natural Gas | Miscellaneous | E1 | RVT - Cost of Equipment | 0.24753 | 0.24753 | 0.24753 | 0.24753 | 0.24753 | 0.24753 | 0.24753 | 0.24753 | 0.24753 | 0.24753 | 0.24753 | 0.24753 | 0.24753 | 0.24753 | 0.24753 | 0.24753 | 0.24753 | 0.24753 | 0.24753 | 0.24753 | 0.24753 | 0.24753 | 0.24753 | 0.24753 | 0.24753 | 0.24753 | 0.24753
F1_Commercial_Warehouse (ID)_New_Miscellaneous_Natural Gas_Miscellaneous_E2 | F1 | Commercial | Warehouse (ID) | New | Miscellaneous | Natural Gas | Miscellaneous | E2 | RVT - Cost of Equipment | 0 | 0 | 0 | 0 | 0 | 0 | 0 | 0 | 0 | 0 | 0 | 0 | 0 | 0 | 0 | 0 | 0 | 0 | 0 | 0 | 0 | 0 | 0 | 0 | 0 | 0 | 0
F1_Commercial_Warehouse (ID)_New_Miscellaneous_Natural Gas_Miscellaneous_E3 | F1 | Commercial | Warehouse (ID) | New | Miscellaneous | Natural Gas | Miscellaneous | E3 | RVT - Cost of Equipment | 0 | 0 | 0 | 0 | 0 | 0 | 0 | 0 | 0 | 0 | 0 | 0 | 0 | 0 | 0 | 0 | 0 | 0 | 0 | 0 | 0 | 0 | 0 | 0 | 0 | 0 | 0
F1_Commercial_Warehouse (ID)_New_Miscellaneous_Natural Gas_Miscellaneous_E4 | F1 | Commercial | Warehouse (ID) | New | Miscellaneous | Natural Gas | Miscellaneous | E4 | RVT - Cost of Equipment | 0 | 0 | 0 | 0 | 0 | 0 | 0 | 0 | 0 | 0 | 0 | 0 | 0 | 0 | 0 | 0 | 0 | 0 | 0 | 0 | 0 | 0 | 0 | 0 | 0 | 0 | 0
F1_Commercial_Warehouse (ID)_New_Miscellaneous_Natural Gas_Miscellaneous_E5 | F1 | Commercial | Warehouse (ID) | New | Miscellaneous | Natural Gas | Miscellaneous | E5 | RVT - Cost of Equipment | 0 | 0 | 0 | 0 | 0 | 0 | 0 | 0 | 0 | 0 | 0 | 0 | 0 | 0 | 0 | 0 | 0 | 0 | 0 | 0 | 0 | 0 | 0 | 0 | 0 | 0 | 0
F1_Commercial_Warehouse (ID)_New_Miscellaneous_Natural Gas_Miscellaneous_E6 | F1 | Commercial | Warehouse (ID) | New | Miscellaneous | Natural Gas | Miscellaneous | E6 | RVT - Cost of Equipment | 0 | 0 | 0 | 0 | 0 | 0 | 0 | 0 | 0 | 0 | 0 | 0 | 0 | 0 | 0 | 0 | 0 | 0 | 0 | 0 | 0 | 0 | 0 | 0 | 0 | 0 | 0
F1_Commercial_Warehouse (ID)_New_Miscellaneous_Natural Gas_Miscellaneous_E7 | F1 | Commercial | Warehouse (ID) | New | Miscellaneous | Natural Gas | Miscellaneous | E7 | RVT - Cost of Equipment | 0 | 0 | 0 | 0 | 0 | 0 | 0 | 0 | 0 | 0 | 0 | 0 | 0 | 0 | 0 | 0 | 0 | 0 | 0 | 0 | 0 | 0 | 0 | 0 | 0 | 0 | 0
F1_Commercial_Warehouse (ID)_New_Miscellaneous_Natural Gas_Miscellaneous_E8 | F1 | Commercial | Warehouse (ID) | New | Miscellaneous | Natural Gas | Miscellaneous | E8 | RVT - Cost of Equipment | 0 | 0 | 0 | 0 | 0 | 0 | 0 | 0 | 0 | 0 | 0 | 0 | 0 | 0 | 0 | 0 | 0 | 0 | 0 | 0 | 0 | 0 | 0 | 0 | 0 | 0 | 0
F1_Commercial_Warehouse (ID)_New_Miscellaneous_Natural Gas_Miscellaneous_E9 | F1 | Commercial | Warehouse (ID) | New | Miscellaneous | Natural Gas | Miscellaneous | E9 | RVT - Cost of Equipment | 0 | 0 | 0 | 0 | 0 | 0 | 0 | 0 | 0 | 0 | 0 | 0 | 0 | 0 | 0 | 0 | 0 | 0 | 0 | 0 | 0 | 0 | 0 | 0 | 0 | 0 | 0
F1_Commercial_Warehouse (ID)_New_Miscellaneous_Natural Gas_Miscellaneous_E10 | F1 | Commercial | Warehouse (ID) | New | Miscellaneous | Natural Gas | Miscellaneous | E10 | RVT - Cost of Equipment | 0 | 0 | 0 | 0 | 0 | 0 | 0 | 0 | 0 | 0 | 0 | 0 | 0 | 0 | 0 | 0 | 0 | 0 | 0 | 0 | 0 | 0 | 0 | 0 | 0 | 0 | 0
F2_Commercial_Warehouse (ID)_New_Miscellaneous_Natural Gas_Miscellaneous_E1 | F2 | Commercial | Warehouse (ID) | New | Miscellaneous | Natural Gas | Miscellaneous | E1 | RVT - Cost of Operation | 0.0027814 | 0.0027991 | 0.0028289 | 0.0028751 | 0.0029432 | 0.0030555 | 0.0031709 | 0.0032788 | 0.003373 | 0.0034708 | 0.0035829 | 0.0036883 | 0.0038138 | 0.0039339 | 0.0040296 | 0.0041071 | 0.0041592 | 0.0042012 | 0.004243 | 0.0042699 | 0.0042957 | 0.004371 | 0.0044465 | 0.0045255 | 0.0046059 | 0.0046877 | 0.004771
F2_Commercial_Warehouse (ID)_New_Miscellaneous_Natural Gas_Miscellaneous_E2 | F2 | Commercial | Warehouse (ID) | New | Miscellaneous | Natural Gas | Miscellaneous | E2 | RVT - Cost of Operation | 0 | 0 | 0 | 0 | 0 | 0 | 0 | 0 | 0 | 0 | 0 | 0 | 0 | 0 | 0 | 0 | 0 | 0 | 0 | 0 | 0 | 0 | 0 | 0 | 0 | 0 | 0
F2_Commercial_Warehouse (ID)_New_Miscellaneous_Natural Gas_Miscellaneous_E3 | F2 | Commercial | Warehouse (ID) | New | Miscellaneous | Natural Gas | Miscellaneous | E3 | RVT - Cost of Operation | 0 | 0 | 0 | 0 | 0 | 0 | 0 | 0 | 0 | 0 | 0 | 0 | 0 | 0 | 0 | 0 | 0 | 0 | 0 | 0 | 0 | 0 | 0 | 0 | 0 | 0 | 0
F2_Commercial_Warehouse (ID)_New_Miscellaneous_Natural Gas_Miscellaneous_E4 | F2 | Commercial | Warehouse (ID) | New | Miscellaneous | Natural Gas | Miscellaneous | E4 | RVT - Cost of Operation | 0 | 0 | 0 | 0 | 0 | 0 | 0 | 0 | 0 | 0 | 0 | 0 | 0 | 0 | 0 | 0 | 0 | 0 | 0 | 0 | 0 | 0 | 0 | 0 | 0 | 0 | 0
F2_Commercial_Warehouse (ID)_New_Miscellaneous_Natural Gas_Miscellaneous_E5 | F2 | Commercial | Warehouse (ID) | New | Miscellaneous | Natural Gas | Miscellaneous | E5 | RVT - Cost of Operation | 0 | 0 | 0 | 0 | 0 | 0 | 0 | 0 | 0 | 0 | 0 | 0 | 0 | 0 | 0 | 0 | 0 | 0 | 0 | 0 | 0 | 0 | 0 | 0 | 0 | 0 | 0
F2_Commercial_Warehouse (ID)_New_Miscellaneous_Natural Gas_Miscellaneous_E6 | F2 | Commercial | Warehouse (ID) | New | Miscellaneous | Natural Gas | Miscellaneous | E6 | RVT - Cost of Operation | 0 | 0 | 0 | 0 | 0 | 0 | 0 | 0 | 0 | 0 | 0 | 0 | 0 | 0 | 0 | 0 | 0 | 0 | 0 | 0 | 0 | 0 | 0 | 0 | 0 | 0 | 0
F2_Commercial_Warehouse (ID)_New_Miscellaneous_Natural Gas_Miscellaneous_E7 | F2 | Commercial | Warehouse (ID) | New | Miscellaneous | Natural Gas | Miscellaneous | E7 | RVT - Cost of Operation | 0 | 0 | 0 | 0 | 0 | 0 | 0 | 0 | 0 | 0 | 0 | 0 | 0 | 0 | 0 | 0 | 0 | 0 | 0 | 0 | 0 | 0 | 0 | 0 | 0 | 0 | 0
F2_Commercial_Warehouse (ID)_New_Miscellaneous_Natural Gas_Miscellaneous_E8 | F2 | Commercial | Warehouse (ID) | New | Miscellaneous | Natural Gas | Miscellaneous | E8 | RVT - Cost of Operation | 0 | 0 | 0 | 0 | 0 | 0 | 0 | 0 | 0 | 0 | 0 | 0 | 0 | 0 | 0 | 0 | 0 | 0 | 0 | 0 | 0 | 0 | 0 | 0 | 0 | 0 | 0
F2_Commercial_Warehouse (ID)_New_Miscellaneous_Natural Gas_Miscellaneous_E9 | F2 | Commercial | Warehouse (ID) | New | Miscellaneous | Natural Gas | Miscellaneous | E9 | RVT - Cost of Operation | 0 | 0 | 0 | 0 | 0 | 0 | 0 | 0 | 0 | 0 | 0 | 0 | 0 | 0 | 0 | 0 | 0 | 0 | 0 | 0 | 0 | 0 | 0 | 0 | 0 | 0 | 0
F2_Commercial_Warehouse (ID)_New_Miscellaneous_Natural Gas_Miscellaneous_E10 | F2 | Commercial | Warehouse (ID) | New | Miscellaneous | Natural Gas | Miscellaneous | E10 | RVT - Cost of Operation | 0 | 0 | 0 | 0 | 0 | 0 | 0 | 0 | 0 | 0 | 0 | 0 | 0 | 0 | 0 | 0 | 0 | 0 | 0 | 0 | 0 | 0 | 0 | 0 | 0 | 0 | 0
F3_Commercial_Warehouse (ID)_New_Miscellaneous_Natural Gas_Miscellaneous_E1 | F3 | Commercial | Warehouse (ID) | New | Miscellaneous | Natural Gas | Miscellaneous | E1 | System - kBTUs of Consumption | 0.71043 | 0.71043 | 0.71043 | 0.71043 | 0.71043 | 0.71043 | 0.71043 | 0.71043 | 0.71043 | 0.71043 | 0.71043 | 0.71043 | 0.71043 | 0.71043 | 0.71043 | 0.71043 | 0.71043 | 0.71043 | 0.71043 | 0.71043 | 0.71043 | 0.71043 | 0.71043 | 0.71043 | 0.71043 | 0.71043 | 0.71043
F3_Commercial_Warehouse (ID)_New_Miscellaneous_Natural Gas_Miscellaneous_E2 | F3 | Commercial | Warehouse (ID) | New | Miscellaneous | Natural Gas | Miscellaneous | E2 | System - kBTUs of Consumption | 0 | 0 | 0 | 0 | 0 | 0 | 0 | 0 | 0 | 0 | 0 | 0 | 0 | 0 | 0 | 0 | 0 | 0 | 0 | 0 | 0 | 0 | 0 | 0 | 0 | 0 | 0
F3_Commercial_Warehouse (ID)_New_Miscellaneous_Natural Gas_Miscellaneous_E3 | F3 | Commercial | Warehouse (ID) | New | Miscellaneous | Natural Gas | Miscellaneous | E3 | System - kBTUs of Consumption | 0 | 0 | 0 | 0 | 0 | 0 | 0 | 0 | 0 | 0 | 0 | 0 | 0 | 0 | 0 | 0 | 0 | 0 | 0 | 0 | 0 | 0 | 0 | 0 | 0 | 0 | 0
F3_Commercial_Warehouse (ID)_New_Miscellaneous_Natural Gas_Miscellaneous_E4 | F3 | Commercial | Warehouse (ID) | New | Miscellaneous | Natural Gas | Miscellaneous | E4 | System - kBTUs of Consumption | 0 | 0 | 0 | 0 | 0 | 0 | 0 | 0 | 0 | 0 | 0 | 0 | 0 | 0 | 0 | 0 | 0 | 0 | 0 | 0 | 0 | 0 | 0 | 0 | 0 | 0 | 0
F3_Commercial_Warehouse (ID)_New_Miscellaneous_Natural Gas_Miscellaneous_E5 | F3 | Commercial | Warehouse (ID) | New | Miscellaneous | Natural Gas | Miscellaneous | E5 | System - kBTUs of Consumption | 0 | 0 | 0 | 0 | 0 | 0 | 0 | 0 | 0 | 0 | 0 | 0 | 0 | 0 | 0 | 0 | 0 | 0 | 0 | 0 | 0 | 0 | 0 | 0 | 0 | 0 | 0
F3_Commercial_Warehouse (ID)_New_Miscellaneous_Natural Gas_Miscellaneous_E6 | F3 | Commercial | Warehouse (ID) | New | Miscellaneous | Natural Gas | Miscellaneous | E6 | System - kBTUs of Consumption | 0 | 0 | 0 | 0 | 0 | 0 | 0 | 0 | 0 | 0 | 0 | 0 | 0 | 0 | 0 | 0 | 0 | 0 | 0 | 0 | 0 | 0 | 0 | 0 | 0 | 0 | 0
F3_Commercial_Warehouse (ID)_New_Miscellaneous_Natural Gas_Miscellaneous_E7 | F3 | Commercial | Warehouse (ID) | New | Miscellaneous | Natural Gas | Miscellaneous | E7 | System - kBTUs of Consumption | 0 | 0 | 0 | 0 | 0 | 0 | 0 | 0 | 0 | 0 | 0 | 0 | 0 | 0 | 0 | 0 | 0 | 0 | 0 | 0 | 0 | 0 | 0 | 0 | 0 | 0 | 0
F3_Commercial_Warehouse (ID)_New_Miscellaneous_Natural Gas_Miscellaneous_E8 | F3 | Commercial | Warehouse (ID) | New | Miscellaneous | Natural Gas | Miscellaneous | E8 | System - kBTUs of Consumption | 0 | 0 | 0 | 0 | 0 | 0 | 0 | 0 | 0 | 0 | 0 | 0 | 0 | 0 | 0 | 0 | 0 | 0 | 0 | 0 | 0 | 0 | 0 | 0 | 0 | 0 | 0
F3_Commercial_Warehouse (ID)_New_Miscellaneous_Natural Gas_Miscellaneous_E9 | F3 | Commercial | Warehouse (ID) | New | Miscellaneous | Natural Gas | Miscellaneous | E9 | System - kBTUs of Consumption | 0 | 0 | 0 | 0 | 0 | 0 | 0 | 0 | 0 | 0 | 0 | 0 | 0 | 0 | 0 | 0 | 0 | 0 | 0 | 0 | 0 | 0 | 0 | 0 | 0 | 0 | 0
F3_Commercial_Warehouse (ID)_New_Miscellaneous_Natural Gas_Miscellaneous_E10 | F3 | Commercial | Warehouse (ID) | New | Miscellaneous | Natural Gas | Miscellaneous | E10 | System - kBTUs of Consumption | 0 | 0 | 0 | 0 | 0 | 0 | 0 | 0 | 0 | 0 | 0 | 0 | 0 | 0 | 0 | 0 | 0 | 0 | 0 | 0 | 0 | 0 | 0 | 0 | 0 | 0 | 0
F4_Commercial_Warehouse (ID)_New_Miscellaneous_Natural Gas_Miscellaneous_E1 | F4 | Commercial | Warehouse (ID) | New | Miscellaneous | Natural Gas | Miscellaneous | E1 | Utility - Cost of Equipment | 0.24753 | 0.24753 | 0.24753 | 0.24753 | 0.24753 | 0.24753 | 0.24753 | 0.24753 | 0.24753 | 0.24753 | 0.24753 | 0.24753 | 0.24753 | 0.24753 | 0.24753 | 0.24753 | 0.24753 | 0.24753 | 0.24753 | 0.24753 | 0.24753 | 0.24753 | 0.24753 | 0.24753 | 0.24753 | 0.24753 | 0.24753
F4_Commercial_Warehouse (ID)_New_Miscellaneous_Natural Gas_Miscellaneous_E2 | F4 | Commercial | Warehouse (ID) | New | Miscellaneous | Natural Gas | Miscellaneous | E2 | Utility - Cost of Equipment | 0 | 0 | 0 | 0 | 0 | 0 | 0 | 0 | 0 | 0 | 0 | 0 | 0 | 0 | 0 | 0 | 0 | 0 | 0 | 0 | 0 | 0 | 0 | 0 | 0 | 0 | 0
F4_Commercial_Warehouse (ID)_New_Miscellaneous_Natural Gas_Miscellaneous_E3 | F4 | Commercial | Warehouse (ID) | New | Miscellaneous | Natural Gas | Miscellaneous | E3 | Utility - Cost of Equipment | 0 | 0 | 0 | 0 | 0 | 0 | 0 | 0 | 0 | 0 | 0 | 0 | 0 | 0 | 0 | 0 | 0 | 0 | 0 | 0 | 0 | 0 | 0 | 0 | 0 | 0 | 0
F4_Commercial_Warehouse (ID)_New_Miscellaneous_Natural Gas_Miscellaneous_E4 | F4 | Commercial | Warehouse (ID) | New | Miscellaneous | Natural Gas | Miscellaneous | E4 | Utility - Cost of Equipment | 0 | 0 | 0 | 0 | 0 | 0 | 0 | 0 | 0 | 0 | 0 | 0 | 0 | 0 | 0 | 0 | 0 | 0 | 0 | 0 | 0 | 0 | 0 | 0 | 0 | 0 | 0
F4_Commercial_Warehouse (ID)_New_Miscellaneous_Natural Gas_Miscellaneous_E5 | F4 | Commercial | Warehouse (ID) | New | Miscellaneous | Natural Gas | Miscellaneous | E5 | Utility - Cost of Equipment | 0 | 0 | 0 | 0 | 0 | 0 | 0 | 0 | 0 | 0 | 0 | 0 | 0 | 0 | 0 | 0 | 0 | 0 | 0 | 0 | 0 | 0 | 0 | 0 | 0 | 0 | 0
F4_Commercial_Warehouse (ID)_New_Miscellaneous_Natural Gas_Miscellaneous_E6 | F4 | Commercial | Warehouse (ID) | New | Miscellaneous | Natural Gas | Miscellaneous | E6 | Utility - Cost of Equipment | 0 | 0 | 0 | 0 | 0 | 0 | 0 | 0 | 0 | 0 | 0 | 0 | 0 | 0 | 0 | 0 | 0 | 0 | 0 | 0 | 0 | 0 | 0 | 0 | 0 | 0 | 0
F4_Commercial_Warehouse (ID)_New_Miscellaneous_Natural Gas_Miscellaneous_E7 | F4 | Commercial | Warehouse (ID) | New | Miscellaneous | Natural Gas | Miscellaneous | E7 | Utility - Cost of Equipment | 0 | 0 | 0 | 0 | 0 | 0 | 0 | 0 | 0 | 0 | 0 | 0 | 0 | 0 | 0 | 0 | 0 | 0 | 0 | 0 | 0 | 0 | 0 | 0 | 0 | 0 | 0
F4_Commercial_Warehouse (ID)_New_Miscellaneous_Natural Gas_Miscellaneous_E8 | F4 | Commercial | Warehouse (ID) | New | Miscellaneous | Natural Gas | Miscellaneous | E8 | Utility - Cost of Equipment | 0 | 0 | 0 | 0 | 0 | 0 | 0 | 0 | 0 | 0 | 0 | 0 | 0 | 0 | 0 | 0 | 0 | 0 | 0 | 0 | 0 | 0 | 0 | 0 | 0 | 0 | 0
F4_Commercial_Warehouse (ID)_New_Miscellaneous_Natural Gas_Miscellaneous_E9 | F4 | Commercial | Warehouse (ID) | New | Miscellaneous | Natural Gas | Miscellaneous | E9 | Utility - Cost of Equipment | 0 | 0 | 0 | 0 | 0 | 0 | 0 | 0 | 0 | 0 | 0 | 0 | 0 | 0 | 0 | 0 | 0 | 0 | 0 | 0 | 0 | 0 | 0 | 0 | 0 | 0 | 0
F4_Commercial_Warehouse (ID)_New_Miscellaneous_Natural Gas_Miscellaneous_E10 | F4 | Commercial | Warehouse (ID) | New | Miscellaneous | Natural Gas | Miscellaneous | E10 | Utility - Cost of Equipment | 0 | 0 | 0 | 0 | 0 | 0 | 0 | 0 | 0 | 0 | 0 | 0 | 0 | 0 | 0 | 0 | 0 | 0 | 0 | 0 | 0 | 0 | 0 | 0 | 0 | 0 | 0
F5_Commercial_Warehouse (ID)_New_Miscellaneous_Natural Gas_Miscellaneous_E1 | F5 | Commercial | Warehouse (ID) | New | Miscellaneous | Natural Gas | Miscellaneous | E1 | Utility - Cost of Operation | 0.0023178 | 0.0023326 | 0.0023625 | 0.0024121 | 0.0024869 | 0.0026065 | 0.0027379 | 0.0028736 | 0.0030102 | 0.0031553 | 0.0032572 | 0.003353 | 0.0034671 | 0.00358 | 0.003675 | 0.0037585 | 0.0038246 | 0.0038878 | 0.0039583 | 0.0040236 | 0.0040912 | 0.0041628 | 0.0042347 | 0.00431 | 0.0043865 | 0.0044645 | 0.0045438
F5_Commercial_Warehouse (ID)_New_Miscellaneous_Natural Gas_Miscellaneous_E2 | F5 | Commercial | Warehouse (ID) | New | Miscellaneous | Natural Gas | Miscellaneous | E2 | Utility - Cost of Operation | 0 | 0 | 0 | 0 | 0 | 0 | 0 | 0 | 0 | 0 | 0 | 0 | 0 | 0 | 0 | 0 | 0 | 0 | 0 | 0 | 0 | 0 | 0 | 0 | 0 | 0 | 0
F5_Commercial_Warehouse (ID)_New_Miscellaneous_Natural Gas_Miscellaneous_E3 | F5 | Commercial | Warehouse (ID) | New | Miscellaneous | Natural Gas | Miscellaneous | E3 | Utility - Cost of Operation | 0 | 0 | 0 | 0 | 0 | 0 | 0 | 0 | 0 | 0 | 0 | 0 | 0 | 0 | 0 | 0 | 0 | 0 | 0 | 0 | 0 | 0 | 0 | 0 | 0 | 0 | 0
F5_Commercial_Warehouse (ID)_New_Miscellaneous_Natural Gas_Miscellaneous_E4 | F5 | Commercial | Warehouse (ID) | New | Miscellaneous | Natural Gas | Miscellaneous | E4 | Utility - Cost of Operation | 0 | 0 | 0 | 0 | 0 | 0 | 0 | 0 | 0 | 0 | 0 | 0 | 0 | 0 | 0 | 0 | 0 | 0 | 0 | 0 | 0 | 0 | 0 | 0 | 0 | 0 | 0
F5_Commercial_Warehouse (ID)_New_Miscellaneous_Natural Gas_Miscellaneous_E5 | F5 | Commercial | Warehouse (ID) | New | Miscellaneous | Natural Gas | Miscellaneous | E5 | Utility - Cost of Operation | 0 | 0 | 0 | 0 | 0 | 0 | 0 | 0 | 0 | 0 | 0 | 0 | 0 | 0 | 0 | 0 | 0 | 0 | 0 | 0 | 0 | 0 | 0 | 0 | 0 | 0 | 0
F5_Commercial_Warehouse (ID)_New_Miscellaneous_Natural Gas_Miscellaneous_E6 | F5 | Commercial | Warehouse (ID) | New | Miscellaneous | Natural Gas | Miscellaneous | E6 | Utility - Cost of Operation | 0 | 0 | 0 | 0 | 0 | 0 | 0 | 0 | 0 | 0 | 0 | 0 | 0 | 0 | 0 | 0 | 0 | 0 | 0 | 0 | 0 | 0 | 0 | 0 | 0 | 0 | 0
F5_Commercial_Warehouse (ID)_New_Miscellaneous_Natural Gas_Miscellaneous_E7 | F5 | Commercial | Warehouse (ID) | New | Miscellaneous | Natural Gas | Miscellaneous | E7 | Utility - Cost of Operation | 0 | 0 | 0 | 0 | 0 | 0 | 0 | 0 | 0 | 0 | 0 | 0 | 0 | 0 | 0 | 0 | 0 | 0 | 0 | 0 | 0 | 0 | 0 | 0 | 0 | 0 | 0
F5_Commercial_Warehouse (ID)_New_Miscellaneous_Natural Gas_Miscellaneous_E8 | F5 | Commercial | Warehouse (ID) | New | Miscellaneous | Natural Gas | Miscellaneous | E8 | Utility - Cost of Operation | 0 | 0 | 0 | 0 | 0 | 0 | 0 | 0 | 0 | 0 | 0 | 0 | 0 | 0 | 0 | 0 | 0 | 0 | 0 | 0 | 0 | 0 | 0 | 0 | 0 | 0 | 0
F5_Commercial_Warehouse (ID)_New_Miscellaneous_Natural Gas_Miscellaneous_E9 | F5 | Commercial | Warehouse (ID) | New | Miscellaneous | Natural Gas | Miscellaneous | E9 | Utility - Cost of Operation | 0 | 0 | 0 | 0 | 0 | 0 | 0 | 0 | 0 | 0 | 0 | 0 | 0 | 0 | 0 | 0 | 0 | 0 | 0 | 0 | 0 | 0 | 0 | 0 | 0 | 0 | 0
F5_Commercial_Warehouse (ID)_New_Miscellaneous_Natural Gas_Miscellaneous_E10 | F5 | Commercial | Warehouse (ID) | New | Miscellaneous | Natural Gas | Miscellaneous | E10 | Utility - Cost of Operation | 0 | 0 | 0 | 0 | 0 | 0 | 0 | 0 | 0 | 0 | 0 | 0 | 0 | 0 | 0 | 0 | 0 | 0 | 0 | 0 | 0 | 0 | 0 | 0 | 0 | 0 | 0
F6_Commercial_Warehouse (ID)_New_Miscellaneous_Natural Gas_Miscellaneous_E1 | F6 | Commercial | Warehouse (ID) | New | Miscellaneous | Natural Gas | Miscellaneous | E1 | Utility - Value of Sales | 0.0027814 | 0.0027991 | 0.0028289 | 0.0028751 | 0.0029432 | 0.0030555 | 0.0031709 | 0.0032788 | 0.003373 | 0.0034708 | 0.0035829 | 0.0036883 | 0.0038138 | 0.0039339 | 0.0040296 | 0.0041071 | 0.0041592 | 0.0042012 | 0.004243 | 0.0042699 | 0.0042957 | 0.004371 | 0.0044465 | 0.0045255 | 0.0046059 | 0.0046877 | 0.004771
F6_Commercial_Warehouse (ID)_New_Miscellaneous_Natural Gas_Miscellaneous_E2 | F6 | Commercial | Warehouse (ID) | New | Miscellaneous | Natural Gas | Miscellaneous | E2 | Utility - Value of Sales | 0 | 0 | 0 | 0 | 0 | 0 | 0 | 0 | 0 | 0 | 0 | 0 | 0 | 0 | 0 | 0 | 0 | 0 | 0 | 0 | 0 | 0 | 0 | 0 | 0 | 0 | 0
F6_Commercial_Warehouse (ID)_New_Miscellaneous_Natural Gas_Miscellaneous_E3 | F6 | Commercial | Warehouse (ID) | New | Miscellaneous | Natural Gas | Miscellaneous | E3 | Utility - Value of Sales | 0 | 0 | 0 | 0 | 0 | 0 | 0 | 0 | 0 | 0 | 0 | 0 | 0 | 0 | 0 | 0 | 0 | 0 | 0 | 0 | 0 | 0 | 0 | 0 | 0 | 0 | 0
F6_Commercial_Warehouse (ID)_New_Miscellaneous_Natural Gas_Miscellaneous_E4 | F6 | Commercial | Warehouse (ID) | New | Miscellaneous | Natural Gas | Miscellaneous | E4 | Utility - Value of Sales | 0 | 0 | 0 | 0 | 0 | 0 | 0 | 0 | 0 | 0 | 0 | 0 | 0 | 0 | 0 | 0 | 0 | 0 | 0 | 0 | 0 | 0 | 0 | 0 | 0 | 0 | 0
F6_Commercial_Warehouse (ID)_New_Miscellaneous_Natural Gas_Miscellaneous_E5 | F6 | Commercial | Warehouse (ID) | New | Miscellaneous | Natural Gas | Miscellaneous | E5 | Utility - Value of Sales | 0 | 0 | 0 | 0 | 0 | 0 | 0 | 0 | 0 | 0 | 0 | 0 | 0 | 0 | 0 | 0 | 0 | 0 | 0 | 0 | 0 | 0 | 0 | 0 | 0 | 0 | 0
F6_Commercial_Warehouse (ID)_New_Miscellaneous_Natural Gas_Miscellaneous_E6 | F6 | Commercial | Warehouse (ID) | New | Miscellaneous | Natural Gas | Miscellaneous | E6 | Utility - Value of Sales | 0 | 0 | 0 | 0 | 0 | 0 | 0 | 0 | 0 | 0 | 0 | 0 | 0 | 0 | 0 | 0 | 0 | 0 | 0 | 0 | 0 | 0 | 0 | 0 | 0 | 0 | 0
F6_Commercial_Warehouse (ID)_New_Miscellaneous_Natural Gas_Miscellaneous_E7 | F6 | Commercial | Warehouse (ID) | New | Miscellaneous | Natural Gas | Miscellaneous | E7 | Utility - Value of Sales | 0 | 0 | 0 | 0 | 0 | 0 | 0 | 0 | 0 | 0 | 0 | 0 | 0 | 0 | 0 | 0 | 0 | 0 | 0 | 0 | 0 | 0 | 0 | 0 | 0 | 0 | 0
F6_Commercial_Warehouse (ID)_New_Miscellaneous_Natural Gas_Miscellaneous_E8 | F6 | Commercial | Warehouse (ID) | New | Miscellaneous | Natural Gas | Miscellaneous | E8 | Utility - Value of Sales | 0 | 0 | 0 | 0 | 0 | 0 | 0 | 0 | 0 | 0 | 0 | 0 | 0 | 0 | 0 | 0 | 0 | 0 | 0 | 0 | 0 | 0 | 0 | 0 | 0 | 0 | 0
F6_Commercial_Warehouse (ID)_New_Miscellaneous_Natural Gas_Miscellaneous_E9 | F6 | Commercial | Warehouse (ID) | New | Miscellaneous | Natural Gas | Miscellaneous | E9 | Utility - Value of Sales | 0 | 0 | 0 | 0 | 0 | 0 | 0 | 0 | 0 | 0 | 0 | 0 | 0 | 0 | 0 | 0 | 0 | 0 | 0 | 0 | 0 | 0 | 0 | 0 | 0 | 0 | 0
F6_Commercial_Warehouse (ID)_New_Miscellaneous_Natural Gas_Miscellaneous_E10 | F6 | Commercial | Warehouse (ID) | New | Miscellaneous | Natural Gas | Miscellaneous | E10 | Utility - Value of Sales | 0 | 0 | 0 | 0 | 0 | 0 | 0 | 0 | 0 | 0 | 0 | 0 | 0 | 0 | 0 | 0 | 0 | 0 | 0 | 0 | 0 | 0 | 0 | 0 | 0 | 0 | 0
F1_Commercial_Miscellaneous (ID)_Existing_Space Heating_Natural Gas_Furnace_E1 | F1 | Commercial | Miscellaneous (ID) | Existing | Space Heating | Natural Gas | Furnace | E1 | RVT - Cost of Equipment | 0.12876 | 0.12876 | 0.12876 | 0.12876 | 0.12876 | 0.12876 | 0.12876 | 0.12876 | 0.12876 | 0.12876 | 0.12876 | 0.12876 | 0.12876 | 0.12876 | 0.12876 | 0.12876 | 0.12876 | 0.12876 | 0.12876 | 0.12876 | 0.12876 | 0.12876 | 0.12876 | 0.12876 | 0.12876 | 0.12876 | 0.12876
F1_Commercial_Miscellaneous (ID)_Existing_Space Heating_Natural Gas_Furnace_E2 | F1 | Commercial | Miscellaneous (ID) | Existing | Space Heating | Natural Gas | Furnace | E2 | RVT - Cost of Equipment | 0.26027 | 0.26027 | 0.26027 | 0.26027 | 0.26027 | 0.26027 | 0.26027 | 0.26027 | 0.26027 | 0.26027 | 0.26027 | 0.26027 | 0.26027 | 0.26027 | 0.26027 | 0.26027 | 0.26027 | 0.26027 | 0.26027 | 0.26027 | 0.26027 | 0.26027 | 0.26027 | 0.26027 | 0.26027 | 0.26027 | 0.26027
F1_Commercial_Miscellaneous (ID)_Existing_Space Heating_Natural Gas_Furnace_E3 | F1 | Commercial | Miscellaneous (ID) | Existing | Space Heating | Natural Gas | Furnace | E3 | RVT - Cost of Equipment | 0.15822 | 0.15822 | 0.15822 | 0.15822 | 0.15822 | 0.15822 | 0.15822 | 0.15822 | 0.15822 | 0.15822 | 0.15822 | 0.15822 | 0.15822 | 0.15822 | 0.15822 | 0.15822 | 0.15822 | 0.15822 | 0.15822 | 0.15822 | 0.15822 | 0.15822 | 0.15822 | 0.15822 | 0.15822 | 0.15822 | 0.15822
F1_Commercial_Miscellaneous (ID)_Existing_Space Heating_Natural Gas_Furnace_E4 | F1 | Commercial | Miscellaneous (ID) | Existing | Space Heating | Natural Gas | Furnace | E4 | RVT - Cost of Equipment | 0 | 0 | 0 | 0 | 0 | 0 | 0 | 0 | 0 | 0 | 0 | 0 | 0 | 0 | 0 | 0 | 0 | 0 | 0 | 0 | 0 | 0 | 0 | 0 | 0 | 0 | 0
F1_Commercial_Miscellaneous (ID)_Existing_Space Heating_Natural Gas_Furnace_E5 | F1 | Commercial | Miscellaneous (ID) | Existing | Space Heating | Natural Gas | Furnace | E5 | RVT - Cost of Equipment | 0 | 0 | 0 | 0 | 0 | 0 | 0 | 0 | 0 | 0 | 0 | 0 | 0 | 0 | 0 | 0 | 0 | 0 | 0 | 0 | 0 | 0 | 0 | 0 | 0 | 0 | 0
F1_Commercial_Miscellaneous (ID)_Existing_Space Heating_Natural Gas_Furnace_E6 | F1 | Commercial | Miscellaneous (ID) | Existing | Space Heating | Natural Gas | Furnace | E6 | RVT - Cost of Equipment | 0 | 0 | 0 | 0 | 0 | 0 | 0 | 0 | 0 | 0 | 0 | 0 | 0 | 0 | 0 | 0 | 0 | 0 | 0 | 0 | 0 | 0 | 0 | 0 | 0 | 0 | 0
F1_Commercial_Miscellaneous (ID)_Existing_Space Heating_Natural Gas_Furnace_E7 | F1 | Commercial | Miscellaneous (ID) | Existing | Space Heating | Natural Gas | Furnace | E7 | RVT - Cost of Equipment | 0 | 0 | 0 | 0 | 0 | 0 | 0 | 0 | 0 | 0 | 0 | 0 | 0 | 0 | 0 | 0 | 0 | 0 | 0 | 0 | 0 | 0 | 0 | 0 | 0 | 0 | 0
F1_Commercial_Miscellaneous (ID)_Existing_Space Heating_Natural Gas_Furnace_E8 | F1 | Commercial | Miscellaneous (ID) | Existing | Space Heating | Natural Gas | Furnace | E8 | RVT - Cost of Equipment | 0 | 0 | 0 | 0 | 0 | 0 | 0 | 0 | 0 | 0 | 0 | 0 | 0 | 0 | 0 | 0 | 0 | 0 | 0 | 0 | 0 | 0 | 0 | 0 | 0 | 0 | 0
F1_Commercial_Miscellaneous (ID)_Existing_Space Heating_Natural Gas_Furnace_E9 | F1 | Commercial | Miscellaneous (ID) | Existing | Space Heating | Natural Gas | Furnace | E9 | RVT - Cost of Equipment | 0 | 0 | 0 | 0 | 0 | 0 | 0 | 0 | 0 | 0 | 0 | 0 | 0 | 0 | 0 | 0 | 0 | 0 | 0 | 0 | 0 | 0 | 0 | 0 | 0 | 0 | 0
F1_Commercial_Miscellaneous (ID)_Existing_Space Heating_Natural Gas_Furnace_E10 | F1 | Commercial | Miscellaneous (ID) | Existing | Space Heating | Natural Gas | Furnace | E10 | RVT - Cost of Equipment | 0 | 0 | 0 | 0 | 0 | 0 | 0 | 0 | 0 | 0 | 0 | 0 | 0 | 0 | 0 | 0 | 0 | 0 | 0 | 0 | 0 | 0 | 0 | 0 | 0 | 0 | 0
F2_Commercial_Miscellaneous (ID)_Existing_Space Heating_Natural Gas_Furnace_E1 | F2 | Commercial | Miscellaneous (ID) | Existing | Space Heating | Natural Gas | Furnace | E1 | RVT - Cost of Operation | 0.16525 | 0.16663 | 0.16891 | 0.17155 | 0.17458 | 0.17951 | 0.1844 | 0.18951 | 0.194 | 0.19835 | 0.20329 | 0.2076 | 0.2124 | 0.21734 | 0.22174 | 0.22597 | 0.22969 | 0.23349 | 0.23743 | 0.24141 | 0.2454 | 0.25075 | 0.2571 | 0.26256 | 0.26813 | 0.27382 | 0.27963
F2_Commercial_Miscellaneous (ID)_Existing_Space Heating_Natural Gas_Furnace_E2 | F2 | Commercial | Miscellaneous (ID) | Existing | Space Heating | Natural Gas | Furnace | E2 | RVT - Cost of Operation | 0.14692 | 0.14814 | 0.15017 | 0.15252 | 0.15521 | 0.15959 | 0.16394 | 0.16849 | 0.17248 | 0.17635 | 0.18074 | 0.18457 | 0.18884 | 0.19323 | 0.19715 | 0.2009 | 0.20421 | 0.20759 | 0.21109 | 0.21463 | 0.21818 | 0.22294 | 0.22858 | 0.23343 | 0.23839 | 0.24345 | 0.24861
F2_Commercial_Miscellaneous (ID)_Existing_Space Heating_Natural Gas_Furnace_E3 | F2 | Commercial | Miscellaneous (ID) | Existing | Space Heating | Natural Gas | Furnace | E3 | RVT - Cost of Operation | 0.13774 | 0.13888 | 0.14078 | 0.14299 | 0.14551 | 0.14962 | 0.15369 | 0.15796 | 0.1617 | 0.16532 | 0.16944 | 0.17303 | 0.17703 | 0.18115 | 0.18482 | 0.18834 | 0.19144 | 0.19461 | 0.19789 | 0.20122 | 0.20454 | 0.209 | 0.21429 | 0.21884 | 0.22348 | 0.22823 | 0.23307
F2_Commercial_Miscellaneous (ID)_Existing_Space Heating_Natural Gas_Furnace_E4 | F2 | Commercial | Miscellaneous (ID) | Existing | Space Heating | Natural Gas | Furnace | E4 | RVT - Cost of Operation | 0 | 0 | 0 | 0 | 0 | 0 | 0 | 0 | 0 | 0 | 0 | 0 | 0 | 0 | 0 | 0 | 0 | 0 | 0 | 0 | 0 | 0 | 0 | 0 | 0 | 0 | 0
F2_Commercial_Miscellaneous (ID)_Existing_Space Heating_Natural Gas_Furnace_E5 | F2 | Commercial | Miscellaneous (ID) | Existing | Space Heating | Natural Gas | Furnace | E5 | RVT - Cost of Operation | 0 | 0 | 0 | 0 | 0 | 0 | 0 | 0 | 0 | 0 | 0 | 0 | 0 | 0 | 0 | 0 | 0 | 0 | 0 | 0 | 0 | 0 | 0 | 0 | 0 | 0 | 0
F2_Commercial_Miscellaneous (ID)_Existing_Space Heating_Natural Gas_Furnace_E6 | F2 | Commercial | Miscellaneous (ID) | Existing | Space Heating | Natural Gas | Furnace | E6 | RVT - Cost of Operation | 0 | 0 | 0 | 0 | 0 | 0 | 0 | 0 | 0 | 0 | 0 | 0 | 0 | 0 | 0 | 0 | 0 | 0 | 0 | 0 | 0 | 0 | 0 | 0 | 0 | 0 | 0
F2_Commercial_Miscellaneous (ID)_Existing_Space Heating_Natural Gas_Furnace_E7 | F2 | Commercial | Miscellaneous (ID) | Existing | Space Heating | Natural Gas | Furnace | E7 | RVT - Cost of Operation | 0 | 0 | 0 | 0 | 0 | 0 | 0 | 0 | 0 | 0 | 0 | 0 | 0 | 0 | 0 | 0 | 0 | 0 | 0 | 0 | 0 | 0 | 0 | 0 | 0 | 0 | 0
F2_Commercial_Miscellaneous (ID)_Existing_Space Heating_Natural Gas_Furnace_E8 | F2 | Commercial | Miscellaneous (ID) | Existing | Space Heating | Natural Gas | Furnace | E8 | RVT - Cost of Operation | 0 | 0 | 0 | 0 | 0 | 0 | 0 | 0 | 0 | 0 | 0 | 0 | 0 | 0 | 0 | 0 | 0 | 0 | 0 | 0 | 0 | 0 | 0 | 0 | 0 | 0 | 0
F2_Commercial_Miscellaneous (ID)_Existing_Space Heating_Natural Gas_Furnace_E9 | F2 | Commercial | Miscellaneous (ID) | Existing | Space Heating | Natural Gas | Furnace | E9 | RVT - Cost of Operation | 0 | 0 | 0 | 0 | 0 | 0 | 0 | 0 | 0 | 0 | 0 | 0 | 0 | 0 | 0 | 0 | 0 | 0 | 0 | 0 | 0 | 0 | 0 | 0 | 0 | 0 | 0
F2_Commercial_Miscellaneous (ID)_Existing_Space Heating_Natural Gas_Furnace_E10 | F2 | Commercial | Miscellaneous (ID) | Existing | Space Heating | Natural Gas | Furnace | E10 | RVT - Cost of Operation | 0 | 0 | 0 | 0 | 0 | 0 | 0 | 0 | 0 | 0 | 0 | 0 | 0 | 0 | 0 | 0 | 0 | 0 | 0 | 0 | 0 | 0 | 0 | 0 | 0 | 0 | 0
F3_Commercial_Miscellaneous (ID)_Existing_Space Heating_Natural Gas_Furnace_E1 | F3 | Commercial | Miscellaneous (ID) | Existing | Space Heating | Natural Gas | Furnace | E1 | System - kBTUs of Consumption | 36.3662 | 36.2748 | 36.2748 | 36.2748 | 36.2748 | 36.2748 | 36.2748 | 36.2748 | 36.2748 | 36.2748 | 36.2748 | 36.2748 | 36.2748 | 36.2748 | 36.2748 | 36.2748 | 36.2748 | 36.2748 | 36.2748 | 36.2748 | 36.2748 | 36.2748 | 36.2748 | 36.2748 | 36.2748 | 36.2748 | 36.2748
F3_Commercial_Miscellaneous (ID)_Existing_Space Heating_Natural Gas_Furnace_E2 | F3 | Commercial | Miscellaneous (ID) | Existing | Space Heating | Natural Gas | Furnace | E2 | System - kBTUs of Consumption | 32.332 | 32.2509 | 32.2509 | 32.2509 | 32.2509 | 32.2509 | 32.2509 | 32.2509 | 32.2509 | 32.2509 | 32.2509 | 32.2509 | 32.2509 | 32.2509 | 32.2509 | 32.2509 | 32.2509 | 32.2509 | 32.2509 | 32.2509 | 32.2509 | 32.2509 | 32.2509 | 32.2509 | 32.2509 | 32.2509 | 32.2509
F3_Commercial_Miscellaneous (ID)_Existing_Space Heating_Natural Gas_Furnace_E3 | F3 | Commercial | Miscellaneous (ID) | Existing | Space Heating | Natural Gas | Furnace | E3 | System - kBTUs of Consumption | 30.3108 | 30.2347 | 30.2347 | 30.2347 | 30.2347 | 30.2347 | 30.2347 | 30.2347 | 30.2347 | 30.2347 | 30.2347 | 30.2347 | 30.2347 | 30.2347 | 30.2347 | 30.2347 | 30.2347 | 30.2347 | 30.2347 | 30.2347 | 30.2347 | 30.2347 | 30.2347 | 30.2347 | 30.2347 | 30.2347 | 30.2347
F3_Commercial_Miscellaneous (ID)_Existing_Space Heating_Natural Gas_Furnace_E4 | F3 | Commercial | Miscellaneous (ID) | Existing | Space Heating | Natural Gas | Furnace | E4 | System - kBTUs of Consumption | 0 | 0 | 0 | 0 | 0 | 0 | 0 | 0 | 0 | 0 | 0 | 0 | 0 | 0 | 0 | 0 | 0 | 0 | 0 | 0 | 0 | 0 | 0 | 0 | 0 | 0 | 0
F3_Commercial_Miscellaneous (ID)_Existing_Space Heating_Natural Gas_Furnace_E5 | F3 | Commercial | Miscellaneous (ID) | Existing | Space Heating | Natural Gas | Furnace | E5 | System - kBTUs of Consumption | 0 | 0 | 0 | 0 | 0 | 0 | 0 | 0 | 0 | 0 | 0 | 0 | 0 | 0 | 0 | 0 | 0 | 0 | 0 | 0 | 0 | 0 | 0 | 0 | 0 | 0 | 0
F3_Commercial_Miscellaneous (ID)_Existing_Space Heating_Natural Gas_Furnace_E6 | F3 | Commercial | Miscellaneous (ID) | Existing | Space Heating | Natural Gas | Furnace | E6 | System - kBTUs of Consumption | 0 | 0 | 0 | 0 | 0 | 0 | 0 | 0 | 0 | 0 | 0 | 0 | 0 | 0 | 0 | 0 | 0 | 0 | 0 | 0 | 0 | 0 | 0 | 0 | 0 | 0 | 0
F3_Commercial_Miscellaneous (ID)_Existing_Space Heating_Natural Gas_Furnace_E7 | F3 | Commercial | Miscellaneous (ID) | Existing | Space Heating | Natural Gas | Furnace | E7 | System - kBTUs of Consumption | 0 | 0 | 0 | 0 | 0 | 0 | 0 | 0 | 0 | 0 | 0 | 0 | 0 | 0 | 0 | 0 | 0 | 0 | 0 | 0 | 0 | 0 | 0 | 0 | 0 | 0 | 0
F3_Commercial_Miscellaneous (ID)_Existing_Space Heating_Natural Gas_Furnace_E8 | F3 | Commercial | Miscellaneous (ID) | Existing | Space Heating | Natural Gas | Furnace | E8 | System - kBTUs of Consumption | 0 | 0 | 0 | 0 | 0 | 0 | 0 | 0 | 0 | 0 | 0 | 0 | 0 | 0 | 0 | 0 | 0 | 0 | 0 | 0 | 0 | 0 | 0 | 0 | 0 | 0 | 0
F3_Commercial_Miscellaneous (ID)_Existing_Space Heating_Natural Gas_Furnace_E9 | F3 | Commercial | Miscellaneous (ID) | Existing | Space Heating | Natural Gas | Furnace | E9 | System - kBTUs of Consumption | 0 | 0 | 0 | 0 | 0 | 0 | 0 | 0 | 0 | 0 | 0 | 0 | 0 | 0 | 0 | 0 | 0 | 0 | 0 | 0 | 0 | 0 | 0 | 0 | 0 | 0 | 0
F3_Commercial_Miscellaneous (ID)_Existing_Space Heating_Natural Gas_Furnace_E10 | F3 | Commercial | Miscellaneous (ID) | Existing | Space Heating | Natural Gas | Furnace | E10 | System - kBTUs of Consumption | 0 | 0 | 0 | 0 | 0 | 0 | 0 | 0 | 0 | 0 | 0 | 0 | 0 | 0 | 0 | 0 | 0 | 0 | 0 | 0 | 0 | 0 | 0 | 0 | 0 | 0 | 0
F4_Commercial_Miscellaneous (ID)_Existing_Space Heating_Natural Gas_Furnace_E1 | F4 | Commercial | Miscellaneous (ID) | Existing | Space Heating | Natural Gas | Furnace | E1 | Utility - Cost of Equipment | 0.12876 | 0.12876 | 0.12876 | 0.12876 | 0.12876 | 0.12876 | 0.12876 | 0.12876 | 0.12876 | 0.12876 | 0.12876 | 0.12876 | 0.12876 | 0.12876 | 0.12876 | 0.12876 | 0.12876 | 0.12876 | 0.12876 | 0.12876 | 0.12876 | 0.12876 | 0.12876 | 0.12876 | 0.12876 | 0.12876 | 0.12876
F4_Commercial_Miscellaneous (ID)_Existing_Space Heating_Natural Gas_Furnace_E2 | F4 | Commercial | Miscellaneous (ID) | Existing | Space Heating | Natural Gas | Furnace | E2 | Utility - Cost of Equipment | 0.26027 | 0.26027 | 0.26027 | 0.26027 | 0.26027 | 0.26027 | 0.26027 | 0.26027 | 0.26027 | 0.26027 | 0.26027 | 0.26027 | 0.26027 | 0.26027 | 0.26027 | 0.26027 | 0.26027 | 0.26027 | 0.26027 | 0.26027 | 0.26027 | 0.26027 | 0.26027 | 0.26027 | 0.26027 | 0.26027 | 0.26027
F4_Commercial_Miscellaneous (ID)_Existing_Space Heating_Natural Gas_Furnace_E3 | F4 | Commercial | Miscellaneous (ID) | Existing | Space Heating | Natural Gas | Furnace | E3 | Utility - Cost of Equipment | 0.15822 | 0.15822 | 0.15822 | 0.15822 | 0.15822 | 0.15822 | 0.15822 | 0.15822 | 0.15822 | 0.15822 | 0.15822 | 0.15822 | 0.15822 | 0.15822 | 0.15822 | 0.15822 | 0.15822 | 0.15822 | 0.15822 | 0.15822 | 0.15822 | 0.15822 | 0.15822 | 0.15822 | 0.15822 | 0.15822 | 0.15822
F4_Commercial_Miscellaneous (ID)_Existing_Space Heating_Natural Gas_Furnace_E4 | F4 | Commercial | Miscellaneous (ID) | Existing | Space Heating | Natural Gas | Furnace | E4 | Utility - Cost of Equipment | 0 | 0 | 0 | 0 | 0 | 0 | 0 | 0 | 0 | 0 | 0 | 0 | 0 | 0 | 0 | 0 | 0 | 0 | 0 | 0 | 0 | 0 | 0 | 0 | 0 | 0 | 0
F4_Commercial_Miscellaneous (ID)_Existing_Space Heating_Natural Gas_Furnace_E5 | F4 | Commercial | Miscellaneous (ID) | Existing | Space Heating | Natural Gas | Furnace | E5 | Utility - Cost of Equipment | 0 | 0 | 0 | 0 | 0 | 0 | 0 | 0 | 0 | 0 | 0 | 0 | 0 | 0 | 0 | 0 | 0 | 0 | 0 | 0 | 0 | 0 | 0 | 0 | 0 | 0 | 0
F4_Commercial_Miscellaneous (ID)_Existing_Space Heating_Natural Gas_Furnace_E6 | F4 | Commercial | Miscellaneous (ID) | Existing | Space Heating | Natural Gas | Furnace | E6 | Utility - Cost of Equipment | 0 | 0 | 0 | 0 | 0 | 0 | 0 | 0 | 0 | 0 | 0 | 0 | 0 | 0 | 0 | 0 | 0 | 0 | 0 | 0 | 0 | 0 | 0 | 0 | 0 | 0 | 0
F4_Commercial_Miscellaneous (ID)_Existing_Space Heating_Natural Gas_Furnace_E7 | F4 | Commercial | Miscellaneous (ID) | Existing | Space Heating | Natural Gas | Furnace | E7 | Utility - Cost of Equipment | 0 | 0 | 0 | 0 | 0 | 0 | 0 | 0 | 0 | 0 | 0 | 0 | 0 | 0 | 0 | 0 | 0 | 0 | 0 | 0 | 0 | 0 | 0 | 0 | 0 | 0 | 0
F4_Commercial_Miscellaneous (ID)_Existing_Space Heating_Natural Gas_Furnace_E8 | F4 | Commercial | Miscellaneous (ID) | Existing | Space Heating | Natural Gas | Furnace | E8 | Utility - Cost of Equipment | 0 | 0 | 0 | 0 | 0 | 0 | 0 | 0 | 0 | 0 | 0 | 0 | 0 | 0 | 0 | 0 | 0 | 0 | 0 | 0 | 0 | 0 | 0 | 0 | 0 | 0 | 0
F4_Commercial_Miscellaneous (ID)_Existing_Space Heating_Natural Gas_Furnace_E9 | F4 | Commercial | Miscellaneous (ID) | Existing | Space Heating | Natural Gas | Furnace | E9 | Utility - Cost of Equipment | 0 | 0 | 0 | 0 | 0 | 0 | 0 | 0 | 0 | 0 | 0 | 0 | 0 | 0 | 0 | 0 | 0 | 0 | 0 | 0 | 0 | 0 | 0 | 0 | 0 | 0 | 0
F4_Commercial_Miscellaneous (ID)_Existing_Space Heating_Natural Gas_Furnace_E10 | F4 | Commercial | Miscellaneous (ID) | Existing | Space Heating | Natural Gas | Furnace | E10 | Utility - Cost of Equipment | 0 | 0 | 0 | 0 | 0 | 0 | 0 | 0 | 0 | 0 | 0 | 0 | 0 | 0 | 0 | 0 | 0 | 0 | 0 | 0 | 0 | 0 | 0 | 0 | 0 | 0 | 0
F5_Commercial_Miscellaneous (ID)_Existing_Space Heating_Natural Gas_Furnace_E1 | F5 | Commercial | Miscellaneous (ID) | Existing | Space Heating | Natural Gas | Furnace | E1 | Utility - Cost of Operation | 0.14157 | 0.14363 | 0.14655 | 0.14988 | 0.15366 | 0.15915 | 0.16476 | 0.17071 | 0.17632 | 0.182 | 0.18697 | 0.19147 | 0.19645 | 0.20163 | 0.20636 | 0.211 | 0.21524 | 0.21963 | 0.22421 | 0.22892 | 0.23372 | 0.23881 | 0.24486 | 0.25005 | 0.25536 | 0.26078 | 0.26632
F5_Commercial_Miscellaneous (ID)_Existing_Space Heating_Natural Gas_Furnace_E2 | F5 | Commercial | Miscellaneous (ID) | Existing | Space Heating | Natural Gas | Furnace | E2 | Utility - Cost of Operation | 0.12587 | 0.1277 | 0.13029 | 0.13325 | 0.13661 | 0.1415 | 0.14648 | 0.15178 | 0.15676 | 0.16181 | 0.16623 | 0.17023 | 0.17466 | 0.17926 | 0.18347 | 0.18759 | 0.19137 | 0.19526 | 0.19934 | 0.20353 | 0.20779 | 0.21232 | 0.2177 | 0.22232 | 0.22703 | 0.23185 | 0.23677
F5_Commercial_Miscellaneous (ID)_Existing_Space Heating_Natural Gas_Furnace_E3 | F5 | Commercial | Miscellaneous (ID) | Existing | Space Heating | Natural Gas | Furnace | E3 | Utility - Cost of Operation | 0.118 | 0.11972 | 0.12215 | 0.12492 | 0.12807 | 0.13265 | 0.13733 | 0.14229 | 0.14696 | 0.15169 | 0.15584 | 0.15958 | 0.16374 | 0.16805 | 0.172 | 0.17587 | 0.1794 | 0.18306 | 0.18688 | 0.1908 | 0.1948 | 0.19905 | 0.20409 | 0.20842 | 0.21284 | 0.21736 | 0.22197
F5_Commercial_Miscellaneous (ID)_Existing_Space Heating_Natural Gas_Furnace_E4 | F5 | Commercial | Miscellaneous (ID) | Existing | Space Heating | Natural Gas | Furnace | E4 | Utility - Cost of Operation | 0 | 0 | 0 | 0 | 0 | 0 | 0 | 0 | 0 | 0 | 0 | 0 | 0 | 0 | 0 | 0 | 0 | 0 | 0 | 0 | 0 | 0 | 0 | 0 | 0 | 0 | 0
F5_Commercial_Miscellaneous (ID)_Existing_Space Heating_Natural Gas_Furnace_E5 | F5 | Commercial | Miscellaneous (ID) | Existing | Space Heating | Natural Gas | Furnace | E5 | Utility - Cost of Operation | 0 | 0 | 0 | 0 | 0 | 0 | 0 | 0 | 0 | 0 | 0 | 0 | 0 | 0 | 0 | 0 | 0 | 0 | 0 | 0 | 0 | 0 | 0 | 0 | 0 | 0 | 0
F5_Commercial_Miscellaneous (ID)_Existing_Space Heating_Natural Gas_Furnace_E6 | F5 | Commercial | Miscellaneous (ID) | Existing | Space Heating | Natural Gas | Furnace | E6 | Utility - Cost of Operation | 0 | 0 | 0 | 0 | 0 | 0 | 0 | 0 | 0 | 0 | 0 | 0 | 0 | 0 | 0 | 0 | 0 | 0 | 0 | 0 | 0 | 0 | 0 | 0 | 0 | 0 | 0
F5_Commercial_Miscellaneous (ID)_Existing_Space Heating_Natural Gas_Furnace_E7 | F5 | Commercial | Miscellaneous (ID) | Existing | Space Heating | Natural Gas | Furnace | E7 | Utility - Cost of Operation | 0 | 0 | 0 | 0 | 0 | 0 | 0 | 0 | 0 | 0 | 0 | 0 | 0 | 0 | 0 | 0 | 0 | 0 | 0 | 0 | 0 | 0 | 0 | 0 | 0 | 0 | 0
F5_Commercial_Miscellaneous (ID)_Existing_Space Heating_Natural Gas_Furnace_E8 | F5 | Commercial | Miscellaneous (ID) | Existing | Space Heating | Natural Gas | Furnace | E8 | Utility - Cost of Operation | 0 | 0 | 0 | 0 | 0 | 0 | 0 | 0 | 0 | 0 | 0 | 0 | 0 | 0 | 0 | 0 | 0 | 0 | 0 | 0 | 0 | 0 | 0 | 0 | 0 | 0 | 0
F5_Commercial_Miscellaneous (ID)_Existing_Space Heating_Natural Gas_Furnace_E9 | F5 | Commercial | Miscellaneous (ID) | Existing | Space Heating | Natural Gas | Furnace | E9 | Utility - Cost of Operation | 0 | 0 | 0 | 0 | 0 | 0 | 0 | 0 | 0 | 0 | 0 | 0 | 0 | 0 | 0 | 0 | 0 | 0 | 0 | 0 | 0 | 0 | 0 | 0 | 0 | 0 | 0
F5_Commercial_Miscellaneous (ID)_Existing_Space Heating_Natural Gas_Furnace_E10 | F5 | Commercial | Miscellaneous (ID) | Existing | Space Heating | Natural Gas | Furnace | E10 | Utility - Cost of Operation | 0 | 0 | 0 | 0 | 0 | 0 | 0 | 0 | 0 | 0 | 0 | 0 | 0 | 0 | 0 | 0 | 0 | 0 | 0 | 0 | 0 | 0 | 0 | 0 | 0 | 0 | 0
F6_Commercial_Miscellaneous (ID)_Existing_Space Heating_Natural Gas_Furnace_E1 | F6 | Commercial | Miscellaneous (ID) | Existing | Space Heating | Natural Gas | Furnace | E1 | Utility - Value of Sales | 0.16525 | 0.16663 | 0.16891 | 0.17155 | 0.17458 | 0.17951 | 0.1844 | 0.18951 | 0.194 | 0.19835 | 0.20329 | 0.2076 | 0.2124 | 0.21734 | 0.22174 | 0.22597 | 0.22969 | 0.23349 | 0.23743 | 0.24141 | 0.2454 | 0.25075 | 0.2571 | 0.26256 | 0.26813 | 0.27382 | 0.27963
F6_Commercial_Miscellaneous (ID)_Existing_Space Heating_Natural Gas_Furnace_E2 | F6 | Commercial | Miscellaneous (ID) | Existing | Space Heating | Natural Gas | Furnace | E2 | Utility - Value of Sales | 0.14692 | 0.14814 | 0.15017 | 0.15252 | 0.15521 | 0.15959 | 0.16394 | 0.16849 | 0.17248 | 0.17635 | 0.18074 | 0.18457 | 0.18884 | 0.19323 | 0.19715 | 0.2009 | 0.20421 | 0.20759 | 0.21109 | 0.21463 | 0.21818 | 0.22294 | 0.22858 | 0.23343 | 0.23839 | 0.24345 | 0.24861
F6_Commercial_Miscellaneous (ID)_Existing_Space Heating_Natural Gas_Furnace_E3 | F6 | Commercial | Miscellaneous (ID) | Existing | Space Heating | Natural Gas | Furnace | E3 | Utility - Value of Sales | 0.13774 | 0.13888 | 0.14078 | 0.14299 | 0.14551 | 0.14962 | 0.15369 | 0.15796 | 0.1617 | 0.16532 | 0.16944 | 0.17303 | 0.17703 | 0.18115 | 0.18482 | 0.18834 | 0.19144 | 0.19461 | 0.19789 | 0.20122 | 0.20454 | 0.209 | 0.21429 | 0.21884 | 0.22348 | 0.22823 | 0.23307
F6_Commercial_Miscellaneous (ID)_Existing_Space Heating_Natural Gas_Furnace_E4 | F6 | Commercial | Miscellaneous (ID) | Existing | Space Heating | Natural Gas | Furnace | E4 | Utility - Value of Sales | 0 | 0 | 0 | 0 | 0 | 0 | 0 | 0 | 0 | 0 | 0 | 0 | 0 | 0 | 0 | 0 | 0 | 0 | 0 | 0 | 0 | 0 | 0 | 0 | 0 | 0 | 0
F6_Commercial_Miscellaneous (ID)_Existing_Space Heating_Natural Gas_Furnace_E5 | F6 | Commercial | Miscellaneous (ID) | Existing | Space Heating | Natural Gas | Furnace | E5 | Utility - Value of Sales | 0 | 0 | 0 | 0 | 0 | 0 | 0 | 0 | 0 | 0 | 0 | 0 | 0 | 0 | 0 | 0 | 0 | 0 | 0 | 0 | 0 | 0 | 0 | 0 | 0 | 0 | 0
F6_Commercial_Miscellaneous (ID)_Existing_Space Heating_Natural Gas_Furnace_E6 | F6 | Commercial | Miscellaneous (ID) | Existing | Space Heating | Natural Gas | Furnace | E6 | Utility - Value of Sales | 0 | 0 | 0 | 0 | 0 | 0 | 0 | 0 | 0 | 0 | 0 | 0 | 0 | 0 | 0 | 0 | 0 | 0 | 0 | 0 | 0 | 0 | 0 | 0 | 0 | 0 | 0
F6_Commercial_Miscellaneous (ID)_Existing_Space Heating_Natural Gas_Furnace_E7 | F6 | Commercial | Miscellaneous (ID) | Existing | Space Heating | Natural Gas | Furnace | E7 | Utility - Value of Sales | 0 | 0 | 0 | 0 | 0 | 0 | 0 | 0 | 0 | 0 | 0 | 0 | 0 | 0 | 0 | 0 | 0 | 0 | 0 | 0 | 0 | 0 | 0 | 0 | 0 | 0 | 0
F6_Commercial_Miscellaneous (ID)_Existing_Space Heating_Natural Gas_Furnace_E8 | F6 | Commercial | Miscellaneous (ID) | Existing | Space Heating | Natural Gas | Furnace | E8 | Utility - Value of Sales | 0 | 0 | 0 | 0 | 0 | 0 | 0 | 0 | 0 | 0 | 0 | 0 | 0 | 0 | 0 | 0 | 0 | 0 | 0 | 0 | 0 | 0 | 0 | 0 | 0 | 0 | 0
F6_Commercial_Miscellaneous (ID)_Existing_Space Heating_Natural Gas_Furnace_E9 | F6 | Commercial | Miscellaneous (ID) | Existing | Space Heating | Natural Gas | Furnace | E9 | Utility - Value of Sales | 0 | 0 | 0 | 0 | 0 | 0 | 0 | 0 | 0 | 0 | 0 | 0 | 0 | 0 | 0 | 0 | 0 | 0 | 0 | 0 | 0 | 0 | 0 | 0 | 0 | 0 | 0
F6_Commercial_Miscellaneous (ID)_Existing_Space Heating_Natural Gas_Furnace_E10 | F6 | Commercial | Miscellaneous (ID) | Existing | Space Heating | Natural Gas | Furnace | E10 | Utility - Value of Sales | 0 | 0 | 0 | 0 | 0 | 0 | 0 | 0 | 0 | 0 | 0 | 0 | 0 | 0 | 0 | 0 | 0 | 0 | 0 | 0 | 0 | 0 | 0 | 0 | 0 | 0 | 0
F1_Commercial_Miscellaneous (ID)_Existing_Space Heating_Natural Gas_Boiler_E1 | F1 | Commercial | Miscellaneous (ID) | Existing | Space Heating | Natural Gas | Boiler | E1 | RVT - Cost of Equipment | 0.24158 | 0.24158 | 0.24158 | 0.24158 | 0.24158 | 0.24158 | 0.24158 | 0.24158 | 0.24158 | 0.24158 | 0.24158 | 0.24158 | 0.24158 | 0.24158 | 0.24158 | 0.24158 | 0.24158 | 0.24158 | 0.24158 | 0.24158 | 0.24158 | 0.24158 | 0.24158 | 0.24158 | 0.24158 | 0.24158 | 0.24158
F1_Commercial_Miscellaneous (ID)_Existing_Space Heating_Natural Gas_Boiler_E2 | F1 | Commercial | Miscellaneous (ID) | Existing | Space Heating | Natural Gas | Boiler | E2 | RVT - Cost of Equipment | 0.25171 | 0.25171 | 0.25171 | 0.25171 | 0.25171 | 0.25171 | 0.25171 | 0.25171 | 0.25171 | 0.25171 | 0.25171 | 0.25171 | 0.25171 | 0.25171 | 0.25171 | 0.25171 | 0.25171 | 0.25171 | 0.25171 | 0.25171 | 0.25171 | 0.25171 | 0.25171 | 0.25171 | 0.25171 | 0.25171 | 0.25171
F1_Commercial_Miscellaneous (ID)_Existing_Space Heating_Natural Gas_Boiler_E3 | F1 | Commercial | Miscellaneous (ID) | Existing | Space Heating | Natural Gas | Boiler | E3 | RVT - Cost of Equipment | 0.23498 | 0.23498 | 0.23498 | 0.23498 | 0.23498 | 0.23498 | 0.23498 | 0.23498 | 0.23498 | 0.23498 | 0.23498 | 0.23498 | 0.23498 | 0.23498 | 0.23498 | 0.23498 | 0.23498 | 0.23498 | 0.23498 | 0.23498 | 0.23498 | 0.23498 | 0.23498 | 0.23498 | 0.23498 | 0.23498 | 0.23498
F1_Commercial_Miscellaneous (ID)_Existing_Space Heating_Natural Gas_Boiler_E4 | F1 | Commercial | Miscellaneous (ID) | Existing | Space Heating | Natural Gas | Boiler | E4 | RVT - Cost of Equipment | 1.9379 | 1.9379 | 1.9379 | 1.9379 | 1.9379 | 1.9379 | 1.9379 | 1.9379 | 1.9379 | 1.9379 | 1.9379 | 1.9379 | 1.9379 | 1.9379 | 1.9379 | 1.9379 | 1.9379 | 1.9379 | 1.9379 | 1.9379 | 1.9379 | 1.9379 | 1.9379 | 1.9379 | 1.9379 | 1.9379 | 1.9379
F1_Commercial_Miscellaneous (ID)_Existing_Space Heating_Natural Gas_Boiler_E5 | F1 | Commercial | Miscellaneous (ID) | Existing | Space Heating | Natural Gas | Boiler | E5 | RVT - Cost of Equipment | 0 | 0 | 0 | 0 | 0 | 0 | 0 | 0 | 0 | 0 | 0 | 0 | 0 | 0 | 0 | 0 | 0 | 0 | 0 | 0 | 0 | 0 | 0 | 0 | 0 | 0 | 0
F1_Commercial_Miscellaneous (ID)_Existing_Space Heating_Natural Gas_Boiler_E6 | F1 | Commercial | Miscellaneous (ID) | Existing | Space Heating | Natural Gas | Boiler | E6 | RVT - Cost of Equipment | 0 | 0 | 0 | 0 | 0 | 0 | 0 | 0 | 0 | 0 | 0 | 0 | 0 | 0 | 0 | 0 | 0 | 0 | 0 | 0 | 0 | 0 | 0 | 0 | 0 | 0 | 0
F1_Commercial_Miscellaneous (ID)_Existing_Space Heating_Natural Gas_Boiler_E7 | F1 | Commercial | Miscellaneous (ID) | Existing | Space Heating | Natural Gas | Boiler | E7 | RVT - Cost of Equipment | 0 | 0 | 0 | 0 | 0 | 0 | 0 | 0 | 0 | 0 | 0 | 0 | 0 | 0 | 0 | 0 | 0 | 0 | 0 | 0 | 0 | 0 | 0 | 0 | 0 | 0 | 0
F1_Commercial_Miscellaneous (ID)_Existing_Space Heating_Natural Gas_Boiler_E8 | F1 | Commercial | Miscellaneous (ID) | Existing | Space Heating | Natural Gas | Boiler | E8 | RVT - Cost of Equipment | 0 | 0 | 0 | 0 | 0 | 0 | 0 | 0 | 0 | 0 | 0 | 0 | 0 | 0 | 0 | 0 | 0 | 0 | 0 | 0 | 0 | 0 | 0 | 0 | 0 | 0 | 0
F1_Commercial_Miscellaneous (ID)_Existing_Space Heating_Natural Gas_Boiler_E9 | F1 | Commercial | Miscellaneous (ID) | Existing | Space Heating | Natural Gas | Boiler | E9 | RVT - Cost of Equipment | 0 | 0 | 0 | 0 | 0 | 0 | 0 | 0 | 0 | 0 | 0 | 0 | 0 | 0 | 0 | 0 | 0 | 0 | 0 | 0 | 0 | 0 | 0 | 0 | 0 | 0 | 0
F1_Commercial_Miscellaneous (ID)_Existing_Space Heating_Natural Gas_Boiler_E10 | F1 | Commercial | Miscellaneous (ID) | Existing | Space Heating | Natural Gas | Boiler | E10 | RVT - Cost of Equipment | 0 | 0 | 0 | 0 | 0 | 0 | 0 | 0 | 0 | 0 | 0 | 0 | 0 | 0 | 0 | 0 | 0 | 0 | 0 | 0 | 0 | 0 | 0 | 0 | 0 | 0 | 0
F2_Commercial_Miscellaneous (ID)_Existing_Space Heating_Natural Gas_Boiler_E1 | F2 | Commercial | Miscellaneous (ID) | Existing | Space Heating | Natural Gas | Boiler | E1 | RVT - Cost of Operation | 0.63284 | 0.64046 | 0.65053 | 0.66153 | 0.67351 | 0.69044 | 0.70738 | 0.7251 | 0.74143 | 0.75763 | 0.77556 | 0.79214 | 0.81008 | 0.82839 | 0.84543 | 0.86214 | 0.87769 | 0.89357 | 0.90994 | 0.92657 | 0.94333 | 0.96361 | 0.98643 | 1.0069 | 1.0276 | 1.0435 | 1.0577
F2_Commercial_Miscellaneous (ID)_Existing_Space Heating_Natural Gas_Boiler_E2 | F2 | Commercial | Miscellaneous (ID) | Existing | Space Heating | Natural Gas | Boiler | E2 | RVT - Cost of Operation | 0.59561 | 0.60278 | 0.61226 | 0.62261 | 0.63389 | 0.64982 | 0.66577 | 0.68244 | 0.69781 | 0.71306 | 0.72993 | 0.74554 | 0.76242 | 0.77965 | 0.79569 | 0.81142 | 0.82606 | 0.841 | 0.85641 | 0.87206 | 0.88784 | 0.90692 | 0.9284 | 0.9477 | 0.96719 | 0.98209 | 0.99549
F2_Commercial_Miscellaneous (ID)_Existing_Space Heating_Natural Gas_Boiler_E3 | F2 | Commercial | Miscellaneous (ID) | Existing | Space Heating | Natural Gas | Boiler | E3 | RVT - Cost of Operation | 0.52193 | 0.52821 | 0.53652 | 0.54559 | 0.55547 | 0.56943 | 0.58341 | 0.59802 | 0.61149 | 0.62485 | 0.63963 | 0.65331 | 0.6681 | 0.6832 | 0.69726 | 0.71104 | 0.72387 | 0.73697 | 0.75047 | 0.76418 | 0.778 | 0.79473 | 0.81355 | 0.83046 | 0.84754 | 0.8606 | 0.87234
F2_Commercial_Miscellaneous (ID)_Existing_Space Heating_Natural Gas_Boiler_E4 | F2 | Commercial | Miscellaneous (ID) | Existing | Space Heating | Natural Gas | Boiler | E4 | RVT - Cost of Operation | 0.32974 | 0.33248 | 0.33704 | 0.34231 | 0.34835 | 0.35818 | 0.36794 | 0.37814 | 0.38709 | 0.39578 | 0.40563 | 0.41423 | 0.42381 | 0.43368 | 0.44246 | 0.45089 | 0.45831 | 0.46589 | 0.47375 | 0.48171 | 0.48967 | 0.50034 | 0.51301 | 0.52389 | 0.53501 | 0.54637 | 0.55797
F2_Commercial_Miscellaneous (ID)_Existing_Space Heating_Natural Gas_Boiler_E5 | F2 | Commercial | Miscellaneous (ID) | Existing | Space Heating | Natural Gas | Boiler | E5 | RVT - Cost of Operation | 0 | 0 | 0 | 0 | 0 | 0 | 0 | 0 | 0 | 0 | 0 | 0 | 0 | 0 | 0 | 0 | 0 | 0 | 0 | 0 | 0 | 0 | 0 | 0 | 0 | 0 | 0
F2_Commercial_Miscellaneous (ID)_Existing_Space Heating_Natural Gas_Boiler_E6 | F2 | Commercial | Miscellaneous (ID) | Existing | Space Heating | Natural Gas | Boiler | E6 | RVT - Cost of Operation | 0 | 0 | 0 | 0 | 0 | 0 | 0 | 0 | 0 | 0 | 0 | 0 | 0 | 0 | 0 | 0 | 0 | 0 | 0 | 0 | 0 | 0 | 0 | 0 | 0 | 0 | 0
F2_Commercial_Miscellaneous (ID)_Existing_Space Heating_Natural Gas_Boiler_E7 | F2 | Commercial | Miscellaneous (ID) | Existing | Space Heating | Natural Gas | Boiler | E7 | RVT - Cost of Operation | 0 | 0 | 0 | 0 | 0 | 0 | 0 | 0 | 0 | 0 | 0 | 0 | 0 | 0 | 0 | 0 | 0 | 0 | 0 | 0 | 0 | 0 | 0 | 0 | 0 | 0 | 0
F2_Commercial_Miscellaneous (ID)_Existing_Space Heating_Natural Gas_Boiler_E8 | F2 | Commercial | Miscellaneous (ID) | Existing | Space Heating | Natural Gas | Boiler | E8 | RVT - Cost of Operation | 0 | 0 | 0 | 0 | 0 | 0 | 0 | 0 | 0 | 0 | 0 | 0 | 0 | 0 | 0 | 0 | 0 | 0 | 0 | 0 | 0 | 0 | 0 | 0 | 0 | 0 | 0
F2_Commercial_Miscellaneous (ID)_Existing_Space Heating_Natural Gas_Boiler_E9 | F2 | Commercial | Miscellaneous (ID) | Existing | Space Heating | Natural Gas | Boiler | E9 | RVT - Cost of Operation | 0 | 0 | 0 | 0 | 0 | 0 | 0 | 0 | 0 | 0 | 0 | 0 | 0 | 0 | 0 | 0 | 0 | 0 | 0 | 0 | 0 | 0 | 0 | 0 | 0 | 0 | 0
F2_Commercial_Miscellaneous (ID)_Existing_Space Heating_Natural Gas_Boiler_E10 | F2 | Commercial | Miscellaneous (ID) | Existing | Space Heating | Natural Gas | Boiler | E10 | RVT - Cost of Operation | 0 | 0 | 0 | 0 | 0 | 0 | 0 | 0 | 0 | 0 | 0 | 0 | 0 | 0 | 0 | 0 | 0 | 0 | 0 | 0 | 0 | 0 | 0 | 0 | 0 | 0 | 0
F3_Commercial_Miscellaneous (ID)_Existing_Space Heating_Natural Gas_Boiler_E1 | F3 | Commercial | Miscellaneous (ID) | Existing | Space Heating | Natural Gas | Boiler | E1 | System - kBTUs of Consumption | 124.5233 | 124.3639 | 124.3639 | 124.3639 | 124.3639 | 124.3639 | 124.3639 | 124.3639 | 124.3639 | 124.3639 | 124.3639 | 124.3639 | 124.3639 | 124.3639 | 124.3639 | 124.3639 | 124.3639 | 124.3639 | 124.3639 | 124.3639 | 124.3639 | 124.3639 | 124.3639 | 124.3639 | 124.3639 | 122.8285 | 120.9093
F3_Commercial_Miscellaneous (ID)_Existing_Space Heating_Natural Gas_Boiler_E2 | F3 | Commercial | Miscellaneous (ID) | Existing | Space Heating | Natural Gas | Boiler | E2 | System - kBTUs of Consumption | 117.1976 | 117.0475 | 117.0475 | 117.0475 | 117.0475 | 117.0475 | 117.0475 | 117.0475 | 117.0475 | 117.0475 | 117.0475 | 117.0475 | 117.0475 | 117.0475 | 117.0475 | 117.0475 | 117.0475 | 117.0475 | 117.0475 | 117.0475 | 117.0475 | 117.0475 | 117.0475 | 117.0475 | 117.0475 | 115.6025 | 113.7962
F3_Commercial_Miscellaneous (ID)_Existing_Space Heating_Natural Gas_Boiler_E3 | F3 | Commercial | Miscellaneous (ID) | Existing | Space Heating | Natural Gas | Boiler | E3 | System - kBTUs of Consumption | 102.6993 | 102.5679 | 102.5679 | 102.5679 | 102.5679 | 102.5679 | 102.5679 | 102.5679 | 102.5679 | 102.5679 | 102.5679 | 102.5679 | 102.5679 | 102.5679 | 102.5679 | 102.5679 | 102.5679 | 102.5679 | 102.5679 | 102.5679 | 102.5679 | 102.5679 | 102.5679 | 102.5679 | 102.5679 | 101.3016 | 99.7188
F3_Commercial_Miscellaneous (ID)_Existing_Space Heating_Natural Gas_Boiler_E4 | F3 | Commercial | Miscellaneous (ID) | Existing | Space Heating | Natural Gas | Boiler | E4 | System - kBTUs of Consumption | 72.5633 | 72.3811 | 72.3811 | 72.3811 | 72.3811 | 72.3811 | 72.3811 | 72.3811 | 72.3811 | 72.3811 | 72.3811 | 72.3811 | 72.3811 | 72.3811 | 72.3811 | 72.3811 | 72.3811 | 72.3811 | 72.3811 | 72.3811 | 72.3811 | 72.3811 | 72.3811 | 72.3811 | 72.3811 | 72.3811 | 72.3811
F3_Commercial_Miscellaneous (ID)_Existing_Space Heating_Natural Gas_Boiler_E5 | F3 | Commercial | Miscellaneous (ID) | Existing | Space Heating | Natural Gas | Boiler | E5 | System - kBTUs of Consumption | 0 | 0 | 0 | 0 | 0 | 0 | 0 | 0 | 0 | 0 | 0 | 0 | 0 | 0 | 0 | 0 | 0 | 0 | 0 | 0 | 0 | 0 | 0 | 0 | 0 | 0 | 0
F3_Commercial_Miscellaneous (ID)_Existing_Space Heating_Natural Gas_Boiler_E6 | F3 | Commercial | Miscellaneous (ID) | Existing | Space Heating | Natural Gas | Boiler | E6 | System - kBTUs of Consumption | 0 | 0 | 0 | 0 | 0 | 0 | 0 | 0 | 0 | 0 | 0 | 0 | 0 | 0 | 0 | 0 | 0 | 0 | 0 | 0 | 0 | 0 | 0 | 0 | 0 | 0 | 0
F3_Commercial_Miscellaneous (ID)_Existing_Space Heating_Natural Gas_Boiler_E7 | F3 | Commercial | Miscellaneous (ID) | Existing | Space Heating | Natural Gas | Boiler | E7 | System - kBTUs of Consumption | 0 | 0 | 0 | 0 | 0 | 0 | 0 | 0 | 0 | 0 | 0 | 0 | 0 | 0 | 0 | 0 | 0 | 0 | 0 | 0 | 0 | 0 | 0 | 0 | 0 | 0 | 0
F3_Commercial_Miscellaneous (ID)_Existing_Space Heating_Natural Gas_Boiler_E8 | F3 | Commercial | Miscellaneous (ID) | Existing | Space Heating | Natural Gas | Boiler | E8 | System - kBTUs of Consumption | 0 | 0 | 0 | 0 | 0 | 0 | 0 | 0 | 0 | 0 | 0 | 0 | 0 | 0 | 0 | 0 | 0 | 0 | 0 | 0 | 0 | 0 | 0 | 0 | 0 | 0 | 0
F3_Commercial_Miscellaneous (ID)_Existing_Space Heating_Natural Gas_Boiler_E9 | F3 | Commercial | Miscellaneous (ID) | Existing | Space Heating | Natural Gas | Boiler | E9 | System - kBTUs of Consumption | 0 | 0 | 0 | 0 | 0 | 0 | 0 | 0 | 0 | 0 | 0 | 0 | 0 | 0 | 0 | 0 | 0 | 0 | 0 | 0 | 0 | 0 | 0 | 0 | 0 | 0 | 0
F3_Commercial_Miscellaneous (ID)_Existing_Space Heating_Natural Gas_Boiler_E10 | F3 | Commercial | Miscellaneous (ID) | Existing | Space Heating | Natural Gas | Boiler | E10 | System - kBTUs of Consumption | 0 | 0 | 0 | 0 | 0 | 0 | 0 | 0 | 0 | 0 | 0 | 0 | 0 | 0 | 0 | 0 | 0 | 0 | 0 | 0 | 0 | 0 | 0 | 0 | 0 | 0 | 0
F4_Commercial_Miscellaneous (ID)_Existing_Space Heating_Natural Gas_Boiler_E1 | F4 | Commercial | Miscellaneous (ID) | Existing | Space Heating | Natural Gas | Boiler | E1 | Utility - Cost of Equipment | 0.24158 | 0.24158 | 0.24158 | 0.24158 | 0.24158 | 0.24158 | 0.24158 | 0.24158 | 0.24158 | 0.24158 | 0.24158 | 0.24158 | 0.24158 | 0.24158 | 0.24158 | 0.24158 | 0.24158 | 0.24158 | 0.24158 | 0.24158 | 0.24158 | 0.24158 | 0.24158 | 0.24158 | 0.24158 | 0.24158 | 0.24158
F4_Commercial_Miscellaneous (ID)_Existing_Space Heating_Natural Gas_Boiler_E2 | F4 | Commercial | Miscellaneous (ID) | Existing | Space Heating | Natural Gas | Boiler | E2 | Utility - Cost of Equipment | 0.25171 | 0.25171 | 0.25171 | 0.25171 | 0.25171 | 0.25171 | 0.25171 | 0.25171 | 0.25171 | 0.25171 | 0.25171 | 0.25171 | 0.25171 | 0.25171 | 0.25171 | 0.25171 | 0.25171 | 0.25171 | 0.25171 | 0.25171 | 0.25171 | 0.25171 | 0.25171 | 0.25171 | 0.25171 | 0.25171 | 0.25171
F4_Commercial_Miscellaneous (ID)_Existing_Space Heating_Natural Gas_Boiler_E3 | F4 | Commercial | Miscellaneous (ID) | Existing | Space Heating | Natural Gas | Boiler | E3 | Utility - Cost of Equipment | 0.23498 | 0.23498 | 0.23498 | 0.23498 | 0.23498 | 0.23498 | 0.23498 | 0.23498 | 0.23498 | 0.23498 | 0.23498 | 0.23498 | 0.23498 | 0.23498 | 0.23498 | 0.23498 | 0.23498 | 0.23498 | 0.23498 | 0.23498 | 0.23498 | 0.23498 | 0.23498 | 0.23498 | 0.23498 | 0.23498 | 0.23498
F4_Commercial_Miscellaneous (ID)_Existing_Space Heating_Natural Gas_Boiler_E4 | F4 | Commercial | Miscellaneous (ID) | Existing | Space Heating | Natural Gas | Boiler | E4 | Utility - Cost of Equipment | 1.9379 | 1.9379 | 1.9379 | 1.9379 | 1.9379 | 1.9379 | 1.9379 | 1.9379 | 1.9379 | 1.9379 | 1.9379 | 1.9379 | 1.9379 | 1.9379 | 1.9379 | 1.9379 | 1.9379 | 1.9379 | 1.9379 | 1.9379 | 1.9379 | 1.9379 | 1.9379 | 1.9379 | 1.9379 | 1.9379 | 1.9379
F4_Commercial_Miscellaneous (ID)_Existing_Space Heating_Natural Gas_Boiler_E5 | F4 | Commercial | Miscellaneous (ID) | Existing | Space Heating | Natural Gas | Boiler | E5 | Utility - Cost of Equipment | 0 | 0 | 0 | 0 | 0 | 0 | 0 | 0 | 0 | 0 | 0 | 0 | 0 | 0 | 0 | 0 | 0 | 0 | 0 | 0 | 0 | 0 | 0 | 0 | 0 | 0 | 0
F4_Commercial_Miscellaneous (ID)_Existing_Space Heating_Natural Gas_Boiler_E6 | F4 | Commercial | Miscellaneous (ID) | Existing | Space Heating | Natural Gas | Boiler | E6 | Utility - Cost of Equipment | 0 | 0 | 0 | 0 | 0 | 0 | 0 | 0 | 0 | 0 | 0 | 0 | 0 | 0 | 0 | 0 | 0 | 0 | 0 | 0 | 0 | 0 | 0 | 0 | 0 | 0 | 0
F4_Commercial_Miscellaneous (ID)_Existing_Space Heating_Natural Gas_Boiler_E7 | F4 | Commercial | Miscellaneous (ID) | Existing | Space Heating | Natural Gas | Boiler | E7 | Utility - Cost of Equipment | 0 | 0 | 0 | 0 | 0 | 0 | 0 | 0 | 0 | 0 | 0 | 0 | 0 | 0 | 0 | 0 | 0 | 0 | 0 | 0 | 0 | 0 | 0 | 0 | 0 | 0 | 0
F4_Commercial_Miscellaneous (ID)_Existing_Space Heating_Natural Gas_Boiler_E8 | F4 | Commercial | Miscellaneous (ID) | Existing | Space Heating | Natural Gas | Boiler | E8 | Utility - Cost of Equipment | 0 | 0 | 0 | 0 | 0 | 0 | 0 | 0 | 0 | 0 | 0 | 0 | 0 | 0 | 0 | 0 | 0 | 0 | 0 | 0 | 0 | 0 | 0 | 0 | 0 | 0 | 0
F4_Commercial_Miscellaneous (ID)_Existing_Space Heating_Natural Gas_Boiler_E9 | F4 | Commercial | Miscellaneous (ID) | Existing | Space Heating | Natural Gas | Boiler | E9 | Utility - Cost of Equipment | 0 | 0 | 0 | 0 | 0 | 0 | 0 | 0 | 0 | 0 | 0 | 0 | 0 | 0 | 0 | 0 | 0 | 0 | 0 | 0 | 0 | 0 | 0 | 0 | 0 | 0 | 0
F4_Commercial_Miscellaneous (ID)_Existing_Space Heating_Natural Gas_Boiler_E10 | F4 | Commercial | Miscellaneous (ID) | Existing | Space Heating | Natural Gas | Boiler | E10 | Utility - Cost of Equipment | 0 | 0 | 0 | 0 | 0 | 0 | 0 | 0 | 0 | 0 | 0 | 0 | 0 | 0 | 0 | 0 | 0 | 0 | 0 | 0 | 0 | 0 | 0 | 0 | 0 | 0 | 0
F5_Commercial_Miscellaneous (ID)_Existing_Space Heating_Natural Gas_Boiler_E1 | F5 | Commercial | Miscellaneous (ID) | Existing | Space Heating | Natural Gas | Boiler | E1 | Utility - Cost of Operation | 0.55822 | 0.56796 | 0.58 | 0.59308 | 0.6073 | 0.62594 | 0.64495 | 0.66497 | 0.68422 | 0.70379 | 0.72167 | 0.73846 | 0.75661 | 0.77523 | 0.79285 | 0.81033 | 0.82693 | 0.84401 | 0.86173 | 0.87989 | 0.89841 | 0.91773 | 0.93946 | 0.95898 | 0.97871 | 0.99379 | 1.0074
F5_Commercial_Miscellaneous (ID)_Existing_Space Heating_Natural Gas_Boiler_E2 | F5 | Commercial | Miscellaneous (ID) | Existing | Space Heating | Natural Gas | Boiler | E2 | Utility - Cost of Operation | 0.52538 | 0.53455 | 0.54588 | 0.55819 | 0.57157 | 0.58912 | 0.60701 | 0.62585 | 0.64397 | 0.66239 | 0.67922 | 0.69501 | 0.7121 | 0.72962 | 0.74621 | 0.76266 | 0.77829 | 0.79436 | 0.81104 | 0.82813 | 0.84556 | 0.86374 | 0.88419 | 0.90257 | 0.92113 | 0.93532 | 0.94809
F5_Commercial_Miscellaneous (ID)_Existing_Space Heating_Natural Gas_Boiler_E3 | F5 | Commercial | Miscellaneous (ID) | Existing | Space Heating | Natural Gas | Boiler | E3 | Utility - Cost of Operation | 0.46039 | 0.46842 | 0.47835 | 0.48914 | 0.50086 | 0.51624 | 0.53192 | 0.54843 | 0.5643 | 0.58044 | 0.59519 | 0.60903 | 0.62401 | 0.63936 | 0.6539 | 0.66831 | 0.68201 | 0.69609 | 0.71071 | 0.72568 | 0.74096 | 0.75688 | 0.77481 | 0.79091 | 0.80718 | 0.81961 | 0.8308
F5_Commercial_Miscellaneous (ID)_Existing_Space Heating_Natural Gas_Boiler_E4 | F5 | Commercial | Miscellaneous (ID) | Existing | Space Heating | Natural Gas | Boiler | E4 | Utility - Cost of Operation | 0.28249 | 0.2866 | 0.29242 | 0.29906 | 0.3066 | 0.31756 | 0.32876 | 0.34064 | 0.35182 | 0.36315 | 0.37307 | 0.38204 | 0.39199 | 0.40232 | 0.41177 | 0.42102 | 0.42949 | 0.43823 | 0.44738 | 0.45678 | 0.46635 | 0.47652 | 0.48858 | 0.49895 | 0.50954 | 0.52035 | 0.5314
F5_Commercial_Miscellaneous (ID)_Existing_Space Heating_Natural Gas_Boiler_E5 | F5 | Commercial | Miscellaneous (ID) | Existing | Space Heating | Natural Gas | Boiler | E5 | Utility - Cost of Operation | 0 | 0 | 0 | 0 | 0 | 0 | 0 | 0 | 0 | 0 | 0 | 0 | 0 | 0 | 0 | 0 | 0 | 0 | 0 | 0 | 0 | 0 | 0 | 0 | 0 | 0 | 0
F5_Commercial_Miscellaneous (ID)_Existing_Space Heating_Natural Gas_Boiler_E6 | F5 | Commercial | Miscellaneous (ID) | Existing | Space Heating | Natural Gas | Boiler | E6 | Utility - Cost of Operation | 0 | 0 | 0 | 0 | 0 | 0 | 0 | 0 | 0 | 0 | 0 | 0 | 0 | 0 | 0 | 0 | 0 | 0 | 0 | 0 | 0 | 0 | 0 | 0 | 0 | 0 | 0
F5_Commercial_Miscellaneous (ID)_Existing_Space Heating_Natural Gas_Boiler_E7 | F5 | Commercial | Miscellaneous (ID) | Existing | Space Heating | Natural Gas | Boiler | E7 | Utility - Cost of Operation | 0 | 0 | 0 | 0 | 0 | 0 | 0 | 0 | 0 | 0 | 0 | 0 | 0 | 0 | 0 | 0 | 0 | 0 | 0 | 0 | 0 | 0 | 0 | 0 | 0 | 0 | 0
F5_Commercial_Miscellaneous (ID)_Existing_Space Heating_Natural Gas_Boiler_E8 | F5 | Commercial | Miscellaneous (ID) | Existing | Space Heating | Natural Gas | Boiler | E8 | Utility - Cost of Operation | 0 | 0 | 0 | 0 | 0 | 0 | 0 | 0 | 0 | 0 | 0 | 0 | 0 | 0 | 0 | 0 | 0 | 0 | 0 | 0 | 0 | 0 | 0 | 0 | 0 | 0 | 0
F5_Commercial_Miscellaneous (ID)_Existing_Space Heating_Natural Gas_Boiler_E9 | F5 | Commercial | Miscellaneous (ID) | Existing | Space Heating | Natural Gas | Boiler | E9 | Utility - Cost of Operation | 0 | 0 | 0 | 0 | 0 | 0 | 0 | 0 | 0 | 0 | 0 | 0 | 0 | 0 | 0 | 0 | 0 | 0 | 0 | 0 | 0 | 0 | 0 | 0 | 0 | 0 | 0
F5_Commercial_Miscellaneous (ID)_Existing_Space Heating_Natural Gas_Boiler_E10 | F5 | Commercial | Miscellaneous (ID) | Existing | Space Heating | Natural Gas | Boiler | E10 | Utility - Cost of Operation | 0 | 0 | 0 | 0 | 0 | 0 | 0 | 0 | 0 | 0 | 0 | 0 | 0 | 0 | 0 | 0 | 0 | 0 | 0 | 0 | 0 | 0 | 0 | 0 | 0 | 0 | 0
F6_Commercial_Miscellaneous (ID)_Existing_Space Heating_Natural Gas_Boiler_E1 | F6 | Commercial | Miscellaneous (ID) | Existing | Space Heating | Natural Gas | Boiler | E1 | Utility - Value of Sales | 0.63284 | 0.64046 | 0.65053 | 0.66153 | 0.67351 | 0.69044 | 0.70738 | 0.7251 | 0.74143 | 0.75763 | 0.77556 | 0.79214 | 0.81008 | 0.82839 | 0.84543 | 0.86214 | 0.87769 | 0.89357 | 0.90994 | 0.92657 | 0.94333 | 0.96361 | 0.98643 | 1.0069 | 1.0276 | 1.0435 | 1.0577
F6_Commercial_Miscellaneous (ID)_Existing_Space Heating_Natural Gas_Boiler_E2 | F6 | Commercial | Miscellaneous (ID) | Existing | Space Heating | Natural Gas | Boiler | E2 | Utility - Value of Sales | 0.59561 | 0.60278 | 0.61226 | 0.62261 | 0.63389 | 0.64982 | 0.66577 | 0.68244 | 0.69781 | 0.71306 | 0.72993 | 0.74554 | 0.76242 | 0.77965 | 0.79569 | 0.81142 | 0.82606 | 0.841 | 0.85641 | 0.87206 | 0.88784 | 0.90692 | 0.9284 | 0.9477 | 0.96719 | 0.98209 | 0.99549
F6_Commercial_Miscellaneous (ID)_Existing_Space Heating_Natural Gas_Boiler_E3 | F6 | Commercial | Miscellaneous (ID) | Existing | Space Heating | Natural Gas | Boiler | E3 | Utility - Value of Sales | 0.52193 | 0.52821 | 0.53652 | 0.54559 | 0.55547 | 0.56943 | 0.58341 | 0.59802 | 0.61149 | 0.62485 | 0.63963 | 0.65331 | 0.6681 | 0.6832 | 0.69726 | 0.71104 | 0.72387 | 0.73697 | 0.75047 | 0.76418 | 0.778 | 0.79473 | 0.81355 | 0.83046 | 0.84754 | 0.8606 | 0.87234
F6_Commercial_Miscellaneous (ID)_Existing_Space Heating_Natural Gas_Boiler_E4 | F6 | Commercial | Miscellaneous (ID) | Existing | Space Heating | Natural Gas | Boiler | E4 | Utility - Value of Sales | 0.32974 | 0.33248 | 0.33704 | 0.34231 | 0.34835 | 0.35818 | 0.36794 | 0.37814 | 0.38709 | 0.39578 | 0.40563 | 0.41423 | 0.42381 | 0.43368 | 0.44246 | 0.45089 | 0.45831 | 0.46589 | 0.47375 | 0.48171 | 0.48967 | 0.50034 | 0.51301 | 0.52389 | 0.53501 | 0.54637 | 0.55797
F6_Commercial_Miscellaneous (ID)_Existing_Space Heating_Natural Gas_Boiler_E5 | F6 | Commercial | Miscellaneous (ID) | Existing | Space Heating | Natural Gas | Boiler | E5 | Utility - Value of Sales | 0 | 0 | 0 | 0 | 0 | 0 | 0 | 0 | 0 | 0 | 0 | 0 | 0 | 0 | 0 | 0 | 0 | 0 | 0 | 0 | 0 | 0 | 0 | 0 | 0 | 0 | 0
F6_Commercial_Miscellaneous (ID)_Existing_Space Heating_Natural Gas_Boiler_E6 | F6 | Commercial | Miscellaneous (ID) | Existing | Space Heating | Natural Gas | Boiler | E6 | Utility - Value of Sales | 0 | 0 | 0 | 0 | 0 | 0 | 0 | 0 | 0 | 0 | 0 | 0 | 0 | 0 | 0 | 0 | 0 | 0 | 0 | 0 | 0 | 0 | 0 | 0 | 0 | 0 | 0
F6_Commercial_Miscellaneous (ID)_Existing_Space Heating_Natural Gas_Boiler_E7 | F6 | Commercial | Miscellaneous (ID) | Existing | Space Heating | Natural Gas | Boiler | E7 | Utility - Value of Sales | 0 | 0 | 0 | 0 | 0 | 0 | 0 | 0 | 0 | 0 | 0 | 0 | 0 | 0 | 0 | 0 | 0 | 0 | 0 | 0 | 0 | 0 | 0 | 0 | 0 | 0 | 0
F6_Commercial_Miscellaneous (ID)_Existing_Space Heating_Natural Gas_Boiler_E8 | F6 | Commercial | Miscellaneous (ID) | Existing | Space Heating | Natural Gas | Boiler | E8 | Utility - Value of Sales | 0 | 0 | 0 | 0 | 0 | 0 | 0 | 0 | 0 | 0 | 0 | 0 | 0 | 0 | 0 | 0 | 0 | 0 | 0 | 0 | 0 | 0 | 0 | 0 | 0 | 0 | 0
F6_Commercial_Miscellaneous (ID)_Existing_Space Heating_Natural Gas_Boiler_E9 | F6 | Commercial | Miscellaneous (ID) | Existing | Space Heating | Natural Gas | Boiler | E9 | Utility - Value of Sales | 0 | 0 | 0 | 0 | 0 | 0 | 0 | 0 | 0 | 0 | 0 | 0 | 0 | 0 | 0 | 0 | 0 | 0 | 0 | 0 | 0 | 0 | 0 | 0 | 0 | 0 | 0
F6_Commercial_Miscellaneous (ID)_Existing_Space Heating_Natural Gas_Boiler_E10 | F6 | Commercial | Miscellaneous (ID) | Existing | Space Heating | Natural Gas | Boiler | E10 | Utility - Value of Sales | 0 | 0 | 0 | 0 | 0 | 0 | 0 | 0 | 0 | 0 | 0 | 0 | 0 | 0 | 0 | 0 | 0 | 0 | 0 | 0 | 0 | 0 | 0 | 0 | 0 | 0 | 0
F1_Commercial_Miscellaneous (ID)_Existing_Space Heating_Natural Gas_Unit Heater_E1 | F1 | Commercial | Miscellaneous (ID) | Existing | Space Heating | Natural Gas | Unit Heater | E1 | RVT - Cost of Equipment | 4.9513e-05 | 4.9513e-05 | 4.9513e-05 | 4.9513e-05 | 4.9513e-05 | 4.9513e-05 | 4.9513e-05 | 4.9513e-05 | 4.9513e-05 | 4.9513e-05 | 4.9513e-05 | 4.9513e-05 | 4.9513e-05 | 4.9513e-05 | 4.9513e-05 | 4.9513e-05 | 4.9513e-05 | 4.9513e-05 | 4.9513e-05 | 4.9513e-05 | 4.9513e-05 | 4.9513e-05 | 4.9513e-05 | 4.9513e-05 | 4.9513e-05 | 4.9513e-05 | 4.9513e-05
F1_Commercial_Miscellaneous (ID)_Existing_Space Heating_Natural Gas_Unit Heater_E2 | F1 | Commercial | Miscellaneous (ID) | Existing | Space Heating | Natural Gas | Unit Heater | E2 | RVT - Cost of Equipment | 0.00010859 | 0.00010859 | 0.00010859 | 0.00010859 | 0.00010859 | 0.00010859 | 0.00010859 | 0.00010859 | 0.00010859 | 0.00010859 | 0.00010859 | 0.00010859 | 0.00010859 | 0.00010859 | 0.00010859 | 0.00010859 | 0.00010859 | 0.00010859 | 0.00010859 | 0.00010859 | 0.00010859 | 0.00010859 | 0.00010859 | 0.00010859 | 0.00010859 | 0.00010859 | 0.00010859
F1_Commercial_Miscellaneous (ID)_Existing_Space Heating_Natural Gas_Unit Heater_E3 | F1 | Commercial | Miscellaneous (ID) | Existing | Space Heating | Natural Gas | Unit Heater | E3 | RVT - Cost of Equipment | 6.8861e-05 | 6.8861e-05 | 6.8861e-05 | 6.8861e-05 | 6.8861e-05 | 6.8861e-05 | 6.8861e-05 | 6.8861e-05 | 6.8861e-05 | 6.8861e-05 | 6.8861e-05 | 6.8861e-05 | 6.8861e-05 | 6.8861e-05 | 6.8861e-05 | 6.8861e-05 | 6.8861e-05 | 6.8861e-05 | 6.8861e-05 | 6.8861e-05 | 6.8861e-05 | 6.8861e-05 | 6.8861e-05 | 6.8861e-05 | 6.8861e-05 | 6.8861e-05 | 6.8861e-05
F1_Commercial_Miscellaneous (ID)_Existing_Space Heating_Natural Gas_Unit Heater_E4 | F1 | Commercial | Miscellaneous (ID) | Existing | Space Heating | Natural Gas | Unit Heater | E4 | RVT - Cost of Equipment | 0 | 0 | 0 | 0 | 0 | 0 | 0 | 0 | 0 | 0 | 0 | 0 | 0 | 0 | 0 | 0 | 0 | 0 | 0 | 0 | 0 | 0 | 0 | 0 | 0 | 0 | 0
F1_Commercial_Miscellaneous (ID)_Existing_Space Heating_Natural Gas_Unit Heater_E5 | F1 | Commercial | Miscellaneous (ID) | Existing | Space Heating | Natural Gas | Unit Heater | E5 | RVT - Cost of Equipment | 0 | 0 | 0 | 0 | 0 | 0 | 0 | 0 | 0 | 0 | 0 | 0 | 0 | 0 | 0 | 0 | 0 | 0 | 0 | 0 | 0 | 0 | 0 | 0 | 0 | 0 | 0
F1_Commercial_Miscellaneous (ID)_Existing_Space Heating_Natural Gas_Unit Heater_E6 | F1 | Commercial | Miscellaneous (ID) | Existing | Space Heating | Natural Gas | Unit Heater | E6 | RVT - Cost of Equipment | 0 | 0 | 0 | 0 | 0 | 0 | 0 | 0 | 0 | 0 | 0 | 0 | 0 | 0 | 0 | 0 | 0 | 0 | 0 | 0 | 0 | 0 | 0 | 0 | 0 | 0 | 0
F1_Commercial_Miscellaneous (ID)_Existing_Space Heating_Natural Gas_Unit Heater_E7 | F1 | Commercial | Miscellaneous (ID) | Existing | Space Heating | Natural Gas | Unit Heater | E7 | RVT - Cost of Equipment | 0 | 0 | 0 | 0 | 0 | 0 | 0 | 0 | 0 | 0 | 0 | 0 | 0 | 0 | 0 | 0 | 0 | 0 | 0 | 0 | 0 | 0 | 0 | 0 | 0 | 0 | 0
F1_Commercial_Miscellaneous (ID)_Existing_Space Heating_Natural Gas_Unit Heater_E8 | F1 | Commercial | Miscellaneous (ID) | Existing | Space Heating | Natural Gas | Unit Heater | E8 | RVT - Cost of Equipment | 0 | 0 | 0 | 0 | 0 | 0 | 0 | 0 | 0 | 0 | 0 | 0 | 0 | 0 | 0 | 0 | 0 | 0 | 0 | 0 | 0 | 0 | 0 | 0 | 0 | 0 | 0
F1_Commercial_Miscellaneous (ID)_Existing_Space Heating_Natural Gas_Unit Heater_E9 | F1 | Commercial | Miscellaneous (ID) | Existing | Space Heating | Natural Gas | Unit Heater | E9 | RVT - Cost of Equipment | 0 | 0 | 0 | 0 | 0 | 0 | 0 | 0 | 0 | 0 | 0 | 0 | 0 | 0 | 0 | 0 | 0 | 0 | 0 | 0 | 0 | 0 | 0 | 0 | 0 | 0 | 0
F1_Commercial_Miscellaneous (ID)_Existing_Space Heating_Natural Gas_Unit Heater_E10 | F1 | Commercial | Miscellaneous (ID) | Existing | Space Heating | Natural Gas | Unit Heater | E10 | RVT - Cost of Equipment | 0 | 0 | 0 | 0 | 0 | 0 | 0 | 0 | 0 | 0 | 0 | 0 | 0 | 0 | 0 | 0 | 0 | 0 | 0 | 0 | 0 | 0 | 0 | 0 | 0 | 0 | 0
F2_Commercial_Miscellaneous (ID)_Existing_Space Heating_Natural Gas_Unit Heater_E1 | F2 | Commercial | Miscellaneous (ID) | Existing | Space Heating | Natural Gas | Unit Heater | E1 | RVT - Cost of Operation | 0.098312 | 0.099347 | 0.10083 | 0.10246 | 0.10426 | 0.10698 | 0.10967 | 0.1125 | 0.11507 | 0.11761 | 0.12046 | 0.12303 | 0.12586 | 0.12875 | 0.13138 | 0.13393 | 0.13624 | 0.13861 | 0.14105 | 0.14353 | 0.14602 | 0.14919 | 0.15285 | 0.1561 | 0.15941 | 0.1628 | 0.16625
F2_Commercial_Miscellaneous (ID)_Existing_Space Heating_Natural Gas_Unit Heater_E2 | F2 | Commercial | Miscellaneous (ID) | Existing | Space Heating | Natural Gas | Unit Heater | E2 | RVT - Cost of Operation | 0.087441 | 0.088361 | 0.089679 | 0.091132 | 0.092733 | 0.095152 | 0.097547 | 0.10006 | 0.10235 | 0.1046 | 0.10714 | 0.10943 | 0.11195 | 0.11451 | 0.11685 | 0.11912 | 0.12118 | 0.12328 | 0.12545 | 0.12766 | 0.12987 | 0.13269 | 0.13595 | 0.13884 | 0.14179 | 0.14479 | 0.14787
F2_Commercial_Miscellaneous (ID)_Existing_Space Heating_Natural Gas_Unit Heater_E3 | F2 | Commercial | Miscellaneous (ID) | Existing | Space Heating | Natural Gas | Unit Heater | E3 | RVT - Cost of Operation | 0.083546 | 0.084241 | 0.085396 | 0.086731 | 0.088262 | 0.090753 | 0.093225 | 0.095811 | 0.098079 | 0.10028 | 0.10278 | 0.10496 | 0.10738 | 0.10988 | 0.11211 | 0.11424 | 0.11612 | 0.11804 | 0.12004 | 0.12205 | 0.12407 | 0.12677 | 0.12998 | 0.13274 | 0.13556 | 0.13844 | 0.14137
F2_Commercial_Miscellaneous (ID)_Existing_Space Heating_Natural Gas_Unit Heater_E4 | F2 | Commercial | Miscellaneous (ID) | Existing | Space Heating | Natural Gas | Unit Heater | E4 | RVT - Cost of Operation | 0 | 0 | 0 | 0 | 0 | 0 | 0 | 0 | 0 | 0 | 0 | 0 | 0 | 0 | 0 | 0 | 0 | 0 | 0 | 0 | 0 | 0 | 0 | 0 | 0 | 0 | 0
F2_Commercial_Miscellaneous (ID)_Existing_Space Heating_Natural Gas_Unit Heater_E5 | F2 | Commercial | Miscellaneous (ID) | Existing | Space Heating | Natural Gas | Unit Heater | E5 | RVT - Cost of Operation | 0 | 0 | 0 | 0 | 0 | 0 | 0 | 0 | 0 | 0 | 0 | 0 | 0 | 0 | 0 | 0 | 0 | 0 | 0 | 0 | 0 | 0 | 0 | 0 | 0 | 0 | 0
F2_Commercial_Miscellaneous (ID)_Existing_Space Heating_Natural Gas_Unit Heater_E6 | F2 | Commercial | Miscellaneous (ID) | Existing | Space Heating | Natural Gas | Unit Heater | E6 | RVT - Cost of Operation | 0 | 0 | 0 | 0 | 0 | 0 | 0 | 0 | 0 | 0 | 0 | 0 | 0 | 0 | 0 | 0 | 0 | 0 | 0 | 0 | 0 | 0 | 0 | 0 | 0 | 0 | 0
F2_Commercial_Miscellaneous (ID)_Existing_Space Heating_Natural Gas_Unit Heater_E7 | F2 | Commercial | Miscellaneous (ID) | Existing | Space Heating | Natural Gas | Unit Heater | E7 | RVT - Cost of Operation | 0 | 0 | 0 | 0 | 0 | 0 | 0 | 0 | 0 | 0 | 0 | 0 | 0 | 0 | 0 | 0 | 0 | 0 | 0 | 0 | 0 | 0 | 0 | 0 | 0 | 0 | 0
F2_Commercial_Miscellaneous (ID)_Existing_Space Heating_Natural Gas_Unit Heater_E8 | F2 | Commercial | Miscellaneous (ID) | Existing | Space Heating | Natural Gas | Unit Heater | E8 | RVT - Cost of Operation | 0 | 0 | 0 | 0 | 0 | 0 | 0 | 0 | 0 | 0 | 0 | 0 | 0 | 0 | 0 | 0 | 0 | 0 | 0 | 0 | 0 | 0 | 0 | 0 | 0 | 0 | 0
F2_Commercial_Miscellaneous (ID)_Existing_Space Heating_Natural Gas_Unit Heater_E9 | F2 | Commercial | Miscellaneous (ID) | Existing | Space Heating | Natural Gas | Unit Heater | E9 | RVT - Cost of Operation | 0 | 0 | 0 | 0 | 0 | 0 | 0 | 0 | 0 | 0 | 0 | 0 | 0 | 0 | 0 | 0 | 0 | 0 | 0 | 0 | 0 | 0 | 0 | 0 | 0 | 0 | 0
F2_Commercial_Miscellaneous (ID)_Existing_Space Heating_Natural Gas_Unit Heater_E10 | F2 | Commercial | Miscellaneous (ID) | Existing | Space Heating | Natural Gas | Unit Heater | E10 | RVT - Cost of Operation | 0 | 0 | 0 | 0 | 0 | 0 | 0 | 0 | 0 | 0 | 0 | 0 | 0 | 0 | 0 | 0 | 0 | 0 | 0 | 0 | 0 | 0 | 0 | 0 | 0 | 0 | 0
F3_Commercial_Miscellaneous (ID)_Existing_Space Heating_Natural Gas_Unit Heater_E1 | F3 | Commercial | Miscellaneous (ID) | Existing | Space Heating | Natural Gas | Unit Heater | E1 | System - kBTUs of Consumption | 20.7706 | 20.7315 | 20.7315 | 20.7315 | 20.7315 | 20.7315 | 20.7315 | 20.7315 | 20.7315 | 20.7315 | 20.7315 | 20.7315 | 20.7315 | 20.7315 | 20.7315 | 20.7315 | 20.7315 | 20.7315 | 20.7315 | 20.7315 | 20.7315 | 20.7315 | 20.7315 | 20.7315 | 20.7315 | 20.7315 | 20.7315
F3_Commercial_Miscellaneous (ID)_Existing_Space Heating_Natural Gas_Unit Heater_E2 | F3 | Commercial | Miscellaneous (ID) | Existing | Space Heating | Natural Gas | Unit Heater | E2 | System - kBTUs of Consumption | 18.4739 | 18.4391 | 18.4391 | 18.4391 | 18.4391 | 18.4391 | 18.4391 | 18.4391 | 18.4391 | 18.4391 | 18.4391 | 18.4391 | 18.4391 | 18.4391 | 18.4391 | 18.4391 | 18.4391 | 18.4391 | 18.4391 | 18.4391 | 18.4391 | 18.4391 | 18.4391 | 18.4391 | 18.4391 | 18.4391 | 18.4391
F3_Commercial_Miscellaneous (ID)_Existing_Space Heating_Natural Gas_Unit Heater_E3 | F3 | Commercial | Miscellaneous (ID) | Existing | Space Heating | Natural Gas | Unit Heater | E3 | System - kBTUs of Consumption | 18.3856 | 18.3394 | 18.3394 | 18.3394 | 18.3394 | 18.3394 | 18.3394 | 18.3394 | 18.3394 | 18.3394 | 18.3394 | 18.3394 | 18.3394 | 18.3394 | 18.3394 | 18.3394 | 18.3394 | 18.3394 | 18.3394 | 18.3394 | 18.3394 | 18.3394 | 18.3394 | 18.3394 | 18.3394 | 18.3394 | 18.3394
F3_Commercial_Miscellaneous (ID)_Existing_Space Heating_Natural Gas_Unit Heater_E4 | F3 | Commercial | Miscellaneous (ID) | Existing | Space Heating | Natural Gas | Unit Heater | E4 | System - kBTUs of Consumption | 0 | 0 | 0 | 0 | 0 | 0 | 0 | 0 | 0 | 0 | 0 | 0 | 0 | 0 | 0 | 0 | 0 | 0 | 0 | 0 | 0 | 0 | 0 | 0 | 0 | 0 | 0
F3_Commercial_Miscellaneous (ID)_Existing_Space Heating_Natural Gas_Unit Heater_E5 | F3 | Commercial | Miscellaneous (ID) | Existing | Space Heating | Natural Gas | Unit Heater | E5 | System - kBTUs of Consumption | 0 | 0 | 0 | 0 | 0 | 0 | 0 | 0 | 0 | 0 | 0 | 0 | 0 | 0 | 0 | 0 | 0 | 0 | 0 | 0 | 0 | 0 | 0 | 0 | 0 | 0 | 0
F3_Commercial_Miscellaneous (ID)_Existing_Space Heating_Natural Gas_Unit Heater_E6 | F3 | Commercial | Miscellaneous (ID) | Existing | Space Heating | Natural Gas | Unit Heater | E6 | System - kBTUs of Consumption | 0 | 0 | 0 | 0 | 0 | 0 | 0 | 0 | 0 | 0 | 0 | 0 | 0 | 0 | 0 | 0 | 0 | 0 | 0 | 0 | 0 | 0 | 0 | 0 | 0 | 0 | 0
F3_Commercial_Miscellaneous (ID)_Existing_Space Heating_Natural Gas_Unit Heater_E7 | F3 | Commercial | Miscellaneous (ID) | Existing | Space Heating | Natural Gas | Unit Heater | E7 | System - kBTUs of Consumption | 0 | 0 | 0 | 0 | 0 | 0 | 0 | 0 | 0 | 0 | 0 | 0 | 0 | 0 | 0 | 0 | 0 | 0 | 0 | 0 | 0 | 0 | 0 | 0 | 0 | 0 | 0
F3_Commercial_Miscellaneous (ID)_Existing_Space Heating_Natural Gas_Unit Heater_E8 | F3 | Commercial | Miscellaneous (ID) | Existing | Space Heating | Natural Gas | Unit Heater | E8 | System - kBTUs of Consumption | 0 | 0 | 0 | 0 | 0 | 0 | 0 | 0 | 0 | 0 | 0 | 0 | 0 | 0 | 0 | 0 | 0 | 0 | 0 | 0 | 0 | 0 | 0 | 0 | 0 | 0 | 0
F3_Commercial_Miscellaneous (ID)_Existing_Space Heating_Natural Gas_Unit Heater_E9 | F3 | Commercial | Miscellaneous (ID) | Existing | Space Heating | Natural Gas | Unit Heater | E9 | System - kBTUs of Consumption | 0 | 0 | 0 | 0 | 0 | 0 | 0 | 0 | 0 | 0 | 0 | 0 | 0 | 0 | 0 | 0 | 0 | 0 | 0 | 0 | 0 | 0 | 0 | 0 | 0 | 0 | 0
F3_Commercial_Miscellaneous (ID)_Existing_Space Heating_Natural Gas_Unit Heater_E10 | F3 | Commercial | Miscellaneous (ID) | Existing | Space Heating | Natural Gas | Unit Heater | E10 | System - kBTUs of Consumption | 0 | 0 | 0 | 0 | 0 | 0 | 0 | 0 | 0 | 0 | 0 | 0 | 0 | 0 | 0 | 0 | 0 | 0 | 0 | 0 | 0 | 0 | 0 | 0 | 0 | 0 | 0
F4_Commercial_Miscellaneous (ID)_Existing_Space Heating_Natural Gas_Unit Heater_E1 | F4 | Commercial | Miscellaneous (ID) | Existing | Space Heating | Natural Gas | Unit Heater | E1 | Utility - Cost of Equipment | 4.9513e-05 | 4.9513e-05 | 4.9513e-05 | 4.9513e-05 | 4.9513e-05 | 4.9513e-05 | 4.9513e-05 | 4.9513e-05 | 4.9513e-05 | 4.9513e-05 | 4.9513e-05 | 4.9513e-05 | 4.9513e-05 | 4.9513e-05 | 4.9513e-05 | 4.9513e-05 | 4.9513e-05 | 4.9513e-05 | 4.9513e-05 | 4.9513e-05 | 4.9513e-05 | 4.9513e-05 | 4.9513e-05 | 4.9513e-05 | 4.9513e-05 | 4.9513e-05 | 4.9513e-05
F4_Commercial_Miscellaneous (ID)_Existing_Space Heating_Natural Gas_Unit Heater_E2 | F4 | Commercial | Miscellaneous (ID) | Existing | Space Heating | Natural Gas | Unit Heater | E2 | Utility - Cost of Equipment | 0.00010859 | 0.00010859 | 0.00010859 | 0.00010859 | 0.00010859 | 0.00010859 | 0.00010859 | 0.00010859 | 0.00010859 | 0.00010859 | 0.00010859 | 0.00010859 | 0.00010859 | 0.00010859 | 0.00010859 | 0.00010859 | 0.00010859 | 0.00010859 | 0.00010859 | 0.00010859 | 0.00010859 | 0.00010859 | 0.00010859 | 0.00010859 | 0.00010859 | 0.00010859 | 0.00010859
F4_Commercial_Miscellaneous (ID)_Existing_Space Heating_Natural Gas_Unit Heater_E3 | F4 | Commercial | Miscellaneous (ID) | Existing | Space Heating | Natural Gas | Unit Heater | E3 | Utility - Cost of Equipment | 6.8861e-05 | 6.8861e-05 | 6.8861e-05 | 6.8861e-05 | 6.8861e-05 | 6.8861e-05 | 6.8861e-05 | 6.8861e-05 | 6.8861e-05 | 6.8861e-05 | 6.8861e-05 | 6.8861e-05 | 6.8861e-05 | 6.8861e-05 | 6.8861e-05 | 6.8861e-05 | 6.8861e-05 | 6.8861e-05 | 6.8861e-05 | 6.8861e-05 | 6.8861e-05 | 6.8861e-05 | 6.8861e-05 | 6.8861e-05 | 6.8861e-05 | 6.8861e-05 | 6.8861e-05
F4_Commercial_Miscellaneous (ID)_Existing_Space Heating_Natural Gas_Unit Heater_E4 | F4 | Commercial | Miscellaneous (ID) | Existing | Space Heating | Natural Gas | Unit Heater | E4 | Utility - Cost of Equipment | 0 | 0 | 0 | 0 | 0 | 0 | 0 | 0 | 0 | 0 | 0 | 0 | 0 | 0 | 0 | 0 | 0 | 0 | 0 | 0 | 0 | 0 | 0 | 0 | 0 | 0 | 0
F4_Commercial_Miscellaneous (ID)_Existing_Space Heating_Natural Gas_Unit Heater_E5 | F4 | Commercial | Miscellaneous (ID) | Existing | Space Heating | Natural Gas | Unit Heater | E5 | Utility - Cost of Equipment | 0 | 0 | 0 | 0 | 0 | 0 | 0 | 0 | 0 | 0 | 0 | 0 | 0 | 0 | 0 | 0 | 0 | 0 | 0 | 0 | 0 | 0 | 0 | 0 | 0 | 0 | 0
F4_Commercial_Miscellaneous (ID)_Existing_Space Heating_Natural Gas_Unit Heater_E6 | F4 | Commercial | Miscellaneous (ID) | Existing | Space Heating | Natural Gas | Unit Heater | E6 | Utility - Cost of Equipment | 0 | 0 | 0 | 0 | 0 | 0 | 0 | 0 | 0 | 0 | 0 | 0 | 0 | 0 | 0 | 0 | 0 | 0 | 0 | 0 | 0 | 0 | 0 | 0 | 0 | 0 | 0
F4_Commercial_Miscellaneous (ID)_Existing_Space Heating_Natural Gas_Unit Heater_E7 | F4 | Commercial | Miscellaneous (ID) | Existing | Space Heating | Natural Gas | Unit Heater | E7 | Utility - Cost of Equipment | 0 | 0 | 0 | 0 | 0 | 0 | 0 | 0 | 0 | 0 | 0 | 0 | 0 | 0 | 0 | 0 | 0 | 0 | 0 | 0 | 0 | 0 | 0 | 0 | 0 | 0 | 0
F4_Commercial_Miscellaneous (ID)_Existing_Space Heating_Natural Gas_Unit Heater_E8 | F4 | Commercial | Miscellaneous (ID) | Existing | Space Heating | Natural Gas | Unit Heater | E8 | Utility - Cost of Equipment | 0 | 0 | 0 | 0 | 0 | 0 | 0 | 0 | 0 | 0 | 0 | 0 | 0 | 0 | 0 | 0 | 0 | 0 | 0 | 0 | 0 | 0 | 0 | 0 | 0 | 0 | 0
F4_Commercial_Miscellaneous (ID)_Existing_Space Heating_Natural Gas_Unit Heater_E9 | F4 | Commercial | Miscellaneous (ID) | Existing | Space Heating | Natural Gas | Unit Heater | E9 | Utility - Cost of Equipment | 0 | 0 | 0 | 0 | 0 | 0 | 0 | 0 | 0 | 0 | 0 | 0 | 0 | 0 | 0 | 0 | 0 | 0 | 0 | 0 | 0 | 0 | 0 | 0 | 0 | 0 | 0
F4_Commercial_Miscellaneous (ID)_Existing_Space Heating_Natural Gas_Unit Heater_E10 | F4 | Commercial | Miscellaneous (ID) | Existing | Space Heating | Natural Gas | Unit Heater | E10 | Utility - Cost of Equipment | 0 | 0 | 0 | 0 | 0 | 0 | 0 | 0 | 0 | 0 | 0 | 0 | 0 | 0 | 0 | 0 | 0 | 0 | 0 | 0 | 0 | 0 | 0 | 0 | 0 | 0 | 0
F5_Commercial_Miscellaneous (ID)_Existing_Space Heating_Natural Gas_Unit Heater_E1 | F5 | Commercial | Miscellaneous (ID) | Existing | Space Heating | Natural Gas | Unit Heater | E1 | Utility - Cost of Operation | 0.085286 | 0.086688 | 0.088517 | 0.090533 | 0.092754 | 0.095813 | 0.098929 | 0.10223 | 0.10539 | 0.10859 | 0.11146 | 0.11411 | 0.11701 | 0.11998 | 0.12275 | 0.12549 | 0.12803 | 0.13066 | 0.1334 | 0.1362 | 0.13906 | 0.14208 | 0.14558 | 0.14867 | 0.15182 | 0.15504 | 0.15833
F5_Commercial_Miscellaneous (ID)_Existing_Space Heating_Natural Gas_Unit Heater_E2 | F5 | Commercial | Miscellaneous (ID) | Existing | Space Heating | Natural Gas | Unit Heater | E2 | Utility - Cost of Operation | 0.075855 | 0.077102 | 0.078729 | 0.080523 | 0.082497 | 0.085218 | 0.08799 | 0.090924 | 0.093732 | 0.096584 | 0.099137 | 0.10149 | 0.10407 | 0.10672 | 0.10918 | 0.11161 | 0.11388 | 0.11621 | 0.11865 | 0.12114 | 0.12369 | 0.12637 | 0.12948 | 0.13223 | 0.13503 | 0.1379 | 0.14083
F5_Commercial_Miscellaneous (ID)_Existing_Space Heating_Natural Gas_Unit Heater_E3 | F5 | Commercial | Miscellaneous (ID) | Existing | Space Heating | Natural Gas | Unit Heater | E3 | Utility - Cost of Operation | 0.071575 | 0.072616 | 0.074091 | 0.075774 | 0.077684 | 0.080462 | 0.083298 | 0.086308 | 0.089141 | 0.092013 | 0.094527 | 0.096799 | 0.099321 | 0.10194 | 0.10433 | 0.10667 | 0.10882 | 0.11104 | 0.11335 | 0.11573 | 0.11816 | 0.12074 | 0.12379 | 0.12642 | 0.1291 | 0.13184 | 0.13464
F5_Commercial_Miscellaneous (ID)_Existing_Space Heating_Natural Gas_Unit Heater_E4 | F5 | Commercial | Miscellaneous (ID) | Existing | Space Heating | Natural Gas | Unit Heater | E4 | Utility - Cost of Operation | 0 | 0 | 0 | 0 | 0 | 0 | 0 | 0 | 0 | 0 | 0 | 0 | 0 | 0 | 0 | 0 | 0 | 0 | 0 | 0 | 0 | 0 | 0 | 0 | 0 | 0 | 0
F5_Commercial_Miscellaneous (ID)_Existing_Space Heating_Natural Gas_Unit Heater_E5 | F5 | Commercial | Miscellaneous (ID) | Existing | Space Heating | Natural Gas | Unit Heater | E5 | Utility - Cost of Operation | 0 | 0 | 0 | 0 | 0 | 0 | 0 | 0 | 0 | 0 | 0 | 0 | 0 | 0 | 0 | 0 | 0 | 0 | 0 | 0 | 0 | 0 | 0 | 0 | 0 | 0 | 0
F5_Commercial_Miscellaneous (ID)_Existing_Space Heating_Natural Gas_Unit Heater_E6 | F5 | Commercial | Miscellaneous (ID) | Existing | Space Heating | Natural Gas | Unit Heater | E6 | Utility - Cost of Operation | 0 | 0 | 0 | 0 | 0 | 0 | 0 | 0 | 0 | 0 | 0 | 0 | 0 | 0 | 0 | 0 | 0 | 0 | 0 | 0 | 0 | 0 | 0 | 0 | 0 | 0 | 0
F5_Commercial_Miscellaneous (ID)_Existing_Space Heating_Natural Gas_Unit Heater_E7 | F5 | Commercial | Miscellaneous (ID) | Existing | Space Heating | Natural Gas | Unit Heater | E7 | Utility - Cost of Operation | 0 | 0 | 0 | 0 | 0 | 0 | 0 | 0 | 0 | 0 | 0 | 0 | 0 | 0 | 0 | 0 | 0 | 0 | 0 | 0 | 0 | 0 | 0 | 0 | 0 | 0 | 0
F5_Commercial_Miscellaneous (ID)_Existing_Space Heating_Natural Gas_Unit Heater_E8 | F5 | Commercial | Miscellaneous (ID) | Existing | Space Heating | Natural Gas | Unit Heater | E8 | Utility - Cost of Operation | 0 | 0 | 0 | 0 | 0 | 0 | 0 | 0 | 0 | 0 | 0 | 0 | 0 | 0 | 0 | 0 | 0 | 0 | 0 | 0 | 0 | 0 | 0 | 0 | 0 | 0 | 0
F5_Commercial_Miscellaneous (ID)_Existing_Space Heating_Natural Gas_Unit Heater_E9 | F5 | Commercial | Miscellaneous (ID) | Existing | Space Heating | Natural Gas | Unit Heater | E9 | Utility - Cost of Operation | 0 | 0 | 0 | 0 | 0 | 0 | 0 | 0 | 0 | 0 | 0 | 0 | 0 | 0 | 0 | 0 | 0 | 0 | 0 | 0 | 0 | 0 | 0 | 0 | 0 | 0 | 0
F5_Commercial_Miscellaneous (ID)_Existing_Space Heating_Natural Gas_Unit Heater_E10 | F5 | Commercial | Miscellaneous (ID) | Existing | Space Heating | Natural Gas | Unit Heater | E10 | Utility - Cost of Operation | 0 | 0 | 0 | 0 | 0 | 0 | 0 | 0 | 0 | 0 | 0 | 0 | 0 | 0 | 0 | 0 | 0 | 0 | 0 | 0 | 0 | 0 | 0 | 0 | 0 | 0 | 0
F6_Commercial_Miscellaneous (ID)_Existing_Space Heating_Natural Gas_Unit Heater_E1 | F6 | Commercial | Miscellaneous (ID) | Existing | Space Heating | Natural Gas | Unit Heater | E1 | Utility - Value of Sales | 0.098312 | 0.099347 | 0.10083 | 0.10246 | 0.10426 | 0.10698 | 0.10967 | 0.1125 | 0.11507 | 0.11761 | 0.12046 | 0.12303 | 0.12586 | 0.12875 | 0.13138 | 0.13393 | 0.13624 | 0.13861 | 0.14105 | 0.14353 | 0.14602 | 0.14919 | 0.15285 | 0.1561 | 0.15941 | 0.1628 | 0.16625
F6_Commercial_Miscellaneous (ID)_Existing_Space Heating_Natural Gas_Unit Heater_E2 | F6 | Commercial | Miscellaneous (ID) | Existing | Space Heating | Natural Gas | Unit Heater | E2 | Utility - Value of Sales | 0.087441 | 0.088361 | 0.089679 | 0.091132 | 0.092733 | 0.095152 | 0.097547 | 0.10006 | 0.10235 | 0.1046 | 0.10714 | 0.10943 | 0.11195 | 0.11451 | 0.11685 | 0.11912 | 0.12118 | 0.12328 | 0.12545 | 0.12766 | 0.12987 | 0.13269 | 0.13595 | 0.13884 | 0.14179 | 0.14479 | 0.14787
F6_Commercial_Miscellaneous (ID)_Existing_Space Heating_Natural Gas_Unit Heater_E3 | F6 | Commercial | Miscellaneous (ID) | Existing | Space Heating | Natural Gas | Unit Heater | E3 | Utility - Value of Sales | 0.083546 | 0.084241 | 0.085396 | 0.086731 | 0.088262 | 0.090753 | 0.093225 | 0.095811 | 0.098079 | 0.10028 | 0.10278 | 0.10496 | 0.10738 | 0.10988 | 0.11211 | 0.11424 | 0.11612 | 0.11804 | 0.12004 | 0.12205 | 0.12407 | 0.12677 | 0.12998 | 0.13274 | 0.13556 | 0.13844 | 0.14137
F6_Commercial_Miscellaneous (ID)_Existing_Space Heating_Natural Gas_Unit Heater_E4 | F6 | Commercial | Miscellaneous (ID) | Existing | Space Heating | Natural Gas | Unit Heater | E4 | Utility - Value of Sales | 0 | 0 | 0 | 0 | 0 | 0 | 0 | 0 | 0 | 0 | 0 | 0 | 0 | 0 | 0 | 0 | 0 | 0 | 0 | 0 | 0 | 0 | 0 | 0 | 0 | 0 | 0
F6_Commercial_Miscellaneous (ID)_Existing_Space Heating_Natural Gas_Unit Heater_E5 | F6 | Commercial | Miscellaneous (ID) | Existing | Space Heating | Natural Gas | Unit Heater | E5 | Utility - Value of Sales | 0 | 0 | 0 | 0 | 0 | 0 | 0 | 0 | 0 | 0 | 0 | 0 | 0 | 0 | 0 | 0 | 0 | 0 | 0 | 0 | 0 | 0 | 0 | 0 | 0 | 0 | 0
F6_Commercial_Miscellaneous (ID)_Existing_Space Heating_Natural Gas_Unit Heater_E6 | F6 | Commercial | Miscellaneous (ID) | Existing | Space Heating | Natural Gas | Unit Heater | E6 | Utility - Value of Sales | 0 | 0 | 0 | 0 | 0 | 0 | 0 | 0 | 0 | 0 | 0 | 0 | 0 | 0 | 0 | 0 | 0 | 0 | 0 | 0 | 0 | 0 | 0 | 0 | 0 | 0 | 0
F6_Commercial_Miscellaneous (ID)_Existing_Space Heating_Natural Gas_Unit Heater_E7 | F6 | Commercial | Miscellaneous (ID) | Existing | Space Heating | Natural Gas | Unit Heater | E7 | Utility - Value of Sales | 0 | 0 | 0 | 0 | 0 | 0 | 0 | 0 | 0 | 0 | 0 | 0 | 0 | 0 | 0 | 0 | 0 | 0 | 0 | 0 | 0 | 0 | 0 | 0 | 0 | 0 | 0
F6_Commercial_Miscellaneous (ID)_Existing_Space Heating_Natural Gas_Unit Heater_E8 | F6 | Commercial | Miscellaneous (ID) | Existing | Space Heating | Natural Gas | Unit Heater | E8 | Utility - Value of Sales | 0 | 0 | 0 | 0 | 0 | 0 | 0 | 0 | 0 | 0 | 0 | 0 | 0 | 0 | 0 | 0 | 0 | 0 | 0 | 0 | 0 | 0 | 0 | 0 | 0 | 0 | 0
F6_Commercial_Miscellaneous (ID)_Existing_Space Heating_Natural Gas_Unit Heater_E9 | F6 | Commercial | Miscellaneous (ID) | Existing | Space Heating | Natural Gas | Unit Heater | E9 | Utility - Value of Sales | 0 | 0 | 0 | 0 | 0 | 0 | 0 | 0 | 0 | 0 | 0 | 0 | 0 | 0 | 0 | 0 | 0 | 0 | 0 | 0 | 0 | 0 | 0 | 0 | 0 | 0 | 0
F6_Commercial_Miscellaneous (ID)_Existing_Space Heating_Natural Gas_Unit Heater_E10 | F6 | Commercial | Miscellaneous (ID) | Existing | Space Heating | Natural Gas | Unit Heater | E10 | Utility - Value of Sales | 0 | 0 | 0 | 0 | 0 | 0 | 0 | 0 | 0 | 0 | 0 | 0 | 0 | 0 | 0 | 0 | 0 | 0 | 0 | 0 | 0 | 0 | 0 | 0 | 0 | 0 | 0
F1_Commercial_Miscellaneous (ID)_Existing_Water Heating_Natural Gas_Water Heater_E1 | F1 | Commercial | Miscellaneous (ID) | Existing | Water Heating | Natural Gas | Water Heater | E1 | RVT - Cost of Equipment | 0.02129 | 0.02129 | 0.02129 | 0.02129 | 0.02129 | 0.02129 | 0.02129 | 0.02129 | 0.02129 | 0.02129 | 0.02129 | 0.02129 | 0.02129 | 0.02129 | 0.02129 | 0.02129 | 0.02129 | 0.02129 | 0.02129 | 0.02129 | 0.02129 | 0.02129 | 0.02129 | 0.02129 | 0.02129 | 0.02129 | 0.02129
F1_Commercial_Miscellaneous (ID)_Existing_Water Heating_Natural Gas_Water Heater_E2 | F1 | Commercial | Miscellaneous (ID) | Existing | Water Heating | Natural Gas | Water Heater | E2 | RVT - Cost of Equipment | 0.025548 | 0.025548 | 0.025548 | 0.025548 | 0.025548 | 0.025548 | 0.025548 | 0.025548 | 0.025548 | 0.025548 | 0.025548 | 0.025548 | 0.025548 | 0.025548 | 0.025548 | 0.025548 | 0.025548 | 0.025548 | 0.025548 | 0.025548 | 0.025548 | 0.025548 | 0.025548 | 0.025548 | 0.025548 | 0.025548 | 0.025548
F1_Commercial_Miscellaneous (ID)_Existing_Water Heating_Natural Gas_Water Heater_E3 | F1 | Commercial | Miscellaneous (ID) | Existing | Water Heating | Natural Gas | Water Heater | E3 | RVT - Cost of Equipment | 0.031406 | 0.031406 | 0.031406 | 0.031406 | 0.031406 | 0.031406 | 0.031406 | 0.031406 | 0.031406 | 0.031406 | 0.031406 | 0.031406 | 0.031406 | 0.031406 | 0.031406 | 0.031406 | 0.031406 | 0.031406 | 0.031406 | 0.031406 | 0.031406 | 0.031406 | 0.031406 | 0.031406 | 0.031406 | 0.031406 | 0.031406
F1_Commercial_Miscellaneous (ID)_Existing_Water Heating_Natural Gas_Water Heater_E4 | F1 | Commercial | Miscellaneous (ID) | Existing | Water Heating | Natural Gas | Water Heater | E4 | RVT - Cost of Equipment | 0.031654 | 0.031654 | 0.031654 | 0.031654 | 0.031654 | 0.031654 | 0.031654 | 0.031654 | 0.031654 | 0.031654 | 0.031654 | 0.031654 | 0.031654 | 0.031654 | 0.031654 | 0.031654 | 0.031654 | 0.031654 | 0.031654 | 0.031654 | 0.031654 | 0.031654 | 0.031654 | 0.031654 | 0.031654 | 0.031654 | 0.031654
F1_Commercial_Miscellaneous (ID)_Existing_Water Heating_Natural Gas_Water Heater_E5 | F1 | Commercial | Miscellaneous (ID) | Existing | Water Heating | Natural Gas | Water Heater | E5 | RVT - Cost of Equipment | 0.068329 | 0.068329 | 0.068329 | 0.068329 | 0.068329 | 0.068329 | 0.068329 | 0.068329 | 0.068329 | 0.068329 | 0.068329 | 0.068329 | 0.068329 | 0.068329 | 0.068329 | 0.068329 | 0.068329 | 0.068329 | 0.068329 | 0.068329 | 0.068329 | 0.068329 | 0.068329 | 0.068329 | 0.068329 | 0.068329 | 0.068329
F1_Commercial_Miscellaneous (ID)_Existing_Water Heating_Natural Gas_Water Heater_E6 | F1 | Commercial | Miscellaneous (ID) | Existing | Water Heating | Natural Gas | Water Heater | E6 | RVT - Cost of Equipment | 0 | 0 | 0 | 0 | 0 | 0 | 0 | 0 | 0 | 0 | 0 | 0 | 0 | 0 | 0 | 0 | 0 | 0 | 0 | 0 | 0 | 0 | 0 | 0 | 0 | 0 | 0
F1_Commercial_Miscellaneous (ID)_Existing_Water Heating_Natural Gas_Water Heater_E7 | F1 | Commercial | Miscellaneous (ID) | Existing | Water Heating | Natural Gas | Water Heater | E7 | RVT - Cost of Equipment | 0 | 0 | 0 | 0 | 0 | 0 | 0 | 0 | 0 | 0 | 0 | 0 | 0 | 0 | 0 | 0 | 0 | 0 | 0 | 0 | 0 | 0 | 0 | 0 | 0 | 0 | 0
F1_Commercial_Miscellaneous (ID)_Existing_Water Heating_Natural Gas_Water Heater_E8 | F1 | Commercial | Miscellaneous (ID) | Existing | Water Heating | Natural Gas | Water Heater | E8 | RVT - Cost of Equipment | 0 | 0 | 0 | 0 | 0 | 0 | 0 | 0 | 0 | 0 | 0 | 0 | 0 | 0 | 0 | 0 | 0 | 0 | 0 | 0 | 0 | 0 | 0 | 0 | 0 | 0 | 0
F1_Commercial_Miscellaneous (ID)_Existing_Water Heating_Natural Gas_Water Heater_E9 | F1 | Commercial | Miscellaneous (ID) | Existing | Water Heating | Natural Gas | Water Heater | E9 | RVT - Cost of Equipment | 0 | 0 | 0 | 0 | 0 | 0 | 0 | 0 | 0 | 0 | 0 | 0 | 0 | 0 | 0 | 0 | 0 | 0 | 0 | 0 | 0 | 0 | 0 | 0 | 0 | 0 | 0
F1_Commercial_Miscellaneous (ID)_Existing_Water Heating_Natural Gas_Water Heater_E10 | F1 | Commercial | Miscellaneous (ID) | Existing | Water Heating | Natural Gas | Water Heater | E10 | RVT - Cost of Equipment | 0 | 0 | 0 | 0 | 0 | 0 | 0 | 0 | 0 | 0 | 0 | 0 | 0 | 0 | 0 | 0 | 0 | 0 | 0 | 0 | 0 | 0 | 0 | 0 | 0 | 0 | 0
F2_Commercial_Miscellaneous (ID)_Existing_Water Heating_Natural Gas_Water Heater_E1 | F2 | Commercial | Miscellaneous (ID) | Existing | Water Heating | Natural Gas | Water Heater | E1 | RVT - Cost of Operation | 0.13247 | 0.13513 | 0.13813 | 0.14149 | 0.14524 | 0.14978 | 0.15428 | 0.15854 | 0.1624 | 0.16615 | 0.17005 | 0.17362 | 0.17743 | 0.18112 | 0.18437 | 0.18735 | 0.18996 | 0.19248 | 0.19513 | 0.19765 | 0.20019 | 0.20373 | 0.2073 | 0.21099 | 0.21474 | 0.21855 | 0.22243
F2_Commercial_Miscellaneous (ID)_Existing_Water Heating_Natural Gas_Water Heater_E2 | F2 | Commercial | Miscellaneous (ID) | Existing | Water Heating | Natural Gas | Water Heater | E2 | RVT - Cost of Operation | 0.11775 | 0.12012 | 0.12278 | 0.12577 | 0.12911 | 0.13314 | 0.13714 | 0.14092 | 0.14435 | 0.14769 | 0.15115 | 0.15432 | 0.15771 | 0.161 | 0.16388 | 0.16654 | 0.16885 | 0.17109 | 0.17345 | 0.17569 | 0.17795 | 0.18109 | 0.18427 | 0.18754 | 0.19088 | 0.19427 | 0.19772
F2_Commercial_Miscellaneous (ID)_Existing_Water Heating_Natural Gas_Water Heater_E3 | F2 | Commercial | Miscellaneous (ID) | Existing | Water Heating | Natural Gas | Water Heater | E3 | RVT - Cost of Operation | 0.11274 | 0.115 | 0.11756 | 0.12042 | 0.12361 | 0.12747 | 0.1313 | 0.13493 | 0.13821 | 0.14141 | 0.14472 | 0.14776 | 0.151 | 0.15414 | 0.15691 | 0.15945 | 0.16167 | 0.16381 | 0.16607 | 0.16822 | 0.17038 | 0.17338 | 0.17643 | 0.17956 | 0.18275 | 0.186 | 0.18931
F2_Commercial_Miscellaneous (ID)_Existing_Water Heating_Natural Gas_Water Heater_E4 | F2 | Commercial | Miscellaneous (ID) | Existing | Water Heating | Natural Gas | Water Heater | E4 | RVT - Cost of Operation | 0.11819 | 0.12057 | 0.12316 | 0.12599 | 0.12905 | 0.13267 | 0.13624 | 0.13966 | 0.14282 | 0.14593 | 0.14917 | 0.15222 | 0.15545 | 0.15861 | 0.16145 | 0.1641 | 0.16649 | 0.16883 | 0.17127 | 0.17362 | 0.17599 | 0.1791 | 0.18226 | 0.18549 | 0.18879 | 0.19214 | 0.19556
F2_Commercial_Miscellaneous (ID)_Existing_Water Heating_Natural Gas_Water Heater_E5 | F2 | Commercial | Miscellaneous (ID) | Existing | Water Heating | Natural Gas | Water Heater | E5 | RVT - Cost of Operation | 0.069497 | 0.070862 | 0.072445 | 0.074277 | 0.07637 | 0.078922 | 0.081452 | 0.08383 | 0.085965 | 0.08803 | 0.090157 | 0.092078 | 0.094137 | 0.096124 | 0.097849 | 0.099419 | 0.10077 | 0.10206 | 0.10343 | 0.10471 | 0.10601 | 0.10788 | 0.10977 | 0.11172 | 0.11371 | 0.11573 | 0.11778
F2_Commercial_Miscellaneous (ID)_Existing_Water Heating_Natural Gas_Water Heater_E6 | F2 | Commercial | Miscellaneous (ID) | Existing | Water Heating | Natural Gas | Water Heater | E6 | RVT - Cost of Operation | 0 | 0 | 0 | 0 | 0 | 0 | 0 | 0 | 0 | 0 | 0 | 0 | 0 | 0 | 0 | 0 | 0 | 0 | 0 | 0 | 0 | 0 | 0 | 0 | 0 | 0 | 0
F2_Commercial_Miscellaneous (ID)_Existing_Water Heating_Natural Gas_Water Heater_E7 | F2 | Commercial | Miscellaneous (ID) | Existing | Water Heating | Natural Gas | Water Heater | E7 | RVT - Cost of Operation | 0 | 0 | 0 | 0 | 0 | 0 | 0 | 0 | 0 | 0 | 0 | 0 | 0 | 0 | 0 | 0 | 0 | 0 | 0 | 0 | 0 | 0 | 0 | 0 | 0 | 0 | 0
F2_Commercial_Miscellaneous (ID)_Existing_Water Heating_Natural Gas_Water Heater_E8 | F2 | Commercial | Miscellaneous (ID) | Existing | Water Heating | Natural Gas | Water Heater | E8 | RVT - Cost of Operation | 0 | 0 | 0 | 0 | 0 | 0 | 0 | 0 | 0 | 0 | 0 | 0 | 0 | 0 | 0 | 0 | 0 | 0 | 0 | 0 | 0 | 0 | 0 | 0 | 0 | 0 | 0
F2_Commercial_Miscellaneous (ID)_Existing_Water Heating_Natural Gas_Water Heater_E9 | F2 | Commercial | Miscellaneous (ID) | Existing | Water Heating | Natural Gas | Water Heater | E9 | RVT - Cost of Operation | 0 | 0 | 0 | 0 | 0 | 0 | 0 | 0 | 0 | 0 | 0 | 0 | 0 | 0 | 0 | 0 | 0 | 0 | 0 | 0 | 0 | 0 | 0 | 0 | 0 | 0 | 0
F2_Commercial_Miscellaneous (ID)_Existing_Water Heating_Natural Gas_Water Heater_E10 | F2 | Commercial | Miscellaneous (ID) | Existing | Water Heating | Natural Gas | Water Heater | E10 | RVT - Cost of Operation | 0 | 0 | 0 | 0 | 0 | 0 | 0 | 0 | 0 | 0 | 0 | 0 | 0 | 0 | 0 | 0 | 0 | 0 | 0 | 0 | 0 | 0 | 0 | 0 | 0 | 0 | 0
F3_Commercial_Miscellaneous (ID)_Existing_Water Heating_Natural Gas_Water Heater_E1 | F3 | Commercial | Miscellaneous (ID) | Existing | Water Heating | Natural Gas | Water Heater | E1 | System - kBTUs of Consumption | 30.6483 | 30.6483 | 30.6483 | 30.6483 | 30.6483 | 30.6483 | 30.6483 | 30.6483 | 30.6483 | 30.6483 | 30.6483 | 30.6483 | 30.6483 | 30.6483 | 30.6483 | 30.6483 | 30.6483 | 30.6483 | 30.6483 | 30.6483 | 30.6483 | 30.6483 | 30.6483 | 30.6483 | 30.6483 | 30.6483 | 30.6483
F3_Commercial_Miscellaneous (ID)_Existing_Water Heating_Natural Gas_Water Heater_E2 | F3 | Commercial | Miscellaneous (ID) | Existing | Water Heating | Natural Gas | Water Heater | E2 | System - kBTUs of Consumption | 27.2429 | 27.2429 | 27.2429 | 27.2429 | 27.2429 | 27.2429 | 27.2429 | 27.2429 | 27.2429 | 27.2429 | 27.2429 | 27.2429 | 27.2429 | 27.2429 | 27.2429 | 27.2429 | 27.2429 | 27.2429 | 27.2429 | 27.2429 | 27.2429 | 27.2429 | 27.2429 | 27.2429 | 27.2429 | 27.2429 | 27.2429
F3_Commercial_Miscellaneous (ID)_Existing_Water Heating_Natural Gas_Water Heater_E3 | F3 | Commercial | Miscellaneous (ID) | Existing | Water Heating | Natural Gas | Water Heater | E3 | System - kBTUs of Consumption | 26.0837 | 26.0837 | 26.0837 | 26.0837 | 26.0837 | 26.0837 | 26.0837 | 26.0837 | 26.0837 | 26.0837 | 26.0837 | 26.0837 | 26.0837 | 26.0837 | 26.0837 | 26.0837 | 26.0837 | 26.0837 | 26.0837 | 26.0837 | 26.0837 | 26.0837 | 26.0837 | 26.0837 | 26.0837 | 26.0837 | 26.0837
F3_Commercial_Miscellaneous (ID)_Existing_Water Heating_Natural Gas_Water Heater_E4 | F3 | Commercial | Miscellaneous (ID) | Existing | Water Heating | Natural Gas | Water Heater | E4 | System - kBTUs of Consumption | 26.0559 | 26.0559 | 26.0559 | 26.0559 | 26.0559 | 26.0559 | 26.0559 | 26.0559 | 26.0559 | 26.0559 | 26.0559 | 26.0559 | 26.0559 | 26.0559 | 26.0559 | 26.0559 | 26.0559 | 26.0559 | 26.0559 | 26.0559 | 26.0559 | 26.0559 | 26.0559 | 26.0559 | 26.0559 | 26.0559 | 26.0559
F3_Commercial_Miscellaneous (ID)_Existing_Water Heating_Natural Gas_Water Heater_E5 | F3 | Commercial | Miscellaneous (ID) | Existing | Water Heating | Natural Gas | Water Heater | E5 | System - kBTUs of Consumption | 16.3458 | 16.3458 | 16.3458 | 16.3458 | 16.3458 | 16.3458 | 16.3458 | 16.3458 | 16.3458 | 16.3458 | 16.3458 | 16.3458 | 16.3458 | 16.3458 | 16.3458 | 16.3458 | 16.3458 | 16.3458 | 16.3458 | 16.3458 | 16.3458 | 16.3458 | 16.3458 | 16.3458 | 16.3458 | 16.3458 | 16.3458
F3_Commercial_Miscellaneous (ID)_Existing_Water Heating_Natural Gas_Water Heater_E6 | F3 | Commercial | Miscellaneous (ID) | Existing | Water Heating | Natural Gas | Water Heater | E6 | System - kBTUs of Consumption | 0 | 0 | 0 | 0 | 0 | 0 | 0 | 0 | 0 | 0 | 0 | 0 | 0 | 0 | 0 | 0 | 0 | 0 | 0 | 0 | 0 | 0 | 0 | 0 | 0 | 0 | 0
F3_Commercial_Miscellaneous (ID)_Existing_Water Heating_Natural Gas_Water Heater_E7 | F3 | Commercial | Miscellaneous (ID) | Existing | Water Heating | Natural Gas | Water Heater | E7 | System - kBTUs of Consumption | 0 | 0 | 0 | 0 | 0 | 0 | 0 | 0 | 0 | 0 | 0 | 0 | 0 | 0 | 0 | 0 | 0 | 0 | 0 | 0 | 0 | 0 | 0 | 0 | 0 | 0 | 0
F3_Commercial_Miscellaneous (ID)_Existing_Water Heating_Natural Gas_Water Heater_E8 | F3 | Commercial | Miscellaneous (ID) | Existing | Water Heating | Natural Gas | Water Heater | E8 | System - kBTUs of Consumption | 0 | 0 | 0 | 0 | 0 | 0 | 0 | 0 | 0 | 0 | 0 | 0 | 0 | 0 | 0 | 0 | 0 | 0 | 0 | 0 | 0 | 0 | 0 | 0 | 0 | 0 | 0
F3_Commercial_Miscellaneous (ID)_Existing_Water Heating_Natural Gas_Water Heater_E9 | F3 | Commercial | Miscellaneous (ID) | Existing | Water Heating | Natural Gas | Water Heater | E9 | System - kBTUs of Consumption | 0 | 0 | 0 | 0 | 0 | 0 | 0 | 0 | 0 | 0 | 0 | 0 | 0 | 0 | 0 | 0 | 0 | 0 | 0 | 0 | 0 | 0 | 0 | 0 | 0 | 0 | 0
F3_Commercial_Miscellaneous (ID)_Existing_Water Heating_Natural Gas_Water Heater_E10 | F3 | Commercial | Miscellaneous (ID) | Existing | Water Heating | Natural Gas | Water Heater | E10 | System - kBTUs of Consumption | 0 | 0 | 0 | 0 | 0 | 0 | 0 | 0 | 0 | 0 | 0 | 0 | 0 | 0 | 0 | 0 | 0 | 0 | 0 | 0 | 0 | 0 | 0 | 0 | 0 | 0 | 0
F4_Commercial_Miscellaneous (ID)_Existing_Water Heating_Natural Gas_Water Heater_E1 | F4 | Commercial | Miscellaneous (ID) | Existing | Water Heating | Natural Gas | Water Heater | E1 | Utility - Cost of Equipment | 0.02129 | 0.02129 | 0.02129 | 0.02129 | 0.02129 | 0.02129 | 0.02129 | 0.02129 | 0.02129 | 0.02129 | 0.02129 | 0.02129 | 0.02129 | 0.02129 | 0.02129 | 0.02129 | 0.02129 | 0.02129 | 0.02129 | 0.02129 | 0.02129 | 0.02129 | 0.02129 | 0.02129 | 0.02129 | 0.02129 | 0.02129
F4_Commercial_Miscellaneous (ID)_Existing_Water Heating_Natural Gas_Water Heater_E2 | F4 | Commercial | Miscellaneous (ID) | Existing | Water Heating | Natural Gas | Water Heater | E2 | Utility - Cost of Equipment | 0.025548 | 0.025548 | 0.025548 | 0.025548 | 0.025548 | 0.025548 | 0.025548 | 0.025548 | 0.025548 | 0.025548 | 0.025548 | 0.025548 | 0.025548 | 0.025548 | 0.025548 | 0.025548 | 0.025548 | 0.025548 | 0.025548 | 0.025548 | 0.025548 | 0.025548 | 0.025548 | 0.025548 | 0.025548 | 0.025548 | 0.025548
F4_Commercial_Miscellaneous (ID)_Existing_Water Heating_Natural Gas_Water Heater_E3 | F4 | Commercial | Miscellaneous (ID) | Existing | Water Heating | Natural Gas | Water Heater | E3 | Utility - Cost of Equipment | 0.031406 | 0.031406 | 0.031406 | 0.031406 | 0.031406 | 0.031406 | 0.031406 | 0.031406 | 0.031406 | 0.031406 | 0.031406 | 0.031406 | 0.031406 | 0.031406 | 0.031406 | 0.031406 | 0.031406 | 0.031406 | 0.031406 | 0.031406 | 0.031406 | 0.031406 | 0.031406 | 0.031406 | 0.031406 | 0.031406 | 0.031406
F4_Commercial_Miscellaneous (ID)_Existing_Water Heating_Natural Gas_Water Heater_E4 | F4 | Commercial | Miscellaneous (ID) | Existing | Water Heating | Natural Gas | Water Heater | E4 | Utility - Cost of Equipment | 0.031654 | 0.031654 | 0.031654 | 0.031654 | 0.031654 | 0.031654 | 0.031654 | 0.031654 | 0.031654 | 0.031654 | 0.031654 | 0.031654 | 0.031654 | 0.031654 | 0.031654 | 0.031654 | 0.031654 | 0.031654 | 0.031654 | 0.031654 | 0.031654 | 0.031654 | 0.031654 | 0.031654 | 0.031654 | 0.031654 | 0.031654
F4_Commercial_Miscellaneous (ID)_Existing_Water Heating_Natural Gas_Water Heater_E5 | F4 | Commercial | Miscellaneous (ID) | Existing | Water Heating | Natural Gas | Water Heater | E5 | Utility - Cost of Equipment | 0.068329 | 0.068329 | 0.068329 | 0.068329 | 0.068329 | 0.068329 | 0.068329 | 0.068329 | 0.068329 | 0.068329 | 0.068329 | 0.068329 | 0.068329 | 0.068329 | 0.068329 | 0.068329 | 0.068329 | 0.068329 | 0.068329 | 0.068329 | 0.068329 | 0.068329 | 0.068329 | 0.068329 | 0.068329 | 0.068329 | 0.068329
F4_Commercial_Miscellaneous (ID)_Existing_Water Heating_Natural Gas_Water Heater_E6 | F4 | Commercial | Miscellaneous (ID) | Existing | Water Heating | Natural Gas | Water Heater | E6 | Utility - Cost of Equipment | 0 | 0 | 0 | 0 | 0 | 0 | 0 | 0 | 0 | 0 | 0 | 0 | 0 | 0 | 0 | 0 | 0 | 0 | 0 | 0 | 0 | 0 | 0 | 0 | 0 | 0 | 0
F4_Commercial_Miscellaneous (ID)_Existing_Water Heating_Natural Gas_Water Heater_E7 | F4 | Commercial | Miscellaneous (ID) | Existing | Water Heating | Natural Gas | Water Heater | E7 | Utility - Cost of Equipment | 0 | 0 | 0 | 0 | 0 | 0 | 0 | 0 | 0 | 0 | 0 | 0 | 0 | 0 | 0 | 0 | 0 | 0 | 0 | 0 | 0 | 0 | 0 | 0 | 0 | 0 | 0
F4_Commercial_Miscellaneous (ID)_Existing_Water Heating_Natural Gas_Water Heater_E8 | F4 | Commercial | Miscellaneous (ID) | Existing | Water Heating | Natural Gas | Water Heater | E8 | Utility - Cost of Equipment | 0 | 0 | 0 | 0 | 0 | 0 | 0 | 0 | 0 | 0 | 0 | 0 | 0 | 0 | 0 | 0 | 0 | 0 | 0 | 0 | 0 | 0 | 0 | 0 | 0 | 0 | 0
F4_Commercial_Miscellaneous (ID)_Existing_Water Heating_Natural Gas_Water Heater_E9 | F4 | Commercial | Miscellaneous (ID) | Existing | Water Heating | Natural Gas | Water Heater | E9 | Utility - Cost of Equipment | 0 | 0 | 0 | 0 | 0 | 0 | 0 | 0 | 0 | 0 | 0 | 0 | 0 | 0 | 0 | 0 | 0 | 0 | 0 | 0 | 0 | 0 | 0 | 0 | 0 | 0 | 0
F4_Commercial_Miscellaneous (ID)_Existing_Water Heating_Natural Gas_Water Heater_E10 | F4 | Commercial | Miscellaneous (ID) | Existing | Water Heating | Natural Gas | Water Heater | E10 | Utility - Cost of Equipment | 0 | 0 | 0 | 0 | 0 | 0 | 0 | 0 | 0 | 0 | 0 | 0 | 0 | 0 | 0 | 0 | 0 | 0 | 0 | 0 | 0 | 0 | 0 | 0 | 0 | 0 | 0
F5_Commercial_Miscellaneous (ID)_Existing_Water Heating_Natural Gas_Water Heater_E1 | F5 | Commercial | Miscellaneous (ID) | Existing | Water Heating | Natural Gas | Water Heater | E1 | Utility - Cost of Operation | 0.11363 | 0.11662 | 0.11997 | 0.12372 | 0.1279 | 0.13284 | 0.13788 | 0.14284 | 0.14761 | 0.15244 | 0.15638 | 0.1601 | 0.16408 | 0.16799 | 0.17154 | 0.1749 | 0.17797 | 0.18101 | 0.18424 | 0.18741 | 0.19066 | 0.19403 | 0.19743 | 0.20094 | 0.20451 | 0.20814 | 0.21184
F5_Commercial_Miscellaneous (ID)_Existing_Water Heating_Natural Gas_Water Heater_E2 | F5 | Commercial | Miscellaneous (ID) | Existing | Water Heating | Natural Gas | Water Heater | E2 | Utility - Cost of Operation | 0.10101 | 0.10366 | 0.10664 | 0.10997 | 0.11369 | 0.11808 | 0.12256 | 0.12696 | 0.1312 | 0.13551 | 0.13901 | 0.14231 | 0.14585 | 0.14933 | 0.15248 | 0.15547 | 0.1582 | 0.1609 | 0.16377 | 0.16659 | 0.16947 | 0.17247 | 0.1755 | 0.17861 | 0.18179 | 0.18502 | 0.1883
F5_Commercial_Miscellaneous (ID)_Existing_Water Heating_Natural Gas_Water Heater_E3 | F5 | Commercial | Miscellaneous (ID) | Existing | Water Heating | Natural Gas | Water Heater | E3 | Utility - Cost of Operation | 0.096709 | 0.099249 | 0.1021 | 0.10529 | 0.10885 | 0.11306 | 0.11734 | 0.12156 | 0.12562 | 0.12974 | 0.13309 | 0.13626 | 0.13964 | 0.14297 | 0.14599 | 0.14885 | 0.15147 | 0.15406 | 0.1568 | 0.1595 | 0.16226 | 0.16513 | 0.16803 | 0.17101 | 0.17405 | 0.17714 | 0.18029
F5_Commercial_Miscellaneous (ID)_Existing_Water Heating_Natural Gas_Water Heater_E4 | F5 | Commercial | Miscellaneous (ID) | Existing | Water Heating | Natural Gas | Water Heater | E4 | Utility - Cost of Operation | 0.10269 | 0.10534 | 0.10824 | 0.1114 | 0.11485 | 0.11885 | 0.1229 | 0.12691 | 0.13078 | 0.13472 | 0.138 | 0.14114 | 0.14447 | 0.14777 | 0.15081 | 0.15372 | 0.15642 | 0.15911 | 0.16194 | 0.16474 | 0.16761 | 0.17058 | 0.17358 | 0.17666 | 0.1798 | 0.18299 | 0.18624
F5_Commercial_Miscellaneous (ID)_Existing_Water Heating_Natural Gas_Water Heater_E5 | F5 | Commercial | Miscellaneous (ID) | Existing | Water Heating | Natural Gas | Water Heater | E5 | Utility - Cost of Operation | 0.059229 | 0.060786 | 0.062563 | 0.06459 | 0.066879 | 0.069619 | 0.072417 | 0.075167 | 0.077804 | 0.080479 | 0.082627 | 0.084642 | 0.086806 | 0.088928 | 0.090837 | 0.092634 | 0.094256 | 0.095862 | 0.097571 | 0.099243 | 0.10096 | 0.10274 | 0.10454 | 0.1064 | 0.10829 | 0.11022 | 0.11217
F5_Commercial_Miscellaneous (ID)_Existing_Water Heating_Natural Gas_Water Heater_E6 | F5 | Commercial | Miscellaneous (ID) | Existing | Water Heating | Natural Gas | Water Heater | E6 | Utility - Cost of Operation | 0 | 0 | 0 | 0 | 0 | 0 | 0 | 0 | 0 | 0 | 0 | 0 | 0 | 0 | 0 | 0 | 0 | 0 | 0 | 0 | 0 | 0 | 0 | 0 | 0 | 0 | 0
F5_Commercial_Miscellaneous (ID)_Existing_Water Heating_Natural Gas_Water Heater_E7 | F5 | Commercial | Miscellaneous (ID) | Existing | Water Heating | Natural Gas | Water Heater | E7 | Utility - Cost of Operation | 0 | 0 | 0 | 0 | 0 | 0 | 0 | 0 | 0 | 0 | 0 | 0 | 0 | 0 | 0 | 0 | 0 | 0 | 0 | 0 | 0 | 0 | 0 | 0 | 0 | 0 | 0
F5_Commercial_Miscellaneous (ID)_Existing_Water Heating_Natural Gas_Water Heater_E8 | F5 | Commercial | Miscellaneous (ID) | Existing | Water Heating | Natural Gas | Water Heater | E8 | Utility - Cost of Operation | 0 | 0 | 0 | 0 | 0 | 0 | 0 | 0 | 0 | 0 | 0 | 0 | 0 | 0 | 0 | 0 | 0 | 0 | 0 | 0 | 0 | 0 | 0 | 0 | 0 | 0 | 0
F5_Commercial_Miscellaneous (ID)_Existing_Water Heating_Natural Gas_Water Heater_E9 | F5 | Commercial | Miscellaneous (ID) | Existing | Water Heating | Natural Gas | Water Heater | E9 | Utility - Cost of Operation | 0 | 0 | 0 | 0 | 0 | 0 | 0 | 0 | 0 | 0 | 0 | 0 | 0 | 0 | 0 | 0 | 0 | 0 | 0 | 0 | 0 | 0 | 0 | 0 | 0 | 0 | 0
F5_Commercial_Miscellaneous (ID)_Existing_Water Heating_Natural Gas_Water Heater_E10 | F5 | Commercial | Miscellaneous (ID) | Existing | Water Heating | Natural Gas | Water Heater | E10 | Utility - Cost of Operation | 0 | 0 | 0 | 0 | 0 | 0 | 0 | 0 | 0 | 0 | 0 | 0 | 0 | 0 | 0 | 0 | 0 | 0 | 0 | 0 | 0 | 0 | 0 | 0 | 0 | 0 | 0
F6_Commercial_Miscellaneous (ID)_Existing_Water Heating_Natural Gas_Water Heater_E1 | F6 | Commercial | Miscellaneous (ID) | Existing | Water Heating | Natural Gas | Water Heater | E1 | Utility - Value of Sales | 0.13247 | 0.13513 | 0.13813 | 0.14149 | 0.14524 | 0.14978 | 0.15428 | 0.15854 | 0.1624 | 0.16615 | 0.17005 | 0.17362 | 0.17743 | 0.18112 | 0.18437 | 0.18735 | 0.18996 | 0.19248 | 0.19513 | 0.19765 | 0.20019 | 0.20373 | 0.2073 | 0.21099 | 0.21474 | 0.21855 | 0.22243
F6_Commercial_Miscellaneous (ID)_Existing_Water Heating_Natural Gas_Water Heater_E2 | F6 | Commercial | Miscellaneous (ID) | Existing | Water Heating | Natural Gas | Water Heater | E2 | Utility - Value of Sales | 0.11775 | 0.12012 | 0.12278 | 0.12577 | 0.12911 | 0.13314 | 0.13714 | 0.14092 | 0.14435 | 0.14769 | 0.15115 | 0.15432 | 0.15771 | 0.161 | 0.16388 | 0.16654 | 0.16885 | 0.17109 | 0.17345 | 0.17569 | 0.17795 | 0.18109 | 0.18427 | 0.18754 | 0.19088 | 0.19427 | 0.19772
F6_Commercial_Miscellaneous (ID)_Existing_Water Heating_Natural Gas_Water Heater_E3 | F6 | Commercial | Miscellaneous (ID) | Existing | Water Heating | Natural Gas | Water Heater | E3 | Utility - Value of Sales | 0.11274 | 0.115 | 0.11756 | 0.12042 | 0.12361 | 0.12747 | 0.1313 | 0.13493 | 0.13821 | 0.14141 | 0.14472 | 0.14776 | 0.151 | 0.15414 | 0.15691 | 0.15945 | 0.16167 | 0.16381 | 0.16607 | 0.16822 | 0.17038 | 0.17338 | 0.17643 | 0.17956 | 0.18275 | 0.186 | 0.18931
F6_Commercial_Miscellaneous (ID)_Existing_Water Heating_Natural Gas_Water Heater_E4 | F6 | Commercial | Miscellaneous (ID) | Existing | Water Heating | Natural Gas | Water Heater | E4 | Utility - Value of Sales | 0.11819 | 0.12057 | 0.12316 | 0.12599 | 0.12905 | 0.13267 | 0.13624 | 0.13966 | 0.14282 | 0.14593 | 0.14917 | 0.15222 | 0.15545 | 0.15861 | 0.16145 | 0.1641 | 0.16649 | 0.16883 | 0.17127 | 0.17362 | 0.17599 | 0.1791 | 0.18226 | 0.18549 | 0.18879 | 0.19214 | 0.19556
F6_Commercial_Miscellaneous (ID)_Existing_Water Heating_Natural Gas_Water Heater_E5 | F6 | Commercial | Miscellaneous (ID) | Existing | Water Heating | Natural Gas | Water Heater | E5 | Utility - Value of Sales | 0.069497 | 0.070862 | 0.072445 | 0.074277 | 0.07637 | 0.078922 | 0.081452 | 0.08383 | 0.085965 | 0.08803 | 0.090157 | 0.092078 | 0.094137 | 0.096124 | 0.097849 | 0.099419 | 0.10077 | 0.10206 | 0.10343 | 0.10471 | 0.10601 | 0.10788 | 0.10977 | 0.11172 | 0.11371 | 0.11573 | 0.11778
F6_Commercial_Miscellaneous (ID)_Existing_Water Heating_Natural Gas_Water Heater_E6 | F6 | Commercial | Miscellaneous (ID) | Existing | Water Heating | Natural Gas | Water Heater | E6 | Utility - Value of Sales | 0 | 0 | 0 | 0 | 0 | 0 | 0 | 0 | 0 | 0 | 0 | 0 | 0 | 0 | 0 | 0 | 0 | 0 | 0 | 0 | 0 | 0 | 0 | 0 | 0 | 0 | 0
F6_Commercial_Miscellaneous (ID)_Existing_Water Heating_Natural Gas_Water Heater_E7 | F6 | Commercial | Miscellaneous (ID) | Existing | Water Heating | Natural Gas | Water Heater | E7 | Utility - Value of Sales | 0 | 0 | 0 | 0 | 0 | 0 | 0 | 0 | 0 | 0 | 0 | 0 | 0 | 0 | 0 | 0 | 0 | 0 | 0 | 0 | 0 | 0 | 0 | 0 | 0 | 0 | 0
F6_Commercial_Miscellaneous (ID)_Existing_Water Heating_Natural Gas_Water Heater_E8 | F6 | Commercial | Miscellaneous (ID) | Existing | Water Heating | Natural Gas | Water Heater | E8 | Utility - Value of Sales | 0 | 0 | 0 | 0 | 0 | 0 | 0 | 0 | 0 | 0 | 0 | 0 | 0 | 0 | 0 | 0 | 0 | 0 | 0 | 0 | 0 | 0 | 0 | 0 | 0 | 0 | 0
F6_Commercial_Miscellaneous (ID)_Existing_Water Heating_Natural Gas_Water Heater_E9 | F6 | Commercial | Miscellaneous (ID) | Existing | Water Heating | Natural Gas | Water Heater | E9 | Utility - Value of Sales | 0 | 0 | 0 | 0 | 0 | 0 | 0 | 0 | 0 | 0 | 0 | 0 | 0 | 0 | 0 | 0 | 0 | 0 | 0 | 0 | 0 | 0 | 0 | 0 | 0 | 0 | 0
F6_Commercial_Miscellaneous (ID)_Existing_Water Heating_Natural Gas_Water Heater_E10 | F6 | Commercial | Miscellaneous (ID) | Existing | Water Heating | Natural Gas | Water Heater | E10 | Utility - Value of Sales | 0 | 0 | 0 | 0 | 0 | 0 | 0 | 0 | 0 | 0 | 0 | 0 | 0 | 0 | 0 | 0 | 0 | 0 | 0 | 0 | 0 | 0 | 0 | 0 | 0 | 0 | 0
F1_Commercial_Miscellaneous (ID)_Existing_Food Preparation_Natural Gas_Oven_E1 | F1 | Commercial | Miscellaneous (ID) | Existing | Food Preparation | Natural Gas | Oven | E1 | RVT - Cost of Equipment | 0.00032939 | 0.00032939 | 0.00032939 | 0.00032939 | 0.00032939 | 0.00032939 | 0.00032939 | 0.00032939 | 0.00032939 | 0.00032939 | 0.00032939 | 0.00032939 | 0.00032939 | 0.00032939 | 0.00032939 | 0.00032939 | 0.00032939 | 0.00032939 | 0.00032939 | 0.00032939 | 0.00032939 | 0.00032939 | 0.00032939 | 0.00032939 | 0.00032939 | 0.00032939 | 0.00032939
F1_Commercial_Miscellaneous (ID)_Existing_Food Preparation_Natural Gas_Oven_E2 | F1 | Commercial | Miscellaneous (ID) | Existing | Food Preparation | Natural Gas | Oven | E2 | RVT - Cost of Equipment | 0.00044883 | 0.00044883 | 0.00044883 | 0.00044883 | 0.00044883 | 0.00044883 | 0.00044883 | 0.00044883 | 0.00044883 | 0.00044883 | 0.00044883 | 0.00044883 | 0.00044883 | 0.00044883 | 0.00044883 | 0.00044883 | 0.00044883 | 0.00044883 | 0.00044883 | 0.00044883 | 0.00044883 | 0.00044883 | 0.00044883 | 0.00044883 | 0.00044883 | 0.00044883 | 0.00044883
F1_Commercial_Miscellaneous (ID)_Existing_Food Preparation_Natural Gas_Oven_E3 | F1 | Commercial | Miscellaneous (ID) | Existing | Food Preparation | Natural Gas | Oven | E3 | RVT - Cost of Equipment | 0 | 0 | 0 | 0 | 0 | 0 | 0 | 0 | 0 | 0 | 0 | 0 | 0 | 0 | 0 | 0 | 0 | 0 | 0 | 0 | 0 | 0 | 0 | 0 | 0 | 0 | 0
F1_Commercial_Miscellaneous (ID)_Existing_Food Preparation_Natural Gas_Oven_E4 | F1 | Commercial | Miscellaneous (ID) | Existing | Food Preparation | Natural Gas | Oven | E4 | RVT - Cost of Equipment | 0 | 0 | 0 | 0 | 0 | 0 | 0 | 0 | 0 | 0 | 0 | 0 | 0 | 0 | 0 | 0 | 0 | 0 | 0 | 0 | 0 | 0 | 0 | 0 | 0 | 0 | 0
F1_Commercial_Miscellaneous (ID)_Existing_Food Preparation_Natural Gas_Oven_E5 | F1 | Commercial | Miscellaneous (ID) | Existing | Food Preparation | Natural Gas | Oven | E5 | RVT - Cost of Equipment | 0 | 0 | 0 | 0 | 0 | 0 | 0 | 0 | 0 | 0 | 0 | 0 | 0 | 0 | 0 | 0 | 0 | 0 | 0 | 0 | 0 | 0 | 0 | 0 | 0 | 0 | 0
F1_Commercial_Miscellaneous (ID)_Existing_Food Preparation_Natural Gas_Oven_E6 | F1 | Commercial | Miscellaneous (ID) | Existing | Food Preparation | Natural Gas | Oven | E6 | RVT - Cost of Equipment | 0 | 0 | 0 | 0 | 0 | 0 | 0 | 0 | 0 | 0 | 0 | 0 | 0 | 0 | 0 | 0 | 0 | 0 | 0 | 0 | 0 | 0 | 0 | 0 | 0 | 0 | 0
F1_Commercial_Miscellaneous (ID)_Existing_Food Preparation_Natural Gas_Oven_E7 | F1 | Commercial | Miscellaneous (ID) | Existing | Food Preparation | Natural Gas | Oven | E7 | RVT - Cost of Equipment | 0 | 0 | 0 | 0 | 0 | 0 | 0 | 0 | 0 | 0 | 0 | 0 | 0 | 0 | 0 | 0 | 0 | 0 | 0 | 0 | 0 | 0 | 0 | 0 | 0 | 0 | 0
F1_Commercial_Miscellaneous (ID)_Existing_Food Preparation_Natural Gas_Oven_E8 | F1 | Commercial | Miscellaneous (ID) | Existing | Food Preparation | Natural Gas | Oven | E8 | RVT - Cost of Equipment | 0 | 0 | 0 | 0 | 0 | 0 | 0 | 0 | 0 | 0 | 0 | 0 | 0 | 0 | 0 | 0 | 0 | 0 | 0 | 0 | 0 | 0 | 0 | 0 | 0 | 0 | 0
F1_Commercial_Miscellaneous (ID)_Existing_Food Preparation_Natural Gas_Oven_E9 | F1 | Commercial | Miscellaneous (ID) | Existing | Food Preparation | Natural Gas | Oven | E9 | RVT - Cost of Equipment | 0 | 0 | 0 | 0 | 0 | 0 | 0 | 0 | 0 | 0 | 0 | 0 | 0 | 0 | 0 | 0 | 0 | 0 | 0 | 0 | 0 | 0 | 0 | 0 | 0 | 0 | 0
F1_Commercial_Miscellaneous (ID)_Existing_Food Preparation_Natural Gas_Oven_E10 | F1 | Commercial | Miscellaneous (ID) | Existing | Food Preparation | Natural Gas | Oven | E10 | RVT - Cost of Equipment | 0 | 0 | 0 | 0 | 0 | 0 | 0 | 0 | 0 | 0 | 0 | 0 | 0 | 0 | 0 | 0 | 0 | 0 | 0 | 0 | 0 | 0 | 0 | 0 | 0 | 0 | 0
F2_Commercial_Miscellaneous (ID)_Existing_Food Preparation_Natural Gas_Oven_E1 | F2 | Commercial | Miscellaneous (ID) | Existing | Food Preparation | Natural Gas | Oven | E1 | RVT - Cost of Operation | 0.0058557 | 0.0059531 | 0.0060719 | 0.0062163 | 0.006388 | 0.006615 | 0.0068479 | 0.0070732 | 0.0072806 | 0.0074797 | 0.0076843 | 0.007867 | 0.0080576 | 0.0082338 | 0.0083821 | 0.0085136 | 0.0086214 | 0.0087231 | 0.0088321 | 0.0089321 | 0.0090322 | 0.0091914 | 0.0093522 | 0.0095183 | 0.0096874 | 0.0098595 | 0.010035
F2_Commercial_Miscellaneous (ID)_Existing_Food Preparation_Natural Gas_Oven_E2 | F2 | Commercial | Miscellaneous (ID) | Existing | Food Preparation | Natural Gas | Oven | E2 | RVT - Cost of Operation | 0.0041581 | 0.0042273 | 0.0043116 | 0.0044142 | 0.0045361 | 0.0046973 | 0.0048627 | 0.0050226 | 0.0051699 | 0.0053113 | 0.0054566 | 0.0055863 | 0.0057217 | 0.0058468 | 0.0059521 | 0.0060455 | 0.006122 | 0.0061942 | 0.0062716 | 0.0063427 | 0.0064137 | 0.0065268 | 0.0066409 | 0.0067589 | 0.006879 | 0.0070012 | 0.0071256
F2_Commercial_Miscellaneous (ID)_Existing_Food Preparation_Natural Gas_Oven_E3 | F2 | Commercial | Miscellaneous (ID) | Existing | Food Preparation | Natural Gas | Oven | E3 | RVT - Cost of Operation | 0 | 0 | 0 | 0 | 0 | 0 | 0 | 0 | 0 | 0 | 0 | 0 | 0 | 0 | 0 | 0 | 0 | 0 | 0 | 0 | 0 | 0 | 0 | 0 | 0 | 0 | 0
F2_Commercial_Miscellaneous (ID)_Existing_Food Preparation_Natural Gas_Oven_E4 | F2 | Commercial | Miscellaneous (ID) | Existing | Food Preparation | Natural Gas | Oven | E4 | RVT - Cost of Operation | 0 | 0 | 0 | 0 | 0 | 0 | 0 | 0 | 0 | 0 | 0 | 0 | 0 | 0 | 0 | 0 | 0 | 0 | 0 | 0 | 0 | 0 | 0 | 0 | 0 | 0 | 0
F2_Commercial_Miscellaneous (ID)_Existing_Food Preparation_Natural Gas_Oven_E5 | F2 | Commercial | Miscellaneous (ID) | Existing | Food Preparation | Natural Gas | Oven | E5 | RVT - Cost of Operation | 0 | 0 | 0 | 0 | 0 | 0 | 0 | 0 | 0 | 0 | 0 | 0 | 0 | 0 | 0 | 0 | 0 | 0 | 0 | 0 | 0 | 0 | 0 | 0 | 0 | 0 | 0
F2_Commercial_Miscellaneous (ID)_Existing_Food Preparation_Natural Gas_Oven_E6 | F2 | Commercial | Miscellaneous (ID) | Existing | Food Preparation | Natural Gas | Oven | E6 | RVT - Cost of Operation | 0 | 0 | 0 | 0 | 0 | 0 | 0 | 0 | 0 | 0 | 0 | 0 | 0 | 0 | 0 | 0 | 0 | 0 | 0 | 0 | 0 | 0 | 0 | 0 | 0 | 0 | 0
F2_Commercial_Miscellaneous (ID)_Existing_Food Preparation_Natural Gas_Oven_E7 | F2 | Commercial | Miscellaneous (ID) | Existing | Food Preparation | Natural Gas | Oven | E7 | RVT - Cost of Operation | 0 | 0 | 0 | 0 | 0 | 0 | 0 | 0 | 0 | 0 | 0 | 0 | 0 | 0 | 0 | 0 | 0 | 0 | 0 | 0 | 0 | 0 | 0 | 0 | 0 | 0 | 0
F2_Commercial_Miscellaneous (ID)_Existing_Food Preparation_Natural Gas_Oven_E8 | F2 | Commercial | Miscellaneous (ID) | Existing | Food Preparation | Natural Gas | Oven | E8 | RVT - Cost of Operation | 0 | 0 | 0 | 0 | 0 | 0 | 0 | 0 | 0 | 0 | 0 | 0 | 0 | 0 | 0 | 0 | 0 | 0 | 0 | 0 | 0 | 0 | 0 | 0 | 0 | 0 | 0
F2_Commercial_Miscellaneous (ID)_Existing_Food Preparation_Natural Gas_Oven_E9 | F2 | Commercial | Miscellaneous (ID) | Existing | Food Preparation | Natural Gas | Oven | E9 | RVT - Cost of Operation | 0 | 0 | 0 | 0 | 0 | 0 | 0 | 0 | 0 | 0 | 0 | 0 | 0 | 0 | 0 | 0 | 0 | 0 | 0 | 0 | 0 | 0 | 0 | 0 | 0 | 0 | 0
F2_Commercial_Miscellaneous (ID)_Existing_Food Preparation_Natural Gas_Oven_E10 | F2 | Commercial | Miscellaneous (ID) | Existing | Food Preparation | Natural Gas | Oven | E10 | RVT - Cost of Operation | 0 | 0 | 0 | 0 | 0 | 0 | 0 | 0 | 0 | 0 | 0 | 0 | 0 | 0 | 0 | 0 | 0 | 0 | 0 | 0 | 0 | 0 | 0 | 0 | 0 | 0 | 0
F3_Commercial_Miscellaneous (ID)_Existing_Food Preparation_Natural Gas_Oven_E1 | F3 | Commercial | Miscellaneous (ID) | Existing | Food Preparation | Natural Gas | Oven | E1 | System - kBTUs of Consumption | 1.4194 | 1.4194 | 1.4194 | 1.4194 | 1.4194 | 1.4194 | 1.4194 | 1.4194 | 1.4194 | 1.4194 | 1.4194 | 1.4194 | 1.4194 | 1.4194 | 1.4194 | 1.4194 | 1.4194 | 1.4194 | 1.4194 | 1.4194 | 1.4194 | 1.4194 | 1.4194 | 1.4194 | 1.4194 | 1.4194 | 1.4194
F3_Commercial_Miscellaneous (ID)_Existing_Food Preparation_Natural Gas_Oven_E2 | F3 | Commercial | Miscellaneous (ID) | Existing | Food Preparation | Natural Gas | Oven | E2 | System - kBTUs of Consumption | 1.0079 | 1.0079 | 1.0079 | 1.0079 | 1.0079 | 1.0079 | 1.0079 | 1.0079 | 1.0079 | 1.0079 | 1.0079 | 1.0079 | 1.0079 | 1.0079 | 1.0079 | 1.0079 | 1.0079 | 1.0079 | 1.0079 | 1.0079 | 1.0079 | 1.0079 | 1.0079 | 1.0079 | 1.0079 | 1.0079 | 1.0079
F3_Commercial_Miscellaneous (ID)_Existing_Food Preparation_Natural Gas_Oven_E3 | F3 | Commercial | Miscellaneous (ID) | Existing | Food Preparation | Natural Gas | Oven | E3 | System - kBTUs of Consumption | 0 | 0 | 0 | 0 | 0 | 0 | 0 | 0 | 0 | 0 | 0 | 0 | 0 | 0 | 0 | 0 | 0 | 0 | 0 | 0 | 0 | 0 | 0 | 0 | 0 | 0 | 0
F3_Commercial_Miscellaneous (ID)_Existing_Food Preparation_Natural Gas_Oven_E4 | F3 | Commercial | Miscellaneous (ID) | Existing | Food Preparation | Natural Gas | Oven | E4 | System - kBTUs of Consumption | 0 | 0 | 0 | 0 | 0 | 0 | 0 | 0 | 0 | 0 | 0 | 0 | 0 | 0 | 0 | 0 | 0 | 0 | 0 | 0 | 0 | 0 | 0 | 0 | 0 | 0 | 0
F3_Commercial_Miscellaneous (ID)_Existing_Food Preparation_Natural Gas_Oven_E5 | F3 | Commercial | Miscellaneous (ID) | Existing | Food Preparation | Natural Gas | Oven | E5 | System - kBTUs of Consumption | 0 | 0 | 0 | 0 | 0 | 0 | 0 | 0 | 0 | 0 | 0 | 0 | 0 | 0 | 0 | 0 | 0 | 0 | 0 | 0 | 0 | 0 | 0 | 0 | 0 | 0 | 0
F3_Commercial_Miscellaneous (ID)_Existing_Food Preparation_Natural Gas_Oven_E6 | F3 | Commercial | Miscellaneous (ID) | Existing | Food Preparation | Natural Gas | Oven | E6 | System - kBTUs of Consumption | 0 | 0 | 0 | 0 | 0 | 0 | 0 | 0 | 0 | 0 | 0 | 0 | 0 | 0 | 0 | 0 | 0 | 0 | 0 | 0 | 0 | 0 | 0 | 0 | 0 | 0 | 0
F3_Commercial_Miscellaneous (ID)_Existing_Food Preparation_Natural Gas_Oven_E7 | F3 | Commercial | Miscellaneous (ID) | Existing | Food Preparation | Natural Gas | Oven | E7 | System - kBTUs of Consumption | 0 | 0 | 0 | 0 | 0 | 0 | 0 | 0 | 0 | 0 | 0 | 0 | 0 | 0 | 0 | 0 | 0 | 0 | 0 | 0 | 0 | 0 | 0 | 0 | 0 | 0 | 0
F3_Commercial_Miscellaneous (ID)_Existing_Food Preparation_Natural Gas_Oven_E8 | F3 | Commercial | Miscellaneous (ID) | Existing | Food Preparation | Natural Gas | Oven | E8 | System - kBTUs of Consumption | 0 | 0 | 0 | 0 | 0 | 0 | 0 | 0 | 0 | 0 | 0 | 0 | 0 | 0 | 0 | 0 | 0 | 0 | 0 | 0 | 0 | 0 | 0 | 0 | 0 | 0 | 0
F3_Commercial_Miscellaneous (ID)_Existing_Food Preparation_Natural Gas_Oven_E9 | F3 | Commercial | Miscellaneous (ID) | Existing | Food Preparation | Natural Gas | Oven | E9 | System - kBTUs of Consumption | 0 | 0 | 0 | 0 | 0 | 0 | 0 | 0 | 0 | 0 | 0 | 0 | 0 | 0 | 0 | 0 | 0 | 0 | 0 | 0 | 0 | 0 | 0 | 0 | 0 | 0 | 0
F3_Commercial_Miscellaneous (ID)_Existing_Food Preparation_Natural Gas_Oven_E10 | F3 | Commercial | Miscellaneous (ID) | Existing | Food Preparation | Natural Gas | Oven | E10 | System - kBTUs of Consumption | 0 | 0 | 0 | 0 | 0 | 0 | 0 | 0 | 0 | 0 | 0 | 0 | 0 | 0 | 0 | 0 | 0 | 0 | 0 | 0 | 0 | 0 | 0 | 0 | 0 | 0 | 0
F4_Commercial_Miscellaneous (ID)_Existing_Food Preparation_Natural Gas_Oven_E1 | F4 | Commercial | Miscellaneous (ID) | Existing | Food Preparation | Natural Gas | Oven | E1 | Utility - Cost of Equipment | 0.00032939 | 0.00032939 | 0.00032939 | 0.00032939 | 0.00032939 | 0.00032939 | 0.00032939 | 0.00032939 | 0.00032939 | 0.00032939 | 0.00032939 | 0.00032939 | 0.00032939 | 0.00032939 | 0.00032939 | 0.00032939 | 0.00032939 | 0.00032939 | 0.00032939 | 0.00032939 | 0.00032939 | 0.00032939 | 0.00032939 | 0.00032939 | 0.00032939 | 0.00032939 | 0.00032939
F4_Commercial_Miscellaneous (ID)_Existing_Food Preparation_Natural Gas_Oven_E2 | F4 | Commercial | Miscellaneous (ID) | Existing | Food Preparation | Natural Gas | Oven | E2 | Utility - Cost of Equipment | 0.00044883 | 0.00044883 | 0.00044883 | 0.00044883 | 0.00044883 | 0.00044883 | 0.00044883 | 0.00044883 | 0.00044883 | 0.00044883 | 0.00044883 | 0.00044883 | 0.00044883 | 0.00044883 | 0.00044883 | 0.00044883 | 0.00044883 | 0.00044883 | 0.00044883 | 0.00044883 | 0.00044883 | 0.00044883 | 0.00044883 | 0.00044883 | 0.00044883 | 0.00044883 | 0.00044883
F4_Commercial_Miscellaneous (ID)_Existing_Food Preparation_Natural Gas_Oven_E3 | F4 | Commercial | Miscellaneous (ID) | Existing | Food Preparation | Natural Gas | Oven | E3 | Utility - Cost of Equipment | 0 | 0 | 0 | 0 | 0 | 0 | 0 | 0 | 0 | 0 | 0 | 0 | 0 | 0 | 0 | 0 | 0 | 0 | 0 | 0 | 0 | 0 | 0 | 0 | 0 | 0 | 0
F4_Commercial_Miscellaneous (ID)_Existing_Food Preparation_Natural Gas_Oven_E4 | F4 | Commercial | Miscellaneous (ID) | Existing | Food Preparation | Natural Gas | Oven | E4 | Utility - Cost of Equipment | 0 | 0 | 0 | 0 | 0 | 0 | 0 | 0 | 0 | 0 | 0 | 0 | 0 | 0 | 0 | 0 | 0 | 0 | 0 | 0 | 0 | 0 | 0 | 0 | 0 | 0 | 0
F4_Commercial_Miscellaneous (ID)_Existing_Food Preparation_Natural Gas_Oven_E5 | F4 | Commercial | Miscellaneous (ID) | Existing | Food Preparation | Natural Gas | Oven | E5 | Utility - Cost of Equipment | 0 | 0 | 0 | 0 | 0 | 0 | 0 | 0 | 0 | 0 | 0 | 0 | 0 | 0 | 0 | 0 | 0 | 0 | 0 | 0 | 0 | 0 | 0 | 0 | 0 | 0 | 0
F4_Commercial_Miscellaneous (ID)_Existing_Food Preparation_Natural Gas_Oven_E6 | F4 | Commercial | Miscellaneous (ID) | Existing | Food Preparation | Natural Gas | Oven | E6 | Utility - Cost of Equipment | 0 | 0 | 0 | 0 | 0 | 0 | 0 | 0 | 0 | 0 | 0 | 0 | 0 | 0 | 0 | 0 | 0 | 0 | 0 | 0 | 0 | 0 | 0 | 0 | 0 | 0 | 0
F4_Commercial_Miscellaneous (ID)_Existing_Food Preparation_Natural Gas_Oven_E7 | F4 | Commercial | Miscellaneous (ID) | Existing | Food Preparation | Natural Gas | Oven | E7 | Utility - Cost of Equipment | 0 | 0 | 0 | 0 | 0 | 0 | 0 | 0 | 0 | 0 | 0 | 0 | 0 | 0 | 0 | 0 | 0 | 0 | 0 | 0 | 0 | 0 | 0 | 0 | 0 | 0 | 0
F4_Commercial_Miscellaneous (ID)_Existing_Food Preparation_Natural Gas_Oven_E8 | F4 | Commercial | Miscellaneous (ID) | Existing | Food Preparation | Natural Gas | Oven | E8 | Utility - Cost of Equipment | 0 | 0 | 0 | 0 | 0 | 0 | 0 | 0 | 0 | 0 | 0 | 0 | 0 | 0 | 0 | 0 | 0 | 0 | 0 | 0 | 0 | 0 | 0 | 0 | 0 | 0 | 0
F4_Commercial_Miscellaneous (ID)_Existing_Food Preparation_Natural Gas_Oven_E9 | F4 | Commercial | Miscellaneous (ID) | Existing | Food Preparation | Natural Gas | Oven | E9 | Utility - Cost of Equipment | 0 | 0 | 0 | 0 | 0 | 0 | 0 | 0 | 0 | 0 | 0 | 0 | 0 | 0 | 0 | 0 | 0 | 0 | 0 | 0 | 0 | 0 | 0 | 0 | 0 | 0 | 0
F4_Commercial_Miscellaneous (ID)_Existing_Food Preparation_Natural Gas_Oven_E10 | F4 | Commercial | Miscellaneous (ID) | Existing | Food Preparation | Natural Gas | Oven | E10 | Utility - Cost of Equipment | 0 | 0 | 0 | 0 | 0 | 0 | 0 | 0 | 0 | 0 | 0 | 0 | 0 | 0 | 0 | 0 | 0 | 0 | 0 | 0 | 0 | 0 | 0 | 0 | 0 | 0 | 0
F5_Commercial_Miscellaneous (ID)_Existing_Food Preparation_Natural Gas_Oven_E1 | F5 | Commercial | Miscellaneous (ID) | Existing | Food Preparation | Natural Gas | Oven | E1 | Utility - Cost of Operation | 0.0049225 | 0.0050361 | 0.005179 | 0.0053477 | 0.0055438 | 0.0057911 | 0.0060487 | 0.0063055 | 0.0065532 | 0.0068044 | 0.0070004 | 0.0071827 | 0.0073793 | 0.0075708 | 0.0077397 | 0.007896 | 0.0080339 | 0.0081695 | 0.0083153 | 0.0084567 | 0.0086021 | 0.0087537 | 0.0089068 | 0.0090651 | 0.0092261 | 0.00939 | 0.0095568
F5_Commercial_Miscellaneous (ID)_Existing_Food Preparation_Natural Gas_Oven_E2 | F5 | Commercial | Miscellaneous (ID) | Existing | Food Preparation | Natural Gas | Oven | E2 | Utility - Cost of Operation | 0.0034954 | 0.0035761 | 0.0036776 | 0.0037974 | 0.0039366 | 0.0041122 | 0.0042951 | 0.0044775 | 0.0046534 | 0.0048318 | 0.0049709 | 0.0051004 | 0.00524 | 0.005376 | 0.0054959 | 0.0056069 | 0.0057049 | 0.0058011 | 0.0059047 | 0.006005 | 0.0061083 | 0.006216 | 0.0063247 | 0.0064371 | 0.0065514 | 0.0066678 | 0.0067863
F5_Commercial_Miscellaneous (ID)_Existing_Food Preparation_Natural Gas_Oven_E3 | F5 | Commercial | Miscellaneous (ID) | Existing | Food Preparation | Natural Gas | Oven | E3 | Utility - Cost of Operation | 0 | 0 | 0 | 0 | 0 | 0 | 0 | 0 | 0 | 0 | 0 | 0 | 0 | 0 | 0 | 0 | 0 | 0 | 0 | 0 | 0 | 0 | 0 | 0 | 0 | 0 | 0
F5_Commercial_Miscellaneous (ID)_Existing_Food Preparation_Natural Gas_Oven_E4 | F5 | Commercial | Miscellaneous (ID) | Existing | Food Preparation | Natural Gas | Oven | E4 | Utility - Cost of Operation | 0 | 0 | 0 | 0 | 0 | 0 | 0 | 0 | 0 | 0 | 0 | 0 | 0 | 0 | 0 | 0 | 0 | 0 | 0 | 0 | 0 | 0 | 0 | 0 | 0 | 0 | 0
F5_Commercial_Miscellaneous (ID)_Existing_Food Preparation_Natural Gas_Oven_E5 | F5 | Commercial | Miscellaneous (ID) | Existing | Food Preparation | Natural Gas | Oven | E5 | Utility - Cost of Operation | 0 | 0 | 0 | 0 | 0 | 0 | 0 | 0 | 0 | 0 | 0 | 0 | 0 | 0 | 0 | 0 | 0 | 0 | 0 | 0 | 0 | 0 | 0 | 0 | 0 | 0 | 0
F5_Commercial_Miscellaneous (ID)_Existing_Food Preparation_Natural Gas_Oven_E6 | F5 | Commercial | Miscellaneous (ID) | Existing | Food Preparation | Natural Gas | Oven | E6 | Utility - Cost of Operation | 0 | 0 | 0 | 0 | 0 | 0 | 0 | 0 | 0 | 0 | 0 | 0 | 0 | 0 | 0 | 0 | 0 | 0 | 0 | 0 | 0 | 0 | 0 | 0 | 0 | 0 | 0
F5_Commercial_Miscellaneous (ID)_Existing_Food Preparation_Natural Gas_Oven_E7 | F5 | Commercial | Miscellaneous (ID) | Existing | Food Preparation | Natural Gas | Oven | E7 | Utility - Cost of Operation | 0 | 0 | 0 | 0 | 0 | 0 | 0 | 0 | 0 | 0 | 0 | 0 | 0 | 0 | 0 | 0 | 0 | 0 | 0 | 0 | 0 | 0 | 0 | 0 | 0 | 0 | 0
F5_Commercial_Miscellaneous (ID)_Existing_Food Preparation_Natural Gas_Oven_E8 | F5 | Commercial | Miscellaneous (ID) | Existing | Food Preparation | Natural Gas | Oven | E8 | Utility - Cost of Operation | 0 | 0 | 0 | 0 | 0 | 0 | 0 | 0 | 0 | 0 | 0 | 0 | 0 | 0 | 0 | 0 | 0 | 0 | 0 | 0 | 0 | 0 | 0 | 0 | 0 | 0 | 0
F5_Commercial_Miscellaneous (ID)_Existing_Food Preparation_Natural Gas_Oven_E9 | F5 | Commercial | Miscellaneous (ID) | Existing | Food Preparation | Natural Gas | Oven | E9 | Utility - Cost of Operation | 0 | 0 | 0 | 0 | 0 | 0 | 0 | 0 | 0 | 0 | 0 | 0 | 0 | 0 | 0 | 0 | 0 | 0 | 0 | 0 | 0 | 0 | 0 | 0 | 0 | 0 | 0
F5_Commercial_Miscellaneous (ID)_Existing_Food Preparation_Natural Gas_Oven_E10 | F5 | Commercial | Miscellaneous (ID) | Existing | Food Preparation | Natural Gas | Oven | E10 | Utility - Cost of Operation | 0 | 0 | 0 | 0 | 0 | 0 | 0 | 0 | 0 | 0 | 0 | 0 | 0 | 0 | 0 | 0 | 0 | 0 | 0 | 0 | 0 | 0 | 0 | 0 | 0 | 0 | 0
F6_Commercial_Miscellaneous (ID)_Existing_Food Preparation_Natural Gas_Oven_E1 | F6 | Commercial | Miscellaneous (ID) | Existing | Food Preparation | Natural Gas | Oven | E1 | Utility - Value of Sales | 0.0058557 | 0.0059531 | 0.0060719 | 0.0062163 | 0.006388 | 0.006615 | 0.0068479 | 0.0070732 | 0.0072806 | 0.0074797 | 0.0076843 | 0.007867 | 0.0080576 | 0.0082338 | 0.0083821 | 0.0085136 | 0.0086214 | 0.0087231 | 0.0088321 | 0.0089321 | 0.0090322 | 0.0091914 | 0.0093522 | 0.0095183 | 0.0096874 | 0.0098595 | 0.010035
F6_Commercial_Miscellaneous (ID)_Existing_Food Preparation_Natural Gas_Oven_E2 | F6 | Commercial | Miscellaneous (ID) | Existing | Food Preparation | Natural Gas | Oven | E2 | Utility - Value of Sales | 0.0041581 | 0.0042273 | 0.0043116 | 0.0044142 | 0.0045361 | 0.0046973 | 0.0048627 | 0.0050226 | 0.0051699 | 0.0053113 | 0.0054566 | 0.0055863 | 0.0057217 | 0.0058468 | 0.0059521 | 0.0060455 | 0.006122 | 0.0061942 | 0.0062716 | 0.0063427 | 0.0064137 | 0.0065268 | 0.0066409 | 0.0067589 | 0.006879 | 0.0070012 | 0.0071256
F6_Commercial_Miscellaneous (ID)_Existing_Food Preparation_Natural Gas_Oven_E3 | F6 | Commercial | Miscellaneous (ID) | Existing | Food Preparation | Natural Gas | Oven | E3 | Utility - Value of Sales | 0 | 0 | 0 | 0 | 0 | 0 | 0 | 0 | 0 | 0 | 0 | 0 | 0 | 0 | 0 | 0 | 0 | 0 | 0 | 0 | 0 | 0 | 0 | 0 | 0 | 0 | 0
F6_Commercial_Miscellaneous (ID)_Existing_Food Preparation_Natural Gas_Oven_E4 | F6 | Commercial | Miscellaneous (ID) | Existing | Food Preparation | Natural Gas | Oven | E4 | Utility - Value of Sales | 0 | 0 | 0 | 0 | 0 | 0 | 0 | 0 | 0 | 0 | 0 | 0 | 0 | 0 | 0 | 0 | 0 | 0 | 0 | 0 | 0 | 0 | 0 | 0 | 0 | 0 | 0
F6_Commercial_Miscellaneous (ID)_Existing_Food Preparation_Natural Gas_Oven_E5 | F6 | Commercial | Miscellaneous (ID) | Existing | Food Preparation | Natural Gas | Oven | E5 | Utility - Value of Sales | 0 | 0 | 0 | 0 | 0 | 0 | 0 | 0 | 0 | 0 | 0 | 0 | 0 | 0 | 0 | 0 | 0 | 0 | 0 | 0 | 0 | 0 | 0 | 0 | 0 | 0 | 0
F6_Commercial_Miscellaneous (ID)_Existing_Food Preparation_Natural Gas_Oven_E6 | F6 | Commercial | Miscellaneous (ID) | Existing | Food Preparation | Natural Gas | Oven | E6 | Utility - Value of Sales | 0 | 0 | 0 | 0 | 0 | 0 | 0 | 0 | 0 | 0 | 0 | 0 | 0 | 0 | 0 | 0 | 0 | 0 | 0 | 0 | 0 | 0 | 0 | 0 | 0 | 0 | 0
F6_Commercial_Miscellaneous (ID)_Existing_Food Preparation_Natural Gas_Oven_E7 | F6 | Commercial | Miscellaneous (ID) | Existing | Food Preparation | Natural Gas | Oven | E7 | Utility - Value of Sales | 0 | 0 | 0 | 0 | 0 | 0 | 0 | 0 | 0 | 0 | 0 | 0 | 0 | 0 | 0 | 0 | 0 | 0 | 0 | 0 | 0 | 0 | 0 | 0 | 0 | 0 | 0
F6_Commercial_Miscellaneous (ID)_Existing_Food Preparation_Natural Gas_Oven_E8 | F6 | Commercial | Miscellaneous (ID) | Existing | Food Preparation | Natural Gas | Oven | E8 | Utility - Value of Sales | 0 | 0 | 0 | 0 | 0 | 0 | 0 | 0 | 0 | 0 | 0 | 0 | 0 | 0 | 0 | 0 | 0 | 0 | 0 | 0 | 0 | 0 | 0 | 0 | 0 | 0 | 0
F6_Commercial_Miscellaneous (ID)_Existing_Food Preparation_Natural Gas_Oven_E9 | F6 | Commercial | Miscellaneous (ID) | Existing | Food Preparation | Natural Gas | Oven | E9 | Utility - Value of Sales | 0 | 0 | 0 | 0 | 0 | 0 | 0 | 0 | 0 | 0 | 0 | 0 | 0 | 0 | 0 | 0 | 0 | 0 | 0 | 0 | 0 | 0 | 0 | 0 | 0 | 0 | 0
F6_Commercial_Miscellaneous (ID)_Existing_Food Preparation_Natural Gas_Oven_E10 | F6 | Commercial | Miscellaneous (ID) | Existing | Food Preparation | Natural Gas | Oven | E10 | Utility - Value of Sales | 0 | 0 | 0 | 0 | 0 | 0 | 0 | 0 | 0 | 0 | 0 | 0 | 0 | 0 | 0 | 0 | 0 | 0 | 0 | 0 | 0 | 0 | 0 | 0 | 0 | 0 | 0
F1_Commercial_Miscellaneous (ID)_Existing_Food Preparation_Natural Gas_Conveyor Oven_E1 | F1 | Commercial | Miscellaneous (ID) | Existing | Food Preparation | Natural Gas | Conveyor Oven | E1 | RVT - Cost of Equipment | 0.00019081 | 0.00019081 | 0.00019081 | 0.00019081 | 0.00019081 | 0.00019081 | 0.00019081 | 0.00019081 | 0.00019081 | 0.00019081 | 0.00019081 | 0.00019081 | 0.00019081 | 0.00019081 | 0.00019081 | 0.00019081 | 0.00019081 | 0.00019081 | 0.00019081 | 0.00019081 | 0.00019081 | 0.00019081 | 0.00019081 | 0.00019081 | 0.00019081 | 0.00019081 | 0.00019081
F1_Commercial_Miscellaneous (ID)_Existing_Food Preparation_Natural Gas_Conveyor Oven_E2 | F1 | Commercial | Miscellaneous (ID) | Existing | Food Preparation | Natural Gas | Conveyor Oven | E2 | RVT - Cost of Equipment | 0.00040425 | 0.00040425 | 0.00040425 | 0.00040425 | 0.00040425 | 0.00040425 | 0.00040425 | 0.00040425 | 0.00040425 | 0.00040425 | 0.00040425 | 0.00040425 | 0.00040425 | 0.00040425 | 0.00040425 | 0.00040425 | 0.00040425 | 0.00040425 | 0.00040425 | 0.00040425 | 0.00040425 | 0.00040425 | 0.00040425 | 0.00040425 | 0.00040425 | 0.00040425 | 0.00040425
F1_Commercial_Miscellaneous (ID)_Existing_Food Preparation_Natural Gas_Conveyor Oven_E3 | F1 | Commercial | Miscellaneous (ID) | Existing | Food Preparation | Natural Gas | Conveyor Oven | E3 | RVT - Cost of Equipment | 0 | 0 | 0 | 0 | 0 | 0 | 0 | 0 | 0 | 0 | 0 | 0 | 0 | 0 | 0 | 0 | 0 | 0 | 0 | 0 | 0 | 0 | 0 | 0 | 0 | 0 | 0
F1_Commercial_Miscellaneous (ID)_Existing_Food Preparation_Natural Gas_Conveyor Oven_E4 | F1 | Commercial | Miscellaneous (ID) | Existing | Food Preparation | Natural Gas | Conveyor Oven | E4 | RVT - Cost of Equipment | 0 | 0 | 0 | 0 | 0 | 0 | 0 | 0 | 0 | 0 | 0 | 0 | 0 | 0 | 0 | 0 | 0 | 0 | 0 | 0 | 0 | 0 | 0 | 0 | 0 | 0 | 0
F1_Commercial_Miscellaneous (ID)_Existing_Food Preparation_Natural Gas_Conveyor Oven_E5 | F1 | Commercial | Miscellaneous (ID) | Existing | Food Preparation | Natural Gas | Conveyor Oven | E5 | RVT - Cost of Equipment | 0 | 0 | 0 | 0 | 0 | 0 | 0 | 0 | 0 | 0 | 0 | 0 | 0 | 0 | 0 | 0 | 0 | 0 | 0 | 0 | 0 | 0 | 0 | 0 | 0 | 0 | 0
F1_Commercial_Miscellaneous (ID)_Existing_Food Preparation_Natural Gas_Conveyor Oven_E6 | F1 | Commercial | Miscellaneous (ID) | Existing | Food Preparation | Natural Gas | Conveyor Oven | E6 | RVT - Cost of Equipment | 0 | 0 | 0 | 0 | 0 | 0 | 0 | 0 | 0 | 0 | 0 | 0 | 0 | 0 | 0 | 0 | 0 | 0 | 0 | 0 | 0 | 0 | 0 | 0 | 0 | 0 | 0
F1_Commercial_Miscellaneous (ID)_Existing_Food Preparation_Natural Gas_Conveyor Oven_E7 | F1 | Commercial | Miscellaneous (ID) | Existing | Food Preparation | Natural Gas | Conveyor Oven | E7 | RVT - Cost of Equipment | 0 | 0 | 0 | 0 | 0 | 0 | 0 | 0 | 0 | 0 | 0 | 0 | 0 | 0 | 0 | 0 | 0 | 0 | 0 | 0 | 0 | 0 | 0 | 0 | 0 | 0 | 0
F1_Commercial_Miscellaneous (ID)_Existing_Food Preparation_Natural Gas_Conveyor Oven_E8 | F1 | Commercial | Miscellaneous (ID) | Existing | Food Preparation | Natural Gas | Conveyor Oven | E8 | RVT - Cost of Equipment | 0 | 0 | 0 | 0 | 0 | 0 | 0 | 0 | 0 | 0 | 0 | 0 | 0 | 0 | 0 | 0 | 0 | 0 | 0 | 0 | 0 | 0 | 0 | 0 | 0 | 0 | 0
F1_Commercial_Miscellaneous (ID)_Existing_Food Preparation_Natural Gas_Conveyor Oven_E9 | F1 | Commercial | Miscellaneous (ID) | Existing | Food Preparation | Natural Gas | Conveyor Oven | E9 | RVT - Cost of Equipment | 0 | 0 | 0 | 0 | 0 | 0 | 0 | 0 | 0 | 0 | 0 | 0 | 0 | 0 | 0 | 0 | 0 | 0 | 0 | 0 | 0 | 0 | 0 | 0 | 0 | 0 | 0
F1_Commercial_Miscellaneous (ID)_Existing_Food Preparation_Natural Gas_Conveyor Oven_E10 | F1 | Commercial | Miscellaneous (ID) | Existing | Food Preparation | Natural Gas | Conveyor Oven | E10 | RVT - Cost of Equipment | 0 | 0 | 0 | 0 | 0 | 0 | 0 | 0 | 0 | 0 | 0 | 0 | 0 | 0 | 0 | 0 | 0 | 0 | 0 | 0 | 0 | 0 | 0 | 0 | 0 | 0 | 0
F2_Commercial_Miscellaneous (ID)_Existing_Food Preparation_Natural Gas_Conveyor Oven_E1 | F2 | Commercial | Miscellaneous (ID) | Existing | Food Preparation | Natural Gas | Conveyor Oven | E1 | RVT - Cost of Operation | 0.010187 | 0.010405 | 0.010642 | 0.010898 | 0.011176 | 0.011504 | 0.011825 | 0.01213 | 0.01241 | 0.012685 | 0.012973 | 0.013241 | 0.013527 | 0.013805 | 0.014052 | 0.014282 | 0.014485 | 0.014683 | 0.01489 | 0.015089 | 0.015289 | 0.015559 | 0.015833 | 0.016114 | 0.0164 | 0.016692 | 0.016988
F2_Commercial_Miscellaneous (ID)_Existing_Food Preparation_Natural Gas_Conveyor Oven_E2 | F2 | Commercial | Miscellaneous (ID) | Existing | Food Preparation | Natural Gas | Conveyor Oven | E2 | RVT - Cost of Operation | 0.008096 | 0.008269 | 0.0084572 | 0.0086612 | 0.0088823 | 0.0091428 | 0.0093977 | 0.0096403 | 0.0098627 | 0.010081 | 0.01031 | 0.010523 | 0.01075 | 0.010971 | 0.011168 | 0.01135 | 0.011512 | 0.011669 | 0.011834 | 0.011992 | 0.012151 | 0.012366 | 0.012583 | 0.012807 | 0.013034 | 0.013266 | 0.013501
F2_Commercial_Miscellaneous (ID)_Existing_Food Preparation_Natural Gas_Conveyor Oven_E3 | F2 | Commercial | Miscellaneous (ID) | Existing | Food Preparation | Natural Gas | Conveyor Oven | E3 | RVT - Cost of Operation | 0 | 0 | 0 | 0 | 0 | 0 | 0 | 0 | 0 | 0 | 0 | 0 | 0 | 0 | 0 | 0 | 0 | 0 | 0 | 0 | 0 | 0 | 0 | 0 | 0 | 0 | 0
F2_Commercial_Miscellaneous (ID)_Existing_Food Preparation_Natural Gas_Conveyor Oven_E4 | F2 | Commercial | Miscellaneous (ID) | Existing | Food Preparation | Natural Gas | Conveyor Oven | E4 | RVT - Cost of Operation | 0 | 0 | 0 | 0 | 0 | 0 | 0 | 0 | 0 | 0 | 0 | 0 | 0 | 0 | 0 | 0 | 0 | 0 | 0 | 0 | 0 | 0 | 0 | 0 | 0 | 0 | 0
F2_Commercial_Miscellaneous (ID)_Existing_Food Preparation_Natural Gas_Conveyor Oven_E5 | F2 | Commercial | Miscellaneous (ID) | Existing | Food Preparation | Natural Gas | Conveyor Oven | E5 | RVT - Cost of Operation | 0 | 0 | 0 | 0 | 0 | 0 | 0 | 0 | 0 | 0 | 0 | 0 | 0 | 0 | 0 | 0 | 0 | 0 | 0 | 0 | 0 | 0 | 0 | 0 | 0 | 0 | 0
F2_Commercial_Miscellaneous (ID)_Existing_Food Preparation_Natural Gas_Conveyor Oven_E6 | F2 | Commercial | Miscellaneous (ID) | Existing | Food Preparation | Natural Gas | Conveyor Oven | E6 | RVT - Cost of Operation | 0 | 0 | 0 | 0 | 0 | 0 | 0 | 0 | 0 | 0 | 0 | 0 | 0 | 0 | 0 | 0 | 0 | 0 | 0 | 0 | 0 | 0 | 0 | 0 | 0 | 0 | 0
F2_Commercial_Miscellaneous (ID)_Existing_Food Preparation_Natural Gas_Conveyor Oven_E7 | F2 | Commercial | Miscellaneous (ID) | Existing | Food Preparation | Natural Gas | Conveyor Oven | E7 | RVT - Cost of Operation | 0 | 0 | 0 | 0 | 0 | 0 | 0 | 0 | 0 | 0 | 0 | 0 | 0 | 0 | 0 | 0 | 0 | 0 | 0 | 0 | 0 | 0 | 0 | 0 | 0 | 0 | 0
F2_Commercial_Miscellaneous (ID)_Existing_Food Preparation_Natural Gas_Conveyor Oven_E8 | F2 | Commercial | Miscellaneous (ID) | Existing | Food Preparation | Natural Gas | Conveyor Oven | E8 | RVT - Cost of Operation | 0 | 0 | 0 | 0 | 0 | 0 | 0 | 0 | 0 | 0 | 0 | 0 | 0 | 0 | 0 | 0 | 0 | 0 | 0 | 0 | 0 | 0 | 0 | 0 | 0 | 0 | 0
F2_Commercial_Miscellaneous (ID)_Existing_Food Preparation_Natural Gas_Conveyor Oven_E9 | F2 | Commercial | Miscellaneous (ID) | Existing | Food Preparation | Natural Gas | Conveyor Oven | E9 | RVT - Cost of Operation | 0 | 0 | 0 | 0 | 0 | 0 | 0 | 0 | 0 | 0 | 0 | 0 | 0 | 0 | 0 | 0 | 0 | 0 | 0 | 0 | 0 | 0 | 0 | 0 | 0 | 0 | 0
F2_Commercial_Miscellaneous (ID)_Existing_Food Preparation_Natural Gas_Conveyor Oven_E10 | F2 | Commercial | Miscellaneous (ID) | Existing | Food Preparation | Natural Gas | Conveyor Oven | E10 | RVT - Cost of Operation | 0 | 0 | 0 | 0 | 0 | 0 | 0 | 0 | 0 | 0 | 0 | 0 | 0 | 0 | 0 | 0 | 0 | 0 | 0 | 0 | 0 | 0 | 0 | 0 | 0 | 0 | 0
F3_Commercial_Miscellaneous (ID)_Existing_Food Preparation_Natural Gas_Conveyor Oven_E1 | F3 | Commercial | Miscellaneous (ID) | Existing | Food Preparation | Natural Gas | Conveyor Oven | E1 | System - kBTUs of Consumption | 2.2906 | 2.2906 | 2.2906 | 2.2906 | 2.2906 | 2.2906 | 2.2906 | 2.2906 | 2.2906 | 2.2906 | 2.2906 | 2.2906 | 2.2906 | 2.2906 | 2.2906 | 2.2906 | 2.2906 | 2.2906 | 2.2906 | 2.2906 | 2.2906 | 2.2906 | 2.2906 | 2.2906 | 2.2906 | 2.2906 | 2.2906
F3_Commercial_Miscellaneous (ID)_Existing_Food Preparation_Natural Gas_Conveyor Oven_E2 | F3 | Commercial | Miscellaneous (ID) | Existing | Food Preparation | Natural Gas | Conveyor Oven | E2 | System - kBTUs of Consumption | 1.8204 | 1.8204 | 1.8204 | 1.8204 | 1.8204 | 1.8204 | 1.8204 | 1.8204 | 1.8204 | 1.8204 | 1.8204 | 1.8204 | 1.8204 | 1.8204 | 1.8204 | 1.8204 | 1.8204 | 1.8204 | 1.8204 | 1.8204 | 1.8204 | 1.8204 | 1.8204 | 1.8204 | 1.8204 | 1.8204 | 1.8204
F3_Commercial_Miscellaneous (ID)_Existing_Food Preparation_Natural Gas_Conveyor Oven_E3 | F3 | Commercial | Miscellaneous (ID) | Existing | Food Preparation | Natural Gas | Conveyor Oven | E3 | System - kBTUs of Consumption | 0 | 0 | 0 | 0 | 0 | 0 | 0 | 0 | 0 | 0 | 0 | 0 | 0 | 0 | 0 | 0 | 0 | 0 | 0 | 0 | 0 | 0 | 0 | 0 | 0 | 0 | 0
F3_Commercial_Miscellaneous (ID)_Existing_Food Preparation_Natural Gas_Conveyor Oven_E4 | F3 | Commercial | Miscellaneous (ID) | Existing | Food Preparation | Natural Gas | Conveyor Oven | E4 | System - kBTUs of Consumption | 0 | 0 | 0 | 0 | 0 | 0 | 0 | 0 | 0 | 0 | 0 | 0 | 0 | 0 | 0 | 0 | 0 | 0 | 0 | 0 | 0 | 0 | 0 | 0 | 0 | 0 | 0
F3_Commercial_Miscellaneous (ID)_Existing_Food Preparation_Natural Gas_Conveyor Oven_E5 | F3 | Commercial | Miscellaneous (ID) | Existing | Food Preparation | Natural Gas | Conveyor Oven | E5 | System - kBTUs of Consumption | 0 | 0 | 0 | 0 | 0 | 0 | 0 | 0 | 0 | 0 | 0 | 0 | 0 | 0 | 0 | 0 | 0 | 0 | 0 | 0 | 0 | 0 | 0 | 0 | 0 | 0 | 0
F3_Commercial_Miscellaneous (ID)_Existing_Food Preparation_Natural Gas_Conveyor Oven_E6 | F3 | Commercial | Miscellaneous (ID) | Existing | Food Preparation | Natural Gas | Conveyor Oven | E6 | System - kBTUs of Consumption | 0 | 0 | 0 | 0 | 0 | 0 | 0 | 0 | 0 | 0 | 0 | 0 | 0 | 0 | 0 | 0 | 0 | 0 | 0 | 0 | 0 | 0 | 0 | 0 | 0 | 0 | 0
F3_Commercial_Miscellaneous (ID)_Existing_Food Preparation_Natural Gas_Conveyor Oven_E7 | F3 | Commercial | Miscellaneous (ID) | Existing | Food Preparation | Natural Gas | Conveyor Oven | E7 | System - kBTUs of Consumption | 0 | 0 | 0 | 0 | 0 | 0 | 0 | 0 | 0 | 0 | 0 | 0 | 0 | 0 | 0 | 0 | 0 | 0 | 0 | 0 | 0 | 0 | 0 | 0 | 0 | 0 | 0
F3_Commercial_Miscellaneous (ID)_Existing_Food Preparation_Natural Gas_Conveyor Oven_E8 | F3 | Commercial | Miscellaneous (ID) | Existing | Food Preparation | Natural Gas | Conveyor Oven | E8 | System - kBTUs of Consumption | 0 | 0 | 0 | 0 | 0 | 0 | 0 | 0 | 0 | 0 | 0 | 0 | 0 | 0 | 0 | 0 | 0 | 0 | 0 | 0 | 0 | 0 | 0 | 0 | 0 | 0 | 0
F3_Commercial_Miscellaneous (ID)_Existing_Food Preparation_Natural Gas_Conveyor Oven_E9 | F3 | Commercial | Miscellaneous (ID) | Existing | Food Preparation | Natural Gas | Conveyor Oven | E9 | System - kBTUs of Consumption | 0 | 0 | 0 | 0 | 0 | 0 | 0 | 0 | 0 | 0 | 0 | 0 | 0 | 0 | 0 | 0 | 0 | 0 | 0 | 0 | 0 | 0 | 0 | 0 | 0 | 0 | 0
F3_Commercial_Miscellaneous (ID)_Existing_Food Preparation_Natural Gas_Conveyor Oven_E10 | F3 | Commercial | Miscellaneous (ID) | Existing | Food Preparation | Natural Gas | Conveyor Oven | E10 | System - kBTUs of Consumption | 0 | 0 | 0 | 0 | 0 | 0 | 0 | 0 | 0 | 0 | 0 | 0 | 0 | 0 | 0 | 0 | 0 | 0 | 0 | 0 | 0 | 0 | 0 | 0 | 0 | 0 | 0
F4_Commercial_Miscellaneous (ID)_Existing_Food Preparation_Natural Gas_Conveyor Oven_E1 | F4 | Commercial | Miscellaneous (ID) | Existing | Food Preparation | Natural Gas | Conveyor Oven | E1 | Utility - Cost of Equipment | 0.00019081 | 0.00019081 | 0.00019081 | 0.00019081 | 0.00019081 | 0.00019081 | 0.00019081 | 0.00019081 | 0.00019081 | 0.00019081 | 0.00019081 | 0.00019081 | 0.00019081 | 0.00019081 | 0.00019081 | 0.00019081 | 0.00019081 | 0.00019081 | 0.00019081 | 0.00019081 | 0.00019081 | 0.00019081 | 0.00019081 | 0.00019081 | 0.00019081 | 0.00019081 | 0.00019081
F4_Commercial_Miscellaneous (ID)_Existing_Food Preparation_Natural Gas_Conveyor Oven_E2 | F4 | Commercial | Miscellaneous (ID) | Existing | Food Preparation | Natural Gas | Conveyor Oven | E2 | Utility - Cost of Equipment | 0.00040425 | 0.00040425 | 0.00040425 | 0.00040425 | 0.00040425 | 0.00040425 | 0.00040425 | 0.00040425 | 0.00040425 | 0.00040425 | 0.00040425 | 0.00040425 | 0.00040425 | 0.00040425 | 0.00040425 | 0.00040425 | 0.00040425 | 0.00040425 | 0.00040425 | 0.00040425 | 0.00040425 | 0.00040425 | 0.00040425 | 0.00040425 | 0.00040425 | 0.00040425 | 0.00040425
F4_Commercial_Miscellaneous (ID)_Existing_Food Preparation_Natural Gas_Conveyor Oven_E3 | F4 | Commercial | Miscellaneous (ID) | Existing | Food Preparation | Natural Gas | Conveyor Oven | E3 | Utility - Cost of Equipment | 0 | 0 | 0 | 0 | 0 | 0 | 0 | 0 | 0 | 0 | 0 | 0 | 0 | 0 | 0 | 0 | 0 | 0 | 0 | 0 | 0 | 0 | 0 | 0 | 0 | 0 | 0
F4_Commercial_Miscellaneous (ID)_Existing_Food Preparation_Natural Gas_Conveyor Oven_E4 | F4 | Commercial | Miscellaneous (ID) | Existing | Food Preparation | Natural Gas | Conveyor Oven | E4 | Utility - Cost of Equipment | 0 | 0 | 0 | 0 | 0 | 0 | 0 | 0 | 0 | 0 | 0 | 0 | 0 | 0 | 0 | 0 | 0 | 0 | 0 | 0 | 0 | 0 | 0 | 0 | 0 | 0 | 0
F4_Commercial_Miscellaneous (ID)_Existing_Food Preparation_Natural Gas_Conveyor Oven_E5 | F4 | Commercial | Miscellaneous (ID) | Existing | Food Preparation | Natural Gas | Conveyor Oven | E5 | Utility - Cost of Equipment | 0 | 0 | 0 | 0 | 0 | 0 | 0 | 0 | 0 | 0 | 0 | 0 | 0 | 0 | 0 | 0 | 0 | 0 | 0 | 0 | 0 | 0 | 0 | 0 | 0 | 0 | 0
F4_Commercial_Miscellaneous (ID)_Existing_Food Preparation_Natural Gas_Conveyor Oven_E6 | F4 | Commercial | Miscellaneous (ID) | Existing | Food Preparation | Natural Gas | Conveyor Oven | E6 | Utility - Cost of Equipment | 0 | 0 | 0 | 0 | 0 | 0 | 0 | 0 | 0 | 0 | 0 | 0 | 0 | 0 | 0 | 0 | 0 | 0 | 0 | 0 | 0 | 0 | 0 | 0 | 0 | 0 | 0
F4_Commercial_Miscellaneous (ID)_Existing_Food Preparation_Natural Gas_Conveyor Oven_E7 | F4 | Commercial | Miscellaneous (ID) | Existing | Food Preparation | Natural Gas | Conveyor Oven | E7 | Utility - Cost of Equipment | 0 | 0 | 0 | 0 | 0 | 0 | 0 | 0 | 0 | 0 | 0 | 0 | 0 | 0 | 0 | 0 | 0 | 0 | 0 | 0 | 0 | 0 | 0 | 0 | 0 | 0 | 0
F4_Commercial_Miscellaneous (ID)_Existing_Food Preparation_Natural Gas_Conveyor Oven_E8 | F4 | Commercial | Miscellaneous (ID) | Existing | Food Preparation | Natural Gas | Conveyor Oven | E8 | Utility - Cost of Equipment | 0 | 0 | 0 | 0 | 0 | 0 | 0 | 0 | 0 | 0 | 0 | 0 | 0 | 0 | 0 | 0 | 0 | 0 | 0 | 0 | 0 | 0 | 0 | 0 | 0 | 0 | 0
F4_Commercial_Miscellaneous (ID)_Existing_Food Preparation_Natural Gas_Conveyor Oven_E9 | F4 | Commercial | Miscellaneous (ID) | Existing | Food Preparation | Natural Gas | Conveyor Oven | E9 | Utility - Cost of Equipment | 0 | 0 | 0 | 0 | 0 | 0 | 0 | 0 | 0 | 0 | 0 | 0 | 0 | 0 | 0 | 0 | 0 | 0 | 0 | 0 | 0 | 0 | 0 | 0 | 0 | 0 | 0
F4_Commercial_Miscellaneous (ID)_Existing_Food Preparation_Natural Gas_Conveyor Oven_E10 | F4 | Commercial | Miscellaneous (ID) | Existing | Food Preparation | Natural Gas | Conveyor Oven | E10 | Utility - Cost of Equipment | 0 | 0 | 0 | 0 | 0 | 0 | 0 | 0 | 0 | 0 | 0 | 0 | 0 | 0 | 0 | 0 | 0 | 0 | 0 | 0 | 0 | 0 | 0 | 0 | 0 | 0 | 0
F5_Commercial_Miscellaneous (ID)_Existing_Food Preparation_Natural Gas_Conveyor Oven_E1 | F5 | Commercial | Miscellaneous (ID) | Existing | Food Preparation | Natural Gas | Conveyor Oven | E1 | Utility - Cost of Operation | 0.0087876 | 0.0090234 | 0.0092826 | 0.0095665 | 0.0098775 | 0.01024 | 0.010607 | 0.01097 | 0.01132 | 0.011674 | 0.011967 | 0.012245 | 0.012541 | 0.012834 | 0.013101 | 0.013356 | 0.01359 | 0.013824 | 0.01407 | 0.014312 | 0.014561 | 0.014818 | 0.015079 | 0.015347 | 0.015619 | 0.015897 | 0.016179
F5_Commercial_Miscellaneous (ID)_Existing_Food Preparation_Natural Gas_Conveyor Oven_E2 | F5 | Commercial | Miscellaneous (ID) | Existing | Food Preparation | Natural Gas | Conveyor Oven | E2 | Utility - Cost of Operation | 0.0069838 | 0.0071712 | 0.0073772 | 0.0076028 | 0.00785 | 0.0081379 | 0.00843 | 0.0087181 | 0.008996 | 0.0092781 | 0.0095108 | 0.0097316 | 0.0099671 | 0.010199 | 0.010412 | 0.010614 | 0.010801 | 0.010986 | 0.011182 | 0.011375 | 0.011572 | 0.011777 | 0.011984 | 0.012197 | 0.012413 | 0.012634 | 0.012858
F5_Commercial_Miscellaneous (ID)_Existing_Food Preparation_Natural Gas_Conveyor Oven_E3 | F5 | Commercial | Miscellaneous (ID) | Existing | Food Preparation | Natural Gas | Conveyor Oven | E3 | Utility - Cost of Operation | 0 | 0 | 0 | 0 | 0 | 0 | 0 | 0 | 0 | 0 | 0 | 0 | 0 | 0 | 0 | 0 | 0 | 0 | 0 | 0 | 0 | 0 | 0 | 0 | 0 | 0 | 0
F5_Commercial_Miscellaneous (ID)_Existing_Food Preparation_Natural Gas_Conveyor Oven_E4 | F5 | Commercial | Miscellaneous (ID) | Existing | Food Preparation | Natural Gas | Conveyor Oven | E4 | Utility - Cost of Operation | 0 | 0 | 0 | 0 | 0 | 0 | 0 | 0 | 0 | 0 | 0 | 0 | 0 | 0 | 0 | 0 | 0 | 0 | 0 | 0 | 0 | 0 | 0 | 0 | 0 | 0 | 0
F5_Commercial_Miscellaneous (ID)_Existing_Food Preparation_Natural Gas_Conveyor Oven_E5 | F5 | Commercial | Miscellaneous (ID) | Existing | Food Preparation | Natural Gas | Conveyor Oven | E5 | Utility - Cost of Operation | 0 | 0 | 0 | 0 | 0 | 0 | 0 | 0 | 0 | 0 | 0 | 0 | 0 | 0 | 0 | 0 | 0 | 0 | 0 | 0 | 0 | 0 | 0 | 0 | 0 | 0 | 0
F5_Commercial_Miscellaneous (ID)_Existing_Food Preparation_Natural Gas_Conveyor Oven_E6 | F5 | Commercial | Miscellaneous (ID) | Existing | Food Preparation | Natural Gas | Conveyor Oven | E6 | Utility - Cost of Operation | 0 | 0 | 0 | 0 | 0 | 0 | 0 | 0 | 0 | 0 | 0 | 0 | 0 | 0 | 0 | 0 | 0 | 0 | 0 | 0 | 0 | 0 | 0 | 0 | 0 | 0 | 0
F5_Commercial_Miscellaneous (ID)_Existing_Food Preparation_Natural Gas_Conveyor Oven_E7 | F5 | Commercial | Miscellaneous (ID) | Existing | Food Preparation | Natural Gas | Conveyor Oven | E7 | Utility - Cost of Operation | 0 | 0 | 0 | 0 | 0 | 0 | 0 | 0 | 0 | 0 | 0 | 0 | 0 | 0 | 0 | 0 | 0 | 0 | 0 | 0 | 0 | 0 | 0 | 0 | 0 | 0 | 0
F5_Commercial_Miscellaneous (ID)_Existing_Food Preparation_Natural Gas_Conveyor Oven_E8 | F5 | Commercial | Miscellaneous (ID) | Existing | Food Preparation | Natural Gas | Conveyor Oven | E8 | Utility - Cost of Operation | 0 | 0 | 0 | 0 | 0 | 0 | 0 | 0 | 0 | 0 | 0 | 0 | 0 | 0 | 0 | 0 | 0 | 0 | 0 | 0 | 0 | 0 | 0 | 0 | 0 | 0 | 0
F5_Commercial_Miscellaneous (ID)_Existing_Food Preparation_Natural Gas_Conveyor Oven_E9 | F5 | Commercial | Miscellaneous (ID) | Existing | Food Preparation | Natural Gas | Conveyor Oven | E9 | Utility - Cost of Operation | 0 | 0 | 0 | 0 | 0 | 0 | 0 | 0 | 0 | 0 | 0 | 0 | 0 | 0 | 0 | 0 | 0 | 0 | 0 | 0 | 0 | 0 | 0 | 0 | 0 | 0 | 0
F5_Commercial_Miscellaneous (ID)_Existing_Food Preparation_Natural Gas_Conveyor Oven_E10 | F5 | Commercial | Miscellaneous (ID) | Existing | Food Preparation | Natural Gas | Conveyor Oven | E10 | Utility - Cost of Operation | 0 | 0 | 0 | 0 | 0 | 0 | 0 | 0 | 0 | 0 | 0 | 0 | 0 | 0 | 0 | 0 | 0 | 0 | 0 | 0 | 0 | 0 | 0 | 0 | 0 | 0 | 0
F6_Commercial_Miscellaneous (ID)_Existing_Food Preparation_Natural Gas_Conveyor Oven_E1 | F6 | Commercial | Miscellaneous (ID) | Existing | Food Preparation | Natural Gas | Conveyor Oven | E1 | Utility - Value of Sales | 0.010187 | 0.010405 | 0.010642 | 0.010898 | 0.011176 | 0.011504 | 0.011825 | 0.01213 | 0.01241 | 0.012685 | 0.012973 | 0.013241 | 0.013527 | 0.013805 | 0.014052 | 0.014282 | 0.014485 | 0.014683 | 0.01489 | 0.015089 | 0.015289 | 0.015559 | 0.015833 | 0.016114 | 0.0164 | 0.016692 | 0.016988
F6_Commercial_Miscellaneous (ID)_Existing_Food Preparation_Natural Gas_Conveyor Oven_E2 | F6 | Commercial | Miscellaneous (ID) | Existing | Food Preparation | Natural Gas | Conveyor Oven | E2 | Utility - Value of Sales | 0.008096 | 0.008269 | 0.0084572 | 0.0086612 | 0.0088823 | 0.0091428 | 0.0093977 | 0.0096403 | 0.0098627 | 0.010081 | 0.01031 | 0.010523 | 0.01075 | 0.010971 | 0.011168 | 0.01135 | 0.011512 | 0.011669 | 0.011834 | 0.011992 | 0.012151 | 0.012366 | 0.012583 | 0.012807 | 0.013034 | 0.013266 | 0.013501
F6_Commercial_Miscellaneous (ID)_Existing_Food Preparation_Natural Gas_Conveyor Oven_E3 | F6 | Commercial | Miscellaneous (ID) | Existing | Food Preparation | Natural Gas | Conveyor Oven | E3 | Utility - Value of Sales | 0 | 0 | 0 | 0 | 0 | 0 | 0 | 0 | 0 | 0 | 0 | 0 | 0 | 0 | 0 | 0 | 0 | 0 | 0 | 0 | 0 | 0 | 0 | 0 | 0 | 0 | 0
F6_Commercial_Miscellaneous (ID)_Existing_Food Preparation_Natural Gas_Conveyor Oven_E4 | F6 | Commercial | Miscellaneous (ID) | Existing | Food Preparation | Natural Gas | Conveyor Oven | E4 | Utility - Value of Sales | 0 | 0 | 0 | 0 | 0 | 0 | 0 | 0 | 0 | 0 | 0 | 0 | 0 | 0 | 0 | 0 | 0 | 0 | 0 | 0 | 0 | 0 | 0 | 0 | 0 | 0 | 0
F6_Commercial_Miscellaneous (ID)_Existing_Food Preparation_Natural Gas_Conveyor Oven_E5 | F6 | Commercial | Miscellaneous (ID) | Existing | Food Preparation | Natural Gas | Conveyor Oven | E5 | Utility - Value of Sales | 0 | 0 | 0 | 0 | 0 | 0 | 0 | 0 | 0 | 0 | 0 | 0 | 0 | 0 | 0 | 0 | 0 | 0 | 0 | 0 | 0 | 0 | 0 | 0 | 0 | 0 | 0
F6_Commercial_Miscellaneous (ID)_Existing_Food Preparation_Natural Gas_Conveyor Oven_E6 | F6 | Commercial | Miscellaneous (ID) | Existing | Food Preparation | Natural Gas | Conveyor Oven | E6 | Utility - Value of Sales | 0 | 0 | 0 | 0 | 0 | 0 | 0 | 0 | 0 | 0 | 0 | 0 | 0 | 0 | 0 | 0 | 0 | 0 | 0 | 0 | 0 | 0 | 0 | 0 | 0 | 0 | 0
F6_Commercial_Miscellaneous (ID)_Existing_Food Preparation_Natural Gas_Conveyor Oven_E7 | F6 | Commercial | Miscellaneous (ID) | Existing | Food Preparation | Natural Gas | Conveyor Oven | E7 | Utility - Value of Sales | 0 | 0 | 0 | 0 | 0 | 0 | 0 | 0 | 0 | 0 | 0 | 0 | 0 | 0 | 0 | 0 | 0 | 0 | 0 | 0 | 0 | 0 | 0 | 0 | 0 | 0 | 0
F6_Commercial_Miscellaneous (ID)_Existing_Food Preparation_Natural Gas_Conveyor Oven_E8 | F6 | Commercial | Miscellaneous (ID) | Existing | Food Preparation | Natural Gas | Conveyor Oven | E8 | Utility - Value of Sales | 0 | 0 | 0 | 0 | 0 | 0 | 0 | 0 | 0 | 0 | 0 | 0 | 0 | 0 | 0 | 0 | 0 | 0 | 0 | 0 | 0 | 0 | 0 | 0 | 0 | 0 | 0
F6_Commercial_Miscellaneous (ID)_Existing_Food Preparation_Natural Gas_Conveyor Oven_E9 | F6 | Commercial | Miscellaneous (ID) | Existing | Food Preparation | Natural Gas | Conveyor Oven | E9 | Utility - Value of Sales | 0 | 0 | 0 | 0 | 0 | 0 | 0 | 0 | 0 | 0 | 0 | 0 | 0 | 0 | 0 | 0 | 0 | 0 | 0 | 0 | 0 | 0 | 0 | 0 | 0 | 0 | 0
F6_Commercial_Miscellaneous (ID)_Existing_Food Preparation_Natural Gas_Conveyor Oven_E10 | F6 | Commercial | Miscellaneous (ID) | Existing | Food Preparation | Natural Gas | Conveyor Oven | E10 | Utility - Value of Sales | 0 | 0 | 0 | 0 | 0 | 0 | 0 | 0 | 0 | 0 | 0 | 0 | 0 | 0 | 0 | 0 | 0 | 0 | 0 | 0 | 0 | 0 | 0 | 0 | 0 | 0 | 0
F1_Commercial_Miscellaneous (ID)_Existing_Food Preparation_Natural Gas_Double Rack Oven_E1 | F1 | Commercial | Miscellaneous (ID) | Existing | Food Preparation | Natural Gas | Double Rack Oven | E1 | RVT - Cost of Equipment | 0.0004044 | 0.0004044 | 0.0004044 | 0.0004044 | 0.0004044 | 0.0004044 | 0.0004044 | 0.0004044 | 0.0004044 | 0.0004044 | 0.0004044 | 0.0004044 | 0.0004044 | 0.0004044 | 0.0004044 | 0.0004044 | 0.0004044 | 0.0004044 | 0.0004044 | 0.0004044 | 0.0004044 | 0.0004044 | 0.0004044 | 0.0004044 | 0.0004044 | 0.0004044 | 0.0004044
F1_Commercial_Miscellaneous (ID)_Existing_Food Preparation_Natural Gas_Double Rack Oven_E2 | F1 | Commercial | Miscellaneous (ID) | Existing | Food Preparation | Natural Gas | Double Rack Oven | E2 | RVT - Cost of Equipment | 0.0018346 | 0.0018346 | 0.0018346 | 0.0018346 | 0.0018346 | 0.0018346 | 0.0018346 | 0.0018346 | 0.0018346 | 0.0018346 | 0.0018346 | 0.0018346 | 0.0018346 | 0.0018346 | 0.0018346 | 0.0018346 | 0.0018346 | 0.0018346 | 0.0018346 | 0.0018346 | 0.0018346 | 0.0018346 | 0.0018346 | 0.0018346 | 0.0018346 | 0.0018346 | 0.0018346
F1_Commercial_Miscellaneous (ID)_Existing_Food Preparation_Natural Gas_Double Rack Oven_E3 | F1 | Commercial | Miscellaneous (ID) | Existing | Food Preparation | Natural Gas | Double Rack Oven | E3 | RVT - Cost of Equipment | 0 | 0 | 0 | 0 | 0 | 0 | 0 | 0 | 0 | 0 | 0 | 0 | 0 | 0 | 0 | 0 | 0 | 0 | 0 | 0 | 0 | 0 | 0 | 0 | 0 | 0 | 0
F1_Commercial_Miscellaneous (ID)_Existing_Food Preparation_Natural Gas_Double Rack Oven_E4 | F1 | Commercial | Miscellaneous (ID) | Existing | Food Preparation | Natural Gas | Double Rack Oven | E4 | RVT - Cost of Equipment | 0 | 0 | 0 | 0 | 0 | 0 | 0 | 0 | 0 | 0 | 0 | 0 | 0 | 0 | 0 | 0 | 0 | 0 | 0 | 0 | 0 | 0 | 0 | 0 | 0 | 0 | 0
F1_Commercial_Miscellaneous (ID)_Existing_Food Preparation_Natural Gas_Double Rack Oven_E5 | F1 | Commercial | Miscellaneous (ID) | Existing | Food Preparation | Natural Gas | Double Rack Oven | E5 | RVT - Cost of Equipment | 0 | 0 | 0 | 0 | 0 | 0 | 0 | 0 | 0 | 0 | 0 | 0 | 0 | 0 | 0 | 0 | 0 | 0 | 0 | 0 | 0 | 0 | 0 | 0 | 0 | 0 | 0
F1_Commercial_Miscellaneous (ID)_Existing_Food Preparation_Natural Gas_Double Rack Oven_E6 | F1 | Commercial | Miscellaneous (ID) | Existing | Food Preparation | Natural Gas | Double Rack Oven | E6 | RVT - Cost of Equipment | 0 | 0 | 0 | 0 | 0 | 0 | 0 | 0 | 0 | 0 | 0 | 0 | 0 | 0 | 0 | 0 | 0 | 0 | 0 | 0 | 0 | 0 | 0 | 0 | 0 | 0 | 0
F1_Commercial_Miscellaneous (ID)_Existing_Food Preparation_Natural Gas_Double Rack Oven_E7 | F1 | Commercial | Miscellaneous (ID) | Existing | Food Preparation | Natural Gas | Double Rack Oven | E7 | RVT - Cost of Equipment | 0 | 0 | 0 | 0 | 0 | 0 | 0 | 0 | 0 | 0 | 0 | 0 | 0 | 0 | 0 | 0 | 0 | 0 | 0 | 0 | 0 | 0 | 0 | 0 | 0 | 0 | 0
F1_Commercial_Miscellaneous (ID)_Existing_Food Preparation_Natural Gas_Double Rack Oven_E8 | F1 | Commercial | Miscellaneous (ID) | Existing | Food Preparation | Natural Gas | Double Rack Oven | E8 | RVT - Cost of Equipment | 0 | 0 | 0 | 0 | 0 | 0 | 0 | 0 | 0 | 0 | 0 | 0 | 0 | 0 | 0 | 0 | 0 | 0 | 0 | 0 | 0 | 0 | 0 | 0 | 0 | 0 | 0
F1_Commercial_Miscellaneous (ID)_Existing_Food Preparation_Natural Gas_Double Rack Oven_E9 | F1 | Commercial | Miscellaneous (ID) | Existing | Food Preparation | Natural Gas | Double Rack Oven | E9 | RVT - Cost of Equipment | 0 | 0 | 0 | 0 | 0 | 0 | 0 | 0 | 0 | 0 | 0 | 0 | 0 | 0 | 0 | 0 | 0 | 0 | 0 | 0 | 0 | 0 | 0 | 0 | 0 | 0 | 0
F1_Commercial_Miscellaneous (ID)_Existing_Food Preparation_Natural Gas_Double Rack Oven_E10 | F1 | Commercial | Miscellaneous (ID) | Existing | Food Preparation | Natural Gas | Double Rack Oven | E10 | RVT - Cost of Equipment | 0 | 0 | 0 | 0 | 0 | 0 | 0 | 0 | 0 | 0 | 0 | 0 | 0 | 0 | 0 | 0 | 0 | 0 | 0 | 0 | 0 | 0 | 0 | 0 | 0 | 0 | 0
F2_Commercial_Miscellaneous (ID)_Existing_Food Preparation_Natural Gas_Double Rack Oven_E1 | F2 | Commercial | Miscellaneous (ID) | Existing | Food Preparation | Natural Gas | Double Rack Oven | E1 | RVT - Cost of Operation | 0.016531 | 0.016843 | 0.01721 | 0.017637 | 0.018127 | 0.018738 | 0.01935 | 0.019932 | 0.020459 | 0.020969 | 0.021498 | 0.021979 | 0.022486 | 0.022966 | 0.023379 | 0.023752 | 0.024067 | 0.024368 | 0.024688 | 0.024987 | 0.025287 | 0.025733 | 0.026184 | 0.026649 | 0.027123 | 0.027605 | 0.028095
F2_Commercial_Miscellaneous (ID)_Existing_Food Preparation_Natural Gas_Double Rack Oven_E2 | F2 | Commercial | Miscellaneous (ID) | Existing | Food Preparation | Natural Gas | Double Rack Oven | E2 | RVT - Cost of Operation | 0.010242 | 0.010435 | 0.010662 | 0.010927 | 0.01123 | 0.011609 | 0.011988 | 0.012349 | 0.012675 | 0.012991 | 0.013319 | 0.013617 | 0.013931 | 0.014228 | 0.014484 | 0.014715 | 0.01491 | 0.015097 | 0.015295 | 0.01548 | 0.015666 | 0.015943 | 0.016222 | 0.01651 | 0.016804 | 0.017102 | 0.017406
F2_Commercial_Miscellaneous (ID)_Existing_Food Preparation_Natural Gas_Double Rack Oven_E3 | F2 | Commercial | Miscellaneous (ID) | Existing | Food Preparation | Natural Gas | Double Rack Oven | E3 | RVT - Cost of Operation | 0 | 0 | 0 | 0 | 0 | 0 | 0 | 0 | 0 | 0 | 0 | 0 | 0 | 0 | 0 | 0 | 0 | 0 | 0 | 0 | 0 | 0 | 0 | 0 | 0 | 0 | 0
F2_Commercial_Miscellaneous (ID)_Existing_Food Preparation_Natural Gas_Double Rack Oven_E4 | F2 | Commercial | Miscellaneous (ID) | Existing | Food Preparation | Natural Gas | Double Rack Oven | E4 | RVT - Cost of Operation | 0 | 0 | 0 | 0 | 0 | 0 | 0 | 0 | 0 | 0 | 0 | 0 | 0 | 0 | 0 | 0 | 0 | 0 | 0 | 0 | 0 | 0 | 0 | 0 | 0 | 0 | 0
F2_Commercial_Miscellaneous (ID)_Existing_Food Preparation_Natural Gas_Double Rack Oven_E5 | F2 | Commercial | Miscellaneous (ID) | Existing | Food Preparation | Natural Gas | Double Rack Oven | E5 | RVT - Cost of Operation | 0 | 0 | 0 | 0 | 0 | 0 | 0 | 0 | 0 | 0 | 0 | 0 | 0 | 0 | 0 | 0 | 0 | 0 | 0 | 0 | 0 | 0 | 0 | 0 | 0 | 0 | 0
F2_Commercial_Miscellaneous (ID)_Existing_Food Preparation_Natural Gas_Double Rack Oven_E6 | F2 | Commercial | Miscellaneous (ID) | Existing | Food Preparation | Natural Gas | Double Rack Oven | E6 | RVT - Cost of Operation | 0 | 0 | 0 | 0 | 0 | 0 | 0 | 0 | 0 | 0 | 0 | 0 | 0 | 0 | 0 | 0 | 0 | 0 | 0 | 0 | 0 | 0 | 0 | 0 | 0 | 0 | 0
F2_Commercial_Miscellaneous (ID)_Existing_Food Preparation_Natural Gas_Double Rack Oven_E7 | F2 | Commercial | Miscellaneous (ID) | Existing | Food Preparation | Natural Gas | Double Rack Oven | E7 | RVT - Cost of Operation | 0 | 0 | 0 | 0 | 0 | 0 | 0 | 0 | 0 | 0 | 0 | 0 | 0 | 0 | 0 | 0 | 0 | 0 | 0 | 0 | 0 | 0 | 0 | 0 | 0 | 0 | 0
F2_Commercial_Miscellaneous (ID)_Existing_Food Preparation_Natural Gas_Double Rack Oven_E8 | F2 | Commercial | Miscellaneous (ID) | Existing | Food Preparation | Natural Gas | Double Rack Oven | E8 | RVT - Cost of Operation | 0 | 0 | 0 | 0 | 0 | 0 | 0 | 0 | 0 | 0 | 0 | 0 | 0 | 0 | 0 | 0 | 0 | 0 | 0 | 0 | 0 | 0 | 0 | 0 | 0 | 0 | 0
F2_Commercial_Miscellaneous (ID)_Existing_Food Preparation_Natural Gas_Double Rack Oven_E9 | F2 | Commercial | Miscellaneous (ID) | Existing | Food Preparation | Natural Gas | Double Rack Oven | E9 | RVT - Cost of Operation | 0 | 0 | 0 | 0 | 0 | 0 | 0 | 0 | 0 | 0 | 0 | 0 | 0 | 0 | 0 | 0 | 0 | 0 | 0 | 0 | 0 | 0 | 0 | 0 | 0 | 0 | 0
F2_Commercial_Miscellaneous (ID)_Existing_Food Preparation_Natural Gas_Double Rack Oven_E10 | F2 | Commercial | Miscellaneous (ID) | Existing | Food Preparation | Natural Gas | Double Rack Oven | E10 | RVT - Cost of Operation | 0 | 0 | 0 | 0 | 0 | 0 | 0 | 0 | 0 | 0 | 0 | 0 | 0 | 0 | 0 | 0 | 0 | 0 | 0 | 0 | 0 | 0 | 0 | 0 | 0 | 0 | 0
F3_Commercial_Miscellaneous (ID)_Existing_Food Preparation_Natural Gas_Double Rack Oven_E1 | F3 | Commercial | Miscellaneous (ID) | Existing | Food Preparation | Natural Gas | Double Rack Oven | E1 | System - kBTUs of Consumption | 3.9437 | 3.9437 | 3.9437 | 3.9437 | 3.9437 | 3.9437 | 3.9437 | 3.9437 | 3.9437 | 3.9437 | 3.9437 | 3.9437 | 3.9437 | 3.9437 | 3.9437 | 3.9437 | 3.9437 | 3.9437 | 3.9437 | 3.9437 | 3.9437 | 3.9437 | 3.9437 | 3.9437 | 3.9437 | 3.9437 | 3.9437
F3_Commercial_Miscellaneous (ID)_Existing_Food Preparation_Natural Gas_Double Rack Oven_E2 | F3 | Commercial | Miscellaneous (ID) | Existing | Food Preparation | Natural Gas | Double Rack Oven | E2 | System - kBTUs of Consumption | 2.4433 | 2.4433 | 2.4433 | 2.4433 | 2.4433 | 2.4433 | 2.4433 | 2.4433 | 2.4433 | 2.4433 | 2.4433 | 2.4433 | 2.4433 | 2.4433 | 2.4433 | 2.4433 | 2.4433 | 2.4433 | 2.4433 | 2.4433 | 2.4433 | 2.4433 | 2.4433 | 2.4433 | 2.4433 | 2.4433 | 2.4433
F3_Commercial_Miscellaneous (ID)_Existing_Food Preparation_Natural Gas_Double Rack Oven_E3 | F3 | Commercial | Miscellaneous (ID) | Existing | Food Preparation | Natural Gas | Double Rack Oven | E3 | System - kBTUs of Consumption | 0 | 0 | 0 | 0 | 0 | 0 | 0 | 0 | 0 | 0 | 0 | 0 | 0 | 0 | 0 | 0 | 0 | 0 | 0 | 0 | 0 | 0 | 0 | 0 | 0 | 0 | 0
F3_Commercial_Miscellaneous (ID)_Existing_Food Preparation_Natural Gas_Double Rack Oven_E4 | F3 | Commercial | Miscellaneous (ID) | Existing | Food Preparation | Natural Gas | Double Rack Oven | E4 | System - kBTUs of Consumption | 0 | 0 | 0 | 0 | 0 | 0 | 0 | 0 | 0 | 0 | 0 | 0 | 0 | 0 | 0 | 0 | 0 | 0 | 0 | 0 | 0 | 0 | 0 | 0 | 0 | 0 | 0
F3_Commercial_Miscellaneous (ID)_Existing_Food Preparation_Natural Gas_Double Rack Oven_E5 | F3 | Commercial | Miscellaneous (ID) | Existing | Food Preparation | Natural Gas | Double Rack Oven | E5 | System - kBTUs of Consumption | 0 | 0 | 0 | 0 | 0 | 0 | 0 | 0 | 0 | 0 | 0 | 0 | 0 | 0 | 0 | 0 | 0 | 0 | 0 | 0 | 0 | 0 | 0 | 0 | 0 | 0 | 0
F3_Commercial_Miscellaneous (ID)_Existing_Food Preparation_Natural Gas_Double Rack Oven_E6 | F3 | Commercial | Miscellaneous (ID) | Existing | Food Preparation | Natural Gas | Double Rack Oven | E6 | System - kBTUs of Consumption | 0 | 0 | 0 | 0 | 0 | 0 | 0 | 0 | 0 | 0 | 0 | 0 | 0 | 0 | 0 | 0 | 0 | 0 | 0 | 0 | 0 | 0 | 0 | 0 | 0 | 0 | 0
F3_Commercial_Miscellaneous (ID)_Existing_Food Preparation_Natural Gas_Double Rack Oven_E7 | F3 | Commercial | Miscellaneous (ID) | Existing | Food Preparation | Natural Gas | Double Rack Oven | E7 | System - kBTUs of Consumption | 0 | 0 | 0 | 0 | 0 | 0 | 0 | 0 | 0 | 0 | 0 | 0 | 0 | 0 | 0 | 0 | 0 | 0 | 0 | 0 | 0 | 0 | 0 | 0 | 0 | 0 | 0
F3_Commercial_Miscellaneous (ID)_Existing_Food Preparation_Natural Gas_Double Rack Oven_E8 | F3 | Commercial | Miscellaneous (ID) | Existing | Food Preparation | Natural Gas | Double Rack Oven | E8 | System - kBTUs of Consumption | 0 | 0 | 0 | 0 | 0 | 0 | 0 | 0 | 0 | 0 | 0 | 0 | 0 | 0 | 0 | 0 | 0 | 0 | 0 | 0 | 0 | 0 | 0 | 0 | 0 | 0 | 0
F3_Commercial_Miscellaneous (ID)_Existing_Food Preparation_Natural Gas_Double Rack Oven_E9 | F3 | Commercial | Miscellaneous (ID) | Existing | Food Preparation | Natural Gas | Double Rack Oven | E9 | System - kBTUs of Consumption | 0 | 0 | 0 | 0 | 0 | 0 | 0 | 0 | 0 | 0 | 0 | 0 | 0 | 0 | 0 | 0 | 0 | 0 | 0 | 0 | 0 | 0 | 0 | 0 | 0 | 0 | 0
F3_Commercial_Miscellaneous (ID)_Existing_Food Preparation_Natural Gas_Double Rack Oven_E10 | F3 | Commercial | Miscellaneous (ID) | Existing | Food Preparation | Natural Gas | Double Rack Oven | E10 | System - kBTUs of Consumption | 0 | 0 | 0 | 0 | 0 | 0 | 0 | 0 | 0 | 0 | 0 | 0 | 0 | 0 | 0 | 0 | 0 | 0 | 0 | 0 | 0 | 0 | 0 | 0 | 0 | 0 | 0
F4_Commercial_Miscellaneous (ID)_Existing_Food Preparation_Natural Gas_Double Rack Oven_E1 | F4 | Commercial | Miscellaneous (ID) | Existing | Food Preparation | Natural Gas | Double Rack Oven | E1 | Utility - Cost of Equipment | 0.0004044 | 0.0004044 | 0.0004044 | 0.0004044 | 0.0004044 | 0.0004044 | 0.0004044 | 0.0004044 | 0.0004044 | 0.0004044 | 0.0004044 | 0.0004044 | 0.0004044 | 0.0004044 | 0.0004044 | 0.0004044 | 0.0004044 | 0.0004044 | 0.0004044 | 0.0004044 | 0.0004044 | 0.0004044 | 0.0004044 | 0.0004044 | 0.0004044 | 0.0004044 | 0.0004044
F4_Commercial_Miscellaneous (ID)_Existing_Food Preparation_Natural Gas_Double Rack Oven_E2 | F4 | Commercial | Miscellaneous (ID) | Existing | Food Preparation | Natural Gas | Double Rack Oven | E2 | Utility - Cost of Equipment | 0.0018346 | 0.0018346 | 0.0018346 | 0.0018346 | 0.0018346 | 0.0018346 | 0.0018346 | 0.0018346 | 0.0018346 | 0.0018346 | 0.0018346 | 0.0018346 | 0.0018346 | 0.0018346 | 0.0018346 | 0.0018346 | 0.0018346 | 0.0018346 | 0.0018346 | 0.0018346 | 0.0018346 | 0.0018346 | 0.0018346 | 0.0018346 | 0.0018346 | 0.0018346 | 0.0018346
F4_Commercial_Miscellaneous (ID)_Existing_Food Preparation_Natural Gas_Double Rack Oven_E3 | F4 | Commercial | Miscellaneous (ID) | Existing | Food Preparation | Natural Gas | Double Rack Oven | E3 | Utility - Cost of Equipment | 0 | 0 | 0 | 0 | 0 | 0 | 0 | 0 | 0 | 0 | 0 | 0 | 0 | 0 | 0 | 0 | 0 | 0 | 0 | 0 | 0 | 0 | 0 | 0 | 0 | 0 | 0
F4_Commercial_Miscellaneous (ID)_Existing_Food Preparation_Natural Gas_Double Rack Oven_E4 | F4 | Commercial | Miscellaneous (ID) | Existing | Food Preparation | Natural Gas | Double Rack Oven | E4 | Utility - Cost of Equipment | 0 | 0 | 0 | 0 | 0 | 0 | 0 | 0 | 0 | 0 | 0 | 0 | 0 | 0 | 0 | 0 | 0 | 0 | 0 | 0 | 0 | 0 | 0 | 0 | 0 | 0 | 0
F4_Commercial_Miscellaneous (ID)_Existing_Food Preparation_Natural Gas_Double Rack Oven_E5 | F4 | Commercial | Miscellaneous (ID) | Existing | Food Preparation | Natural Gas | Double Rack Oven | E5 | Utility - Cost of Equipment | 0 | 0 | 0 | 0 | 0 | 0 | 0 | 0 | 0 | 0 | 0 | 0 | 0 | 0 | 0 | 0 | 0 | 0 | 0 | 0 | 0 | 0 | 0 | 0 | 0 | 0 | 0
F4_Commercial_Miscellaneous (ID)_Existing_Food Preparation_Natural Gas_Double Rack Oven_E6 | F4 | Commercial | Miscellaneous (ID) | Existing | Food Preparation | Natural Gas | Double Rack Oven | E6 | Utility - Cost of Equipment | 0 | 0 | 0 | 0 | 0 | 0 | 0 | 0 | 0 | 0 | 0 | 0 | 0 | 0 | 0 | 0 | 0 | 0 | 0 | 0 | 0 | 0 | 0 | 0 | 0 | 0 | 0
F4_Commercial_Miscellaneous (ID)_Existing_Food Preparation_Natural Gas_Double Rack Oven_E7 | F4 | Commercial | Miscellaneous (ID) | Existing | Food Preparation | Natural Gas | Double Rack Oven | E7 | Utility - Cost of Equipment | 0 | 0 | 0 | 0 | 0 | 0 | 0 | 0 | 0 | 0 | 0 | 0 | 0 | 0 | 0 | 0 | 0 | 0 | 0 | 0 | 0 | 0 | 0 | 0 | 0 | 0 | 0
F4_Commercial_Miscellaneous (ID)_Existing_Food Preparation_Natural Gas_Double Rack Oven_E8 | F4 | Commercial | Miscellaneous (ID) | Existing | Food Preparation | Natural Gas | Double Rack Oven | E8 | Utility - Cost of Equipment | 0 | 0 | 0 | 0 | 0 | 0 | 0 | 0 | 0 | 0 | 0 | 0 | 0 | 0 | 0 | 0 | 0 | 0 | 0 | 0 | 0 | 0 | 0 | 0 | 0 | 0 | 0
F4_Commercial_Miscellaneous (ID)_Existing_Food Preparation_Natural Gas_Double Rack Oven_E9 | F4 | Commercial | Miscellaneous (ID) | Existing | Food Preparation | Natural Gas | Double Rack Oven | E9 | Utility - Cost of Equipment | 0 | 0 | 0 | 0 | 0 | 0 | 0 | 0 | 0 | 0 | 0 | 0 | 0 | 0 | 0 | 0 | 0 | 0 | 0 | 0 | 0 | 0 | 0 | 0 | 0 | 0 | 0
F4_Commercial_Miscellaneous (ID)_Existing_Food Preparation_Natural Gas_Double Rack Oven_E10 | F4 | Commercial | Miscellaneous (ID) | Existing | Food Preparation | Natural Gas | Double Rack Oven | E10 | Utility - Cost of Equipment | 0 | 0 | 0 | 0 | 0 | 0 | 0 | 0 | 0 | 0 | 0 | 0 | 0 | 0 | 0 | 0 | 0 | 0 | 0 | 0 | 0 | 0 | 0 | 0 | 0 | 0 | 0
F5_Commercial_Miscellaneous (ID)_Existing_Food Preparation_Natural Gas_Double Rack Oven_E1 | F5 | Commercial | Miscellaneous (ID) | Existing | Food Preparation | Natural Gas | Double Rack Oven | E1 | Utility - Cost of Operation | 0.014036 | 0.014389 | 0.014808 | 0.015289 | 0.015832 | 0.016493 | 0.017173 | 0.017846 | 0.018495 | 0.019152 | 0.019675 | 0.020165 | 0.020692 | 0.021207 | 0.021668 | 0.0221 | 0.022486 | 0.022868 | 0.023276 | 0.023674 | 0.024083 | 0.024508 | 0.024937 | 0.02538 | 0.025831 | 0.02629 | 0.026757
F5_Commercial_Miscellaneous (ID)_Existing_Food Preparation_Natural Gas_Double Rack Oven_E2 | F5 | Commercial | Miscellaneous (ID) | Existing | Food Preparation | Natural Gas | Double Rack Oven | E2 | Utility - Cost of Operation | 0.0086956 | 0.0089148 | 0.0091744 | 0.0094719 | 0.0098084 | 0.010218 | 0.010639 | 0.011056 | 0.011458 | 0.011866 | 0.01219 | 0.012493 | 0.01282 | 0.013139 | 0.013424 | 0.013692 | 0.013931 | 0.014168 | 0.014421 | 0.014667 | 0.01492 | 0.015184 | 0.01545 | 0.015724 | 0.016003 | 0.016288 | 0.016577
F5_Commercial_Miscellaneous (ID)_Existing_Food Preparation_Natural Gas_Double Rack Oven_E3 | F5 | Commercial | Miscellaneous (ID) | Existing | Food Preparation | Natural Gas | Double Rack Oven | E3 | Utility - Cost of Operation | 0 | 0 | 0 | 0 | 0 | 0 | 0 | 0 | 0 | 0 | 0 | 0 | 0 | 0 | 0 | 0 | 0 | 0 | 0 | 0 | 0 | 0 | 0 | 0 | 0 | 0 | 0
F5_Commercial_Miscellaneous (ID)_Existing_Food Preparation_Natural Gas_Double Rack Oven_E4 | F5 | Commercial | Miscellaneous (ID) | Existing | Food Preparation | Natural Gas | Double Rack Oven | E4 | Utility - Cost of Operation | 0 | 0 | 0 | 0 | 0 | 0 | 0 | 0 | 0 | 0 | 0 | 0 | 0 | 0 | 0 | 0 | 0 | 0 | 0 | 0 | 0 | 0 | 0 | 0 | 0 | 0 | 0
F5_Commercial_Miscellaneous (ID)_Existing_Food Preparation_Natural Gas_Double Rack Oven_E5 | F5 | Commercial | Miscellaneous (ID) | Existing | Food Preparation | Natural Gas | Double Rack Oven | E5 | Utility - Cost of Operation | 0 | 0 | 0 | 0 | 0 | 0 | 0 | 0 | 0 | 0 | 0 | 0 | 0 | 0 | 0 | 0 | 0 | 0 | 0 | 0 | 0 | 0 | 0 | 0 | 0 | 0 | 0
F5_Commercial_Miscellaneous (ID)_Existing_Food Preparation_Natural Gas_Double Rack Oven_E6 | F5 | Commercial | Miscellaneous (ID) | Existing | Food Preparation | Natural Gas | Double Rack Oven | E6 | Utility - Cost of Operation | 0 | 0 | 0 | 0 | 0 | 0 | 0 | 0 | 0 | 0 | 0 | 0 | 0 | 0 | 0 | 0 | 0 | 0 | 0 | 0 | 0 | 0 | 0 | 0 | 0 | 0 | 0
F5_Commercial_Miscellaneous (ID)_Existing_Food Preparation_Natural Gas_Double Rack Oven_E7 | F5 | Commercial | Miscellaneous (ID) | Existing | Food Preparation | Natural Gas | Double Rack Oven | E7 | Utility - Cost of Operation | 0 | 0 | 0 | 0 | 0 | 0 | 0 | 0 | 0 | 0 | 0 | 0 | 0 | 0 | 0 | 0 | 0 | 0 | 0 | 0 | 0 | 0 | 0 | 0 | 0 | 0 | 0
F5_Commercial_Miscellaneous (ID)_Existing_Food Preparation_Natural Gas_Double Rack Oven_E8 | F5 | Commercial | Miscellaneous (ID) | Existing | Food Preparation | Natural Gas | Double Rack Oven | E8 | Utility - Cost of Operation | 0 | 0 | 0 | 0 | 0 | 0 | 0 | 0 | 0 | 0 | 0 | 0 | 0 | 0 | 0 | 0 | 0 | 0 | 0 | 0 | 0 | 0 | 0 | 0 | 0 | 0 | 0
F5_Commercial_Miscellaneous (ID)_Existing_Food Preparation_Natural Gas_Double Rack Oven_E9 | F5 | Commercial | Miscellaneous (ID) | Existing | Food Preparation | Natural Gas | Double Rack Oven | E9 | Utility - Cost of Operation | 0 | 0 | 0 | 0 | 0 | 0 | 0 | 0 | 0 | 0 | 0 | 0 | 0 | 0 | 0 | 0 | 0 | 0 | 0 | 0 | 0 | 0 | 0 | 0 | 0 | 0 | 0
F5_Commercial_Miscellaneous (ID)_Existing_Food Preparation_Natural Gas_Double Rack Oven_E10 | F5 | Commercial | Miscellaneous (ID) | Existing | Food Preparation | Natural Gas | Double Rack Oven | E10 | Utility - Cost of Operation | 0 | 0 | 0 | 0 | 0 | 0 | 0 | 0 | 0 | 0 | 0 | 0 | 0 | 0 | 0 | 0 | 0 | 0 | 0 | 0 | 0 | 0 | 0 | 0 | 0 | 0 | 0
F6_Commercial_Miscellaneous (ID)_Existing_Food Preparation_Natural Gas_Double Rack Oven_E1 | F6 | Commercial | Miscellaneous (ID) | Existing | Food Preparation | Natural Gas | Double Rack Oven | E1 | Utility - Value of Sales | 0.016531 | 0.016843 | 0.01721 | 0.017637 | 0.018127 | 0.018738 | 0.01935 | 0.019932 | 0.020459 | 0.020969 | 0.021498 | 0.021979 | 0.022486 | 0.022966 | 0.023379 | 0.023752 | 0.024067 | 0.024368 | 0.024688 | 0.024987 | 0.025287 | 0.025733 | 0.026184 | 0.026649 | 0.027123 | 0.027605 | 0.028095
F6_Commercial_Miscellaneous (ID)_Existing_Food Preparation_Natural Gas_Double Rack Oven_E2 | F6 | Commercial | Miscellaneous (ID) | Existing | Food Preparation | Natural Gas | Double Rack Oven | E2 | Utility - Value of Sales | 0.010242 | 0.010435 | 0.010662 | 0.010927 | 0.01123 | 0.011609 | 0.011988 | 0.012349 | 0.012675 | 0.012991 | 0.013319 | 0.013617 | 0.013931 | 0.014228 | 0.014484 | 0.014715 | 0.01491 | 0.015097 | 0.015295 | 0.01548 | 0.015666 | 0.015943 | 0.016222 | 0.01651 | 0.016804 | 0.017102 | 0.017406
F6_Commercial_Miscellaneous (ID)_Existing_Food Preparation_Natural Gas_Double Rack Oven_E3 | F6 | Commercial | Miscellaneous (ID) | Existing | Food Preparation | Natural Gas | Double Rack Oven | E3 | Utility - Value of Sales | 0 | 0 | 0 | 0 | 0 | 0 | 0 | 0 | 0 | 0 | 0 | 0 | 0 | 0 | 0 | 0 | 0 | 0 | 0 | 0 | 0 | 0 | 0 | 0 | 0 | 0 | 0
F6_Commercial_Miscellaneous (ID)_Existing_Food Preparation_Natural Gas_Double Rack Oven_E4 | F6 | Commercial | Miscellaneous (ID) | Existing | Food Preparation | Natural Gas | Double Rack Oven | E4 | Utility - Value of Sales | 0 | 0 | 0 | 0 | 0 | 0 | 0 | 0 | 0 | 0 | 0 | 0 | 0 | 0 | 0 | 0 | 0 | 0 | 0 | 0 | 0 | 0 | 0 | 0 | 0 | 0 | 0
F6_Commercial_Miscellaneous (ID)_Existing_Food Preparation_Natural Gas_Double Rack Oven_E5 | F6 | Commercial | Miscellaneous (ID) | Existing | Food Preparation | Natural Gas | Double Rack Oven | E5 | Utility - Value of Sales | 0 | 0 | 0 | 0 | 0 | 0 | 0 | 0 | 0 | 0 | 0 | 0 | 0 | 0 | 0 | 0 | 0 | 0 | 0 | 0 | 0 | 0 | 0 | 0 | 0 | 0 | 0
F6_Commercial_Miscellaneous (ID)_Existing_Food Preparation_Natural Gas_Double Rack Oven_E6 | F6 | Commercial | Miscellaneous (ID) | Existing | Food Preparation | Natural Gas | Double Rack Oven | E6 | Utility - Value of Sales | 0 | 0 | 0 | 0 | 0 | 0 | 0 | 0 | 0 | 0 | 0 | 0 | 0 | 0 | 0 | 0 | 0 | 0 | 0 | 0 | 0 | 0 | 0 | 0 | 0 | 0 | 0
F6_Commercial_Miscellaneous (ID)_Existing_Food Preparation_Natural Gas_Double Rack Oven_E7 | F6 | Commercial | Miscellaneous (ID) | Existing | Food Preparation | Natural Gas | Double Rack Oven | E7 | Utility - Value of Sales | 0 | 0 | 0 | 0 | 0 | 0 | 0 | 0 | 0 | 0 | 0 | 0 | 0 | 0 | 0 | 0 | 0 | 0 | 0 | 0 | 0 | 0 | 0 | 0 | 0 | 0 | 0
F6_Commercial_Miscellaneous (ID)_Existing_Food Preparation_Natural Gas_Double Rack Oven_E8 | F6 | Commercial | Miscellaneous (ID) | Existing | Food Preparation | Natural Gas | Double Rack Oven | E8 | Utility - Value of Sales | 0 | 0 | 0 | 0 | 0 | 0 | 0 | 0 | 0 | 0 | 0 | 0 | 0 | 0 | 0 | 0 | 0 | 0 | 0 | 0 | 0 | 0 | 0 | 0 | 0 | 0 | 0
F6_Commercial_Miscellaneous (ID)_Existing_Food Preparation_Natural Gas_Double Rack Oven_E9 | F6 | Commercial | Miscellaneous (ID) | Existing | Food Preparation | Natural Gas | Double Rack Oven | E9 | Utility - Value of Sales | 0 | 0 | 0 | 0 | 0 | 0 | 0 | 0 | 0 | 0 | 0 | 0 | 0 | 0 | 0 | 0 | 0 | 0 | 0 | 0 | 0 | 0 | 0 | 0 | 0 | 0 | 0
F6_Commercial_Miscellaneous (ID)_Existing_Food Preparation_Natural Gas_Double Rack Oven_E10 | F6 | Commercial | Miscellaneous (ID) | Existing | Food Preparation | Natural Gas | Double Rack Oven | E10 | Utility - Value of Sales | 0 | 0 | 0 | 0 | 0 | 0 | 0 | 0 | 0 | 0 | 0 | 0 | 0 | 0 | 0 | 0 | 0 | 0 | 0 | 0 | 0 | 0 | 0 | 0 | 0 | 0 | 0
F1_Commercial_Miscellaneous (ID)_Existing_Food Preparation_Natural Gas_Fryer_E1 | F1 | Commercial | Miscellaneous (ID) | Existing | Food Preparation | Natural Gas | Fryer | E1 | RVT - Cost of Equipment | 0.00010581 | 0.00010581 | 0.00010581 | 0.00010581 | 0.00010581 | 0.00010581 | 0.00010581 | 0.00010581 | 0.00010581 | 0.00010581 | 0.00010581 | 0.00010581 | 0.00010581 | 0.00010581 | 0.00010581 | 0.00010581 | 0.00010581 | 0.00010581 | 0.00010581 | 0.00010581 | 0.00010581 | 0.00010581 | 0.00010581 | 0.00010581 | 0.00010581 | 0.00010581 | 0.00010581
F1_Commercial_Miscellaneous (ID)_Existing_Food Preparation_Natural Gas_Fryer_E2 | F1 | Commercial | Miscellaneous (ID) | Existing | Food Preparation | Natural Gas | Fryer | E2 | RVT - Cost of Equipment | 0.00015659 | 0.00015659 | 0.00015659 | 0.00015659 | 0.00015659 | 0.00015659 | 0.00015659 | 0.00015659 | 0.00015659 | 0.00015659 | 0.00015659 | 0.00015659 | 0.00015659 | 0.00015659 | 0.00015659 | 0.00015659 | 0.00015659 | 0.00015659 | 0.00015659 | 0.00015659 | 0.00015659 | 0.00015659 | 0.00015659 | 0.00015659 | 0.00015659 | 0.00015659 | 0.00015659
F1_Commercial_Miscellaneous (ID)_Existing_Food Preparation_Natural Gas_Fryer_E3 | F1 | Commercial | Miscellaneous (ID) | Existing | Food Preparation | Natural Gas | Fryer | E3 | RVT - Cost of Equipment | 0 | 0 | 0 | 0 | 0 | 0 | 0 | 0 | 0 | 0 | 0 | 0 | 0 | 0 | 0 | 0 | 0 | 0 | 0 | 0 | 0 | 0 | 0 | 0 | 0 | 0 | 0
F1_Commercial_Miscellaneous (ID)_Existing_Food Preparation_Natural Gas_Fryer_E4 | F1 | Commercial | Miscellaneous (ID) | Existing | Food Preparation | Natural Gas | Fryer | E4 | RVT - Cost of Equipment | 0 | 0 | 0 | 0 | 0 | 0 | 0 | 0 | 0 | 0 | 0 | 0 | 0 | 0 | 0 | 0 | 0 | 0 | 0 | 0 | 0 | 0 | 0 | 0 | 0 | 0 | 0
F1_Commercial_Miscellaneous (ID)_Existing_Food Preparation_Natural Gas_Fryer_E5 | F1 | Commercial | Miscellaneous (ID) | Existing | Food Preparation | Natural Gas | Fryer | E5 | RVT - Cost of Equipment | 0 | 0 | 0 | 0 | 0 | 0 | 0 | 0 | 0 | 0 | 0 | 0 | 0 | 0 | 0 | 0 | 0 | 0 | 0 | 0 | 0 | 0 | 0 | 0 | 0 | 0 | 0
F1_Commercial_Miscellaneous (ID)_Existing_Food Preparation_Natural Gas_Fryer_E6 | F1 | Commercial | Miscellaneous (ID) | Existing | Food Preparation | Natural Gas | Fryer | E6 | RVT - Cost of Equipment | 0 | 0 | 0 | 0 | 0 | 0 | 0 | 0 | 0 | 0 | 0 | 0 | 0 | 0 | 0 | 0 | 0 | 0 | 0 | 0 | 0 | 0 | 0 | 0 | 0 | 0 | 0
F1_Commercial_Miscellaneous (ID)_Existing_Food Preparation_Natural Gas_Fryer_E7 | F1 | Commercial | Miscellaneous (ID) | Existing | Food Preparation | Natural Gas | Fryer | E7 | RVT - Cost of Equipment | 0 | 0 | 0 | 0 | 0 | 0 | 0 | 0 | 0 | 0 | 0 | 0 | 0 | 0 | 0 | 0 | 0 | 0 | 0 | 0 | 0 | 0 | 0 | 0 | 0 | 0 | 0
F1_Commercial_Miscellaneous (ID)_Existing_Food Preparation_Natural Gas_Fryer_E8 | F1 | Commercial | Miscellaneous (ID) | Existing | Food Preparation | Natural Gas | Fryer | E8 | RVT - Cost of Equipment | 0 | 0 | 0 | 0 | 0 | 0 | 0 | 0 | 0 | 0 | 0 | 0 | 0 | 0 | 0 | 0 | 0 | 0 | 0 | 0 | 0 | 0 | 0 | 0 | 0 | 0 | 0
F1_Commercial_Miscellaneous (ID)_Existing_Food Preparation_Natural Gas_Fryer_E9 | F1 | Commercial | Miscellaneous (ID) | Existing | Food Preparation | Natural Gas | Fryer | E9 | RVT - Cost of Equipment | 0 | 0 | 0 | 0 | 0 | 0 | 0 | 0 | 0 | 0 | 0 | 0 | 0 | 0 | 0 | 0 | 0 | 0 | 0 | 0 | 0 | 0 | 0 | 0 | 0 | 0 | 0
F1_Commercial_Miscellaneous (ID)_Existing_Food Preparation_Natural Gas_Fryer_E10 | F1 | Commercial | Miscellaneous (ID) | Existing | Food Preparation | Natural Gas | Fryer | E10 | RVT - Cost of Equipment | 0 | 0 | 0 | 0 | 0 | 0 | 0 | 0 | 0 | 0 | 0 | 0 | 0 | 0 | 0 | 0 | 0 | 0 | 0 | 0 | 0 | 0 | 0 | 0 | 0 | 0 | 0
F2_Commercial_Miscellaneous (ID)_Existing_Food Preparation_Natural Gas_Fryer_E1 | F2 | Commercial | Miscellaneous (ID) | Existing | Food Preparation | Natural Gas | Fryer | E1 | RVT - Cost of Operation | 0.0085703 | 0.0087426 | 0.0089364 | 0.0091541 | 0.0093969 | 0.0096904 | 0.0099816 | 0.010257 | 0.010507 | 0.01075 | 0.011002 | 0.011232 | 0.011479 | 0.011718 | 0.011928 | 0.012121 | 0.01229 | 0.012453 | 0.012625 | 0.012788 | 0.012952 | 0.013181 | 0.013412 | 0.01365 | 0.013893 | 0.01414 | 0.014391
F2_Commercial_Miscellaneous (ID)_Existing_Food Preparation_Natural Gas_Fryer_E2 | F2 | Commercial | Miscellaneous (ID) | Existing | Food Preparation | Natural Gas | Fryer | E2 | RVT - Cost of Operation | 0.005911 | 0.0060298 | 0.0061635 | 0.0063136 | 0.0064811 | 0.0066835 | 0.0068843 | 0.0070742 | 0.0072464 | 0.0074141 | 0.0075878 | 0.007747 | 0.0079171 | 0.0080819 | 0.0082268 | 0.0083601 | 0.0084764 | 0.0085887 | 0.0087072 | 0.0088197 | 0.0089329 | 0.0090907 | 0.0092503 | 0.0094146 | 0.0095819 | 0.0097521 | 0.0099254
F2_Commercial_Miscellaneous (ID)_Existing_Food Preparation_Natural Gas_Fryer_E3 | F2 | Commercial | Miscellaneous (ID) | Existing | Food Preparation | Natural Gas | Fryer | E3 | RVT - Cost of Operation | 0 | 0 | 0 | 0 | 0 | 0 | 0 | 0 | 0 | 0 | 0 | 0 | 0 | 0 | 0 | 0 | 0 | 0 | 0 | 0 | 0 | 0 | 0 | 0 | 0 | 0 | 0
F2_Commercial_Miscellaneous (ID)_Existing_Food Preparation_Natural Gas_Fryer_E4 | F2 | Commercial | Miscellaneous (ID) | Existing | Food Preparation | Natural Gas | Fryer | E4 | RVT - Cost of Operation | 0 | 0 | 0 | 0 | 0 | 0 | 0 | 0 | 0 | 0 | 0 | 0 | 0 | 0 | 0 | 0 | 0 | 0 | 0 | 0 | 0 | 0 | 0 | 0 | 0 | 0 | 0
F2_Commercial_Miscellaneous (ID)_Existing_Food Preparation_Natural Gas_Fryer_E5 | F2 | Commercial | Miscellaneous (ID) | Existing | Food Preparation | Natural Gas | Fryer | E5 | RVT - Cost of Operation | 0 | 0 | 0 | 0 | 0 | 0 | 0 | 0 | 0 | 0 | 0 | 0 | 0 | 0 | 0 | 0 | 0 | 0 | 0 | 0 | 0 | 0 | 0 | 0 | 0 | 0 | 0
F2_Commercial_Miscellaneous (ID)_Existing_Food Preparation_Natural Gas_Fryer_E6 | F2 | Commercial | Miscellaneous (ID) | Existing | Food Preparation | Natural Gas | Fryer | E6 | RVT - Cost of Operation | 0 | 0 | 0 | 0 | 0 | 0 | 0 | 0 | 0 | 0 | 0 | 0 | 0 | 0 | 0 | 0 | 0 | 0 | 0 | 0 | 0 | 0 | 0 | 0 | 0 | 0 | 0
F2_Commercial_Miscellaneous (ID)_Existing_Food Preparation_Natural Gas_Fryer_E7 | F2 | Commercial | Miscellaneous (ID) | Existing | Food Preparation | Natural Gas | Fryer | E7 | RVT - Cost of Operation | 0 | 0 | 0 | 0 | 0 | 0 | 0 | 0 | 0 | 0 | 0 | 0 | 0 | 0 | 0 | 0 | 0 | 0 | 0 | 0 | 0 | 0 | 0 | 0 | 0 | 0 | 0
F2_Commercial_Miscellaneous (ID)_Existing_Food Preparation_Natural Gas_Fryer_E8 | F2 | Commercial | Miscellaneous (ID) | Existing | Food Preparation | Natural Gas | Fryer | E8 | RVT - Cost of Operation | 0 | 0 | 0 | 0 | 0 | 0 | 0 | 0 | 0 | 0 | 0 | 0 | 0 | 0 | 0 | 0 | 0 | 0 | 0 | 0 | 0 | 0 | 0 | 0 | 0 | 0 | 0
F2_Commercial_Miscellaneous (ID)_Existing_Food Preparation_Natural Gas_Fryer_E9 | F2 | Commercial | Miscellaneous (ID) | Existing | Food Preparation | Natural Gas | Fryer | E9 | RVT - Cost of Operation | 0 | 0 | 0 | 0 | 0 | 0 | 0 | 0 | 0 | 0 | 0 | 0 | 0 | 0 | 0 | 0 | 0 | 0 | 0 | 0 | 0 | 0 | 0 | 0 | 0 | 0 | 0
F2_Commercial_Miscellaneous (ID)_Existing_Food Preparation_Natural Gas_Fryer_E10 | F2 | Commercial | Miscellaneous (ID) | Existing | Food Preparation | Natural Gas | Fryer | E10 | RVT - Cost of Operation | 0 | 0 | 0 | 0 | 0 | 0 | 0 | 0 | 0 | 0 | 0 | 0 | 0 | 0 | 0 | 0 | 0 | 0 | 0 | 0 | 0 | 0 | 0 | 0 | 0 | 0 | 0
F3_Commercial_Miscellaneous (ID)_Existing_Food Preparation_Natural Gas_Fryer_E1 | F3 | Commercial | Miscellaneous (ID) | Existing | Food Preparation | Natural Gas | Fryer | E1 | System - kBTUs of Consumption | 1.9829 | 1.9829 | 1.9829 | 1.9829 | 1.9829 | 1.9829 | 1.9829 | 1.9829 | 1.9829 | 1.9829 | 1.9829 | 1.9829 | 1.9829 | 1.9829 | 1.9829 | 1.9829 | 1.9829 | 1.9829 | 1.9829 | 1.9829 | 1.9829 | 1.9829 | 1.9829 | 1.9829 | 1.9829 | 1.9829 | 1.9829
F3_Commercial_Miscellaneous (ID)_Existing_Food Preparation_Natural Gas_Fryer_E2 | F3 | Commercial | Miscellaneous (ID) | Existing | Food Preparation | Natural Gas | Fryer | E2 | System - kBTUs of Consumption | 1.3676 | 1.3676 | 1.3676 | 1.3676 | 1.3676 | 1.3676 | 1.3676 | 1.3676 | 1.3676 | 1.3676 | 1.3676 | 1.3676 | 1.3676 | 1.3676 | 1.3676 | 1.3676 | 1.3676 | 1.3676 | 1.3676 | 1.3676 | 1.3676 | 1.3676 | 1.3676 | 1.3676 | 1.3676 | 1.3676 | 1.3676
F3_Commercial_Miscellaneous (ID)_Existing_Food Preparation_Natural Gas_Fryer_E3 | F3 | Commercial | Miscellaneous (ID) | Existing | Food Preparation | Natural Gas | Fryer | E3 | System - kBTUs of Consumption | 0 | 0 | 0 | 0 | 0 | 0 | 0 | 0 | 0 | 0 | 0 | 0 | 0 | 0 | 0 | 0 | 0 | 0 | 0 | 0 | 0 | 0 | 0 | 0 | 0 | 0 | 0
F3_Commercial_Miscellaneous (ID)_Existing_Food Preparation_Natural Gas_Fryer_E4 | F3 | Commercial | Miscellaneous (ID) | Existing | Food Preparation | Natural Gas | Fryer | E4 | System - kBTUs of Consumption | 0 | 0 | 0 | 0 | 0 | 0 | 0 | 0 | 0 | 0 | 0 | 0 | 0 | 0 | 0 | 0 | 0 | 0 | 0 | 0 | 0 | 0 | 0 | 0 | 0 | 0 | 0
F3_Commercial_Miscellaneous (ID)_Existing_Food Preparation_Natural Gas_Fryer_E5 | F3 | Commercial | Miscellaneous (ID) | Existing | Food Preparation | Natural Gas | Fryer | E5 | System - kBTUs of Consumption | 0 | 0 | 0 | 0 | 0 | 0 | 0 | 0 | 0 | 0 | 0 | 0 | 0 | 0 | 0 | 0 | 0 | 0 | 0 | 0 | 0 | 0 | 0 | 0 | 0 | 0 | 0
F3_Commercial_Miscellaneous (ID)_Existing_Food Preparation_Natural Gas_Fryer_E6 | F3 | Commercial | Miscellaneous (ID) | Existing | Food Preparation | Natural Gas | Fryer | E6 | System - kBTUs of Consumption | 0 | 0 | 0 | 0 | 0 | 0 | 0 | 0 | 0 | 0 | 0 | 0 | 0 | 0 | 0 | 0 | 0 | 0 | 0 | 0 | 0 | 0 | 0 | 0 | 0 | 0 | 0
F3_Commercial_Miscellaneous (ID)_Existing_Food Preparation_Natural Gas_Fryer_E7 | F3 | Commercial | Miscellaneous (ID) | Existing | Food Preparation | Natural Gas | Fryer | E7 | System - kBTUs of Consumption | 0 | 0 | 0 | 0 | 0 | 0 | 0 | 0 | 0 | 0 | 0 | 0 | 0 | 0 | 0 | 0 | 0 | 0 | 0 | 0 | 0 | 0 | 0 | 0 | 0 | 0 | 0
F3_Commercial_Miscellaneous (ID)_Existing_Food Preparation_Natural Gas_Fryer_E8 | F3 | Commercial | Miscellaneous (ID) | Existing | Food Preparation | Natural Gas | Fryer | E8 | System - kBTUs of Consumption | 0 | 0 | 0 | 0 | 0 | 0 | 0 | 0 | 0 | 0 | 0 | 0 | 0 | 0 | 0 | 0 | 0 | 0 | 0 | 0 | 0 | 0 | 0 | 0 | 0 | 0 | 0
F3_Commercial_Miscellaneous (ID)_Existing_Food Preparation_Natural Gas_Fryer_E9 | F3 | Commercial | Miscellaneous (ID) | Existing | Food Preparation | Natural Gas | Fryer | E9 | System - kBTUs of Consumption | 0 | 0 | 0 | 0 | 0 | 0 | 0 | 0 | 0 | 0 | 0 | 0 | 0 | 0 | 0 | 0 | 0 | 0 | 0 | 0 | 0 | 0 | 0 | 0 | 0 | 0 | 0
F3_Commercial_Miscellaneous (ID)_Existing_Food Preparation_Natural Gas_Fryer_E10 | F3 | Commercial | Miscellaneous (ID) | Existing | Food Preparation | Natural Gas | Fryer | E10 | System - kBTUs of Consumption | 0 | 0 | 0 | 0 | 0 | 0 | 0 | 0 | 0 | 0 | 0 | 0 | 0 | 0 | 0 | 0 | 0 | 0 | 0 | 0 | 0 | 0 | 0 | 0 | 0 | 0 | 0
F4_Commercial_Miscellaneous (ID)_Existing_Food Preparation_Natural Gas_Fryer_E1 | F4 | Commercial | Miscellaneous (ID) | Existing | Food Preparation | Natural Gas | Fryer | E1 | Utility - Cost of Equipment | 0.00010581 | 0.00010581 | 0.00010581 | 0.00010581 | 0.00010581 | 0.00010581 | 0.00010581 | 0.00010581 | 0.00010581 | 0.00010581 | 0.00010581 | 0.00010581 | 0.00010581 | 0.00010581 | 0.00010581 | 0.00010581 | 0.00010581 | 0.00010581 | 0.00010581 | 0.00010581 | 0.00010581 | 0.00010581 | 0.00010581 | 0.00010581 | 0.00010581 | 0.00010581 | 0.00010581
F4_Commercial_Miscellaneous (ID)_Existing_Food Preparation_Natural Gas_Fryer_E2 | F4 | Commercial | Miscellaneous (ID) | Existing | Food Preparation | Natural Gas | Fryer | E2 | Utility - Cost of Equipment | 0.00015659 | 0.00015659 | 0.00015659 | 0.00015659 | 0.00015659 | 0.00015659 | 0.00015659 | 0.00015659 | 0.00015659 | 0.00015659 | 0.00015659 | 0.00015659 | 0.00015659 | 0.00015659 | 0.00015659 | 0.00015659 | 0.00015659 | 0.00015659 | 0.00015659 | 0.00015659 | 0.00015659 | 0.00015659 | 0.00015659 | 0.00015659 | 0.00015659 | 0.00015659 | 0.00015659
F4_Commercial_Miscellaneous (ID)_Existing_Food Preparation_Natural Gas_Fryer_E3 | F4 | Commercial | Miscellaneous (ID) | Existing | Food Preparation | Natural Gas | Fryer | E3 | Utility - Cost of Equipment | 0 | 0 | 0 | 0 | 0 | 0 | 0 | 0 | 0 | 0 | 0 | 0 | 0 | 0 | 0 | 0 | 0 | 0 | 0 | 0 | 0 | 0 | 0 | 0 | 0 | 0 | 0
F4_Commercial_Miscellaneous (ID)_Existing_Food Preparation_Natural Gas_Fryer_E4 | F4 | Commercial | Miscellaneous (ID) | Existing | Food Preparation | Natural Gas | Fryer | E4 | Utility - Cost of Equipment | 0 | 0 | 0 | 0 | 0 | 0 | 0 | 0 | 0 | 0 | 0 | 0 | 0 | 0 | 0 | 0 | 0 | 0 | 0 | 0 | 0 | 0 | 0 | 0 | 0 | 0 | 0
F4_Commercial_Miscellaneous (ID)_Existing_Food Preparation_Natural Gas_Fryer_E5 | F4 | Commercial | Miscellaneous (ID) | Existing | Food Preparation | Natural Gas | Fryer | E5 | Utility - Cost of Equipment | 0 | 0 | 0 | 0 | 0 | 0 | 0 | 0 | 0 | 0 | 0 | 0 | 0 | 0 | 0 | 0 | 0 | 0 | 0 | 0 | 0 | 0 | 0 | 0 | 0 | 0 | 0
F4_Commercial_Miscellaneous (ID)_Existing_Food Preparation_Natural Gas_Fryer_E6 | F4 | Commercial | Miscellaneous (ID) | Existing | Food Preparation | Natural Gas | Fryer | E6 | Utility - Cost of Equipment | 0 | 0 | 0 | 0 | 0 | 0 | 0 | 0 | 0 | 0 | 0 | 0 | 0 | 0 | 0 | 0 | 0 | 0 | 0 | 0 | 0 | 0 | 0 | 0 | 0 | 0 | 0
F4_Commercial_Miscellaneous (ID)_Existing_Food Preparation_Natural Gas_Fryer_E7 | F4 | Commercial | Miscellaneous (ID) | Existing | Food Preparation | Natural Gas | Fryer | E7 | Utility - Cost of Equipment | 0 | 0 | 0 | 0 | 0 | 0 | 0 | 0 | 0 | 0 | 0 | 0 | 0 | 0 | 0 | 0 | 0 | 0 | 0 | 0 | 0 | 0 | 0 | 0 | 0 | 0 | 0
F4_Commercial_Miscellaneous (ID)_Existing_Food Preparation_Natural Gas_Fryer_E8 | F4 | Commercial | Miscellaneous (ID) | Existing | Food Preparation | Natural Gas | Fryer | E8 | Utility - Cost of Equipment | 0 | 0 | 0 | 0 | 0 | 0 | 0 | 0 | 0 | 0 | 0 | 0 | 0 | 0 | 0 | 0 | 0 | 0 | 0 | 0 | 0 | 0 | 0 | 0 | 0 | 0 | 0
F4_Commercial_Miscellaneous (ID)_Existing_Food Preparation_Natural Gas_Fryer_E9 | F4 | Commercial | Miscellaneous (ID) | Existing | Food Preparation | Natural Gas | Fryer | E9 | Utility - Cost of Equipment | 0 | 0 | 0 | 0 | 0 | 0 | 0 | 0 | 0 | 0 | 0 | 0 | 0 | 0 | 0 | 0 | 0 | 0 | 0 | 0 | 0 | 0 | 0 | 0 | 0 | 0 | 0
F4_Commercial_Miscellaneous (ID)_Existing_Food Preparation_Natural Gas_Fryer_E10 | F4 | Commercial | Miscellaneous (ID) | Existing | Food Preparation | Natural Gas | Fryer | E10 | Utility - Cost of Equipment | 0 | 0 | 0 | 0 | 0 | 0 | 0 | 0 | 0 | 0 | 0 | 0 | 0 | 0 | 0 | 0 | 0 | 0 | 0 | 0 | 0 | 0 | 0 | 0 | 0 | 0 | 0
F5_Commercial_Miscellaneous (ID)_Existing_Food Preparation_Natural Gas_Fryer_E1 | F5 | Commercial | Miscellaneous (ID) | Existing | Food Preparation | Natural Gas | Fryer | E1 | Utility - Cost of Operation | 0.0073517 | 0.0075448 | 0.0077616 | 0.0080044 | 0.0082747 | 0.0085945 | 0.0089202 | 0.009241 | 0.0095496 | 0.0098627 | 0.010118 | 0.010358 | 0.010615 | 0.010869 | 0.011098 | 0.011316 | 0.011514 | 0.011711 | 0.01192 | 0.012125 | 0.012335 | 0.012553 | 0.012773 | 0.013 | 0.013231 | 0.013466 | 0.013706
F5_Commercial_Miscellaneous (ID)_Existing_Food Preparation_Natural Gas_Fryer_E2 | F5 | Commercial | Miscellaneous (ID) | Existing | Food Preparation | Natural Gas | Fryer | E2 | Utility - Cost of Operation | 0.0050705 | 0.0052037 | 0.0053532 | 0.0055206 | 0.0057071 | 0.0059277 | 0.0061523 | 0.0063736 | 0.0065864 | 0.0068024 | 0.0069782 | 0.007144 | 0.0073215 | 0.0074961 | 0.0076546 | 0.0078046 | 0.0079414 | 0.0080772 | 0.0082212 | 0.0083625 | 0.0085075 | 0.0086578 | 0.0088098 | 0.0089663 | 0.0091256 | 0.0092877 | 0.0094528
F5_Commercial_Miscellaneous (ID)_Existing_Food Preparation_Natural Gas_Fryer_E3 | F5 | Commercial | Miscellaneous (ID) | Existing | Food Preparation | Natural Gas | Fryer | E3 | Utility - Cost of Operation | 0 | 0 | 0 | 0 | 0 | 0 | 0 | 0 | 0 | 0 | 0 | 0 | 0 | 0 | 0 | 0 | 0 | 0 | 0 | 0 | 0 | 0 | 0 | 0 | 0 | 0 | 0
F5_Commercial_Miscellaneous (ID)_Existing_Food Preparation_Natural Gas_Fryer_E4 | F5 | Commercial | Miscellaneous (ID) | Existing | Food Preparation | Natural Gas | Fryer | E4 | Utility - Cost of Operation | 0 | 0 | 0 | 0 | 0 | 0 | 0 | 0 | 0 | 0 | 0 | 0 | 0 | 0 | 0 | 0 | 0 | 0 | 0 | 0 | 0 | 0 | 0 | 0 | 0 | 0 | 0
F5_Commercial_Miscellaneous (ID)_Existing_Food Preparation_Natural Gas_Fryer_E5 | F5 | Commercial | Miscellaneous (ID) | Existing | Food Preparation | Natural Gas | Fryer | E5 | Utility - Cost of Operation | 0 | 0 | 0 | 0 | 0 | 0 | 0 | 0 | 0 | 0 | 0 | 0 | 0 | 0 | 0 | 0 | 0 | 0 | 0 | 0 | 0 | 0 | 0 | 0 | 0 | 0 | 0
F5_Commercial_Miscellaneous (ID)_Existing_Food Preparation_Natural Gas_Fryer_E6 | F5 | Commercial | Miscellaneous (ID) | Existing | Food Preparation | Natural Gas | Fryer | E6 | Utility - Cost of Operation | 0 | 0 | 0 | 0 | 0 | 0 | 0 | 0 | 0 | 0 | 0 | 0 | 0 | 0 | 0 | 0 | 0 | 0 | 0 | 0 | 0 | 0 | 0 | 0 | 0 | 0 | 0
F5_Commercial_Miscellaneous (ID)_Existing_Food Preparation_Natural Gas_Fryer_E7 | F5 | Commercial | Miscellaneous (ID) | Existing | Food Preparation | Natural Gas | Fryer | E7 | Utility - Cost of Operation | 0 | 0 | 0 | 0 | 0 | 0 | 0 | 0 | 0 | 0 | 0 | 0 | 0 | 0 | 0 | 0 | 0 | 0 | 0 | 0 | 0 | 0 | 0 | 0 | 0 | 0 | 0
F5_Commercial_Miscellaneous (ID)_Existing_Food Preparation_Natural Gas_Fryer_E8 | F5 | Commercial | Miscellaneous (ID) | Existing | Food Preparation | Natural Gas | Fryer | E8 | Utility - Cost of Operation | 0 | 0 | 0 | 0 | 0 | 0 | 0 | 0 | 0 | 0 | 0 | 0 | 0 | 0 | 0 | 0 | 0 | 0 | 0 | 0 | 0 | 0 | 0 | 0 | 0 | 0 | 0
F5_Commercial_Miscellaneous (ID)_Existing_Food Preparation_Natural Gas_Fryer_E9 | F5 | Commercial | Miscellaneous (ID) | Existing | Food Preparation | Natural Gas | Fryer | E9 | Utility - Cost of Operation | 0 | 0 | 0 | 0 | 0 | 0 | 0 | 0 | 0 | 0 | 0 | 0 | 0 | 0 | 0 | 0 | 0 | 0 | 0 | 0 | 0 | 0 | 0 | 0 | 0 | 0 | 0
F5_Commercial_Miscellaneous (ID)_Existing_Food Preparation_Natural Gas_Fryer_E10 | F5 | Commercial | Miscellaneous (ID) | Existing | Food Preparation | Natural Gas | Fryer | E10 | Utility - Cost of Operation | 0 | 0 | 0 | 0 | 0 | 0 | 0 | 0 | 0 | 0 | 0 | 0 | 0 | 0 | 0 | 0 | 0 | 0 | 0 | 0 | 0 | 0 | 0 | 0 | 0 | 0 | 0
F6_Commercial_Miscellaneous (ID)_Existing_Food Preparation_Natural Gas_Fryer_E1 | F6 | Commercial | Miscellaneous (ID) | Existing | Food Preparation | Natural Gas | Fryer | E1 | Utility - Value of Sales | 0.0085703 | 0.0087426 | 0.0089364 | 0.0091541 | 0.0093969 | 0.0096904 | 0.0099816 | 0.010257 | 0.010507 | 0.01075 | 0.011002 | 0.011232 | 0.011479 | 0.011718 | 0.011928 | 0.012121 | 0.01229 | 0.012453 | 0.012625 | 0.012788 | 0.012952 | 0.013181 | 0.013412 | 0.01365 | 0.013893 | 0.01414 | 0.014391
F6_Commercial_Miscellaneous (ID)_Existing_Food Preparation_Natural Gas_Fryer_E2 | F6 | Commercial | Miscellaneous (ID) | Existing | Food Preparation | Natural Gas | Fryer | E2 | Utility - Value of Sales | 0.005911 | 0.0060298 | 0.0061635 | 0.0063136 | 0.0064811 | 0.0066835 | 0.0068843 | 0.0070742 | 0.0072464 | 0.0074141 | 0.0075878 | 0.007747 | 0.0079171 | 0.0080819 | 0.0082268 | 0.0083601 | 0.0084764 | 0.0085887 | 0.0087072 | 0.0088197 | 0.0089329 | 0.0090907 | 0.0092503 | 0.0094146 | 0.0095819 | 0.0097521 | 0.0099254
F6_Commercial_Miscellaneous (ID)_Existing_Food Preparation_Natural Gas_Fryer_E3 | F6 | Commercial | Miscellaneous (ID) | Existing | Food Preparation | Natural Gas | Fryer | E3 | Utility - Value of Sales | 0 | 0 | 0 | 0 | 0 | 0 | 0 | 0 | 0 | 0 | 0 | 0 | 0 | 0 | 0 | 0 | 0 | 0 | 0 | 0 | 0 | 0 | 0 | 0 | 0 | 0 | 0
F6_Commercial_Miscellaneous (ID)_Existing_Food Preparation_Natural Gas_Fryer_E4 | F6 | Commercial | Miscellaneous (ID) | Existing | Food Preparation | Natural Gas | Fryer | E4 | Utility - Value of Sales | 0 | 0 | 0 | 0 | 0 | 0 | 0 | 0 | 0 | 0 | 0 | 0 | 0 | 0 | 0 | 0 | 0 | 0 | 0 | 0 | 0 | 0 | 0 | 0 | 0 | 0 | 0
F6_Commercial_Miscellaneous (ID)_Existing_Food Preparation_Natural Gas_Fryer_E5 | F6 | Commercial | Miscellaneous (ID) | Existing | Food Preparation | Natural Gas | Fryer | E5 | Utility - Value of Sales | 0 | 0 | 0 | 0 | 0 | 0 | 0 | 0 | 0 | 0 | 0 | 0 | 0 | 0 | 0 | 0 | 0 | 0 | 0 | 0 | 0 | 0 | 0 | 0 | 0 | 0 | 0
F6_Commercial_Miscellaneous (ID)_Existing_Food Preparation_Natural Gas_Fryer_E6 | F6 | Commercial | Miscellaneous (ID) | Existing | Food Preparation | Natural Gas | Fryer | E6 | Utility - Value of Sales | 0 | 0 | 0 | 0 | 0 | 0 | 0 | 0 | 0 | 0 | 0 | 0 | 0 | 0 | 0 | 0 | 0 | 0 | 0 | 0 | 0 | 0 | 0 | 0 | 0 | 0 | 0
F6_Commercial_Miscellaneous (ID)_Existing_Food Preparation_Natural Gas_Fryer_E7 | F6 | Commercial | Miscellaneous (ID) | Existing | Food Preparation | Natural Gas | Fryer | E7 | Utility - Value of Sales | 0 | 0 | 0 | 0 | 0 | 0 | 0 | 0 | 0 | 0 | 0 | 0 | 0 | 0 | 0 | 0 | 0 | 0 | 0 | 0 | 0 | 0 | 0 | 0 | 0 | 0 | 0
F6_Commercial_Miscellaneous (ID)_Existing_Food Preparation_Natural Gas_Fryer_E8 | F6 | Commercial | Miscellaneous (ID) | Existing | Food Preparation | Natural Gas | Fryer | E8 | Utility - Value of Sales | 0 | 0 | 0 | 0 | 0 | 0 | 0 | 0 | 0 | 0 | 0 | 0 | 0 | 0 | 0 | 0 | 0 | 0 | 0 | 0 | 0 | 0 | 0 | 0 | 0 | 0 | 0
F6_Commercial_Miscellaneous (ID)_Existing_Food Preparation_Natural Gas_Fryer_E9 | F6 | Commercial | Miscellaneous (ID) | Existing | Food Preparation | Natural Gas | Fryer | E9 | Utility - Value of Sales | 0 | 0 | 0 | 0 | 0 | 0 | 0 | 0 | 0 | 0 | 0 | 0 | 0 | 0 | 0 | 0 | 0 | 0 | 0 | 0 | 0 | 0 | 0 | 0 | 0 | 0 | 0
F6_Commercial_Miscellaneous (ID)_Existing_Food Preparation_Natural Gas_Fryer_E10 | F6 | Commercial | Miscellaneous (ID) | Existing | Food Preparation | Natural Gas | Fryer | E10 | Utility - Value of Sales | 0 | 0 | 0 | 0 | 0 | 0 | 0 | 0 | 0 | 0 | 0 | 0 | 0 | 0 | 0 | 0 | 0 | 0 | 0 | 0 | 0 | 0 | 0 | 0 | 0 | 0 | 0
F1_Commercial_Miscellaneous (ID)_Existing_Food Preparation_Natural Gas_Broiler_E1 | F1 | Commercial | Miscellaneous (ID) | Existing | Food Preparation | Natural Gas | Broiler | E1 | RVT - Cost of Equipment | 0.001388 | 0.001388 | 0.001388 | 0.001388 | 0.001388 | 0.001388 | 0.001388 | 0.001388 | 0.001388 | 0.001388 | 0.001388 | 0.001388 | 0.001388 | 0.001388 | 0.001388 | 0.001388 | 0.001388 | 0.001388 | 0.001388 | 0.001388 | 0.001388 | 0.001388 | 0.001388 | 0.001388 | 0.001388 | 0.001388 | 0.001388
F1_Commercial_Miscellaneous (ID)_Existing_Food Preparation_Natural Gas_Broiler_E2 | F1 | Commercial | Miscellaneous (ID) | Existing | Food Preparation | Natural Gas | Broiler | E2 | RVT - Cost of Equipment | 0.0019432 | 0.0019432 | 0.0019432 | 0.0019432 | 0.0019432 | 0.0019432 | 0.0019432 | 0.0019432 | 0.0019432 | 0.0019432 | 0.0019432 | 0.0019432 | 0.0019432 | 0.0019432 | 0.0019432 | 0.0019432 | 0.0019432 | 0.0019432 | 0.0019432 | 0.0019432 | 0.0019432 | 0.0019432 | 0.0019432 | 0.0019432 | 0.0019432 | 0.0019432 | 0.0019432
F1_Commercial_Miscellaneous (ID)_Existing_Food Preparation_Natural Gas_Broiler_E3 | F1 | Commercial | Miscellaneous (ID) | Existing | Food Preparation | Natural Gas | Broiler | E3 | RVT - Cost of Equipment | 0 | 0 | 0 | 0 | 0 | 0 | 0 | 0 | 0 | 0 | 0 | 0 | 0 | 0 | 0 | 0 | 0 | 0 | 0 | 0 | 0 | 0 | 0 | 0 | 0 | 0 | 0
F1_Commercial_Miscellaneous (ID)_Existing_Food Preparation_Natural Gas_Broiler_E4 | F1 | Commercial | Miscellaneous (ID) | Existing | Food Preparation | Natural Gas | Broiler | E4 | RVT - Cost of Equipment | 0 | 0 | 0 | 0 | 0 | 0 | 0 | 0 | 0 | 0 | 0 | 0 | 0 | 0 | 0 | 0 | 0 | 0 | 0 | 0 | 0 | 0 | 0 | 0 | 0 | 0 | 0
F1_Commercial_Miscellaneous (ID)_Existing_Food Preparation_Natural Gas_Broiler_E5 | F1 | Commercial | Miscellaneous (ID) | Existing | Food Preparation | Natural Gas | Broiler | E5 | RVT - Cost of Equipment | 0 | 0 | 0 | 0 | 0 | 0 | 0 | 0 | 0 | 0 | 0 | 0 | 0 | 0 | 0 | 0 | 0 | 0 | 0 | 0 | 0 | 0 | 0 | 0 | 0 | 0 | 0
F1_Commercial_Miscellaneous (ID)_Existing_Food Preparation_Natural Gas_Broiler_E6 | F1 | Commercial | Miscellaneous (ID) | Existing | Food Preparation | Natural Gas | Broiler | E6 | RVT - Cost of Equipment | 0 | 0 | 0 | 0 | 0 | 0 | 0 | 0 | 0 | 0 | 0 | 0 | 0 | 0 | 0 | 0 | 0 | 0 | 0 | 0 | 0 | 0 | 0 | 0 | 0 | 0 | 0
F1_Commercial_Miscellaneous (ID)_Existing_Food Preparation_Natural Gas_Broiler_E7 | F1 | Commercial | Miscellaneous (ID) | Existing | Food Preparation | Natural Gas | Broiler | E7 | RVT - Cost of Equipment | 0 | 0 | 0 | 0 | 0 | 0 | 0 | 0 | 0 | 0 | 0 | 0 | 0 | 0 | 0 | 0 | 0 | 0 | 0 | 0 | 0 | 0 | 0 | 0 | 0 | 0 | 0
F1_Commercial_Miscellaneous (ID)_Existing_Food Preparation_Natural Gas_Broiler_E8 | F1 | Commercial | Miscellaneous (ID) | Existing | Food Preparation | Natural Gas | Broiler | E8 | RVT - Cost of Equipment | 0 | 0 | 0 | 0 | 0 | 0 | 0 | 0 | 0 | 0 | 0 | 0 | 0 | 0 | 0 | 0 | 0 | 0 | 0 | 0 | 0 | 0 | 0 | 0 | 0 | 0 | 0
F1_Commercial_Miscellaneous (ID)_Existing_Food Preparation_Natural Gas_Broiler_E9 | F1 | Commercial | Miscellaneous (ID) | Existing | Food Preparation | Natural Gas | Broiler | E9 | RVT - Cost of Equipment | 0 | 0 | 0 | 0 | 0 | 0 | 0 | 0 | 0 | 0 | 0 | 0 | 0 | 0 | 0 | 0 | 0 | 0 | 0 | 0 | 0 | 0 | 0 | 0 | 0 | 0 | 0
F1_Commercial_Miscellaneous (ID)_Existing_Food Preparation_Natural Gas_Broiler_E10 | F1 | Commercial | Miscellaneous (ID) | Existing | Food Preparation | Natural Gas | Broiler | E10 | RVT - Cost of Equipment | 0 | 0 | 0 | 0 | 0 | 0 | 0 | 0 | 0 | 0 | 0 | 0 | 0 | 0 | 0 | 0 | 0 | 0 | 0 | 0 | 0 | 0 | 0 | 0 | 0 | 0 | 0
F2_Commercial_Miscellaneous (ID)_Existing_Food Preparation_Natural Gas_Broiler_E1 | F2 | Commercial | Miscellaneous (ID) | Existing | Food Preparation | Natural Gas | Broiler | E1 | RVT - Cost of Operation | 0.0084903 | 0.0086507 | 0.008839 | 0.0090585 | 0.0093098 | 0.0096236 | 0.0099383 | 0.010237 | 0.010508 | 0.01077 | 0.011041 | 0.011288 | 0.011549 | 0.011795 | 0.012007 | 0.012199 | 0.012361 | 0.012515 | 0.01268 | 0.012833 | 0.012987 | 0.013216 | 0.013448 | 0.013687 | 0.01393 | 0.014178 | 0.01443
F2_Commercial_Miscellaneous (ID)_Existing_Food Preparation_Natural Gas_Broiler_E2 | F2 | Commercial | Miscellaneous (ID) | Existing | Food Preparation | Natural Gas | Broiler | E2 | RVT - Cost of Operation | 0.0072416 | 0.0073784 | 0.007539 | 0.0077262 | 0.0079406 | 0.0082082 | 0.0084766 | 0.0087314 | 0.0089621 | 0.0091857 | 0.0094174 | 0.009628 | 0.0098503 | 0.010061 | 0.010241 | 0.010405 | 0.010543 | 0.010675 | 0.010815 | 0.010946 | 0.011077 | 0.011273 | 0.01147 | 0.011674 | 0.011881 | 0.012092 | 0.012307
F2_Commercial_Miscellaneous (ID)_Existing_Food Preparation_Natural Gas_Broiler_E3 | F2 | Commercial | Miscellaneous (ID) | Existing | Food Preparation | Natural Gas | Broiler | E3 | RVT - Cost of Operation | 0 | 0 | 0 | 0 | 0 | 0 | 0 | 0 | 0 | 0 | 0 | 0 | 0 | 0 | 0 | 0 | 0 | 0 | 0 | 0 | 0 | 0 | 0 | 0 | 0 | 0 | 0
F2_Commercial_Miscellaneous (ID)_Existing_Food Preparation_Natural Gas_Broiler_E4 | F2 | Commercial | Miscellaneous (ID) | Existing | Food Preparation | Natural Gas | Broiler | E4 | RVT - Cost of Operation | 0 | 0 | 0 | 0 | 0 | 0 | 0 | 0 | 0 | 0 | 0 | 0 | 0 | 0 | 0 | 0 | 0 | 0 | 0 | 0 | 0 | 0 | 0 | 0 | 0 | 0 | 0
F2_Commercial_Miscellaneous (ID)_Existing_Food Preparation_Natural Gas_Broiler_E5 | F2 | Commercial | Miscellaneous (ID) | Existing | Food Preparation | Natural Gas | Broiler | E5 | RVT - Cost of Operation | 0 | 0 | 0 | 0 | 0 | 0 | 0 | 0 | 0 | 0 | 0 | 0 | 0 | 0 | 0 | 0 | 0 | 0 | 0 | 0 | 0 | 0 | 0 | 0 | 0 | 0 | 0
F2_Commercial_Miscellaneous (ID)_Existing_Food Preparation_Natural Gas_Broiler_E6 | F2 | Commercial | Miscellaneous (ID) | Existing | Food Preparation | Natural Gas | Broiler | E6 | RVT - Cost of Operation | 0 | 0 | 0 | 0 | 0 | 0 | 0 | 0 | 0 | 0 | 0 | 0 | 0 | 0 | 0 | 0 | 0 | 0 | 0 | 0 | 0 | 0 | 0 | 0 | 0 | 0 | 0
F2_Commercial_Miscellaneous (ID)_Existing_Food Preparation_Natural Gas_Broiler_E7 | F2 | Commercial | Miscellaneous (ID) | Existing | Food Preparation | Natural Gas | Broiler | E7 | RVT - Cost of Operation | 0 | 0 | 0 | 0 | 0 | 0 | 0 | 0 | 0 | 0 | 0 | 0 | 0 | 0 | 0 | 0 | 0 | 0 | 0 | 0 | 0 | 0 | 0 | 0 | 0 | 0 | 0
F2_Commercial_Miscellaneous (ID)_Existing_Food Preparation_Natural Gas_Broiler_E8 | F2 | Commercial | Miscellaneous (ID) | Existing | Food Preparation | Natural Gas | Broiler | E8 | RVT - Cost of Operation | 0 | 0 | 0 | 0 | 0 | 0 | 0 | 0 | 0 | 0 | 0 | 0 | 0 | 0 | 0 | 0 | 0 | 0 | 0 | 0 | 0 | 0 | 0 | 0 | 0 | 0 | 0
F2_Commercial_Miscellaneous (ID)_Existing_Food Preparation_Natural Gas_Broiler_E9 | F2 | Commercial | Miscellaneous (ID) | Existing | Food Preparation | Natural Gas | Broiler | E9 | RVT - Cost of Operation | 0 | 0 | 0 | 0 | 0 | 0 | 0 | 0 | 0 | 0 | 0 | 0 | 0 | 0 | 0 | 0 | 0 | 0 | 0 | 0 | 0 | 0 | 0 | 0 | 0 | 0 | 0
F2_Commercial_Miscellaneous (ID)_Existing_Food Preparation_Natural Gas_Broiler_E10 | F2 | Commercial | Miscellaneous (ID) | Existing | Food Preparation | Natural Gas | Broiler | E10 | RVT - Cost of Operation | 0 | 0 | 0 | 0 | 0 | 0 | 0 | 0 | 0 | 0 | 0 | 0 | 0 | 0 | 0 | 0 | 0 | 0 | 0 | 0 | 0 | 0 | 0 | 0 | 0 | 0 | 0
F3_Commercial_Miscellaneous (ID)_Existing_Food Preparation_Natural Gas_Broiler_E1 | F3 | Commercial | Miscellaneous (ID) | Existing | Food Preparation | Natural Gas | Broiler | E1 | System - kBTUs of Consumption | 2.0255 | 2.0255 | 2.0255 | 2.0255 | 2.0255 | 2.0255 | 2.0255 | 2.0255 | 2.0255 | 2.0255 | 2.0255 | 2.0255 | 2.0255 | 2.0255 | 2.0255 | 2.0255 | 2.0255 | 2.0255 | 2.0255 | 2.0255 | 2.0255 | 2.0255 | 2.0255 | 2.0255 | 2.0255 | 2.0255 | 2.0255
F3_Commercial_Miscellaneous (ID)_Existing_Food Preparation_Natural Gas_Broiler_E2 | F3 | Commercial | Miscellaneous (ID) | Existing | Food Preparation | Natural Gas | Broiler | E2 | System - kBTUs of Consumption | 1.7276 | 1.7276 | 1.7276 | 1.7276 | 1.7276 | 1.7276 | 1.7276 | 1.7276 | 1.7276 | 1.7276 | 1.7276 | 1.7276 | 1.7276 | 1.7276 | 1.7276 | 1.7276 | 1.7276 | 1.7276 | 1.7276 | 1.7276 | 1.7276 | 1.7276 | 1.7276 | 1.7276 | 1.7276 | 1.7276 | 1.7276
F3_Commercial_Miscellaneous (ID)_Existing_Food Preparation_Natural Gas_Broiler_E3 | F3 | Commercial | Miscellaneous (ID) | Existing | Food Preparation | Natural Gas | Broiler | E3 | System - kBTUs of Consumption | 0 | 0 | 0 | 0 | 0 | 0 | 0 | 0 | 0 | 0 | 0 | 0 | 0 | 0 | 0 | 0 | 0 | 0 | 0 | 0 | 0 | 0 | 0 | 0 | 0 | 0 | 0
F3_Commercial_Miscellaneous (ID)_Existing_Food Preparation_Natural Gas_Broiler_E4 | F3 | Commercial | Miscellaneous (ID) | Existing | Food Preparation | Natural Gas | Broiler | E4 | System - kBTUs of Consumption | 0 | 0 | 0 | 0 | 0 | 0 | 0 | 0 | 0 | 0 | 0 | 0 | 0 | 0 | 0 | 0 | 0 | 0 | 0 | 0 | 0 | 0 | 0 | 0 | 0 | 0 | 0
F3_Commercial_Miscellaneous (ID)_Existing_Food Preparation_Natural Gas_Broiler_E5 | F3 | Commercial | Miscellaneous (ID) | Existing | Food Preparation | Natural Gas | Broiler | E5 | System - kBTUs of Consumption | 0 | 0 | 0 | 0 | 0 | 0 | 0 | 0 | 0 | 0 | 0 | 0 | 0 | 0 | 0 | 0 | 0 | 0 | 0 | 0 | 0 | 0 | 0 | 0 | 0 | 0 | 0
F3_Commercial_Miscellaneous (ID)_Existing_Food Preparation_Natural Gas_Broiler_E6 | F3 | Commercial | Miscellaneous (ID) | Existing | Food Preparation | Natural Gas | Broiler | E6 | System - kBTUs of Consumption | 0 | 0 | 0 | 0 | 0 | 0 | 0 | 0 | 0 | 0 | 0 | 0 | 0 | 0 | 0 | 0 | 0 | 0 | 0 | 0 | 0 | 0 | 0 | 0 | 0 | 0 | 0
F3_Commercial_Miscellaneous (ID)_Existing_Food Preparation_Natural Gas_Broiler_E7 | F3 | Commercial | Miscellaneous (ID) | Existing | Food Preparation | Natural Gas | Broiler | E7 | System - kBTUs of Consumption | 0 | 0 | 0 | 0 | 0 | 0 | 0 | 0 | 0 | 0 | 0 | 0 | 0 | 0 | 0 | 0 | 0 | 0 | 0 | 0 | 0 | 0 | 0 | 0 | 0 | 0 | 0
F3_Commercial_Miscellaneous (ID)_Existing_Food Preparation_Natural Gas_Broiler_E8 | F3 | Commercial | Miscellaneous (ID) | Existing | Food Preparation | Natural Gas | Broiler | E8 | System - kBTUs of Consumption | 0 | 0 | 0 | 0 | 0 | 0 | 0 | 0 | 0 | 0 | 0 | 0 | 0 | 0 | 0 | 0 | 0 | 0 | 0 | 0 | 0 | 0 | 0 | 0 | 0 | 0 | 0
F3_Commercial_Miscellaneous (ID)_Existing_Food Preparation_Natural Gas_Broiler_E9 | F3 | Commercial | Miscellaneous (ID) | Existing | Food Preparation | Natural Gas | Broiler | E9 | System - kBTUs of Consumption | 0 | 0 | 0 | 0 | 0 | 0 | 0 | 0 | 0 | 0 | 0 | 0 | 0 | 0 | 0 | 0 | 0 | 0 | 0 | 0 | 0 | 0 | 0 | 0 | 0 | 0 | 0
F3_Commercial_Miscellaneous (ID)_Existing_Food Preparation_Natural Gas_Broiler_E10 | F3 | Commercial | Miscellaneous (ID) | Existing | Food Preparation | Natural Gas | Broiler | E10 | System - kBTUs of Consumption | 0 | 0 | 0 | 0 | 0 | 0 | 0 | 0 | 0 | 0 | 0 | 0 | 0 | 0 | 0 | 0 | 0 | 0 | 0 | 0 | 0 | 0 | 0 | 0 | 0 | 0 | 0
F4_Commercial_Miscellaneous (ID)_Existing_Food Preparation_Natural Gas_Broiler_E1 | F4 | Commercial | Miscellaneous (ID) | Existing | Food Preparation | Natural Gas | Broiler | E1 | Utility - Cost of Equipment | 0.001388 | 0.001388 | 0.001388 | 0.001388 | 0.001388 | 0.001388 | 0.001388 | 0.001388 | 0.001388 | 0.001388 | 0.001388 | 0.001388 | 0.001388 | 0.001388 | 0.001388 | 0.001388 | 0.001388 | 0.001388 | 0.001388 | 0.001388 | 0.001388 | 0.001388 | 0.001388 | 0.001388 | 0.001388 | 0.001388 | 0.001388
F4_Commercial_Miscellaneous (ID)_Existing_Food Preparation_Natural Gas_Broiler_E2 | F4 | Commercial | Miscellaneous (ID) | Existing | Food Preparation | Natural Gas | Broiler | E2 | Utility - Cost of Equipment | 0.0019432 | 0.0019432 | 0.0019432 | 0.0019432 | 0.0019432 | 0.0019432 | 0.0019432 | 0.0019432 | 0.0019432 | 0.0019432 | 0.0019432 | 0.0019432 | 0.0019432 | 0.0019432 | 0.0019432 | 0.0019432 | 0.0019432 | 0.0019432 | 0.0019432 | 0.0019432 | 0.0019432 | 0.0019432 | 0.0019432 | 0.0019432 | 0.0019432 | 0.0019432 | 0.0019432
F4_Commercial_Miscellaneous (ID)_Existing_Food Preparation_Natural Gas_Broiler_E3 | F4 | Commercial | Miscellaneous (ID) | Existing | Food Preparation | Natural Gas | Broiler | E3 | Utility - Cost of Equipment | 0 | 0 | 0 | 0 | 0 | 0 | 0 | 0 | 0 | 0 | 0 | 0 | 0 | 0 | 0 | 0 | 0 | 0 | 0 | 0 | 0 | 0 | 0 | 0 | 0 | 0 | 0
F4_Commercial_Miscellaneous (ID)_Existing_Food Preparation_Natural Gas_Broiler_E4 | F4 | Commercial | Miscellaneous (ID) | Existing | Food Preparation | Natural Gas | Broiler | E4 | Utility - Cost of Equipment | 0 | 0 | 0 | 0 | 0 | 0 | 0 | 0 | 0 | 0 | 0 | 0 | 0 | 0 | 0 | 0 | 0 | 0 | 0 | 0 | 0 | 0 | 0 | 0 | 0 | 0 | 0
F4_Commercial_Miscellaneous (ID)_Existing_Food Preparation_Natural Gas_Broiler_E5 | F4 | Commercial | Miscellaneous (ID) | Existing | Food Preparation | Natural Gas | Broiler | E5 | Utility - Cost of Equipment | 0 | 0 | 0 | 0 | 0 | 0 | 0 | 0 | 0 | 0 | 0 | 0 | 0 | 0 | 0 | 0 | 0 | 0 | 0 | 0 | 0 | 0 | 0 | 0 | 0 | 0 | 0
F4_Commercial_Miscellaneous (ID)_Existing_Food Preparation_Natural Gas_Broiler_E6 | F4 | Commercial | Miscellaneous (ID) | Existing | Food Preparation | Natural Gas | Broiler | E6 | Utility - Cost of Equipment | 0 | 0 | 0 | 0 | 0 | 0 | 0 | 0 | 0 | 0 | 0 | 0 | 0 | 0 | 0 | 0 | 0 | 0 | 0 | 0 | 0 | 0 | 0 | 0 | 0 | 0 | 0
F4_Commercial_Miscellaneous (ID)_Existing_Food Preparation_Natural Gas_Broiler_E7 | F4 | Commercial | Miscellaneous (ID) | Existing | Food Preparation | Natural Gas | Broiler | E7 | Utility - Cost of Equipment | 0 | 0 | 0 | 0 | 0 | 0 | 0 | 0 | 0 | 0 | 0 | 0 | 0 | 0 | 0 | 0 | 0 | 0 | 0 | 0 | 0 | 0 | 0 | 0 | 0 | 0 | 0
F4_Commercial_Miscellaneous (ID)_Existing_Food Preparation_Natural Gas_Broiler_E8 | F4 | Commercial | Miscellaneous (ID) | Existing | Food Preparation | Natural Gas | Broiler | E8 | Utility - Cost of Equipment | 0 | 0 | 0 | 0 | 0 | 0 | 0 | 0 | 0 | 0 | 0 | 0 | 0 | 0 | 0 | 0 | 0 | 0 | 0 | 0 | 0 | 0 | 0 | 0 | 0 | 0 | 0
F4_Commercial_Miscellaneous (ID)_Existing_Food Preparation_Natural Gas_Broiler_E9 | F4 | Commercial | Miscellaneous (ID) | Existing | Food Preparation | Natural Gas | Broiler | E9 | Utility - Cost of Equipment | 0 | 0 | 0 | 0 | 0 | 0 | 0 | 0 | 0 | 0 | 0 | 0 | 0 | 0 | 0 | 0 | 0 | 0 | 0 | 0 | 0 | 0 | 0 | 0 | 0 | 0 | 0
F4_Commercial_Miscellaneous (ID)_Existing_Food Preparation_Natural Gas_Broiler_E10 | F4 | Commercial | Miscellaneous (ID) | Existing | Food Preparation | Natural Gas | Broiler | E10 | Utility - Cost of Equipment | 0 | 0 | 0 | 0 | 0 | 0 | 0 | 0 | 0 | 0 | 0 | 0 | 0 | 0 | 0 | 0 | 0 | 0 | 0 | 0 | 0 | 0 | 0 | 0 | 0 | 0 | 0
F5_Commercial_Miscellaneous (ID)_Existing_Food Preparation_Natural Gas_Broiler_E1 | F5 | Commercial | Miscellaneous (ID) | Existing | Food Preparation | Natural Gas | Broiler | E1 | Utility - Cost of Operation | 0.0072086 | 0.0073903 | 0.0076056 | 0.0078522 | 0.0081312 | 0.0084705 | 0.0088199 | 0.0091658 | 0.0094988 | 0.0098365 | 0.010105 | 0.010357 | 0.010627 | 0.010892 | 0.011129 | 0.01135 | 0.011549 | 0.011745 | 0.011955 | 0.012159 | 0.012369 | 0.012587 | 0.012808 | 0.013035 | 0.013267 | 0.013503 | 0.013742
F5_Commercial_Miscellaneous (ID)_Existing_Food Preparation_Natural Gas_Broiler_E2 | F5 | Commercial | Miscellaneous (ID) | Existing | Food Preparation | Natural Gas | Broiler | E2 | Utility - Cost of Operation | 0.0061484 | 0.0063034 | 0.006487 | 0.0066973 | 0.0069353 | 0.0072247 | 0.0075227 | 0.0078177 | 0.0081018 | 0.0083898 | 0.008619 | 0.0088336 | 0.0090643 | 0.0092901 | 0.009492 | 0.0096809 | 0.0098504 | 0.010018 | 0.010196 | 0.010371 | 0.01055 | 0.010736 | 0.010924 | 0.011118 | 0.011316 | 0.011517 | 0.011721
F5_Commercial_Miscellaneous (ID)_Existing_Food Preparation_Natural Gas_Broiler_E3 | F5 | Commercial | Miscellaneous (ID) | Existing | Food Preparation | Natural Gas | Broiler | E3 | Utility - Cost of Operation | 0 | 0 | 0 | 0 | 0 | 0 | 0 | 0 | 0 | 0 | 0 | 0 | 0 | 0 | 0 | 0 | 0 | 0 | 0 | 0 | 0 | 0 | 0 | 0 | 0 | 0 | 0
F5_Commercial_Miscellaneous (ID)_Existing_Food Preparation_Natural Gas_Broiler_E4 | F5 | Commercial | Miscellaneous (ID) | Existing | Food Preparation | Natural Gas | Broiler | E4 | Utility - Cost of Operation | 0 | 0 | 0 | 0 | 0 | 0 | 0 | 0 | 0 | 0 | 0 | 0 | 0 | 0 | 0 | 0 | 0 | 0 | 0 | 0 | 0 | 0 | 0 | 0 | 0 | 0 | 0
F5_Commercial_Miscellaneous (ID)_Existing_Food Preparation_Natural Gas_Broiler_E5 | F5 | Commercial | Miscellaneous (ID) | Existing | Food Preparation | Natural Gas | Broiler | E5 | Utility - Cost of Operation | 0 | 0 | 0 | 0 | 0 | 0 | 0 | 0 | 0 | 0 | 0 | 0 | 0 | 0 | 0 | 0 | 0 | 0 | 0 | 0 | 0 | 0 | 0 | 0 | 0 | 0 | 0
F5_Commercial_Miscellaneous (ID)_Existing_Food Preparation_Natural Gas_Broiler_E6 | F5 | Commercial | Miscellaneous (ID) | Existing | Food Preparation | Natural Gas | Broiler | E6 | Utility - Cost of Operation | 0 | 0 | 0 | 0 | 0 | 0 | 0 | 0 | 0 | 0 | 0 | 0 | 0 | 0 | 0 | 0 | 0 | 0 | 0 | 0 | 0 | 0 | 0 | 0 | 0 | 0 | 0
F5_Commercial_Miscellaneous (ID)_Existing_Food Preparation_Natural Gas_Broiler_E7 | F5 | Commercial | Miscellaneous (ID) | Existing | Food Preparation | Natural Gas | Broiler | E7 | Utility - Cost of Operation | 0 | 0 | 0 | 0 | 0 | 0 | 0 | 0 | 0 | 0 | 0 | 0 | 0 | 0 | 0 | 0 | 0 | 0 | 0 | 0 | 0 | 0 | 0 | 0 | 0 | 0 | 0
F5_Commercial_Miscellaneous (ID)_Existing_Food Preparation_Natural Gas_Broiler_E8 | F5 | Commercial | Miscellaneous (ID) | Existing | Food Preparation | Natural Gas | Broiler | E8 | Utility - Cost of Operation | 0 | 0 | 0 | 0 | 0 | 0 | 0 | 0 | 0 | 0 | 0 | 0 | 0 | 0 | 0 | 0 | 0 | 0 | 0 | 0 | 0 | 0 | 0 | 0 | 0 | 0 | 0
F5_Commercial_Miscellaneous (ID)_Existing_Food Preparation_Natural Gas_Broiler_E9 | F5 | Commercial | Miscellaneous (ID) | Existing | Food Preparation | Natural Gas | Broiler | E9 | Utility - Cost of Operation | 0 | 0 | 0 | 0 | 0 | 0 | 0 | 0 | 0 | 0 | 0 | 0 | 0 | 0 | 0 | 0 | 0 | 0 | 0 | 0 | 0 | 0 | 0 | 0 | 0 | 0 | 0
F5_Commercial_Miscellaneous (ID)_Existing_Food Preparation_Natural Gas_Broiler_E10 | F5 | Commercial | Miscellaneous (ID) | Existing | Food Preparation | Natural Gas | Broiler | E10 | Utility - Cost of Operation | 0 | 0 | 0 | 0 | 0 | 0 | 0 | 0 | 0 | 0 | 0 | 0 | 0 | 0 | 0 | 0 | 0 | 0 | 0 | 0 | 0 | 0 | 0 | 0 | 0 | 0 | 0
F6_Commercial_Miscellaneous (ID)_Existing_Food Preparation_Natural Gas_Broiler_E1 | F6 | Commercial | Miscellaneous (ID) | Existing | Food Preparation | Natural Gas | Broiler | E1 | Utility - Value of Sales | 0.0084903 | 0.0086507 | 0.008839 | 0.0090585 | 0.0093098 | 0.0096236 | 0.0099383 | 0.010237 | 0.010508 | 0.01077 | 0.011041 | 0.011288 | 0.011549 | 0.011795 | 0.012007 | 0.012199 | 0.012361 | 0.012515 | 0.01268 | 0.012833 | 0.012987 | 0.013216 | 0.013448 | 0.013687 | 0.01393 | 0.014178 | 0.01443
F6_Commercial_Miscellaneous (ID)_Existing_Food Preparation_Natural Gas_Broiler_E2 | F6 | Commercial | Miscellaneous (ID) | Existing | Food Preparation | Natural Gas | Broiler | E2 | Utility - Value of Sales | 0.0072416 | 0.0073784 | 0.007539 | 0.0077262 | 0.0079406 | 0.0082082 | 0.0084766 | 0.0087314 | 0.0089621 | 0.0091857 | 0.0094174 | 0.009628 | 0.0098503 | 0.010061 | 0.010241 | 0.010405 | 0.010543 | 0.010675 | 0.010815 | 0.010946 | 0.011077 | 0.011273 | 0.01147 | 0.011674 | 0.011881 | 0.012092 | 0.012307
F6_Commercial_Miscellaneous (ID)_Existing_Food Preparation_Natural Gas_Broiler_E3 | F6 | Commercial | Miscellaneous (ID) | Existing | Food Preparation | Natural Gas | Broiler | E3 | Utility - Value of Sales | 0 | 0 | 0 | 0 | 0 | 0 | 0 | 0 | 0 | 0 | 0 | 0 | 0 | 0 | 0 | 0 | 0 | 0 | 0 | 0 | 0 | 0 | 0 | 0 | 0 | 0 | 0
F6_Commercial_Miscellaneous (ID)_Existing_Food Preparation_Natural Gas_Broiler_E4 | F6 | Commercial | Miscellaneous (ID) | Existing | Food Preparation | Natural Gas | Broiler | E4 | Utility - Value of Sales | 0 | 0 | 0 | 0 | 0 | 0 | 0 | 0 | 0 | 0 | 0 | 0 | 0 | 0 | 0 | 0 | 0 | 0 | 0 | 0 | 0 | 0 | 0 | 0 | 0 | 0 | 0
F6_Commercial_Miscellaneous (ID)_Existing_Food Preparation_Natural Gas_Broiler_E5 | F6 | Commercial | Miscellaneous (ID) | Existing | Food Preparation | Natural Gas | Broiler | E5 | Utility - Value of Sales | 0 | 0 | 0 | 0 | 0 | 0 | 0 | 0 | 0 | 0 | 0 | 0 | 0 | 0 | 0 | 0 | 0 | 0 | 0 | 0 | 0 | 0 | 0 | 0 | 0 | 0 | 0
F6_Commercial_Miscellaneous (ID)_Existing_Food Preparation_Natural Gas_Broiler_E6 | F6 | Commercial | Miscellaneous (ID) | Existing | Food Preparation | Natural Gas | Broiler | E6 | Utility - Value of Sales | 0 | 0 | 0 | 0 | 0 | 0 | 0 | 0 | 0 | 0 | 0 | 0 | 0 | 0 | 0 | 0 | 0 | 0 | 0 | 0 | 0 | 0 | 0 | 0 | 0 | 0 | 0
F6_Commercial_Miscellaneous (ID)_Existing_Food Preparation_Natural Gas_Broiler_E7 | F6 | Commercial | Miscellaneous (ID) | Existing | Food Preparation | Natural Gas | Broiler | E7 | Utility - Value of Sales | 0 | 0 | 0 | 0 | 0 | 0 | 0 | 0 | 0 | 0 | 0 | 0 | 0 | 0 | 0 | 0 | 0 | 0 | 0 | 0 | 0 | 0 | 0 | 0 | 0 | 0 | 0
F6_Commercial_Miscellaneous (ID)_Existing_Food Preparation_Natural Gas_Broiler_E8 | F6 | Commercial | Miscellaneous (ID) | Existing | Food Preparation | Natural Gas | Broiler | E8 | Utility - Value of Sales | 0 | 0 | 0 | 0 | 0 | 0 | 0 | 0 | 0 | 0 | 0 | 0 | 0 | 0 | 0 | 0 | 0 | 0 | 0 | 0 | 0 | 0 | 0 | 0 | 0 | 0 | 0
F6_Commercial_Miscellaneous (ID)_Existing_Food Preparation_Natural Gas_Broiler_E9 | F6 | Commercial | Miscellaneous (ID) | Existing | Food Preparation | Natural Gas | Broiler | E9 | Utility - Value of Sales | 0 | 0 | 0 | 0 | 0 | 0 | 0 | 0 | 0 | 0 | 0 | 0 | 0 | 0 | 0 | 0 | 0 | 0 | 0 | 0 | 0 | 0 | 0 | 0 | 0 | 0 | 0
F6_Commercial_Miscellaneous (ID)_Existing_Food Preparation_Natural Gas_Broiler_E10 | F6 | Commercial | Miscellaneous (ID) | Existing | Food Preparation | Natural Gas | Broiler | E10 | Utility - Value of Sales | 0 | 0 | 0 | 0 | 0 | 0 | 0 | 0 | 0 | 0 | 0 | 0 | 0 | 0 | 0 | 0 | 0 | 0 | 0 | 0 | 0 | 0 | 0 | 0 | 0 | 0 | 0
F1_Commercial_Miscellaneous (ID)_Existing_Food Preparation_Natural Gas_Griddle_E1 | F1 | Commercial | Miscellaneous (ID) | Existing | Food Preparation | Natural Gas | Griddle | E1 | RVT - Cost of Equipment | 0.0028519 | 0.0028519 | 0.0028519 | 0.0028519 | 0.0028519 | 0.0028519 | 0.0028519 | 0.0028519 | 0.0028519 | 0.0028519 | 0.0028519 | 0.0028519 | 0.0028519 | 0.0028519 | 0.0028519 | 0.0028519 | 0.0028519 | 0.0028519 | 0.0028519 | 0.0028519 | 0.0028519 | 0.0028519 | 0.0028519 | 0.0028519 | 0.0028519 | 0.0028519 | 0.0028519
F1_Commercial_Miscellaneous (ID)_Existing_Food Preparation_Natural Gas_Griddle_E2 | F1 | Commercial | Miscellaneous (ID) | Existing | Food Preparation | Natural Gas | Griddle | E2 | RVT - Cost of Equipment | 0.0030512 | 0.0030512 | 0.0030512 | 0.0030512 | 0.0030512 | 0.0030512 | 0.0030512 | 0.0030512 | 0.0030512 | 0.0030512 | 0.0030512 | 0.0030512 | 0.0030512 | 0.0030512 | 0.0030512 | 0.0030512 | 0.0030512 | 0.0030512 | 0.0030512 | 0.0030512 | 0.0030512 | 0.0030512 | 0.0030512 | 0.0030512 | 0.0030512 | 0.0030512 | 0.0030512
F1_Commercial_Miscellaneous (ID)_Existing_Food Preparation_Natural Gas_Griddle_E3 | F1 | Commercial | Miscellaneous (ID) | Existing | Food Preparation | Natural Gas | Griddle | E3 | RVT - Cost of Equipment | 0 | 0 | 0 | 0 | 0 | 0 | 0 | 0 | 0 | 0 | 0 | 0 | 0 | 0 | 0 | 0 | 0 | 0 | 0 | 0 | 0 | 0 | 0 | 0 | 0 | 0 | 0
F1_Commercial_Miscellaneous (ID)_Existing_Food Preparation_Natural Gas_Griddle_E4 | F1 | Commercial | Miscellaneous (ID) | Existing | Food Preparation | Natural Gas | Griddle | E4 | RVT - Cost of Equipment | 0 | 0 | 0 | 0 | 0 | 0 | 0 | 0 | 0 | 0 | 0 | 0 | 0 | 0 | 0 | 0 | 0 | 0 | 0 | 0 | 0 | 0 | 0 | 0 | 0 | 0 | 0
F1_Commercial_Miscellaneous (ID)_Existing_Food Preparation_Natural Gas_Griddle_E5 | F1 | Commercial | Miscellaneous (ID) | Existing | Food Preparation | Natural Gas | Griddle | E5 | RVT - Cost of Equipment | 0 | 0 | 0 | 0 | 0 | 0 | 0 | 0 | 0 | 0 | 0 | 0 | 0 | 0 | 0 | 0 | 0 | 0 | 0 | 0 | 0 | 0 | 0 | 0 | 0 | 0 | 0
F1_Commercial_Miscellaneous (ID)_Existing_Food Preparation_Natural Gas_Griddle_E6 | F1 | Commercial | Miscellaneous (ID) | Existing | Food Preparation | Natural Gas | Griddle | E6 | RVT - Cost of Equipment | 0 | 0 | 0 | 0 | 0 | 0 | 0 | 0 | 0 | 0 | 0 | 0 | 0 | 0 | 0 | 0 | 0 | 0 | 0 | 0 | 0 | 0 | 0 | 0 | 0 | 0 | 0
F1_Commercial_Miscellaneous (ID)_Existing_Food Preparation_Natural Gas_Griddle_E7 | F1 | Commercial | Miscellaneous (ID) | Existing | Food Preparation | Natural Gas | Griddle | E7 | RVT - Cost of Equipment | 0 | 0 | 0 | 0 | 0 | 0 | 0 | 0 | 0 | 0 | 0 | 0 | 0 | 0 | 0 | 0 | 0 | 0 | 0 | 0 | 0 | 0 | 0 | 0 | 0 | 0 | 0
F1_Commercial_Miscellaneous (ID)_Existing_Food Preparation_Natural Gas_Griddle_E8 | F1 | Commercial | Miscellaneous (ID) | Existing | Food Preparation | Natural Gas | Griddle | E8 | RVT - Cost of Equipment | 0 | 0 | 0 | 0 | 0 | 0 | 0 | 0 | 0 | 0 | 0 | 0 | 0 | 0 | 0 | 0 | 0 | 0 | 0 | 0 | 0 | 0 | 0 | 0 | 0 | 0 | 0
F1_Commercial_Miscellaneous (ID)_Existing_Food Preparation_Natural Gas_Griddle_E9 | F1 | Commercial | Miscellaneous (ID) | Existing | Food Preparation | Natural Gas | Griddle | E9 | RVT - Cost of Equipment | 0 | 0 | 0 | 0 | 0 | 0 | 0 | 0 | 0 | 0 | 0 | 0 | 0 | 0 | 0 | 0 | 0 | 0 | 0 | 0 | 0 | 0 | 0 | 0 | 0 | 0 | 0
F1_Commercial_Miscellaneous (ID)_Existing_Food Preparation_Natural Gas_Griddle_E10 | F1 | Commercial | Miscellaneous (ID) | Existing | Food Preparation | Natural Gas | Griddle | E10 | RVT - Cost of Equipment | 0 | 0 | 0 | 0 | 0 | 0 | 0 | 0 | 0 | 0 | 0 | 0 | 0 | 0 | 0 | 0 | 0 | 0 | 0 | 0 | 0 | 0 | 0 | 0 | 0 | 0 | 0
F2_Commercial_Miscellaneous (ID)_Existing_Food Preparation_Natural Gas_Griddle_E1 | F2 | Commercial | Miscellaneous (ID) | Existing | Food Preparation | Natural Gas | Griddle | E1 | RVT - Cost of Operation | 0.0059005 | 0.0060119 | 0.0061428 | 0.0062953 | 0.00647 | 0.0066881 | 0.0069068 | 0.0071144 | 0.0073024 | 0.0074846 | 0.0076734 | 0.0078449 | 0.008026 | 0.0081974 | 0.0083447 | 0.0084777 | 0.0085903 | 0.0086977 | 0.008812 | 0.0089187 | 0.0090257 | 0.009185 | 0.009346 | 0.009512 | 0.009681 | 0.009853 | 0.010028
F2_Commercial_Miscellaneous (ID)_Existing_Food Preparation_Natural Gas_Griddle_E2 | F2 | Commercial | Miscellaneous (ID) | Existing | Food Preparation | Natural Gas | Griddle | E2 | RVT - Cost of Operation | 0.0051789 | 0.0052767 | 0.0053916 | 0.0055254 | 0.0056788 | 0.0058702 | 0.0060621 | 0.0062444 | 0.0064093 | 0.0065693 | 0.006735 | 0.0068856 | 0.0070445 | 0.0071949 | 0.0073242 | 0.007441 | 0.0075397 | 0.007634 | 0.0077343 | 0.007828 | 0.007922 | 0.0080617 | 0.008203 | 0.0083488 | 0.0084971 | 0.008648 | 0.0088017
F2_Commercial_Miscellaneous (ID)_Existing_Food Preparation_Natural Gas_Griddle_E3 | F2 | Commercial | Miscellaneous (ID) | Existing | Food Preparation | Natural Gas | Griddle | E3 | RVT - Cost of Operation | 0 | 0 | 0 | 0 | 0 | 0 | 0 | 0 | 0 | 0 | 0 | 0 | 0 | 0 | 0 | 0 | 0 | 0 | 0 | 0 | 0 | 0 | 0 | 0 | 0 | 0 | 0
F2_Commercial_Miscellaneous (ID)_Existing_Food Preparation_Natural Gas_Griddle_E4 | F2 | Commercial | Miscellaneous (ID) | Existing | Food Preparation | Natural Gas | Griddle | E4 | RVT - Cost of Operation | 0 | 0 | 0 | 0 | 0 | 0 | 0 | 0 | 0 | 0 | 0 | 0 | 0 | 0 | 0 | 0 | 0 | 0 | 0 | 0 | 0 | 0 | 0 | 0 | 0 | 0 | 0
F2_Commercial_Miscellaneous (ID)_Existing_Food Preparation_Natural Gas_Griddle_E5 | F2 | Commercial | Miscellaneous (ID) | Existing | Food Preparation | Natural Gas | Griddle | E5 | RVT - Cost of Operation | 0 | 0 | 0 | 0 | 0 | 0 | 0 | 0 | 0 | 0 | 0 | 0 | 0 | 0 | 0 | 0 | 0 | 0 | 0 | 0 | 0 | 0 | 0 | 0 | 0 | 0 | 0
F2_Commercial_Miscellaneous (ID)_Existing_Food Preparation_Natural Gas_Griddle_E6 | F2 | Commercial | Miscellaneous (ID) | Existing | Food Preparation | Natural Gas | Griddle | E6 | RVT - Cost of Operation | 0 | 0 | 0 | 0 | 0 | 0 | 0 | 0 | 0 | 0 | 0 | 0 | 0 | 0 | 0 | 0 | 0 | 0 | 0 | 0 | 0 | 0 | 0 | 0 | 0 | 0 | 0
F2_Commercial_Miscellaneous (ID)_Existing_Food Preparation_Natural Gas_Griddle_E7 | F2 | Commercial | Miscellaneous (ID) | Existing | Food Preparation | Natural Gas | Griddle | E7 | RVT - Cost of Operation | 0 | 0 | 0 | 0 | 0 | 0 | 0 | 0 | 0 | 0 | 0 | 0 | 0 | 0 | 0 | 0 | 0 | 0 | 0 | 0 | 0 | 0 | 0 | 0 | 0 | 0 | 0
F2_Commercial_Miscellaneous (ID)_Existing_Food Preparation_Natural Gas_Griddle_E8 | F2 | Commercial | Miscellaneous (ID) | Existing | Food Preparation | Natural Gas | Griddle | E8 | RVT - Cost of Operation | 0 | 0 | 0 | 0 | 0 | 0 | 0 | 0 | 0 | 0 | 0 | 0 | 0 | 0 | 0 | 0 | 0 | 0 | 0 | 0 | 0 | 0 | 0 | 0 | 0 | 0 | 0
F2_Commercial_Miscellaneous (ID)_Existing_Food Preparation_Natural Gas_Griddle_E9 | F2 | Commercial | Miscellaneous (ID) | Existing | Food Preparation | Natural Gas | Griddle | E9 | RVT - Cost of Operation | 0 | 0 | 0 | 0 | 0 | 0 | 0 | 0 | 0 | 0 | 0 | 0 | 0 | 0 | 0 | 0 | 0 | 0 | 0 | 0 | 0 | 0 | 0 | 0 | 0 | 0 | 0
F2_Commercial_Miscellaneous (ID)_Existing_Food Preparation_Natural Gas_Griddle_E10 | F2 | Commercial | Miscellaneous (ID) | Existing | Food Preparation | Natural Gas | Griddle | E10 | RVT - Cost of Operation | 0 | 0 | 0 | 0 | 0 | 0 | 0 | 0 | 0 | 0 | 0 | 0 | 0 | 0 | 0 | 0 | 0 | 0 | 0 | 0 | 0 | 0 | 0 | 0 | 0 | 0 | 0
F3_Commercial_Miscellaneous (ID)_Existing_Food Preparation_Natural Gas_Griddle_E1 | F3 | Commercial | Miscellaneous (ID) | Existing | Food Preparation | Natural Gas | Griddle | E1 | System - kBTUs of Consumption | 1.4076 | 1.4076 | 1.4076 | 1.4076 | 1.4076 | 1.4076 | 1.4076 | 1.4076 | 1.4076 | 1.4076 | 1.4076 | 1.4076 | 1.4076 | 1.4076 | 1.4076 | 1.4076 | 1.4076 | 1.4076 | 1.4076 | 1.4076 | 1.4076 | 1.4076 | 1.4076 | 1.4076 | 1.4076 | 1.4076 | 1.4076
F3_Commercial_Miscellaneous (ID)_Existing_Food Preparation_Natural Gas_Griddle_E2 | F3 | Commercial | Miscellaneous (ID) | Existing | Food Preparation | Natural Gas | Griddle | E2 | System - kBTUs of Consumption | 1.2355 | 1.2355 | 1.2355 | 1.2355 | 1.2355 | 1.2355 | 1.2355 | 1.2355 | 1.2355 | 1.2355 | 1.2355 | 1.2355 | 1.2355 | 1.2355 | 1.2355 | 1.2355 | 1.2355 | 1.2355 | 1.2355 | 1.2355 | 1.2355 | 1.2355 | 1.2355 | 1.2355 | 1.2355 | 1.2355 | 1.2355
F3_Commercial_Miscellaneous (ID)_Existing_Food Preparation_Natural Gas_Griddle_E3 | F3 | Commercial | Miscellaneous (ID) | Existing | Food Preparation | Natural Gas | Griddle | E3 | System - kBTUs of Consumption | 0 | 0 | 0 | 0 | 0 | 0 | 0 | 0 | 0 | 0 | 0 | 0 | 0 | 0 | 0 | 0 | 0 | 0 | 0 | 0 | 0 | 0 | 0 | 0 | 0 | 0 | 0
F3_Commercial_Miscellaneous (ID)_Existing_Food Preparation_Natural Gas_Griddle_E4 | F3 | Commercial | Miscellaneous (ID) | Existing | Food Preparation | Natural Gas | Griddle | E4 | System - kBTUs of Consumption | 0 | 0 | 0 | 0 | 0 | 0 | 0 | 0 | 0 | 0 | 0 | 0 | 0 | 0 | 0 | 0 | 0 | 0 | 0 | 0 | 0 | 0 | 0 | 0 | 0 | 0 | 0
F3_Commercial_Miscellaneous (ID)_Existing_Food Preparation_Natural Gas_Griddle_E5 | F3 | Commercial | Miscellaneous (ID) | Existing | Food Preparation | Natural Gas | Griddle | E5 | System - kBTUs of Consumption | 0 | 0 | 0 | 0 | 0 | 0 | 0 | 0 | 0 | 0 | 0 | 0 | 0 | 0 | 0 | 0 | 0 | 0 | 0 | 0 | 0 | 0 | 0 | 0 | 0 | 0 | 0
F3_Commercial_Miscellaneous (ID)_Existing_Food Preparation_Natural Gas_Griddle_E6 | F3 | Commercial | Miscellaneous (ID) | Existing | Food Preparation | Natural Gas | Griddle | E6 | System - kBTUs of Consumption | 0 | 0 | 0 | 0 | 0 | 0 | 0 | 0 | 0 | 0 | 0 | 0 | 0 | 0 | 0 | 0 | 0 | 0 | 0 | 0 | 0 | 0 | 0 | 0 | 0 | 0 | 0
F3_Commercial_Miscellaneous (ID)_Existing_Food Preparation_Natural Gas_Griddle_E7 | F3 | Commercial | Miscellaneous (ID) | Existing | Food Preparation | Natural Gas | Griddle | E7 | System - kBTUs of Consumption | 0 | 0 | 0 | 0 | 0 | 0 | 0 | 0 | 0 | 0 | 0 | 0 | 0 | 0 | 0 | 0 | 0 | 0 | 0 | 0 | 0 | 0 | 0 | 0 | 0 | 0 | 0
F3_Commercial_Miscellaneous (ID)_Existing_Food Preparation_Natural Gas_Griddle_E8 | F3 | Commercial | Miscellaneous (ID) | Existing | Food Preparation | Natural Gas | Griddle | E8 | System - kBTUs of Consumption | 0 | 0 | 0 | 0 | 0 | 0 | 0 | 0 | 0 | 0 | 0 | 0 | 0 | 0 | 0 | 0 | 0 | 0 | 0 | 0 | 0 | 0 | 0 | 0 | 0 | 0 | 0
F3_Commercial_Miscellaneous (ID)_Existing_Food Preparation_Natural Gas_Griddle_E9 | F3 | Commercial | Miscellaneous (ID) | Existing | Food Preparation | Natural Gas | Griddle | E9 | System - kBTUs of Consumption | 0 | 0 | 0 | 0 | 0 | 0 | 0 | 0 | 0 | 0 | 0 | 0 | 0 | 0 | 0 | 0 | 0 | 0 | 0 | 0 | 0 | 0 | 0 | 0 | 0 | 0 | 0
F3_Commercial_Miscellaneous (ID)_Existing_Food Preparation_Natural Gas_Griddle_E10 | F3 | Commercial | Miscellaneous (ID) | Existing | Food Preparation | Natural Gas | Griddle | E10 | System - kBTUs of Consumption | 0 | 0 | 0 | 0 | 0 | 0 | 0 | 0 | 0 | 0 | 0 | 0 | 0 | 0 | 0 | 0 | 0 | 0 | 0 | 0 | 0 | 0 | 0 | 0 | 0 | 0 | 0
F4_Commercial_Miscellaneous (ID)_Existing_Food Preparation_Natural Gas_Griddle_E1 | F4 | Commercial | Miscellaneous (ID) | Existing | Food Preparation | Natural Gas | Griddle | E1 | Utility - Cost of Equipment | 0.0028519 | 0.0028519 | 0.0028519 | 0.0028519 | 0.0028519 | 0.0028519 | 0.0028519 | 0.0028519 | 0.0028519 | 0.0028519 | 0.0028519 | 0.0028519 | 0.0028519 | 0.0028519 | 0.0028519 | 0.0028519 | 0.0028519 | 0.0028519 | 0.0028519 | 0.0028519 | 0.0028519 | 0.0028519 | 0.0028519 | 0.0028519 | 0.0028519 | 0.0028519 | 0.0028519
F4_Commercial_Miscellaneous (ID)_Existing_Food Preparation_Natural Gas_Griddle_E2 | F4 | Commercial | Miscellaneous (ID) | Existing | Food Preparation | Natural Gas | Griddle | E2 | Utility - Cost of Equipment | 0.0030512 | 0.0030512 | 0.0030512 | 0.0030512 | 0.0030512 | 0.0030512 | 0.0030512 | 0.0030512 | 0.0030512 | 0.0030512 | 0.0030512 | 0.0030512 | 0.0030512 | 0.0030512 | 0.0030512 | 0.0030512 | 0.0030512 | 0.0030512 | 0.0030512 | 0.0030512 | 0.0030512 | 0.0030512 | 0.0030512 | 0.0030512 | 0.0030512 | 0.0030512 | 0.0030512
F4_Commercial_Miscellaneous (ID)_Existing_Food Preparation_Natural Gas_Griddle_E3 | F4 | Commercial | Miscellaneous (ID) | Existing | Food Preparation | Natural Gas | Griddle | E3 | Utility - Cost of Equipment | 0 | 0 | 0 | 0 | 0 | 0 | 0 | 0 | 0 | 0 | 0 | 0 | 0 | 0 | 0 | 0 | 0 | 0 | 0 | 0 | 0 | 0 | 0 | 0 | 0 | 0 | 0
F4_Commercial_Miscellaneous (ID)_Existing_Food Preparation_Natural Gas_Griddle_E4 | F4 | Commercial | Miscellaneous (ID) | Existing | Food Preparation | Natural Gas | Griddle | E4 | Utility - Cost of Equipment | 0 | 0 | 0 | 0 | 0 | 0 | 0 | 0 | 0 | 0 | 0 | 0 | 0 | 0 | 0 | 0 | 0 | 0 | 0 | 0 | 0 | 0 | 0 | 0 | 0 | 0 | 0
F4_Commercial_Miscellaneous (ID)_Existing_Food Preparation_Natural Gas_Griddle_E5 | F4 | Commercial | Miscellaneous (ID) | Existing | Food Preparation | Natural Gas | Griddle | E5 | Utility - Cost of Equipment | 0 | 0 | 0 | 0 | 0 | 0 | 0 | 0 | 0 | 0 | 0 | 0 | 0 | 0 | 0 | 0 | 0 | 0 | 0 | 0 | 0 | 0 | 0 | 0 | 0 | 0 | 0
F4_Commercial_Miscellaneous (ID)_Existing_Food Preparation_Natural Gas_Griddle_E6 | F4 | Commercial | Miscellaneous (ID) | Existing | Food Preparation | Natural Gas | Griddle | E6 | Utility - Cost of Equipment | 0 | 0 | 0 | 0 | 0 | 0 | 0 | 0 | 0 | 0 | 0 | 0 | 0 | 0 | 0 | 0 | 0 | 0 | 0 | 0 | 0 | 0 | 0 | 0 | 0 | 0 | 0
F4_Commercial_Miscellaneous (ID)_Existing_Food Preparation_Natural Gas_Griddle_E7 | F4 | Commercial | Miscellaneous (ID) | Existing | Food Preparation | Natural Gas | Griddle | E7 | Utility - Cost of Equipment | 0 | 0 | 0 | 0 | 0 | 0 | 0 | 0 | 0 | 0 | 0 | 0 | 0 | 0 | 0 | 0 | 0 | 0 | 0 | 0 | 0 | 0 | 0 | 0 | 0 | 0 | 0
F4_Commercial_Miscellaneous (ID)_Existing_Food Preparation_Natural Gas_Griddle_E8 | F4 | Commercial | Miscellaneous (ID) | Existing | Food Preparation | Natural Gas | Griddle | E8 | Utility - Cost of Equipment | 0 | 0 | 0 | 0 | 0 | 0 | 0 | 0 | 0 | 0 | 0 | 0 | 0 | 0 | 0 | 0 | 0 | 0 | 0 | 0 | 0 | 0 | 0 | 0 | 0 | 0 | 0
F4_Commercial_Miscellaneous (ID)_Existing_Food Preparation_Natural Gas_Griddle_E9 | F4 | Commercial | Miscellaneous (ID) | Existing | Food Preparation | Natural Gas | Griddle | E9 | Utility - Cost of Equipment | 0 | 0 | 0 | 0 | 0 | 0 | 0 | 0 | 0 | 0 | 0 | 0 | 0 | 0 | 0 | 0 | 0 | 0 | 0 | 0 | 0 | 0 | 0 | 0 | 0 | 0 | 0
F4_Commercial_Miscellaneous (ID)_Existing_Food Preparation_Natural Gas_Griddle_E10 | F4 | Commercial | Miscellaneous (ID) | Existing | Food Preparation | Natural Gas | Griddle | E10 | Utility - Cost of Equipment | 0 | 0 | 0 | 0 | 0 | 0 | 0 | 0 | 0 | 0 | 0 | 0 | 0 | 0 | 0 | 0 | 0 | 0 | 0 | 0 | 0 | 0 | 0 | 0 | 0 | 0 | 0
F5_Commercial_Miscellaneous (ID)_Existing_Food Preparation_Natural Gas_Griddle_E1 | F5 | Commercial | Miscellaneous (ID) | Existing | Food Preparation | Natural Gas | Griddle | E1 | Utility - Cost of Operation | 0.0050098 | 0.005136 | 0.0052856 | 0.005457 | 0.0056509 | 0.0058867 | 0.0061295 | 0.0063699 | 0.0066014 | 0.006836 | 0.0070228 | 0.0071977 | 0.0073856 | 0.0075696 | 0.0077341 | 0.0078881 | 0.0080261 | 0.0081624 | 0.008308 | 0.00845 | 0.0085959 | 0.0087476 | 0.0089009 | 0.009059 | 0.00922 | 0.0093838 | 0.0095505
F5_Commercial_Miscellaneous (ID)_Existing_Food Preparation_Natural Gas_Griddle_E2 | F5 | Commercial | Miscellaneous (ID) | Existing | Food Preparation | Natural Gas | Griddle | E2 | Utility - Cost of Operation | 0.0043971 | 0.0045079 | 0.0046392 | 0.0047897 | 0.0049598 | 0.0051668 | 0.0053799 | 0.0055909 | 0.0057941 | 0.006 | 0.0061639 | 0.0063175 | 0.0064824 | 0.0066439 | 0.0067883 | 0.0069234 | 0.0070446 | 0.0071642 | 0.007292 | 0.0074167 | 0.0075447 | 0.0076779 | 0.0078124 | 0.0079512 | 0.0080925 | 0.0082362 | 0.0083825
F5_Commercial_Miscellaneous (ID)_Existing_Food Preparation_Natural Gas_Griddle_E3 | F5 | Commercial | Miscellaneous (ID) | Existing | Food Preparation | Natural Gas | Griddle | E3 | Utility - Cost of Operation | 0 | 0 | 0 | 0 | 0 | 0 | 0 | 0 | 0 | 0 | 0 | 0 | 0 | 0 | 0 | 0 | 0 | 0 | 0 | 0 | 0 | 0 | 0 | 0 | 0 | 0 | 0
F5_Commercial_Miscellaneous (ID)_Existing_Food Preparation_Natural Gas_Griddle_E4 | F5 | Commercial | Miscellaneous (ID) | Existing | Food Preparation | Natural Gas | Griddle | E4 | Utility - Cost of Operation | 0 | 0 | 0 | 0 | 0 | 0 | 0 | 0 | 0 | 0 | 0 | 0 | 0 | 0 | 0 | 0 | 0 | 0 | 0 | 0 | 0 | 0 | 0 | 0 | 0 | 0 | 0
F5_Commercial_Miscellaneous (ID)_Existing_Food Preparation_Natural Gas_Griddle_E5 | F5 | Commercial | Miscellaneous (ID) | Existing | Food Preparation | Natural Gas | Griddle | E5 | Utility - Cost of Operation | 0 | 0 | 0 | 0 | 0 | 0 | 0 | 0 | 0 | 0 | 0 | 0 | 0 | 0 | 0 | 0 | 0 | 0 | 0 | 0 | 0 | 0 | 0 | 0 | 0 | 0 | 0
F5_Commercial_Miscellaneous (ID)_Existing_Food Preparation_Natural Gas_Griddle_E6 | F5 | Commercial | Miscellaneous (ID) | Existing | Food Preparation | Natural Gas | Griddle | E6 | Utility - Cost of Operation | 0 | 0 | 0 | 0 | 0 | 0 | 0 | 0 | 0 | 0 | 0 | 0 | 0 | 0 | 0 | 0 | 0 | 0 | 0 | 0 | 0 | 0 | 0 | 0 | 0 | 0 | 0
F5_Commercial_Miscellaneous (ID)_Existing_Food Preparation_Natural Gas_Griddle_E7 | F5 | Commercial | Miscellaneous (ID) | Existing | Food Preparation | Natural Gas | Griddle | E7 | Utility - Cost of Operation | 0 | 0 | 0 | 0 | 0 | 0 | 0 | 0 | 0 | 0 | 0 | 0 | 0 | 0 | 0 | 0 | 0 | 0 | 0 | 0 | 0 | 0 | 0 | 0 | 0 | 0 | 0
F5_Commercial_Miscellaneous (ID)_Existing_Food Preparation_Natural Gas_Griddle_E8 | F5 | Commercial | Miscellaneous (ID) | Existing | Food Preparation | Natural Gas | Griddle | E8 | Utility - Cost of Operation | 0 | 0 | 0 | 0 | 0 | 0 | 0 | 0 | 0 | 0 | 0 | 0 | 0 | 0 | 0 | 0 | 0 | 0 | 0 | 0 | 0 | 0 | 0 | 0 | 0 | 0 | 0
F5_Commercial_Miscellaneous (ID)_Existing_Food Preparation_Natural Gas_Griddle_E9 | F5 | Commercial | Miscellaneous (ID) | Existing | Food Preparation | Natural Gas | Griddle | E9 | Utility - Cost of Operation | 0 | 0 | 0 | 0 | 0 | 0 | 0 | 0 | 0 | 0 | 0 | 0 | 0 | 0 | 0 | 0 | 0 | 0 | 0 | 0 | 0 | 0 | 0 | 0 | 0 | 0 | 0
F5_Commercial_Miscellaneous (ID)_Existing_Food Preparation_Natural Gas_Griddle_E10 | F5 | Commercial | Miscellaneous (ID) | Existing | Food Preparation | Natural Gas | Griddle | E10 | Utility - Cost of Operation | 0 | 0 | 0 | 0 | 0 | 0 | 0 | 0 | 0 | 0 | 0 | 0 | 0 | 0 | 0 | 0 | 0 | 0 | 0 | 0 | 0 | 0 | 0 | 0 | 0 | 0 | 0
F6_Commercial_Miscellaneous (ID)_Existing_Food Preparation_Natural Gas_Griddle_E1 | F6 | Commercial | Miscellaneous (ID) | Existing | Food Preparation | Natural Gas | Griddle | E1 | Utility - Value of Sales | 0.0059005 | 0.0060119 | 0.0061428 | 0.0062953 | 0.00647 | 0.0066881 | 0.0069068 | 0.0071144 | 0.0073024 | 0.0074846 | 0.0076734 | 0.0078449 | 0.008026 | 0.0081974 | 0.0083447 | 0.0084777 | 0.0085903 | 0.0086977 | 0.008812 | 0.0089187 | 0.0090257 | 0.009185 | 0.009346 | 0.009512 | 0.009681 | 0.009853 | 0.010028
F6_Commercial_Miscellaneous (ID)_Existing_Food Preparation_Natural Gas_Griddle_E2 | F6 | Commercial | Miscellaneous (ID) | Existing | Food Preparation | Natural Gas | Griddle | E2 | Utility - Value of Sales | 0.0051789 | 0.0052767 | 0.0053916 | 0.0055254 | 0.0056788 | 0.0058702 | 0.0060621 | 0.0062444 | 0.0064093 | 0.0065693 | 0.006735 | 0.0068856 | 0.0070445 | 0.0071949 | 0.0073242 | 0.007441 | 0.0075397 | 0.007634 | 0.0077343 | 0.007828 | 0.007922 | 0.0080617 | 0.008203 | 0.0083488 | 0.0084971 | 0.008648 | 0.0088017
F6_Commercial_Miscellaneous (ID)_Existing_Food Preparation_Natural Gas_Griddle_E3 | F6 | Commercial | Miscellaneous (ID) | Existing | Food Preparation | Natural Gas | Griddle | E3 | Utility - Value of Sales | 0 | 0 | 0 | 0 | 0 | 0 | 0 | 0 | 0 | 0 | 0 | 0 | 0 | 0 | 0 | 0 | 0 | 0 | 0 | 0 | 0 | 0 | 0 | 0 | 0 | 0 | 0
F6_Commercial_Miscellaneous (ID)_Existing_Food Preparation_Natural Gas_Griddle_E4 | F6 | Commercial | Miscellaneous (ID) | Existing | Food Preparation | Natural Gas | Griddle | E4 | Utility - Value of Sales | 0 | 0 | 0 | 0 | 0 | 0 | 0 | 0 | 0 | 0 | 0 | 0 | 0 | 0 | 0 | 0 | 0 | 0 | 0 | 0 | 0 | 0 | 0 | 0 | 0 | 0 | 0
F6_Commercial_Miscellaneous (ID)_Existing_Food Preparation_Natural Gas_Griddle_E5 | F6 | Commercial | Miscellaneous (ID) | Existing | Food Preparation | Natural Gas | Griddle | E5 | Utility - Value of Sales | 0 | 0 | 0 | 0 | 0 | 0 | 0 | 0 | 0 | 0 | 0 | 0 | 0 | 0 | 0 | 0 | 0 | 0 | 0 | 0 | 0 | 0 | 0 | 0 | 0 | 0 | 0
F6_Commercial_Miscellaneous (ID)_Existing_Food Preparation_Natural Gas_Griddle_E6 | F6 | Commercial | Miscellaneous (ID) | Existing | Food Preparation | Natural Gas | Griddle | E6 | Utility - Value of Sales | 0 | 0 | 0 | 0 | 0 | 0 | 0 | 0 | 0 | 0 | 0 | 0 | 0 | 0 | 0 | 0 | 0 | 0 | 0 | 0 | 0 | 0 | 0 | 0 | 0 | 0 | 0
F6_Commercial_Miscellaneous (ID)_Existing_Food Preparation_Natural Gas_Griddle_E7 | F6 | Commercial | Miscellaneous (ID) | Existing | Food Preparation | Natural Gas | Griddle | E7 | Utility - Value of Sales | 0 | 0 | 0 | 0 | 0 | 0 | 0 | 0 | 0 | 0 | 0 | 0 | 0 | 0 | 0 | 0 | 0 | 0 | 0 | 0 | 0 | 0 | 0 | 0 | 0 | 0 | 0
F6_Commercial_Miscellaneous (ID)_Existing_Food Preparation_Natural Gas_Griddle_E8 | F6 | Commercial | Miscellaneous (ID) | Existing | Food Preparation | Natural Gas | Griddle | E8 | Utility - Value of Sales | 0 | 0 | 0 | 0 | 0 | 0 | 0 | 0 | 0 | 0 | 0 | 0 | 0 | 0 | 0 | 0 | 0 | 0 | 0 | 0 | 0 | 0 | 0 | 0 | 0 | 0 | 0
F6_Commercial_Miscellaneous (ID)_Existing_Food Preparation_Natural Gas_Griddle_E9 | F6 | Commercial | Miscellaneous (ID) | Existing | Food Preparation | Natural Gas | Griddle | E9 | Utility - Value of Sales | 0 | 0 | 0 | 0 | 0 | 0 | 0 | 0 | 0 | 0 | 0 | 0 | 0 | 0 | 0 | 0 | 0 | 0 | 0 | 0 | 0 | 0 | 0 | 0 | 0 | 0 | 0
F6_Commercial_Miscellaneous (ID)_Existing_Food Preparation_Natural Gas_Griddle_E10 | F6 | Commercial | Miscellaneous (ID) | Existing | Food Preparation | Natural Gas | Griddle | E10 | Utility - Value of Sales | 0 | 0 | 0 | 0 | 0 | 0 | 0 | 0 | 0 | 0 | 0 | 0 | 0 | 0 | 0 | 0 | 0 | 0 | 0 | 0 | 0 | 0 | 0 | 0 | 0 | 0 | 0
F1_Commercial_Miscellaneous (ID)_Existing_Food Preparation_Natural Gas_Range_E1 | F1 | Commercial | Miscellaneous (ID) | Existing | Food Preparation | Natural Gas | Range | E1 | RVT - Cost of Equipment | 0.0036946 | 0.0036946 | 0.0036946 | 0.0036946 | 0.0036946 | 0.0036946 | 0.0036946 | 0.0036946 | 0.0036946 | 0.0036946 | 0.0036946 | 0.0036946 | 0.0036946 | 0.0036946 | 0.0036946 | 0.0036946 | 0.0036946 | 0.0036946 | 0.0036946 | 0.0036946 | 0.0036946 | 0.0036946 | 0.0036946 | 0.0036946 | 0.0036946 | 0.0036946 | 0.0036946
F1_Commercial_Miscellaneous (ID)_Existing_Food Preparation_Natural Gas_Range_E2 | F1 | Commercial | Miscellaneous (ID) | Existing | Food Preparation | Natural Gas | Range | E2 | RVT - Cost of Equipment | 0.004023 | 0.004023 | 0.004023 | 0.004023 | 0.004023 | 0.004023 | 0.004023 | 0.004023 | 0.004023 | 0.004023 | 0.004023 | 0.004023 | 0.004023 | 0.004023 | 0.004023 | 0.004023 | 0.004023 | 0.004023 | 0.004023 | 0.004023 | 0.004023 | 0.004023 | 0.004023 | 0.004023 | 0.004023 | 0.004023 | 0.004023
F1_Commercial_Miscellaneous (ID)_Existing_Food Preparation_Natural Gas_Range_E3 | F1 | Commercial | Miscellaneous (ID) | Existing | Food Preparation | Natural Gas | Range | E3 | RVT - Cost of Equipment | 0 | 0 | 0 | 0 | 0 | 0 | 0 | 0 | 0 | 0 | 0 | 0 | 0 | 0 | 0 | 0 | 0 | 0 | 0 | 0 | 0 | 0 | 0 | 0 | 0 | 0 | 0
F1_Commercial_Miscellaneous (ID)_Existing_Food Preparation_Natural Gas_Range_E4 | F1 | Commercial | Miscellaneous (ID) | Existing | Food Preparation | Natural Gas | Range | E4 | RVT - Cost of Equipment | 0 | 0 | 0 | 0 | 0 | 0 | 0 | 0 | 0 | 0 | 0 | 0 | 0 | 0 | 0 | 0 | 0 | 0 | 0 | 0 | 0 | 0 | 0 | 0 | 0 | 0 | 0
F1_Commercial_Miscellaneous (ID)_Existing_Food Preparation_Natural Gas_Range_E5 | F1 | Commercial | Miscellaneous (ID) | Existing | Food Preparation | Natural Gas | Range | E5 | RVT - Cost of Equipment | 0 | 0 | 0 | 0 | 0 | 0 | 0 | 0 | 0 | 0 | 0 | 0 | 0 | 0 | 0 | 0 | 0 | 0 | 0 | 0 | 0 | 0 | 0 | 0 | 0 | 0 | 0
F1_Commercial_Miscellaneous (ID)_Existing_Food Preparation_Natural Gas_Range_E6 | F1 | Commercial | Miscellaneous (ID) | Existing | Food Preparation | Natural Gas | Range | E6 | RVT - Cost of Equipment | 0 | 0 | 0 | 0 | 0 | 0 | 0 | 0 | 0 | 0 | 0 | 0 | 0 | 0 | 0 | 0 | 0 | 0 | 0 | 0 | 0 | 0 | 0 | 0 | 0 | 0 | 0
F1_Commercial_Miscellaneous (ID)_Existing_Food Preparation_Natural Gas_Range_E7 | F1 | Commercial | Miscellaneous (ID) | Existing | Food Preparation | Natural Gas | Range | E7 | RVT - Cost of Equipment | 0 | 0 | 0 | 0 | 0 | 0 | 0 | 0 | 0 | 0 | 0 | 0 | 0 | 0 | 0 | 0 | 0 | 0 | 0 | 0 | 0 | 0 | 0 | 0 | 0 | 0 | 0
F1_Commercial_Miscellaneous (ID)_Existing_Food Preparation_Natural Gas_Range_E8 | F1 | Commercial | Miscellaneous (ID) | Existing | Food Preparation | Natural Gas | Range | E8 | RVT - Cost of Equipment | 0 | 0 | 0 | 0 | 0 | 0 | 0 | 0 | 0 | 0 | 0 | 0 | 0 | 0 | 0 | 0 | 0 | 0 | 0 | 0 | 0 | 0 | 0 | 0 | 0 | 0 | 0
F1_Commercial_Miscellaneous (ID)_Existing_Food Preparation_Natural Gas_Range_E9 | F1 | Commercial | Miscellaneous (ID) | Existing | Food Preparation | Natural Gas | Range | E9 | RVT - Cost of Equipment | 0 | 0 | 0 | 0 | 0 | 0 | 0 | 0 | 0 | 0 | 0 | 0 | 0 | 0 | 0 | 0 | 0 | 0 | 0 | 0 | 0 | 0 | 0 | 0 | 0 | 0 | 0
F1_Commercial_Miscellaneous (ID)_Existing_Food Preparation_Natural Gas_Range_E10 | F1 | Commercial | Miscellaneous (ID) | Existing | Food Preparation | Natural Gas | Range | E10 | RVT - Cost of Equipment | 0 | 0 | 0 | 0 | 0 | 0 | 0 | 0 | 0 | 0 | 0 | 0 | 0 | 0 | 0 | 0 | 0 | 0 | 0 | 0 | 0 | 0 | 0 | 0 | 0 | 0 | 0
F2_Commercial_Miscellaneous (ID)_Existing_Food Preparation_Natural Gas_Range_E1 | F2 | Commercial | Miscellaneous (ID) | Existing | Food Preparation | Natural Gas | Range | E1 | RVT - Cost of Operation | 0.0078492 | 0.0079798 | 0.008139 | 0.0083326 | 0.0085628 | 0.0088671 | 0.0091792 | 0.0094812 | 0.0097592 | 0.010026 | 0.0103 | 0.010545 | 0.010801 | 0.011037 | 0.011236 | 0.011412 | 0.011557 | 0.011693 | 0.011839 | 0.011973 | 0.012107 | 0.012321 | 0.012536 | 0.012759 | 0.012985 | 0.013216 | 0.013451
F2_Commercial_Miscellaneous (ID)_Existing_Food Preparation_Natural Gas_Range_E2 | F2 | Commercial | Miscellaneous (ID) | Existing | Food Preparation | Natural Gas | Range | E2 | RVT - Cost of Operation | 0.0039246 | 0.0039899 | 0.0040695 | 0.0041663 | 0.0042814 | 0.0044335 | 0.0045896 | 0.0047406 | 0.0048796 | 0.0050131 | 0.0051502 | 0.0052726 | 0.0054004 | 0.0055184 | 0.0056179 | 0.005706 | 0.0057783 | 0.0058464 | 0.0059195 | 0.0059865 | 0.0060536 | 0.0061603 | 0.006268 | 0.0063794 | 0.0064927 | 0.0066081 | 0.0067255
F2_Commercial_Miscellaneous (ID)_Existing_Food Preparation_Natural Gas_Range_E3 | F2 | Commercial | Miscellaneous (ID) | Existing | Food Preparation | Natural Gas | Range | E3 | RVT - Cost of Operation | 0 | 0 | 0 | 0 | 0 | 0 | 0 | 0 | 0 | 0 | 0 | 0 | 0 | 0 | 0 | 0 | 0 | 0 | 0 | 0 | 0 | 0 | 0 | 0 | 0 | 0 | 0
F2_Commercial_Miscellaneous (ID)_Existing_Food Preparation_Natural Gas_Range_E4 | F2 | Commercial | Miscellaneous (ID) | Existing | Food Preparation | Natural Gas | Range | E4 | RVT - Cost of Operation | 0 | 0 | 0 | 0 | 0 | 0 | 0 | 0 | 0 | 0 | 0 | 0 | 0 | 0 | 0 | 0 | 0 | 0 | 0 | 0 | 0 | 0 | 0 | 0 | 0 | 0 | 0
F2_Commercial_Miscellaneous (ID)_Existing_Food Preparation_Natural Gas_Range_E5 | F2 | Commercial | Miscellaneous (ID) | Existing | Food Preparation | Natural Gas | Range | E5 | RVT - Cost of Operation | 0 | 0 | 0 | 0 | 0 | 0 | 0 | 0 | 0 | 0 | 0 | 0 | 0 | 0 | 0 | 0 | 0 | 0 | 0 | 0 | 0 | 0 | 0 | 0 | 0 | 0 | 0
F2_Commercial_Miscellaneous (ID)_Existing_Food Preparation_Natural Gas_Range_E6 | F2 | Commercial | Miscellaneous (ID) | Existing | Food Preparation | Natural Gas | Range | E6 | RVT - Cost of Operation | 0 | 0 | 0 | 0 | 0 | 0 | 0 | 0 | 0 | 0 | 0 | 0 | 0 | 0 | 0 | 0 | 0 | 0 | 0 | 0 | 0 | 0 | 0 | 0 | 0 | 0 | 0
F2_Commercial_Miscellaneous (ID)_Existing_Food Preparation_Natural Gas_Range_E7 | F2 | Commercial | Miscellaneous (ID) | Existing | Food Preparation | Natural Gas | Range | E7 | RVT - Cost of Operation | 0 | 0 | 0 | 0 | 0 | 0 | 0 | 0 | 0 | 0 | 0 | 0 | 0 | 0 | 0 | 0 | 0 | 0 | 0 | 0 | 0 | 0 | 0 | 0 | 0 | 0 | 0
F2_Commercial_Miscellaneous (ID)_Existing_Food Preparation_Natural Gas_Range_E8 | F2 | Commercial | Miscellaneous (ID) | Existing | Food Preparation | Natural Gas | Range | E8 | RVT - Cost of Operation | 0 | 0 | 0 | 0 | 0 | 0 | 0 | 0 | 0 | 0 | 0 | 0 | 0 | 0 | 0 | 0 | 0 | 0 | 0 | 0 | 0 | 0 | 0 | 0 | 0 | 0 | 0
F2_Commercial_Miscellaneous (ID)_Existing_Food Preparation_Natural Gas_Range_E9 | F2 | Commercial | Miscellaneous (ID) | Existing | Food Preparation | Natural Gas | Range | E9 | RVT - Cost of Operation | 0 | 0 | 0 | 0 | 0 | 0 | 0 | 0 | 0 | 0 | 0 | 0 | 0 | 0 | 0 | 0 | 0 | 0 | 0 | 0 | 0 | 0 | 0 | 0 | 0 | 0 | 0
F2_Commercial_Miscellaneous (ID)_Existing_Food Preparation_Natural Gas_Range_E10 | F2 | Commercial | Miscellaneous (ID) | Existing | Food Preparation | Natural Gas | Range | E10 | RVT - Cost of Operation | 0 | 0 | 0 | 0 | 0 | 0 | 0 | 0 | 0 | 0 | 0 | 0 | 0 | 0 | 0 | 0 | 0 | 0 | 0 | 0 | 0 | 0 | 0 | 0 | 0 | 0 | 0
F3_Commercial_Miscellaneous (ID)_Existing_Food Preparation_Natural Gas_Range_E1 | F3 | Commercial | Miscellaneous (ID) | Existing | Food Preparation | Natural Gas | Range | E1 | System - kBTUs of Consumption | 1.9026 | 1.9026 | 1.9026 | 1.9026 | 1.9026 | 1.9026 | 1.9026 | 1.9026 | 1.9026 | 1.9026 | 1.9026 | 1.9026 | 1.9026 | 1.9026 | 1.9026 | 1.9026 | 1.9026 | 1.9026 | 1.9026 | 1.9026 | 1.9026 | 1.9026 | 1.9026 | 1.9026 | 1.9026 | 1.9026 | 1.9026
F3_Commercial_Miscellaneous (ID)_Existing_Food Preparation_Natural Gas_Range_E2 | F3 | Commercial | Miscellaneous (ID) | Existing | Food Preparation | Natural Gas | Range | E2 | System - kBTUs of Consumption | 0.95128 | 0.95128 | 0.95128 | 0.95128 | 0.95128 | 0.95128 | 0.95128 | 0.95128 | 0.95128 | 0.95128 | 0.95128 | 0.95128 | 0.95128 | 0.95128 | 0.95128 | 0.95128 | 0.95128 | 0.95128 | 0.95128 | 0.95128 | 0.95128 | 0.95128 | 0.95128 | 0.95128 | 0.95128 | 0.95128 | 0.95128
F3_Commercial_Miscellaneous (ID)_Existing_Food Preparation_Natural Gas_Range_E3 | F3 | Commercial | Miscellaneous (ID) | Existing | Food Preparation | Natural Gas | Range | E3 | System - kBTUs of Consumption | 0 | 0 | 0 | 0 | 0 | 0 | 0 | 0 | 0 | 0 | 0 | 0 | 0 | 0 | 0 | 0 | 0 | 0 | 0 | 0 | 0 | 0 | 0 | 0 | 0 | 0 | 0
F3_Commercial_Miscellaneous (ID)_Existing_Food Preparation_Natural Gas_Range_E4 | F3 | Commercial | Miscellaneous (ID) | Existing | Food Preparation | Natural Gas | Range | E4 | System - kBTUs of Consumption | 0 | 0 | 0 | 0 | 0 | 0 | 0 | 0 | 0 | 0 | 0 | 0 | 0 | 0 | 0 | 0 | 0 | 0 | 0 | 0 | 0 | 0 | 0 | 0 | 0 | 0 | 0
F3_Commercial_Miscellaneous (ID)_Existing_Food Preparation_Natural Gas_Range_E5 | F3 | Commercial | Miscellaneous (ID) | Existing | Food Preparation | Natural Gas | Range | E5 | System - kBTUs of Consumption | 0 | 0 | 0 | 0 | 0 | 0 | 0 | 0 | 0 | 0 | 0 | 0 | 0 | 0 | 0 | 0 | 0 | 0 | 0 | 0 | 0 | 0 | 0 | 0 | 0 | 0 | 0
F3_Commercial_Miscellaneous (ID)_Existing_Food Preparation_Natural Gas_Range_E6 | F3 | Commercial | Miscellaneous (ID) | Existing | Food Preparation | Natural Gas | Range | E6 | System - kBTUs of Consumption | 0 | 0 | 0 | 0 | 0 | 0 | 0 | 0 | 0 | 0 | 0 | 0 | 0 | 0 | 0 | 0 | 0 | 0 | 0 | 0 | 0 | 0 | 0 | 0 | 0 | 0 | 0
F3_Commercial_Miscellaneous (ID)_Existing_Food Preparation_Natural Gas_Range_E7 | F3 | Commercial | Miscellaneous (ID) | Existing | Food Preparation | Natural Gas | Range | E7 | System - kBTUs of Consumption | 0 | 0 | 0 | 0 | 0 | 0 | 0 | 0 | 0 | 0 | 0 | 0 | 0 | 0 | 0 | 0 | 0 | 0 | 0 | 0 | 0 | 0 | 0 | 0 | 0 | 0 | 0
F3_Commercial_Miscellaneous (ID)_Existing_Food Preparation_Natural Gas_Range_E8 | F3 | Commercial | Miscellaneous (ID) | Existing | Food Preparation | Natural Gas | Range | E8 | System - kBTUs of Consumption | 0 | 0 | 0 | 0 | 0 | 0 | 0 | 0 | 0 | 0 | 0 | 0 | 0 | 0 | 0 | 0 | 0 | 0 | 0 | 0 | 0 | 0 | 0 | 0 | 0 | 0 | 0
F3_Commercial_Miscellaneous (ID)_Existing_Food Preparation_Natural Gas_Range_E9 | F3 | Commercial | Miscellaneous (ID) | Existing | Food Preparation | Natural Gas | Range | E9 | System - kBTUs of Consumption | 0 | 0 | 0 | 0 | 0 | 0 | 0 | 0 | 0 | 0 | 0 | 0 | 0 | 0 | 0 | 0 | 0 | 0 | 0 | 0 | 0 | 0 | 0 | 0 | 0 | 0 | 0
F3_Commercial_Miscellaneous (ID)_Existing_Food Preparation_Natural Gas_Range_E10 | F3 | Commercial | Miscellaneous (ID) | Existing | Food Preparation | Natural Gas | Range | E10 | System - kBTUs of Consumption | 0 | 0 | 0 | 0 | 0 | 0 | 0 | 0 | 0 | 0 | 0 | 0 | 0 | 0 | 0 | 0 | 0 | 0 | 0 | 0 | 0 | 0 | 0 | 0 | 0 | 0 | 0
F4_Commercial_Miscellaneous (ID)_Existing_Food Preparation_Natural Gas_Range_E1 | F4 | Commercial | Miscellaneous (ID) | Existing | Food Preparation | Natural Gas | Range | E1 | Utility - Cost of Equipment | 0.0036946 | 0.0036946 | 0.0036946 | 0.0036946 | 0.0036946 | 0.0036946 | 0.0036946 | 0.0036946 | 0.0036946 | 0.0036946 | 0.0036946 | 0.0036946 | 0.0036946 | 0.0036946 | 0.0036946 | 0.0036946 | 0.0036946 | 0.0036946 | 0.0036946 | 0.0036946 | 0.0036946 | 0.0036946 | 0.0036946 | 0.0036946 | 0.0036946 | 0.0036946 | 0.0036946
F4_Commercial_Miscellaneous (ID)_Existing_Food Preparation_Natural Gas_Range_E2 | F4 | Commercial | Miscellaneous (ID) | Existing | Food Preparation | Natural Gas | Range | E2 | Utility - Cost of Equipment | 0.004023 | 0.004023 | 0.004023 | 0.004023 | 0.004023 | 0.004023 | 0.004023 | 0.004023 | 0.004023 | 0.004023 | 0.004023 | 0.004023 | 0.004023 | 0.004023 | 0.004023 | 0.004023 | 0.004023 | 0.004023 | 0.004023 | 0.004023 | 0.004023 | 0.004023 | 0.004023 | 0.004023 | 0.004023 | 0.004023 | 0.004023
F4_Commercial_Miscellaneous (ID)_Existing_Food Preparation_Natural Gas_Range_E3 | F4 | Commercial | Miscellaneous (ID) | Existing | Food Preparation | Natural Gas | Range | E3 | Utility - Cost of Equipment | 0 | 0 | 0 | 0 | 0 | 0 | 0 | 0 | 0 | 0 | 0 | 0 | 0 | 0 | 0 | 0 | 0 | 0 | 0 | 0 | 0 | 0 | 0 | 0 | 0 | 0 | 0
F4_Commercial_Miscellaneous (ID)_Existing_Food Preparation_Natural Gas_Range_E4 | F4 | Commercial | Miscellaneous (ID) | Existing | Food Preparation | Natural Gas | Range | E4 | Utility - Cost of Equipment | 0 | 0 | 0 | 0 | 0 | 0 | 0 | 0 | 0 | 0 | 0 | 0 | 0 | 0 | 0 | 0 | 0 | 0 | 0 | 0 | 0 | 0 | 0 | 0 | 0 | 0 | 0
F4_Commercial_Miscellaneous (ID)_Existing_Food Preparation_Natural Gas_Range_E5 | F4 | Commercial | Miscellaneous (ID) | Existing | Food Preparation | Natural Gas | Range | E5 | Utility - Cost of Equipment | 0 | 0 | 0 | 0 | 0 | 0 | 0 | 0 | 0 | 0 | 0 | 0 | 0 | 0 | 0 | 0 | 0 | 0 | 0 | 0 | 0 | 0 | 0 | 0 | 0 | 0 | 0
F4_Commercial_Miscellaneous (ID)_Existing_Food Preparation_Natural Gas_Range_E6 | F4 | Commercial | Miscellaneous (ID) | Existing | Food Preparation | Natural Gas | Range | E6 | Utility - Cost of Equipment | 0 | 0 | 0 | 0 | 0 | 0 | 0 | 0 | 0 | 0 | 0 | 0 | 0 | 0 | 0 | 0 | 0 | 0 | 0 | 0 | 0 | 0 | 0 | 0 | 0 | 0 | 0
F4_Commercial_Miscellaneous (ID)_Existing_Food Preparation_Natural Gas_Range_E7 | F4 | Commercial | Miscellaneous (ID) | Existing | Food Preparation | Natural Gas | Range | E7 | Utility - Cost of Equipment | 0 | 0 | 0 | 0 | 0 | 0 | 0 | 0 | 0 | 0 | 0 | 0 | 0 | 0 | 0 | 0 | 0 | 0 | 0 | 0 | 0 | 0 | 0 | 0 | 0 | 0 | 0
F4_Commercial_Miscellaneous (ID)_Existing_Food Preparation_Natural Gas_Range_E8 | F4 | Commercial | Miscellaneous (ID) | Existing | Food Preparation | Natural Gas | Range | E8 | Utility - Cost of Equipment | 0 | 0 | 0 | 0 | 0 | 0 | 0 | 0 | 0 | 0 | 0 | 0 | 0 | 0 | 0 | 0 | 0 | 0 | 0 | 0 | 0 | 0 | 0 | 0 | 0 | 0 | 0
F4_Commercial_Miscellaneous (ID)_Existing_Food Preparation_Natural Gas_Range_E9 | F4 | Commercial | Miscellaneous (ID) | Existing | Food Preparation | Natural Gas | Range | E9 | Utility - Cost of Equipment | 0 | 0 | 0 | 0 | 0 | 0 | 0 | 0 | 0 | 0 | 0 | 0 | 0 | 0 | 0 | 0 | 0 | 0 | 0 | 0 | 0 | 0 | 0 | 0 | 0 | 0 | 0
F4_Commercial_Miscellaneous (ID)_Existing_Food Preparation_Natural Gas_Range_E10 | F4 | Commercial | Miscellaneous (ID) | Existing | Food Preparation | Natural Gas | Range | E10 | Utility - Cost of Equipment | 0 | 0 | 0 | 0 | 0 | 0 | 0 | 0 | 0 | 0 | 0 | 0 | 0 | 0 | 0 | 0 | 0 | 0 | 0 | 0 | 0 | 0 | 0 | 0 | 0 | 0 | 0
F5_Commercial_Miscellaneous (ID)_Existing_Food Preparation_Natural Gas_Range_E1 | F5 | Commercial | Miscellaneous (ID) | Existing | Food Preparation | Natural Gas | Range | E1 | Utility - Cost of Operation | 0.0065983 | 0.0067506 | 0.0069422 | 0.0071682 | 0.0074311 | 0.0077626 | 0.0081079 | 0.0084522 | 0.0087842 | 0.0091209 | 0.0093836 | 0.009628 | 0.0098915 | 0.010148 | 0.010375 | 0.010584 | 0.010769 | 0.010951 | 0.011146 | 0.011336 | 0.011531 | 0.011734 | 0.011939 | 0.012151 | 0.012367 | 0.012587 | 0.01281
F5_Commercial_Miscellaneous (ID)_Existing_Food Preparation_Natural Gas_Range_E2 | F5 | Commercial | Miscellaneous (ID) | Existing | Food Preparation | Natural Gas | Range | E2 | Utility - Cost of Operation | 0.0032991 | 0.0033753 | 0.0034711 | 0.0035841 | 0.0037155 | 0.0038813 | 0.0040539 | 0.0042261 | 0.0043921 | 0.0045604 | 0.0046918 | 0.004814 | 0.0049458 | 0.0050741 | 0.0051873 | 0.0052921 | 0.0053845 | 0.0054754 | 0.0055731 | 0.0056678 | 0.0057653 | 0.0058669 | 0.0059695 | 0.0060756 | 0.0061835 | 0.0062934 | 0.0064052
F5_Commercial_Miscellaneous (ID)_Existing_Food Preparation_Natural Gas_Range_E3 | F5 | Commercial | Miscellaneous (ID) | Existing | Food Preparation | Natural Gas | Range | E3 | Utility - Cost of Operation | 0 | 0 | 0 | 0 | 0 | 0 | 0 | 0 | 0 | 0 | 0 | 0 | 0 | 0 | 0 | 0 | 0 | 0 | 0 | 0 | 0 | 0 | 0 | 0 | 0 | 0 | 0
F5_Commercial_Miscellaneous (ID)_Existing_Food Preparation_Natural Gas_Range_E4 | F5 | Commercial | Miscellaneous (ID) | Existing | Food Preparation | Natural Gas | Range | E4 | Utility - Cost of Operation | 0 | 0 | 0 | 0 | 0 | 0 | 0 | 0 | 0 | 0 | 0 | 0 | 0 | 0 | 0 | 0 | 0 | 0 | 0 | 0 | 0 | 0 | 0 | 0 | 0 | 0 | 0
F5_Commercial_Miscellaneous (ID)_Existing_Food Preparation_Natural Gas_Range_E5 | F5 | Commercial | Miscellaneous (ID) | Existing | Food Preparation | Natural Gas | Range | E5 | Utility - Cost of Operation | 0 | 0 | 0 | 0 | 0 | 0 | 0 | 0 | 0 | 0 | 0 | 0 | 0 | 0 | 0 | 0 | 0 | 0 | 0 | 0 | 0 | 0 | 0 | 0 | 0 | 0 | 0
F5_Commercial_Miscellaneous (ID)_Existing_Food Preparation_Natural Gas_Range_E6 | F5 | Commercial | Miscellaneous (ID) | Existing | Food Preparation | Natural Gas | Range | E6 | Utility - Cost of Operation | 0 | 0 | 0 | 0 | 0 | 0 | 0 | 0 | 0 | 0 | 0 | 0 | 0 | 0 | 0 | 0 | 0 | 0 | 0 | 0 | 0 | 0 | 0 | 0 | 0 | 0 | 0
F5_Commercial_Miscellaneous (ID)_Existing_Food Preparation_Natural Gas_Range_E7 | F5 | Commercial | Miscellaneous (ID) | Existing | Food Preparation | Natural Gas | Range | E7 | Utility - Cost of Operation | 0 | 0 | 0 | 0 | 0 | 0 | 0 | 0 | 0 | 0 | 0 | 0 | 0 | 0 | 0 | 0 | 0 | 0 | 0 | 0 | 0 | 0 | 0 | 0 | 0 | 0 | 0
F5_Commercial_Miscellaneous (ID)_Existing_Food Preparation_Natural Gas_Range_E8 | F5 | Commercial | Miscellaneous (ID) | Existing | Food Preparation | Natural Gas | Range | E8 | Utility - Cost of Operation | 0 | 0 | 0 | 0 | 0 | 0 | 0 | 0 | 0 | 0 | 0 | 0 | 0 | 0 | 0 | 0 | 0 | 0 | 0 | 0 | 0 | 0 | 0 | 0 | 0 | 0 | 0
F5_Commercial_Miscellaneous (ID)_Existing_Food Preparation_Natural Gas_Range_E9 | F5 | Commercial | Miscellaneous (ID) | Existing | Food Preparation | Natural Gas | Range | E9 | Utility - Cost of Operation | 0 | 0 | 0 | 0 | 0 | 0 | 0 | 0 | 0 | 0 | 0 | 0 | 0 | 0 | 0 | 0 | 0 | 0 | 0 | 0 | 0 | 0 | 0 | 0 | 0 | 0 | 0
F5_Commercial_Miscellaneous (ID)_Existing_Food Preparation_Natural Gas_Range_E10 | F5 | Commercial | Miscellaneous (ID) | Existing | Food Preparation | Natural Gas | Range | E10 | Utility - Cost of Operation | 0 | 0 | 0 | 0 | 0 | 0 | 0 | 0 | 0 | 0 | 0 | 0 | 0 | 0 | 0 | 0 | 0 | 0 | 0 | 0 | 0 | 0 | 0 | 0 | 0 | 0 | 0
F6_Commercial_Miscellaneous (ID)_Existing_Food Preparation_Natural Gas_Range_E1 | F6 | Commercial | Miscellaneous (ID) | Existing | Food Preparation | Natural Gas | Range | E1 | Utility - Value of Sales | 0.0078492 | 0.0079798 | 0.008139 | 0.0083326 | 0.0085628 | 0.0088671 | 0.0091792 | 0.0094812 | 0.0097592 | 0.010026 | 0.0103 | 0.010545 | 0.010801 | 0.011037 | 0.011236 | 0.011412 | 0.011557 | 0.011693 | 0.011839 | 0.011973 | 0.012107 | 0.012321 | 0.012536 | 0.012759 | 0.012985 | 0.013216 | 0.013451
F6_Commercial_Miscellaneous (ID)_Existing_Food Preparation_Natural Gas_Range_E2 | F6 | Commercial | Miscellaneous (ID) | Existing | Food Preparation | Natural Gas | Range | E2 | Utility - Value of Sales | 0.0039246 | 0.0039899 | 0.0040695 | 0.0041663 | 0.0042814 | 0.0044335 | 0.0045896 | 0.0047406 | 0.0048796 | 0.0050131 | 0.0051502 | 0.0052726 | 0.0054004 | 0.0055184 | 0.0056179 | 0.005706 | 0.0057783 | 0.0058464 | 0.0059195 | 0.0059865 | 0.0060536 | 0.0061603 | 0.006268 | 0.0063794 | 0.0064927 | 0.0066081 | 0.0067255
F6_Commercial_Miscellaneous (ID)_Existing_Food Preparation_Natural Gas_Range_E3 | F6 | Commercial | Miscellaneous (ID) | Existing | Food Preparation | Natural Gas | Range | E3 | Utility - Value of Sales | 0 | 0 | 0 | 0 | 0 | 0 | 0 | 0 | 0 | 0 | 0 | 0 | 0 | 0 | 0 | 0 | 0 | 0 | 0 | 0 | 0 | 0 | 0 | 0 | 0 | 0 | 0
F6_Commercial_Miscellaneous (ID)_Existing_Food Preparation_Natural Gas_Range_E4 | F6 | Commercial | Miscellaneous (ID) | Existing | Food Preparation | Natural Gas | Range | E4 | Utility - Value of Sales | 0 | 0 | 0 | 0 | 0 | 0 | 0 | 0 | 0 | 0 | 0 | 0 | 0 | 0 | 0 | 0 | 0 | 0 | 0 | 0 | 0 | 0 | 0 | 0 | 0 | 0 | 0
F6_Commercial_Miscellaneous (ID)_Existing_Food Preparation_Natural Gas_Range_E5 | F6 | Commercial | Miscellaneous (ID) | Existing | Food Preparation | Natural Gas | Range | E5 | Utility - Value of Sales | 0 | 0 | 0 | 0 | 0 | 0 | 0 | 0 | 0 | 0 | 0 | 0 | 0 | 0 | 0 | 0 | 0 | 0 | 0 | 0 | 0 | 0 | 0 | 0 | 0 | 0 | 0
F6_Commercial_Miscellaneous (ID)_Existing_Food Preparation_Natural Gas_Range_E6 | F6 | Commercial | Miscellaneous (ID) | Existing | Food Preparation | Natural Gas | Range | E6 | Utility - Value of Sales | 0 | 0 | 0 | 0 | 0 | 0 | 0 | 0 | 0 | 0 | 0 | 0 | 0 | 0 | 0 | 0 | 0 | 0 | 0 | 0 | 0 | 0 | 0 | 0 | 0 | 0 | 0
F6_Commercial_Miscellaneous (ID)_Existing_Food Preparation_Natural Gas_Range_E7 | F6 | Commercial | Miscellaneous (ID) | Existing | Food Preparation | Natural Gas | Range | E7 | Utility - Value of Sales | 0 | 0 | 0 | 0 | 0 | 0 | 0 | 0 | 0 | 0 | 0 | 0 | 0 | 0 | 0 | 0 | 0 | 0 | 0 | 0 | 0 | 0 | 0 | 0 | 0 | 0 | 0
F6_Commercial_Miscellaneous (ID)_Existing_Food Preparation_Natural Gas_Range_E8 | F6 | Commercial | Miscellaneous (ID) | Existing | Food Preparation | Natural Gas | Range | E8 | Utility - Value of Sales | 0 | 0 | 0 | 0 | 0 | 0 | 0 | 0 | 0 | 0 | 0 | 0 | 0 | 0 | 0 | 0 | 0 | 0 | 0 | 0 | 0 | 0 | 0 | 0 | 0 | 0 | 0
F6_Commercial_Miscellaneous (ID)_Existing_Food Preparation_Natural Gas_Range_E9 | F6 | Commercial | Miscellaneous (ID) | Existing | Food Preparation | Natural Gas | Range | E9 | Utility - Value of Sales | 0 | 0 | 0 | 0 | 0 | 0 | 0 | 0 | 0 | 0 | 0 | 0 | 0 | 0 | 0 | 0 | 0 | 0 | 0 | 0 | 0 | 0 | 0 | 0 | 0 | 0 | 0
F6_Commercial_Miscellaneous (ID)_Existing_Food Preparation_Natural Gas_Range_E10 | F6 | Commercial | Miscellaneous (ID) | Existing | Food Preparation | Natural Gas | Range | E10 | Utility - Value of Sales | 0 | 0 | 0 | 0 | 0 | 0 | 0 | 0 | 0 | 0 | 0 | 0 | 0 | 0 | 0 | 0 | 0 | 0 | 0 | 0 | 0 | 0 | 0 | 0 | 0 | 0 | 0
F1_Commercial_Miscellaneous (ID)_Existing_Food Preparation_Natural Gas_Steamer_E1 | F1 | Commercial | Miscellaneous (ID) | Existing | Food Preparation | Natural Gas | Steamer | E1 | RVT - Cost of Equipment | 0.00052297 | 0.00052297 | 0.00052297 | 0.00052297 | 0.00052297 | 0.00052297 | 0.00052297 | 0.00052297 | 0.00052297 | 0.00052297 | 0.00052297 | 0.00052297 | 0.00052297 | 0.00052297 | 0.00052297 | 0.00052297 | 0.00052297 | 0.00052297 | 0.00052297 | 0.00052297 | 0.00052297 | 0.00052297 | 0.00052297 | 0.00052297 | 0.00052297 | 0.00052297 | 0.00052297
F1_Commercial_Miscellaneous (ID)_Existing_Food Preparation_Natural Gas_Steamer_E2 | F1 | Commercial | Miscellaneous (ID) | Existing | Food Preparation | Natural Gas | Steamer | E2 | RVT - Cost of Equipment | 0.00056192 | 0.00056192 | 0.00056192 | 0.00056192 | 0.00056192 | 0.00056192 | 0.00056192 | 0.00056192 | 0.00056192 | 0.00056192 | 0.00056192 | 0.00056192 | 0.00056192 | 0.00056192 | 0.00056192 | 0.00056192 | 0.00056192 | 0.00056192 | 0.00056192 | 0.00056192 | 0.00056192 | 0.00056192 | 0.00056192 | 0.00056192 | 0.00056192 | 0.00056192 | 0.00056192
F1_Commercial_Miscellaneous (ID)_Existing_Food Preparation_Natural Gas_Steamer_E3 | F1 | Commercial | Miscellaneous (ID) | Existing | Food Preparation | Natural Gas | Steamer | E3 | RVT - Cost of Equipment | 0 | 0 | 0 | 0 | 0 | 0 | 0 | 0 | 0 | 0 | 0 | 0 | 0 | 0 | 0 | 0 | 0 | 0 | 0 | 0 | 0 | 0 | 0 | 0 | 0 | 0 | 0
F1_Commercial_Miscellaneous (ID)_Existing_Food Preparation_Natural Gas_Steamer_E4 | F1 | Commercial | Miscellaneous (ID) | Existing | Food Preparation | Natural Gas | Steamer | E4 | RVT - Cost of Equipment | 0 | 0 | 0 | 0 | 0 | 0 | 0 | 0 | 0 | 0 | 0 | 0 | 0 | 0 | 0 | 0 | 0 | 0 | 0 | 0 | 0 | 0 | 0 | 0 | 0 | 0 | 0
F1_Commercial_Miscellaneous (ID)_Existing_Food Preparation_Natural Gas_Steamer_E5 | F1 | Commercial | Miscellaneous (ID) | Existing | Food Preparation | Natural Gas | Steamer | E5 | RVT - Cost of Equipment | 0 | 0 | 0 | 0 | 0 | 0 | 0 | 0 | 0 | 0 | 0 | 0 | 0 | 0 | 0 | 0 | 0 | 0 | 0 | 0 | 0 | 0 | 0 | 0 | 0 | 0 | 0
F1_Commercial_Miscellaneous (ID)_Existing_Food Preparation_Natural Gas_Steamer_E6 | F1 | Commercial | Miscellaneous (ID) | Existing | Food Preparation | Natural Gas | Steamer | E6 | RVT - Cost of Equipment | 0 | 0 | 0 | 0 | 0 | 0 | 0 | 0 | 0 | 0 | 0 | 0 | 0 | 0 | 0 | 0 | 0 | 0 | 0 | 0 | 0 | 0 | 0 | 0 | 0 | 0 | 0
F1_Commercial_Miscellaneous (ID)_Existing_Food Preparation_Natural Gas_Steamer_E7 | F1 | Commercial | Miscellaneous (ID) | Existing | Food Preparation | Natural Gas | Steamer | E7 | RVT - Cost of Equipment | 0 | 0 | 0 | 0 | 0 | 0 | 0 | 0 | 0 | 0 | 0 | 0 | 0 | 0 | 0 | 0 | 0 | 0 | 0 | 0 | 0 | 0 | 0 | 0 | 0 | 0 | 0
F1_Commercial_Miscellaneous (ID)_Existing_Food Preparation_Natural Gas_Steamer_E8 | F1 | Commercial | Miscellaneous (ID) | Existing | Food Preparation | Natural Gas | Steamer | E8 | RVT - Cost of Equipment | 0 | 0 | 0 | 0 | 0 | 0 | 0 | 0 | 0 | 0 | 0 | 0 | 0 | 0 | 0 | 0 | 0 | 0 | 0 | 0 | 0 | 0 | 0 | 0 | 0 | 0 | 0
F1_Commercial_Miscellaneous (ID)_Existing_Food Preparation_Natural Gas_Steamer_E9 | F1 | Commercial | Miscellaneous (ID) | Existing | Food Preparation | Natural Gas | Steamer | E9 | RVT - Cost of Equipment | 0 | 0 | 0 | 0 | 0 | 0 | 0 | 0 | 0 | 0 | 0 | 0 | 0 | 0 | 0 | 0 | 0 | 0 | 0 | 0 | 0 | 0 | 0 | 0 | 0 | 0 | 0
F1_Commercial_Miscellaneous (ID)_Existing_Food Preparation_Natural Gas_Steamer_E10 | F1 | Commercial | Miscellaneous (ID) | Existing | Food Preparation | Natural Gas | Steamer | E10 | RVT - Cost of Equipment | 0 | 0 | 0 | 0 | 0 | 0 | 0 | 0 | 0 | 0 | 0 | 0 | 0 | 0 | 0 | 0 | 0 | 0 | 0 | 0 | 0 | 0 | 0 | 0 | 0 | 0 | 0
F2_Commercial_Miscellaneous (ID)_Existing_Food Preparation_Natural Gas_Steamer_E1 | F2 | Commercial | Miscellaneous (ID) | Existing | Food Preparation | Natural Gas | Steamer | E1 | RVT - Cost of Operation | 0.010932 | 0.011139 | 0.011381 | 0.011664 | 0.011987 | 0.012391 | 0.012796 | 0.013181 | 0.013529 | 0.013867 | 0.014217 | 0.014535 | 0.01487 | 0.015188 | 0.015461 | 0.015707 | 0.015916 | 0.016115 | 0.016326 | 0.016524 | 0.016722 | 0.017017 | 0.017316 | 0.017623 | 0.017936 | 0.018255 | 0.018579
F2_Commercial_Miscellaneous (ID)_Existing_Food Preparation_Natural Gas_Steamer_E2 | F2 | Commercial | Miscellaneous (ID) | Existing | Food Preparation | Natural Gas | Steamer | E2 | RVT - Cost of Operation | 0.0020626 | 0.0021016 | 0.0021473 | 0.0022006 | 0.0022617 | 0.0023379 | 0.0024144 | 0.0024869 | 0.0025526 | 0.0026163 | 0.0026823 | 0.0027423 | 0.0028056 | 0.0028655 | 0.002917 | 0.0029635 | 0.0030028 | 0.0030404 | 0.0030803 | 0.0031176 | 0.0031551 | 0.0032107 | 0.003267 | 0.0033251 | 0.0033841 | 0.0034442 | 0.0035054
F2_Commercial_Miscellaneous (ID)_Existing_Food Preparation_Natural Gas_Steamer_E3 | F2 | Commercial | Miscellaneous (ID) | Existing | Food Preparation | Natural Gas | Steamer | E3 | RVT - Cost of Operation | 0 | 0 | 0 | 0 | 0 | 0 | 0 | 0 | 0 | 0 | 0 | 0 | 0 | 0 | 0 | 0 | 0 | 0 | 0 | 0 | 0 | 0 | 0 | 0 | 0 | 0 | 0
F2_Commercial_Miscellaneous (ID)_Existing_Food Preparation_Natural Gas_Steamer_E4 | F2 | Commercial | Miscellaneous (ID) | Existing | Food Preparation | Natural Gas | Steamer | E4 | RVT - Cost of Operation | 0 | 0 | 0 | 0 | 0 | 0 | 0 | 0 | 0 | 0 | 0 | 0 | 0 | 0 | 0 | 0 | 0 | 0 | 0 | 0 | 0 | 0 | 0 | 0 | 0 | 0 | 0
F2_Commercial_Miscellaneous (ID)_Existing_Food Preparation_Natural Gas_Steamer_E5 | F2 | Commercial | Miscellaneous (ID) | Existing | Food Preparation | Natural Gas | Steamer | E5 | RVT - Cost of Operation | 0 | 0 | 0 | 0 | 0 | 0 | 0 | 0 | 0 | 0 | 0 | 0 | 0 | 0 | 0 | 0 | 0 | 0 | 0 | 0 | 0 | 0 | 0 | 0 | 0 | 0 | 0
F2_Commercial_Miscellaneous (ID)_Existing_Food Preparation_Natural Gas_Steamer_E6 | F2 | Commercial | Miscellaneous (ID) | Existing | Food Preparation | Natural Gas | Steamer | E6 | RVT - Cost of Operation | 0 | 0 | 0 | 0 | 0 | 0 | 0 | 0 | 0 | 0 | 0 | 0 | 0 | 0 | 0 | 0 | 0 | 0 | 0 | 0 | 0 | 0 | 0 | 0 | 0 | 0 | 0
F2_Commercial_Miscellaneous (ID)_Existing_Food Preparation_Natural Gas_Steamer_E7 | F2 | Commercial | Miscellaneous (ID) | Existing | Food Preparation | Natural Gas | Steamer | E7 | RVT - Cost of Operation | 0 | 0 | 0 | 0 | 0 | 0 | 0 | 0 | 0 | 0 | 0 | 0 | 0 | 0 | 0 | 0 | 0 | 0 | 0 | 0 | 0 | 0 | 0 | 0 | 0 | 0 | 0
F2_Commercial_Miscellaneous (ID)_Existing_Food Preparation_Natural Gas_Steamer_E8 | F2 | Commercial | Miscellaneous (ID) | Existing | Food Preparation | Natural Gas | Steamer | E8 | RVT - Cost of Operation | 0 | 0 | 0 | 0 | 0 | 0 | 0 | 0 | 0 | 0 | 0 | 0 | 0 | 0 | 0 | 0 | 0 | 0 | 0 | 0 | 0 | 0 | 0 | 0 | 0 | 0 | 0
F2_Commercial_Miscellaneous (ID)_Existing_Food Preparation_Natural Gas_Steamer_E9 | F2 | Commercial | Miscellaneous (ID) | Existing | Food Preparation | Natural Gas | Steamer | E9 | RVT - Cost of Operation | 0 | 0 | 0 | 0 | 0 | 0 | 0 | 0 | 0 | 0 | 0 | 0 | 0 | 0 | 0 | 0 | 0 | 0 | 0 | 0 | 0 | 0 | 0 | 0 | 0 | 0 | 0
F2_Commercial_Miscellaneous (ID)_Existing_Food Preparation_Natural Gas_Steamer_E10 | F2 | Commercial | Miscellaneous (ID) | Existing | Food Preparation | Natural Gas | Steamer | E10 | RVT - Cost of Operation | 0 | 0 | 0 | 0 | 0 | 0 | 0 | 0 | 0 | 0 | 0 | 0 | 0 | 0 | 0 | 0 | 0 | 0 | 0 | 0 | 0 | 0 | 0 | 0 | 0 | 0 | 0
F3_Commercial_Miscellaneous (ID)_Existing_Food Preparation_Natural Gas_Steamer_E1 | F3 | Commercial | Miscellaneous (ID) | Existing | Food Preparation | Natural Gas | Steamer | E1 | System - kBTUs of Consumption | 2.608 | 2.608 | 2.608 | 2.608 | 2.608 | 2.608 | 2.608 | 2.608 | 2.608 | 2.608 | 2.608 | 2.608 | 2.608 | 2.608 | 2.608 | 2.608 | 2.608 | 2.608 | 2.608 | 2.608 | 2.608 | 2.608 | 2.608 | 2.608 | 2.608 | 2.608 | 2.608
F3_Commercial_Miscellaneous (ID)_Existing_Food Preparation_Natural Gas_Steamer_E2 | F3 | Commercial | Miscellaneous (ID) | Existing | Food Preparation | Natural Gas | Steamer | E2 | System - kBTUs of Consumption | 0.49206 | 0.49206 | 0.49206 | 0.49206 | 0.49206 | 0.49206 | 0.49206 | 0.49206 | 0.49206 | 0.49206 | 0.49206 | 0.49206 | 0.49206 | 0.49206 | 0.49206 | 0.49206 | 0.49206 | 0.49206 | 0.49206 | 0.49206 | 0.49206 | 0.49206 | 0.49206 | 0.49206 | 0.49206 | 0.49206 | 0.49206
F3_Commercial_Miscellaneous (ID)_Existing_Food Preparation_Natural Gas_Steamer_E3 | F3 | Commercial | Miscellaneous (ID) | Existing | Food Preparation | Natural Gas | Steamer | E3 | System - kBTUs of Consumption | 0 | 0 | 0 | 0 | 0 | 0 | 0 | 0 | 0 | 0 | 0 | 0 | 0 | 0 | 0 | 0 | 0 | 0 | 0 | 0 | 0 | 0 | 0 | 0 | 0 | 0 | 0
F3_Commercial_Miscellaneous (ID)_Existing_Food Preparation_Natural Gas_Steamer_E4 | F3 | Commercial | Miscellaneous (ID) | Existing | Food Preparation | Natural Gas | Steamer | E4 | System - kBTUs of Consumption | 0 | 0 | 0 | 0 | 0 | 0 | 0 | 0 | 0 | 0 | 0 | 0 | 0 | 0 | 0 | 0 | 0 | 0 | 0 | 0 | 0 | 0 | 0 | 0 | 0 | 0 | 0
F3_Commercial_Miscellaneous (ID)_Existing_Food Preparation_Natural Gas_Steamer_E5 | F3 | Commercial | Miscellaneous (ID) | Existing | Food Preparation | Natural Gas | Steamer | E5 | System - kBTUs of Consumption | 0 | 0 | 0 | 0 | 0 | 0 | 0 | 0 | 0 | 0 | 0 | 0 | 0 | 0 | 0 | 0 | 0 | 0 | 0 | 0 | 0 | 0 | 0 | 0 | 0 | 0 | 0
F3_Commercial_Miscellaneous (ID)_Existing_Food Preparation_Natural Gas_Steamer_E6 | F3 | Commercial | Miscellaneous (ID) | Existing | Food Preparation | Natural Gas | Steamer | E6 | System - kBTUs of Consumption | 0 | 0 | 0 | 0 | 0 | 0 | 0 | 0 | 0 | 0 | 0 | 0 | 0 | 0 | 0 | 0 | 0 | 0 | 0 | 0 | 0 | 0 | 0 | 0 | 0 | 0 | 0
F3_Commercial_Miscellaneous (ID)_Existing_Food Preparation_Natural Gas_Steamer_E7 | F3 | Commercial | Miscellaneous (ID) | Existing | Food Preparation | Natural Gas | Steamer | E7 | System - kBTUs of Consumption | 0 | 0 | 0 | 0 | 0 | 0 | 0 | 0 | 0 | 0 | 0 | 0 | 0 | 0 | 0 | 0 | 0 | 0 | 0 | 0 | 0 | 0 | 0 | 0 | 0 | 0 | 0
F3_Commercial_Miscellaneous (ID)_Existing_Food Preparation_Natural Gas_Steamer_E8 | F3 | Commercial | Miscellaneous (ID) | Existing | Food Preparation | Natural Gas | Steamer | E8 | System - kBTUs of Consumption | 0 | 0 | 0 | 0 | 0 | 0 | 0 | 0 | 0 | 0 | 0 | 0 | 0 | 0 | 0 | 0 | 0 | 0 | 0 | 0 | 0 | 0 | 0 | 0 | 0 | 0 | 0
F3_Commercial_Miscellaneous (ID)_Existing_Food Preparation_Natural Gas_Steamer_E9 | F3 | Commercial | Miscellaneous (ID) | Existing | Food Preparation | Natural Gas | Steamer | E9 | System - kBTUs of Consumption | 0 | 0 | 0 | 0 | 0 | 0 | 0 | 0 | 0 | 0 | 0 | 0 | 0 | 0 | 0 | 0 | 0 | 0 | 0 | 0 | 0 | 0 | 0 | 0 | 0 | 0 | 0
F3_Commercial_Miscellaneous (ID)_Existing_Food Preparation_Natural Gas_Steamer_E10 | F3 | Commercial | Miscellaneous (ID) | Existing | Food Preparation | Natural Gas | Steamer | E10 | System - kBTUs of Consumption | 0 | 0 | 0 | 0 | 0 | 0 | 0 | 0 | 0 | 0 | 0 | 0 | 0 | 0 | 0 | 0 | 0 | 0 | 0 | 0 | 0 | 0 | 0 | 0 | 0 | 0 | 0
F4_Commercial_Miscellaneous (ID)_Existing_Food Preparation_Natural Gas_Steamer_E1 | F4 | Commercial | Miscellaneous (ID) | Existing | Food Preparation | Natural Gas | Steamer | E1 | Utility - Cost of Equipment | 0.00052297 | 0.00052297 | 0.00052297 | 0.00052297 | 0.00052297 | 0.00052297 | 0.00052297 | 0.00052297 | 0.00052297 | 0.00052297 | 0.00052297 | 0.00052297 | 0.00052297 | 0.00052297 | 0.00052297 | 0.00052297 | 0.00052297 | 0.00052297 | 0.00052297 | 0.00052297 | 0.00052297 | 0.00052297 | 0.00052297 | 0.00052297 | 0.00052297 | 0.00052297 | 0.00052297
F4_Commercial_Miscellaneous (ID)_Existing_Food Preparation_Natural Gas_Steamer_E2 | F4 | Commercial | Miscellaneous (ID) | Existing | Food Preparation | Natural Gas | Steamer | E2 | Utility - Cost of Equipment | 0.00056192 | 0.00056192 | 0.00056192 | 0.00056192 | 0.00056192 | 0.00056192 | 0.00056192 | 0.00056192 | 0.00056192 | 0.00056192 | 0.00056192 | 0.00056192 | 0.00056192 | 0.00056192 | 0.00056192 | 0.00056192 | 0.00056192 | 0.00056192 | 0.00056192 | 0.00056192 | 0.00056192 | 0.00056192 | 0.00056192 | 0.00056192 | 0.00056192 | 0.00056192 | 0.00056192
F4_Commercial_Miscellaneous (ID)_Existing_Food Preparation_Natural Gas_Steamer_E3 | F4 | Commercial | Miscellaneous (ID) | Existing | Food Preparation | Natural Gas | Steamer | E3 | Utility - Cost of Equipment | 0 | 0 | 0 | 0 | 0 | 0 | 0 | 0 | 0 | 0 | 0 | 0 | 0 | 0 | 0 | 0 | 0 | 0 | 0 | 0 | 0 | 0 | 0 | 0 | 0 | 0 | 0
F4_Commercial_Miscellaneous (ID)_Existing_Food Preparation_Natural Gas_Steamer_E4 | F4 | Commercial | Miscellaneous (ID) | Existing | Food Preparation | Natural Gas | Steamer | E4 | Utility - Cost of Equipment | 0 | 0 | 0 | 0 | 0 | 0 | 0 | 0 | 0 | 0 | 0 | 0 | 0 | 0 | 0 | 0 | 0 | 0 | 0 | 0 | 0 | 0 | 0 | 0 | 0 | 0 | 0
F4_Commercial_Miscellaneous (ID)_Existing_Food Preparation_Natural Gas_Steamer_E5 | F4 | Commercial | Miscellaneous (ID) | Existing | Food Preparation | Natural Gas | Steamer | E5 | Utility - Cost of Equipment | 0 | 0 | 0 | 0 | 0 | 0 | 0 | 0 | 0 | 0 | 0 | 0 | 0 | 0 | 0 | 0 | 0 | 0 | 0 | 0 | 0 | 0 | 0 | 0 | 0 | 0 | 0
F4_Commercial_Miscellaneous (ID)_Existing_Food Preparation_Natural Gas_Steamer_E6 | F4 | Commercial | Miscellaneous (ID) | Existing | Food Preparation | Natural Gas | Steamer | E6 | Utility - Cost of Equipment | 0 | 0 | 0 | 0 | 0 | 0 | 0 | 0 | 0 | 0 | 0 | 0 | 0 | 0 | 0 | 0 | 0 | 0 | 0 | 0 | 0 | 0 | 0 | 0 | 0 | 0 | 0
F4_Commercial_Miscellaneous (ID)_Existing_Food Preparation_Natural Gas_Steamer_E7 | F4 | Commercial | Miscellaneous (ID) | Existing | Food Preparation | Natural Gas | Steamer | E7 | Utility - Cost of Equipment | 0 | 0 | 0 | 0 | 0 | 0 | 0 | 0 | 0 | 0 | 0 | 0 | 0 | 0 | 0 | 0 | 0 | 0 | 0 | 0 | 0 | 0 | 0 | 0 | 0 | 0 | 0
F4_Commercial_Miscellaneous (ID)_Existing_Food Preparation_Natural Gas_Steamer_E8 | F4 | Commercial | Miscellaneous (ID) | Existing | Food Preparation | Natural Gas | Steamer | E8 | Utility - Cost of Equipment | 0 | 0 | 0 | 0 | 0 | 0 | 0 | 0 | 0 | 0 | 0 | 0 | 0 | 0 | 0 | 0 | 0 | 0 | 0 | 0 | 0 | 0 | 0 | 0 | 0 | 0 | 0
F4_Commercial_Miscellaneous (ID)_Existing_Food Preparation_Natural Gas_Steamer_E9 | F4 | Commercial | Miscellaneous (ID) | Existing | Food Preparation | Natural Gas | Steamer | E9 | Utility - Cost of Equipment | 0 | 0 | 0 | 0 | 0 | 0 | 0 | 0 | 0 | 0 | 0 | 0 | 0 | 0 | 0 | 0 | 0 | 0 | 0 | 0 | 0 | 0 | 0 | 0 | 0 | 0 | 0
F4_Commercial_Miscellaneous (ID)_Existing_Food Preparation_Natural Gas_Steamer_E10 | F4 | Commercial | Miscellaneous (ID) | Existing | Food Preparation | Natural Gas | Steamer | E10 | Utility - Cost of Equipment | 0 | 0 | 0 | 0 | 0 | 0 | 0 | 0 | 0 | 0 | 0 | 0 | 0 | 0 | 0 | 0 | 0 | 0 | 0 | 0 | 0 | 0 | 0 | 0 | 0 | 0 | 0
F5_Commercial_Miscellaneous (ID)_Existing_Food Preparation_Natural Gas_Steamer_E1 | F5 | Commercial | Miscellaneous (ID) | Existing | Food Preparation | Natural Gas | Steamer | E1 | Utility - Cost of Operation | 0.0092818 | 0.0095157 | 0.0097928 | 0.01011 | 0.01047 | 0.010907 | 0.011356 | 0.011802 | 0.012231 | 0.012665 | 0.013011 | 0.013335 | 0.013684 | 0.014025 | 0.014329 | 0.014615 | 0.01487 | 0.015123 | 0.015393 | 0.015656 | 0.015926 | 0.016207 | 0.016491 | 0.016784 | 0.017082 | 0.017386 | 0.017695
F5_Commercial_Miscellaneous (ID)_Existing_Food Preparation_Natural Gas_Steamer_E2 | F5 | Commercial | Miscellaneous (ID) | Existing | Food Preparation | Natural Gas | Steamer | E2 | Utility - Cost of Operation | 0.0017512 | 0.0017954 | 0.0018477 | 0.0019076 | 0.0019753 | 0.0020578 | 0.0021427 | 0.0022267 | 0.0023076 | 0.0023896 | 0.0024549 | 0.0025161 | 0.0025818 | 0.0026461 | 0.0027036 | 0.0027574 | 0.0028056 | 0.0028533 | 0.0029042 | 0.0029538 | 0.0030048 | 0.0030579 | 0.0031114 | 0.0031667 | 0.003223 | 0.0032802 | 0.0033385
F5_Commercial_Miscellaneous (ID)_Existing_Food Preparation_Natural Gas_Steamer_E3 | F5 | Commercial | Miscellaneous (ID) | Existing | Food Preparation | Natural Gas | Steamer | E3 | Utility - Cost of Operation | 0 | 0 | 0 | 0 | 0 | 0 | 0 | 0 | 0 | 0 | 0 | 0 | 0 | 0 | 0 | 0 | 0 | 0 | 0 | 0 | 0 | 0 | 0 | 0 | 0 | 0 | 0
F5_Commercial_Miscellaneous (ID)_Existing_Food Preparation_Natural Gas_Steamer_E4 | F5 | Commercial | Miscellaneous (ID) | Existing | Food Preparation | Natural Gas | Steamer | E4 | Utility - Cost of Operation | 0 | 0 | 0 | 0 | 0 | 0 | 0 | 0 | 0 | 0 | 0 | 0 | 0 | 0 | 0 | 0 | 0 | 0 | 0 | 0 | 0 | 0 | 0 | 0 | 0 | 0 | 0
F5_Commercial_Miscellaneous (ID)_Existing_Food Preparation_Natural Gas_Steamer_E5 | F5 | Commercial | Miscellaneous (ID) | Existing | Food Preparation | Natural Gas | Steamer | E5 | Utility - Cost of Operation | 0 | 0 | 0 | 0 | 0 | 0 | 0 | 0 | 0 | 0 | 0 | 0 | 0 | 0 | 0 | 0 | 0 | 0 | 0 | 0 | 0 | 0 | 0 | 0 | 0 | 0 | 0
F5_Commercial_Miscellaneous (ID)_Existing_Food Preparation_Natural Gas_Steamer_E6 | F5 | Commercial | Miscellaneous (ID) | Existing | Food Preparation | Natural Gas | Steamer | E6 | Utility - Cost of Operation | 0 | 0 | 0 | 0 | 0 | 0 | 0 | 0 | 0 | 0 | 0 | 0 | 0 | 0 | 0 | 0 | 0 | 0 | 0 | 0 | 0 | 0 | 0 | 0 | 0 | 0 | 0
F5_Commercial_Miscellaneous (ID)_Existing_Food Preparation_Natural Gas_Steamer_E7 | F5 | Commercial | Miscellaneous (ID) | Existing | Food Preparation | Natural Gas | Steamer | E7 | Utility - Cost of Operation | 0 | 0 | 0 | 0 | 0 | 0 | 0 | 0 | 0 | 0 | 0 | 0 | 0 | 0 | 0 | 0 | 0 | 0 | 0 | 0 | 0 | 0 | 0 | 0 | 0 | 0 | 0
F5_Commercial_Miscellaneous (ID)_Existing_Food Preparation_Natural Gas_Steamer_E8 | F5 | Commercial | Miscellaneous (ID) | Existing | Food Preparation | Natural Gas | Steamer | E8 | Utility - Cost of Operation | 0 | 0 | 0 | 0 | 0 | 0 | 0 | 0 | 0 | 0 | 0 | 0 | 0 | 0 | 0 | 0 | 0 | 0 | 0 | 0 | 0 | 0 | 0 | 0 | 0 | 0 | 0
F5_Commercial_Miscellaneous (ID)_Existing_Food Preparation_Natural Gas_Steamer_E9 | F5 | Commercial | Miscellaneous (ID) | Existing | Food Preparation | Natural Gas | Steamer | E9 | Utility - Cost of Operation | 0 | 0 | 0 | 0 | 0 | 0 | 0 | 0 | 0 | 0 | 0 | 0 | 0 | 0 | 0 | 0 | 0 | 0 | 0 | 0 | 0 | 0 | 0 | 0 | 0 | 0 | 0
F5_Commercial_Miscellaneous (ID)_Existing_Food Preparation_Natural Gas_Steamer_E10 | F5 | Commercial | Miscellaneous (ID) | Existing | Food Preparation | Natural Gas | Steamer | E10 | Utility - Cost of Operation | 0 | 0 | 0 | 0 | 0 | 0 | 0 | 0 | 0 | 0 | 0 | 0 | 0 | 0 | 0 | 0 | 0 | 0 | 0 | 0 | 0 | 0 | 0 | 0 | 0 | 0 | 0
F6_Commercial_Miscellaneous (ID)_Existing_Food Preparation_Natural Gas_Steamer_E1 | F6 | Commercial | Miscellaneous (ID) | Existing | Food Preparation | Natural Gas | Steamer | E1 | Utility - Value of Sales | 0.010932 | 0.011139 | 0.011381 | 0.011664 | 0.011987 | 0.012391 | 0.012796 | 0.013181 | 0.013529 | 0.013867 | 0.014217 | 0.014535 | 0.01487 | 0.015188 | 0.015461 | 0.015707 | 0.015916 | 0.016115 | 0.016326 | 0.016524 | 0.016722 | 0.017017 | 0.017316 | 0.017623 | 0.017936 | 0.018255 | 0.018579
F6_Commercial_Miscellaneous (ID)_Existing_Food Preparation_Natural Gas_Steamer_E2 | F6 | Commercial | Miscellaneous (ID) | Existing | Food Preparation | Natural Gas | Steamer | E2 | Utility - Value of Sales | 0.0020626 | 0.0021016 | 0.0021473 | 0.0022006 | 0.0022617 | 0.0023379 | 0.0024144 | 0.0024869 | 0.0025526 | 0.0026163 | 0.0026823 | 0.0027423 | 0.0028056 | 0.0028655 | 0.002917 | 0.0029635 | 0.0030028 | 0.0030404 | 0.0030803 | 0.0031176 | 0.0031551 | 0.0032107 | 0.003267 | 0.0033251 | 0.0033841 | 0.0034442 | 0.0035054
F6_Commercial_Miscellaneous (ID)_Existing_Food Preparation_Natural Gas_Steamer_E3 | F6 | Commercial | Miscellaneous (ID) | Existing | Food Preparation | Natural Gas | Steamer | E3 | Utility - Value of Sales | 0 | 0 | 0 | 0 | 0 | 0 | 0 | 0 | 0 | 0 | 0 | 0 | 0 | 0 | 0 | 0 | 0 | 0 | 0 | 0 | 0 | 0 | 0 | 0 | 0 | 0 | 0
F6_Commercial_Miscellaneous (ID)_Existing_Food Preparation_Natural Gas_Steamer_E4 | F6 | Commercial | Miscellaneous (ID) | Existing | Food Preparation | Natural Gas | Steamer | E4 | Utility - Value of Sales | 0 | 0 | 0 | 0 | 0 | 0 | 0 | 0 | 0 | 0 | 0 | 0 | 0 | 0 | 0 | 0 | 0 | 0 | 0 | 0 | 0 | 0 | 0 | 0 | 0 | 0 | 0
F6_Commercial_Miscellaneous (ID)_Existing_Food Preparation_Natural Gas_Steamer_E5 | F6 | Commercial | Miscellaneous (ID) | Existing | Food Preparation | Natural Gas | Steamer | E5 | Utility - Value of Sales | 0 | 0 | 0 | 0 | 0 | 0 | 0 | 0 | 0 | 0 | 0 | 0 | 0 | 0 | 0 | 0 | 0 | 0 | 0 | 0 | 0 | 0 | 0 | 0 | 0 | 0 | 0
F6_Commercial_Miscellaneous (ID)_Existing_Food Preparation_Natural Gas_Steamer_E6 | F6 | Commercial | Miscellaneous (ID) | Existing | Food Preparation | Natural Gas | Steamer | E6 | Utility - Value of Sales | 0 | 0 | 0 | 0 | 0 | 0 | 0 | 0 | 0 | 0 | 0 | 0 | 0 | 0 | 0 | 0 | 0 | 0 | 0 | 0 | 0 | 0 | 0 | 0 | 0 | 0 | 0
F6_Commercial_Miscellaneous (ID)_Existing_Food Preparation_Natural Gas_Steamer_E7 | F6 | Commercial | Miscellaneous (ID) | Existing | Food Preparation | Natural Gas | Steamer | E7 | Utility - Value of Sales | 0 | 0 | 0 | 0 | 0 | 0 | 0 | 0 | 0 | 0 | 0 | 0 | 0 | 0 | 0 | 0 | 0 | 0 | 0 | 0 | 0 | 0 | 0 | 0 | 0 | 0 | 0
F6_Commercial_Miscellaneous (ID)_Existing_Food Preparation_Natural Gas_Steamer_E8 | F6 | Commercial | Miscellaneous (ID) | Existing | Food Preparation | Natural Gas | Steamer | E8 | Utility - Value of Sales | 0 | 0 | 0 | 0 | 0 | 0 | 0 | 0 | 0 | 0 | 0 | 0 | 0 | 0 | 0 | 0 | 0 | 0 | 0 | 0 | 0 | 0 | 0 | 0 | 0 | 0 | 0
F6_Commercial_Miscellaneous (ID)_Existing_Food Preparation_Natural Gas_Steamer_E9 | F6 | Commercial | Miscellaneous (ID) | Existing | Food Preparation | Natural Gas | Steamer | E9 | Utility - Value of Sales | 0 | 0 | 0 | 0 | 0 | 0 | 0 | 0 | 0 | 0 | 0 | 0 | 0 | 0 | 0 | 0 | 0 | 0 | 0 | 0 | 0 | 0 | 0 | 0 | 0 | 0 | 0
F6_Commercial_Miscellaneous (ID)_Existing_Food Preparation_Natural Gas_Steamer_E10 | F6 | Commercial | Miscellaneous (ID) | Existing | Food Preparation | Natural Gas | Steamer | E10 | Utility - Value of Sales | 0 | 0 | 0 | 0 | 0 | 0 | 0 | 0 | 0 | 0 | 0 | 0 | 0 | 0 | 0 | 0 | 0 | 0 | 0 | 0 | 0 | 0 | 0 | 0 | 0 | 0 | 0
F1_Commercial_Miscellaneous (ID)_Existing_Food Preparation_Natural Gas_Food Prep Other_E1 | F1 | Commercial | Miscellaneous (ID) | Existing | Food Preparation | Natural Gas | Food Prep Other | E1 | RVT - Cost of Equipment | 0.00062467 | 0.00062467 | 0.00062467 | 0.00062467 | 0.00062467 | 0.00062467 | 0.00062467 | 0.00062467 | 0.00062467 | 0.00062467 | 0.00062467 | 0.00062467 | 0.00062467 | 0.00062467 | 0.00062467 | 0.00062467 | 0.00062467 | 0.00062467 | 0.00062467 | 0.00062467 | 0.00062467 | 0.00062467 | 0.00062467 | 0.00062467 | 0.00062467 | 0.00062467 | 0.00062467
F1_Commercial_Miscellaneous (ID)_Existing_Food Preparation_Natural Gas_Food Prep Other_E2 | F1 | Commercial | Miscellaneous (ID) | Existing | Food Preparation | Natural Gas | Food Prep Other | E2 | RVT - Cost of Equipment | 0.0006253 | 0.0006253 | 0.0006253 | 0.0006253 | 0.0006253 | 0.0006253 | 0.0006253 | 0.0006253 | 0.0006253 | 0.0006253 | 0.0006253 | 0.0006253 | 0.0006253 | 0.0006253 | 0.0006253 | 0.0006253 | 0.0006253 | 0.0006253 | 0.0006253 | 0.0006253 | 0.0006253 | 0.0006253 | 0.0006253 | 0.0006253 | 0.0006253 | 0.0006253 | 0.0006253
F1_Commercial_Miscellaneous (ID)_Existing_Food Preparation_Natural Gas_Food Prep Other_E3 | F1 | Commercial | Miscellaneous (ID) | Existing | Food Preparation | Natural Gas | Food Prep Other | E3 | RVT - Cost of Equipment | 0 | 0 | 0 | 0 | 0 | 0 | 0 | 0 | 0 | 0 | 0 | 0 | 0 | 0 | 0 | 0 | 0 | 0 | 0 | 0 | 0 | 0 | 0 | 0 | 0 | 0 | 0
F1_Commercial_Miscellaneous (ID)_Existing_Food Preparation_Natural Gas_Food Prep Other_E4 | F1 | Commercial | Miscellaneous (ID) | Existing | Food Preparation | Natural Gas | Food Prep Other | E4 | RVT - Cost of Equipment | 0 | 0 | 0 | 0 | 0 | 0 | 0 | 0 | 0 | 0 | 0 | 0 | 0 | 0 | 0 | 0 | 0 | 0 | 0 | 0 | 0 | 0 | 0 | 0 | 0 | 0 | 0
F1_Commercial_Miscellaneous (ID)_Existing_Food Preparation_Natural Gas_Food Prep Other_E5 | F1 | Commercial | Miscellaneous (ID) | Existing | Food Preparation | Natural Gas | Food Prep Other | E5 | RVT - Cost of Equipment | 0 | 0 | 0 | 0 | 0 | 0 | 0 | 0 | 0 | 0 | 0 | 0 | 0 | 0 | 0 | 0 | 0 | 0 | 0 | 0 | 0 | 0 | 0 | 0 | 0 | 0 | 0
F1_Commercial_Miscellaneous (ID)_Existing_Food Preparation_Natural Gas_Food Prep Other_E6 | F1 | Commercial | Miscellaneous (ID) | Existing | Food Preparation | Natural Gas | Food Prep Other | E6 | RVT - Cost of Equipment | 0 | 0 | 0 | 0 | 0 | 0 | 0 | 0 | 0 | 0 | 0 | 0 | 0 | 0 | 0 | 0 | 0 | 0 | 0 | 0 | 0 | 0 | 0 | 0 | 0 | 0 | 0
F1_Commercial_Miscellaneous (ID)_Existing_Food Preparation_Natural Gas_Food Prep Other_E7 | F1 | Commercial | Miscellaneous (ID) | Existing | Food Preparation | Natural Gas | Food Prep Other | E7 | RVT - Cost of Equipment | 0 | 0 | 0 | 0 | 0 | 0 | 0 | 0 | 0 | 0 | 0 | 0 | 0 | 0 | 0 | 0 | 0 | 0 | 0 | 0 | 0 | 0 | 0 | 0 | 0 | 0 | 0
F1_Commercial_Miscellaneous (ID)_Existing_Food Preparation_Natural Gas_Food Prep Other_E8 | F1 | Commercial | Miscellaneous (ID) | Existing | Food Preparation | Natural Gas | Food Prep Other | E8 | RVT - Cost of Equipment | 0 | 0 | 0 | 0 | 0 | 0 | 0 | 0 | 0 | 0 | 0 | 0 | 0 | 0 | 0 | 0 | 0 | 0 | 0 | 0 | 0 | 0 | 0 | 0 | 0 | 0 | 0
F1_Commercial_Miscellaneous (ID)_Existing_Food Preparation_Natural Gas_Food Prep Other_E9 | F1 | Commercial | Miscellaneous (ID) | Existing | Food Preparation | Natural Gas | Food Prep Other | E9 | RVT - Cost of Equipment | 0 | 0 | 0 | 0 | 0 | 0 | 0 | 0 | 0 | 0 | 0 | 0 | 0 | 0 | 0 | 0 | 0 | 0 | 0 | 0 | 0 | 0 | 0 | 0 | 0 | 0 | 0
F1_Commercial_Miscellaneous (ID)_Existing_Food Preparation_Natural Gas_Food Prep Other_E10 | F1 | Commercial | Miscellaneous (ID) | Existing | Food Preparation | Natural Gas | Food Prep Other | E10 | RVT - Cost of Equipment | 0 | 0 | 0 | 0 | 0 | 0 | 0 | 0 | 0 | 0 | 0 | 0 | 0 | 0 | 0 | 0 | 0 | 0 | 0 | 0 | 0 | 0 | 0 | 0 | 0 | 0 | 0
F2_Commercial_Miscellaneous (ID)_Existing_Food Preparation_Natural Gas_Food Prep Other_E1 | F2 | Commercial | Miscellaneous (ID) | Existing | Food Preparation | Natural Gas | Food Prep Other | E1 | RVT - Cost of Operation | 0.0023094 | 0.0023478 | 0.0023947 | 0.0024516 | 0.0025194 | 0.0026089 | 0.0027007 | 0.0027896 | 0.0028714 | 0.0029499 | 0.0030306 | 0.0031026 | 0.0031778 | 0.0032473 | 0.0033058 | 0.0033577 | 0.0034002 | 0.0034403 | 0.0034833 | 0.0035227 | 0.0035622 | 0.003625 | 0.0036884 | 0.0037539 | 0.0038206 | 0.0038885 | 0.0039575
F2_Commercial_Miscellaneous (ID)_Existing_Food Preparation_Natural Gas_Food Prep Other_E2 | F2 | Commercial | Miscellaneous (ID) | Existing | Food Preparation | Natural Gas | Food Prep Other | E2 | RVT - Cost of Operation | 0.0023094 | 0.0023478 | 0.0023947 | 0.0024516 | 0.0025193 | 0.0026089 | 0.0027007 | 0.0027896 | 0.0028713 | 0.0029499 | 0.0030306 | 0.0031026 | 0.0031778 | 0.0032473 | 0.0033058 | 0.0033576 | 0.0034002 | 0.0034402 | 0.0034832 | 0.0035227 | 0.0035621 | 0.0036249 | 0.0036883 | 0.0037539 | 0.0038206 | 0.0038884 | 0.0039575
F2_Commercial_Miscellaneous (ID)_Existing_Food Preparation_Natural Gas_Food Prep Other_E3 | F2 | Commercial | Miscellaneous (ID) | Existing | Food Preparation | Natural Gas | Food Prep Other | E3 | RVT - Cost of Operation | 0 | 0 | 0 | 0 | 0 | 0 | 0 | 0 | 0 | 0 | 0 | 0 | 0 | 0 | 0 | 0 | 0 | 0 | 0 | 0 | 0 | 0 | 0 | 0 | 0 | 0 | 0
F2_Commercial_Miscellaneous (ID)_Existing_Food Preparation_Natural Gas_Food Prep Other_E4 | F2 | Commercial | Miscellaneous (ID) | Existing | Food Preparation | Natural Gas | Food Prep Other | E4 | RVT - Cost of Operation | 0 | 0 | 0 | 0 | 0 | 0 | 0 | 0 | 0 | 0 | 0 | 0 | 0 | 0 | 0 | 0 | 0 | 0 | 0 | 0 | 0 | 0 | 0 | 0 | 0 | 0 | 0
F2_Commercial_Miscellaneous (ID)_Existing_Food Preparation_Natural Gas_Food Prep Other_E5 | F2 | Commercial | Miscellaneous (ID) | Existing | Food Preparation | Natural Gas | Food Prep Other | E5 | RVT - Cost of Operation | 0 | 0 | 0 | 0 | 0 | 0 | 0 | 0 | 0 | 0 | 0 | 0 | 0 | 0 | 0 | 0 | 0 | 0 | 0 | 0 | 0 | 0 | 0 | 0 | 0 | 0 | 0
F2_Commercial_Miscellaneous (ID)_Existing_Food Preparation_Natural Gas_Food Prep Other_E6 | F2 | Commercial | Miscellaneous (ID) | Existing | Food Preparation | Natural Gas | Food Prep Other | E6 | RVT - Cost of Operation | 0 | 0 | 0 | 0 | 0 | 0 | 0 | 0 | 0 | 0 | 0 | 0 | 0 | 0 | 0 | 0 | 0 | 0 | 0 | 0 | 0 | 0 | 0 | 0 | 0 | 0 | 0
F2_Commercial_Miscellaneous (ID)_Existing_Food Preparation_Natural Gas_Food Prep Other_E7 | F2 | Commercial | Miscellaneous (ID) | Existing | Food Preparation | Natural Gas | Food Prep Other | E7 | RVT - Cost of Operation | 0 | 0 | 0 | 0 | 0 | 0 | 0 | 0 | 0 | 0 | 0 | 0 | 0 | 0 | 0 | 0 | 0 | 0 | 0 | 0 | 0 | 0 | 0 | 0 | 0 | 0 | 0
F2_Commercial_Miscellaneous (ID)_Existing_Food Preparation_Natural Gas_Food Prep Other_E8 | F2 | Commercial | Miscellaneous (ID) | Existing | Food Preparation | Natural Gas | Food Prep Other | E8 | RVT - Cost of Operation | 0 | 0 | 0 | 0 | 0 | 0 | 0 | 0 | 0 | 0 | 0 | 0 | 0 | 0 | 0 | 0 | 0 | 0 | 0 | 0 | 0 | 0 | 0 | 0 | 0 | 0 | 0
F2_Commercial_Miscellaneous (ID)_Existing_Food Preparation_Natural Gas_Food Prep Other_E9 | F2 | Commercial | Miscellaneous (ID) | Existing | Food Preparation | Natural Gas | Food Prep Other | E9 | RVT - Cost of Operation | 0 | 0 | 0 | 0 | 0 | 0 | 0 | 0 | 0 | 0 | 0 | 0 | 0 | 0 | 0 | 0 | 0 | 0 | 0 | 0 | 0 | 0 | 0 | 0 | 0 | 0 | 0
F2_Commercial_Miscellaneous (ID)_Existing_Food Preparation_Natural Gas_Food Prep Other_E10 | F2 | Commercial | Miscellaneous (ID) | Existing | Food Preparation | Natural Gas | Food Prep Other | E10 | RVT - Cost of Operation | 0 | 0 | 0 | 0 | 0 | 0 | 0 | 0 | 0 | 0 | 0 | 0 | 0 | 0 | 0 | 0 | 0 | 0 | 0 | 0 | 0 | 0 | 0 | 0 | 0 | 0 | 0
F3_Commercial_Miscellaneous (ID)_Existing_Food Preparation_Natural Gas_Food Prep Other_E1 | F3 | Commercial | Miscellaneous (ID) | Existing | Food Preparation | Natural Gas | Food Prep Other | E1 | System - kBTUs of Consumption | 0.55978 | 0.55978 | 0.55978 | 0.55978 | 0.55978 | 0.55978 | 0.55978 | 0.55978 | 0.55978 | 0.55978 | 0.55978 | 0.55978 | 0.55978 | 0.55978 | 0.55978 | 0.55978 | 0.55978 | 0.55978 | 0.55978 | 0.55978 | 0.55978 | 0.55978 | 0.55978 | 0.55978 | 0.55978 | 0.55978 | 0.55978
F3_Commercial_Miscellaneous (ID)_Existing_Food Preparation_Natural Gas_Food Prep Other_E2 | F3 | Commercial | Miscellaneous (ID) | Existing | Food Preparation | Natural Gas | Food Prep Other | E2 | System - kBTUs of Consumption | 0.55977 | 0.55977 | 0.55977 | 0.55977 | 0.55977 | 0.55977 | 0.55977 | 0.55977 | 0.55977 | 0.55977 | 0.55977 | 0.55977 | 0.55977 | 0.55977 | 0.55977 | 0.55977 | 0.55977 | 0.55977 | 0.55977 | 0.55977 | 0.55977 | 0.55977 | 0.55977 | 0.55977 | 0.55977 | 0.55977 | 0.55977
F3_Commercial_Miscellaneous (ID)_Existing_Food Preparation_Natural Gas_Food Prep Other_E3 | F3 | Commercial | Miscellaneous (ID) | Existing | Food Preparation | Natural Gas | Food Prep Other | E3 | System - kBTUs of Consumption | 0 | 0 | 0 | 0 | 0 | 0 | 0 | 0 | 0 | 0 | 0 | 0 | 0 | 0 | 0 | 0 | 0 | 0 | 0 | 0 | 0 | 0 | 0 | 0 | 0 | 0 | 0
F3_Commercial_Miscellaneous (ID)_Existing_Food Preparation_Natural Gas_Food Prep Other_E4 | F3 | Commercial | Miscellaneous (ID) | Existing | Food Preparation | Natural Gas | Food Prep Other | E4 | System - kBTUs of Consumption | 0 | 0 | 0 | 0 | 0 | 0 | 0 | 0 | 0 | 0 | 0 | 0 | 0 | 0 | 0 | 0 | 0 | 0 | 0 | 0 | 0 | 0 | 0 | 0 | 0 | 0 | 0
F3_Commercial_Miscellaneous (ID)_Existing_Food Preparation_Natural Gas_Food Prep Other_E5 | F3 | Commercial | Miscellaneous (ID) | Existing | Food Preparation | Natural Gas | Food Prep Other | E5 | System - kBTUs of Consumption | 0 | 0 | 0 | 0 | 0 | 0 | 0 | 0 | 0 | 0 | 0 | 0 | 0 | 0 | 0 | 0 | 0 | 0 | 0 | 0 | 0 | 0 | 0 | 0 | 0 | 0 | 0
F3_Commercial_Miscellaneous (ID)_Existing_Food Preparation_Natural Gas_Food Prep Other_E6 | F3 | Commercial | Miscellaneous (ID) | Existing | Food Preparation | Natural Gas | Food Prep Other | E6 | System - kBTUs of Consumption | 0 | 0 | 0 | 0 | 0 | 0 | 0 | 0 | 0 | 0 | 0 | 0 | 0 | 0 | 0 | 0 | 0 | 0 | 0 | 0 | 0 | 0 | 0 | 0 | 0 | 0 | 0
F3_Commercial_Miscellaneous (ID)_Existing_Food Preparation_Natural Gas_Food Prep Other_E7 | F3 | Commercial | Miscellaneous (ID) | Existing | Food Preparation | Natural Gas | Food Prep Other | E7 | System - kBTUs of Consumption | 0 | 0 | 0 | 0 | 0 | 0 | 0 | 0 | 0 | 0 | 0 | 0 | 0 | 0 | 0 | 0 | 0 | 0 | 0 | 0 | 0 | 0 | 0 | 0 | 0 | 0 | 0
F3_Commercial_Miscellaneous (ID)_Existing_Food Preparation_Natural Gas_Food Prep Other_E8 | F3 | Commercial | Miscellaneous (ID) | Existing | Food Preparation | Natural Gas | Food Prep Other | E8 | System - kBTUs of Consumption | 0 | 0 | 0 | 0 | 0 | 0 | 0 | 0 | 0 | 0 | 0 | 0 | 0 | 0 | 0 | 0 | 0 | 0 | 0 | 0 | 0 | 0 | 0 | 0 | 0 | 0 | 0
F3_Commercial_Miscellaneous (ID)_Existing_Food Preparation_Natural Gas_Food Prep Other_E9 | F3 | Commercial | Miscellaneous (ID) | Existing | Food Preparation | Natural Gas | Food Prep Other | E9 | System - kBTUs of Consumption | 0 | 0 | 0 | 0 | 0 | 0 | 0 | 0 | 0 | 0 | 0 | 0 | 0 | 0 | 0 | 0 | 0 | 0 | 0 | 0 | 0 | 0 | 0 | 0 | 0 | 0 | 0
F3_Commercial_Miscellaneous (ID)_Existing_Food Preparation_Natural Gas_Food Prep Other_E10 | F3 | Commercial | Miscellaneous (ID) | Existing | Food Preparation | Natural Gas | Food Prep Other | E10 | System - kBTUs of Consumption | 0 | 0 | 0 | 0 | 0 | 0 | 0 | 0 | 0 | 0 | 0 | 0 | 0 | 0 | 0 | 0 | 0 | 0 | 0 | 0 | 0 | 0 | 0 | 0 | 0 | 0 | 0
F4_Commercial_Miscellaneous (ID)_Existing_Food Preparation_Natural Gas_Food Prep Other_E1 | F4 | Commercial | Miscellaneous (ID) | Existing | Food Preparation | Natural Gas | Food Prep Other | E1 | Utility - Cost of Equipment | 0.00062467 | 0.00062467 | 0.00062467 | 0.00062467 | 0.00062467 | 0.00062467 | 0.00062467 | 0.00062467 | 0.00062467 | 0.00062467 | 0.00062467 | 0.00062467 | 0.00062467 | 0.00062467 | 0.00062467 | 0.00062467 | 0.00062467 | 0.00062467 | 0.00062467 | 0.00062467 | 0.00062467 | 0.00062467 | 0.00062467 | 0.00062467 | 0.00062467 | 0.00062467 | 0.00062467
F4_Commercial_Miscellaneous (ID)_Existing_Food Preparation_Natural Gas_Food Prep Other_E2 | F4 | Commercial | Miscellaneous (ID) | Existing | Food Preparation | Natural Gas | Food Prep Other | E2 | Utility - Cost of Equipment | 0.0006253 | 0.0006253 | 0.0006253 | 0.0006253 | 0.0006253 | 0.0006253 | 0.0006253 | 0.0006253 | 0.0006253 | 0.0006253 | 0.0006253 | 0.0006253 | 0.0006253 | 0.0006253 | 0.0006253 | 0.0006253 | 0.0006253 | 0.0006253 | 0.0006253 | 0.0006253 | 0.0006253 | 0.0006253 | 0.0006253 | 0.0006253 | 0.0006253 | 0.0006253 | 0.0006253
F4_Commercial_Miscellaneous (ID)_Existing_Food Preparation_Natural Gas_Food Prep Other_E3 | F4 | Commercial | Miscellaneous (ID) | Existing | Food Preparation | Natural Gas | Food Prep Other | E3 | Utility - Cost of Equipment | 0 | 0 | 0 | 0 | 0 | 0 | 0 | 0 | 0 | 0 | 0 | 0 | 0 | 0 | 0 | 0 | 0 | 0 | 0 | 0 | 0 | 0 | 0 | 0 | 0 | 0 | 0
F4_Commercial_Miscellaneous (ID)_Existing_Food Preparation_Natural Gas_Food Prep Other_E4 | F4 | Commercial | Miscellaneous (ID) | Existing | Food Preparation | Natural Gas | Food Prep Other | E4 | Utility - Cost of Equipment | 0 | 0 | 0 | 0 | 0 | 0 | 0 | 0 | 0 | 0 | 0 | 0 | 0 | 0 | 0 | 0 | 0 | 0 | 0 | 0 | 0 | 0 | 0 | 0 | 0 | 0 | 0
F4_Commercial_Miscellaneous (ID)_Existing_Food Preparation_Natural Gas_Food Prep Other_E5 | F4 | Commercial | Miscellaneous (ID) | Existing | Food Preparation | Natural Gas | Food Prep Other | E5 | Utility - Cost of Equipment | 0 | 0 | 0 | 0 | 0 | 0 | 0 | 0 | 0 | 0 | 0 | 0 | 0 | 0 | 0 | 0 | 0 | 0 | 0 | 0 | 0 | 0 | 0 | 0 | 0 | 0 | 0
F4_Commercial_Miscellaneous (ID)_Existing_Food Preparation_Natural Gas_Food Prep Other_E6 | F4 | Commercial | Miscellaneous (ID) | Existing | Food Preparation | Natural Gas | Food Prep Other | E6 | Utility - Cost of Equipment | 0 | 0 | 0 | 0 | 0 | 0 | 0 | 0 | 0 | 0 | 0 | 0 | 0 | 0 | 0 | 0 | 0 | 0 | 0 | 0 | 0 | 0 | 0 | 0 | 0 | 0 | 0
F4_Commercial_Miscellaneous (ID)_Existing_Food Preparation_Natural Gas_Food Prep Other_E7 | F4 | Commercial | Miscellaneous (ID) | Existing | Food Preparation | Natural Gas | Food Prep Other | E7 | Utility - Cost of Equipment | 0 | 0 | 0 | 0 | 0 | 0 | 0 | 0 | 0 | 0 | 0 | 0 | 0 | 0 | 0 | 0 | 0 | 0 | 0 | 0 | 0 | 0 | 0 | 0 | 0 | 0 | 0
F4_Commercial_Miscellaneous (ID)_Existing_Food Preparation_Natural Gas_Food Prep Other_E8 | F4 | Commercial | Miscellaneous (ID) | Existing | Food Preparation | Natural Gas | Food Prep Other | E8 | Utility - Cost of Equipment | 0 | 0 | 0 | 0 | 0 | 0 | 0 | 0 | 0 | 0 | 0 | 0 | 0 | 0 | 0 | 0 | 0 | 0 | 0 | 0 | 0 | 0 | 0 | 0 | 0 | 0 | 0
F4_Commercial_Miscellaneous (ID)_Existing_Food Preparation_Natural Gas_Food Prep Other_E9 | F4 | Commercial | Miscellaneous (ID) | Existing | Food Preparation | Natural Gas | Food Prep Other | E9 | Utility - Cost of Equipment | 0 | 0 | 0 | 0 | 0 | 0 | 0 | 0 | 0 | 0 | 0 | 0 | 0 | 0 | 0 | 0 | 0 | 0 | 0 | 0 | 0 | 0 | 0 | 0 | 0 | 0 | 0
F4_Commercial_Miscellaneous (ID)_Existing_Food Preparation_Natural Gas_Food Prep Other_E10 | F4 | Commercial | Miscellaneous (ID) | Existing | Food Preparation | Natural Gas | Food Prep Other | E10 | Utility - Cost of Equipment | 0 | 0 | 0 | 0 | 0 | 0 | 0 | 0 | 0 | 0 | 0 | 0 | 0 | 0 | 0 | 0 | 0 | 0 | 0 | 0 | 0 | 0 | 0 | 0 | 0 | 0 | 0
F5_Commercial_Miscellaneous (ID)_Existing_Food Preparation_Natural Gas_Food Prep Other_E1 | F5 | Commercial | Miscellaneous (ID) | Existing | Food Preparation | Natural Gas | Food Prep Other | E1 | Utility - Cost of Operation | 0.0019413 | 0.0019862 | 0.0020425 | 0.002109 | 0.0021864 | 0.0022839 | 0.0023855 | 0.0024868 | 0.0025845 | 0.0026836 | 0.0027609 | 0.0028328 | 0.0029103 | 0.0029858 | 0.0030524 | 0.0031141 | 0.0031685 | 0.0032219 | 0.0032794 | 0.0033352 | 0.0033925 | 0.0034524 | 0.0035127 | 0.0035751 | 0.0036387 | 0.0037033 | 0.0037691
F5_Commercial_Miscellaneous (ID)_Existing_Food Preparation_Natural Gas_Food Prep Other_E2 | F5 | Commercial | Miscellaneous (ID) | Existing | Food Preparation | Natural Gas | Food Prep Other | E2 | Utility - Cost of Operation | 0.0019413 | 0.0019862 | 0.0020425 | 0.002109 | 0.0021864 | 0.0022839 | 0.0023855 | 0.0024868 | 0.0025845 | 0.0026835 | 0.0027608 | 0.0028327 | 0.0029103 | 0.0029858 | 0.0030524 | 0.0031141 | 0.0031685 | 0.0032219 | 0.0032794 | 0.0033352 | 0.0033925 | 0.0034523 | 0.0035127 | 0.0035751 | 0.0036386 | 0.0037033 | 0.0037691
F5_Commercial_Miscellaneous (ID)_Existing_Food Preparation_Natural Gas_Food Prep Other_E3 | F5 | Commercial | Miscellaneous (ID) | Existing | Food Preparation | Natural Gas | Food Prep Other | E3 | Utility - Cost of Operation | 0 | 0 | 0 | 0 | 0 | 0 | 0 | 0 | 0 | 0 | 0 | 0 | 0 | 0 | 0 | 0 | 0 | 0 | 0 | 0 | 0 | 0 | 0 | 0 | 0 | 0 | 0
F5_Commercial_Miscellaneous (ID)_Existing_Food Preparation_Natural Gas_Food Prep Other_E4 | F5 | Commercial | Miscellaneous (ID) | Existing | Food Preparation | Natural Gas | Food Prep Other | E4 | Utility - Cost of Operation | 0 | 0 | 0 | 0 | 0 | 0 | 0 | 0 | 0 | 0 | 0 | 0 | 0 | 0 | 0 | 0 | 0 | 0 | 0 | 0 | 0 | 0 | 0 | 0 | 0 | 0 | 0
F5_Commercial_Miscellaneous (ID)_Existing_Food Preparation_Natural Gas_Food Prep Other_E5 | F5 | Commercial | Miscellaneous (ID) | Existing | Food Preparation | Natural Gas | Food Prep Other | E5 | Utility - Cost of Operation | 0 | 0 | 0 | 0 | 0 | 0 | 0 | 0 | 0 | 0 | 0 | 0 | 0 | 0 | 0 | 0 | 0 | 0 | 0 | 0 | 0 | 0 | 0 | 0 | 0 | 0 | 0
F5_Commercial_Miscellaneous (ID)_Existing_Food Preparation_Natural Gas_Food Prep Other_E6 | F5 | Commercial | Miscellaneous (ID) | Existing | Food Preparation | Natural Gas | Food Prep Other | E6 | Utility - Cost of Operation | 0 | 0 | 0 | 0 | 0 | 0 | 0 | 0 | 0 | 0 | 0 | 0 | 0 | 0 | 0 | 0 | 0 | 0 | 0 | 0 | 0 | 0 | 0 | 0 | 0 | 0 | 0
F5_Commercial_Miscellaneous (ID)_Existing_Food Preparation_Natural Gas_Food Prep Other_E7 | F5 | Commercial | Miscellaneous (ID) | Existing | Food Preparation | Natural Gas | Food Prep Other | E7 | Utility - Cost of Operation | 0 | 0 | 0 | 0 | 0 | 0 | 0 | 0 | 0 | 0 | 0 | 0 | 0 | 0 | 0 | 0 | 0 | 0 | 0 | 0 | 0 | 0 | 0 | 0 | 0 | 0 | 0
F5_Commercial_Miscellaneous (ID)_Existing_Food Preparation_Natural Gas_Food Prep Other_E8 | F5 | Commercial | Miscellaneous (ID) | Existing | Food Preparation | Natural Gas | Food Prep Other | E8 | Utility - Cost of Operation | 0 | 0 | 0 | 0 | 0 | 0 | 0 | 0 | 0 | 0 | 0 | 0 | 0 | 0 | 0 | 0 | 0 | 0 | 0 | 0 | 0 | 0 | 0 | 0 | 0 | 0 | 0
F5_Commercial_Miscellaneous (ID)_Existing_Food Preparation_Natural Gas_Food Prep Other_E9 | F5 | Commercial | Miscellaneous (ID) | Existing | Food Preparation | Natural Gas | Food Prep Other | E9 | Utility - Cost of Operation | 0 | 0 | 0 | 0 | 0 | 0 | 0 | 0 | 0 | 0 | 0 | 0 | 0 | 0 | 0 | 0 | 0 | 0 | 0 | 0 | 0 | 0 | 0 | 0 | 0 | 0 | 0
F5_Commercial_Miscellaneous (ID)_Existing_Food Preparation_Natural Gas_Food Prep Other_E10 | F5 | Commercial | Miscellaneous (ID) | Existing | Food Preparation | Natural Gas | Food Prep Other | E10 | Utility - Cost of Operation | 0 | 0 | 0 | 0 | 0 | 0 | 0 | 0 | 0 | 0 | 0 | 0 | 0 | 0 | 0 | 0 | 0 | 0 | 0 | 0 | 0 | 0 | 0 | 0 | 0 | 0 | 0
F6_Commercial_Miscellaneous (ID)_Existing_Food Preparation_Natural Gas_Food Prep Other_E1 | F6 | Commercial | Miscellaneous (ID) | Existing | Food Preparation | Natural Gas | Food Prep Other | E1 | Utility - Value of Sales | 0.0023094 | 0.0023478 | 0.0023947 | 0.0024516 | 0.0025194 | 0.0026089 | 0.0027007 | 0.0027896 | 0.0028714 | 0.0029499 | 0.0030306 | 0.0031026 | 0.0031778 | 0.0032473 | 0.0033058 | 0.0033577 | 0.0034002 | 0.0034403 | 0.0034833 | 0.0035227 | 0.0035622 | 0.003625 | 0.0036884 | 0.0037539 | 0.0038206 | 0.0038885 | 0.0039575
F6_Commercial_Miscellaneous (ID)_Existing_Food Preparation_Natural Gas_Food Prep Other_E2 | F6 | Commercial | Miscellaneous (ID) | Existing | Food Preparation | Natural Gas | Food Prep Other | E2 | Utility - Value of Sales | 0.0023094 | 0.0023478 | 0.0023947 | 0.0024516 | 0.0025193 | 0.0026089 | 0.0027007 | 0.0027896 | 0.0028713 | 0.0029499 | 0.0030306 | 0.0031026 | 0.0031778 | 0.0032473 | 0.0033058 | 0.0033576 | 0.0034002 | 0.0034402 | 0.0034832 | 0.0035227 | 0.0035621 | 0.0036249 | 0.0036883 | 0.0037539 | 0.0038206 | 0.0038884 | 0.0039575
F6_Commercial_Miscellaneous (ID)_Existing_Food Preparation_Natural Gas_Food Prep Other_E3 | F6 | Commercial | Miscellaneous (ID) | Existing | Food Preparation | Natural Gas | Food Prep Other | E3 | Utility - Value of Sales | 0 | 0 | 0 | 0 | 0 | 0 | 0 | 0 | 0 | 0 | 0 | 0 | 0 | 0 | 0 | 0 | 0 | 0 | 0 | 0 | 0 | 0 | 0 | 0 | 0 | 0 | 0
F6_Commercial_Miscellaneous (ID)_Existing_Food Preparation_Natural Gas_Food Prep Other_E4 | F6 | Commercial | Miscellaneous (ID) | Existing | Food Preparation | Natural Gas | Food Prep Other | E4 | Utility - Value of Sales | 0 | 0 | 0 | 0 | 0 | 0 | 0 | 0 | 0 | 0 | 0 | 0 | 0 | 0 | 0 | 0 | 0 | 0 | 0 | 0 | 0 | 0 | 0 | 0 | 0 | 0 | 0
F6_Commercial_Miscellaneous (ID)_Existing_Food Preparation_Natural Gas_Food Prep Other_E5 | F6 | Commercial | Miscellaneous (ID) | Existing | Food Preparation | Natural Gas | Food Prep Other | E5 | Utility - Value of Sales | 0 | 0 | 0 | 0 | 0 | 0 | 0 | 0 | 0 | 0 | 0 | 0 | 0 | 0 | 0 | 0 | 0 | 0 | 0 | 0 | 0 | 0 | 0 | 0 | 0 | 0 | 0
F6_Commercial_Miscellaneous (ID)_Existing_Food Preparation_Natural Gas_Food Prep Other_E6 | F6 | Commercial | Miscellaneous (ID) | Existing | Food Preparation | Natural Gas | Food Prep Other | E6 | Utility - Value of Sales | 0 | 0 | 0 | 0 | 0 | 0 | 0 | 0 | 0 | 0 | 0 | 0 | 0 | 0 | 0 | 0 | 0 | 0 | 0 | 0 | 0 | 0 | 0 | 0 | 0 | 0 | 0
F6_Commercial_Miscellaneous (ID)_Existing_Food Preparation_Natural Gas_Food Prep Other_E7 | F6 | Commercial | Miscellaneous (ID) | Existing | Food Preparation | Natural Gas | Food Prep Other | E7 | Utility - Value of Sales | 0 | 0 | 0 | 0 | 0 | 0 | 0 | 0 | 0 | 0 | 0 | 0 | 0 | 0 | 0 | 0 | 0 | 0 | 0 | 0 | 0 | 0 | 0 | 0 | 0 | 0 | 0
F6_Commercial_Miscellaneous (ID)_Existing_Food Preparation_Natural Gas_Food Prep Other_E8 | F6 | Commercial | Miscellaneous (ID) | Existing | Food Preparation | Natural Gas | Food Prep Other | E8 | Utility - Value of Sales | 0 | 0 | 0 | 0 | 0 | 0 | 0 | 0 | 0 | 0 | 0 | 0 | 0 | 0 | 0 | 0 | 0 | 0 | 0 | 0 | 0 | 0 | 0 | 0 | 0 | 0 | 0
F6_Commercial_Miscellaneous (ID)_Existing_Food Preparation_Natural Gas_Food Prep Other_E9 | F6 | Commercial | Miscellaneous (ID) | Existing | Food Preparation | Natural Gas | Food Prep Other | E9 | Utility - Value of Sales | 0 | 0 | 0 | 0 | 0 | 0 | 0 | 0 | 0 | 0 | 0 | 0 | 0 | 0 | 0 | 0 | 0 | 0 | 0 | 0 | 0 | 0 | 0 | 0 | 0 | 0 | 0
F6_Commercial_Miscellaneous (ID)_Existing_Food Preparation_Natural Gas_Food Prep Other_E10 | F6 | Commercial | Miscellaneous (ID) | Existing | Food Preparation | Natural Gas | Food Prep Other | E10 | Utility - Value of Sales | 0 | 0 | 0 | 0 | 0 | 0 | 0 | 0 | 0 | 0 | 0 | 0 | 0 | 0 | 0 | 0 | 0 | 0 | 0 | 0 | 0 | 0 | 0 | 0 | 0 | 0 | 0
F1_Commercial_Miscellaneous (ID)_Existing_Miscellaneous_Natural Gas_Pool Heater_E1 | F1 | Commercial | Miscellaneous (ID) | Existing | Miscellaneous | Natural Gas | Pool Heater | E1 | RVT - Cost of Equipment | 0.00010159 | 0.00010159 | 0.00010159 | 0.00010159 | 0.00010159 | 0.00010159 | 0.00010159 | 0.00010159 | 0.00010159 | 0.00010159 | 0.00010159 | 0.00010159 | 0.00010159 | 0.00010159 | 0.00010159 | 0.00010159 | 0.00010159 | 0.00010159 | 0.00010159 | 0.00010159 | 0.00010159 | 0.00010159 | 0.00010159 | 0.00010159 | 0.00010159 | 0.00010159 | 0.00010159
F1_Commercial_Miscellaneous (ID)_Existing_Miscellaneous_Natural Gas_Pool Heater_E2 | F1 | Commercial | Miscellaneous (ID) | Existing | Miscellaneous | Natural Gas | Pool Heater | E2 | RVT - Cost of Equipment | 0.00016635 | 0.00016635 | 0.00016635 | 0.00016635 | 0.00016635 | 0.00016635 | 0.00016635 | 0.00016635 | 0.00016635 | 0.00016635 | 0.00016635 | 0.00016635 | 0.00016635 | 0.00016635 | 0.00016635 | 0.00016635 | 0.00016635 | 0.00016635 | 0.00016635 | 0.00016635 | 0.00016635 | 0.00016635 | 0.00016635 | 0.00016635 | 0.00016635 | 0.00016635 | 0.00016635
F1_Commercial_Miscellaneous (ID)_Existing_Miscellaneous_Natural Gas_Pool Heater_E3 | F1 | Commercial | Miscellaneous (ID) | Existing | Miscellaneous | Natural Gas | Pool Heater | E3 | RVT - Cost of Equipment | 0 | 0 | 0 | 0 | 0 | 0 | 0 | 0 | 0 | 0 | 0 | 0 | 0 | 0 | 0 | 0 | 0 | 0 | 0 | 0 | 0 | 0 | 0 | 0 | 0 | 0 | 0
F1_Commercial_Miscellaneous (ID)_Existing_Miscellaneous_Natural Gas_Pool Heater_E4 | F1 | Commercial | Miscellaneous (ID) | Existing | Miscellaneous | Natural Gas | Pool Heater | E4 | RVT - Cost of Equipment | 0 | 0 | 0 | 0 | 0 | 0 | 0 | 0 | 0 | 0 | 0 | 0 | 0 | 0 | 0 | 0 | 0 | 0 | 0 | 0 | 0 | 0 | 0 | 0 | 0 | 0 | 0
F1_Commercial_Miscellaneous (ID)_Existing_Miscellaneous_Natural Gas_Pool Heater_E5 | F1 | Commercial | Miscellaneous (ID) | Existing | Miscellaneous | Natural Gas | Pool Heater | E5 | RVT - Cost of Equipment | 0 | 0 | 0 | 0 | 0 | 0 | 0 | 0 | 0 | 0 | 0 | 0 | 0 | 0 | 0 | 0 | 0 | 0 | 0 | 0 | 0 | 0 | 0 | 0 | 0 | 0 | 0
F1_Commercial_Miscellaneous (ID)_Existing_Miscellaneous_Natural Gas_Pool Heater_E6 | F1 | Commercial | Miscellaneous (ID) | Existing | Miscellaneous | Natural Gas | Pool Heater | E6 | RVT - Cost of Equipment | 0 | 0 | 0 | 0 | 0 | 0 | 0 | 0 | 0 | 0 | 0 | 0 | 0 | 0 | 0 | 0 | 0 | 0 | 0 | 0 | 0 | 0 | 0 | 0 | 0 | 0 | 0
F1_Commercial_Miscellaneous (ID)_Existing_Miscellaneous_Natural Gas_Pool Heater_E7 | F1 | Commercial | Miscellaneous (ID) | Existing | Miscellaneous | Natural Gas | Pool Heater | E7 | RVT - Cost of Equipment | 0 | 0 | 0 | 0 | 0 | 0 | 0 | 0 | 0 | 0 | 0 | 0 | 0 | 0 | 0 | 0 | 0 | 0 | 0 | 0 | 0 | 0 | 0 | 0 | 0 | 0 | 0
F1_Commercial_Miscellaneous (ID)_Existing_Miscellaneous_Natural Gas_Pool Heater_E8 | F1 | Commercial | Miscellaneous (ID) | Existing | Miscellaneous | Natural Gas | Pool Heater | E8 | RVT - Cost of Equipment | 0 | 0 | 0 | 0 | 0 | 0 | 0 | 0 | 0 | 0 | 0 | 0 | 0 | 0 | 0 | 0 | 0 | 0 | 0 | 0 | 0 | 0 | 0 | 0 | 0 | 0 | 0
F1_Commercial_Miscellaneous (ID)_Existing_Miscellaneous_Natural Gas_Pool Heater_E9 | F1 | Commercial | Miscellaneous (ID) | Existing | Miscellaneous | Natural Gas | Pool Heater | E9 | RVT - Cost of Equipment | 0 | 0 | 0 | 0 | 0 | 0 | 0 | 0 | 0 | 0 | 0 | 0 | 0 | 0 | 0 | 0 | 0 | 0 | 0 | 0 | 0 | 0 | 0 | 0 | 0 | 0 | 0
F1_Commercial_Miscellaneous (ID)_Existing_Miscellaneous_Natural Gas_Pool Heater_E10 | F1 | Commercial | Miscellaneous (ID) | Existing | Miscellaneous | Natural Gas | Pool Heater | E10 | RVT - Cost of Equipment | 0 | 0 | 0 | 0 | 0 | 0 | 0 | 0 | 0 | 0 | 0 | 0 | 0 | 0 | 0 | 0 | 0 | 0 | 0 | 0 | 0 | 0 | 0 | 0 | 0 | 0 | 0
F2_Commercial_Miscellaneous (ID)_Existing_Miscellaneous_Natural Gas_Pool Heater_E1 | F2 | Commercial | Miscellaneous (ID) | Existing | Miscellaneous | Natural Gas | Pool Heater | E1 | RVT - Cost of Operation | 0.012566 | 0.012661 | 0.012833 | 0.013093 | 0.013434 | 0.013931 | 0.014432 | 0.014913 | 0.015346 | 0.015802 | 0.016325 | 0.016815 | 0.01737 | 0.017883 | 0.018284 | 0.018609 | 0.018828 | 0.018995 | 0.019183 | 0.019336 | 0.019487 | 0.019829 | 0.020173 | 0.020531 | 0.020896 | 0.021267 | 0.021645
F2_Commercial_Miscellaneous (ID)_Existing_Miscellaneous_Natural Gas_Pool Heater_E2 | F2 | Commercial | Miscellaneous (ID) | Existing | Miscellaneous | Natural Gas | Pool Heater | E2 | RVT - Cost of Operation | 0.010681 | 0.010762 | 0.010908 | 0.011129 | 0.011419 | 0.011841 | 0.012267 | 0.012676 | 0.013044 | 0.013432 | 0.013876 | 0.014293 | 0.014764 | 0.015201 | 0.015541 | 0.015818 | 0.016004 | 0.016146 | 0.016305 | 0.016436 | 0.016564 | 0.016855 | 0.017147 | 0.017452 | 0.017762 | 0.018077 | 0.018398
F2_Commercial_Miscellaneous (ID)_Existing_Miscellaneous_Natural Gas_Pool Heater_E3 | F2 | Commercial | Miscellaneous (ID) | Existing | Miscellaneous | Natural Gas | Pool Heater | E3 | RVT - Cost of Operation | 0 | 0 | 0 | 0 | 0 | 0 | 0 | 0 | 0 | 0 | 0 | 0 | 0 | 0 | 0 | 0 | 0 | 0 | 0 | 0 | 0 | 0 | 0 | 0 | 0 | 0 | 0
F2_Commercial_Miscellaneous (ID)_Existing_Miscellaneous_Natural Gas_Pool Heater_E4 | F2 | Commercial | Miscellaneous (ID) | Existing | Miscellaneous | Natural Gas | Pool Heater | E4 | RVT - Cost of Operation | 0 | 0 | 0 | 0 | 0 | 0 | 0 | 0 | 0 | 0 | 0 | 0 | 0 | 0 | 0 | 0 | 0 | 0 | 0 | 0 | 0 | 0 | 0 | 0 | 0 | 0 | 0
F2_Commercial_Miscellaneous (ID)_Existing_Miscellaneous_Natural Gas_Pool Heater_E5 | F2 | Commercial | Miscellaneous (ID) | Existing | Miscellaneous | Natural Gas | Pool Heater | E5 | RVT - Cost of Operation | 0 | 0 | 0 | 0 | 0 | 0 | 0 | 0 | 0 | 0 | 0 | 0 | 0 | 0 | 0 | 0 | 0 | 0 | 0 | 0 | 0 | 0 | 0 | 0 | 0 | 0 | 0
F2_Commercial_Miscellaneous (ID)_Existing_Miscellaneous_Natural Gas_Pool Heater_E6 | F2 | Commercial | Miscellaneous (ID) | Existing | Miscellaneous | Natural Gas | Pool Heater | E6 | RVT - Cost of Operation | 0 | 0 | 0 | 0 | 0 | 0 | 0 | 0 | 0 | 0 | 0 | 0 | 0 | 0 | 0 | 0 | 0 | 0 | 0 | 0 | 0 | 0 | 0 | 0 | 0 | 0 | 0
F2_Commercial_Miscellaneous (ID)_Existing_Miscellaneous_Natural Gas_Pool Heater_E7 | F2 | Commercial | Miscellaneous (ID) | Existing | Miscellaneous | Natural Gas | Pool Heater | E7 | RVT - Cost of Operation | 0 | 0 | 0 | 0 | 0 | 0 | 0 | 0 | 0 | 0 | 0 | 0 | 0 | 0 | 0 | 0 | 0 | 0 | 0 | 0 | 0 | 0 | 0 | 0 | 0 | 0 | 0
F2_Commercial_Miscellaneous (ID)_Existing_Miscellaneous_Natural Gas_Pool Heater_E8 | F2 | Commercial | Miscellaneous (ID) | Existing | Miscellaneous | Natural Gas | Pool Heater | E8 | RVT - Cost of Operation | 0 | 0 | 0 | 0 | 0 | 0 | 0 | 0 | 0 | 0 | 0 | 0 | 0 | 0 | 0 | 0 | 0 | 0 | 0 | 0 | 0 | 0 | 0 | 0 | 0 | 0 | 0
F2_Commercial_Miscellaneous (ID)_Existing_Miscellaneous_Natural Gas_Pool Heater_E9 | F2 | Commercial | Miscellaneous (ID) | Existing | Miscellaneous | Natural Gas | Pool Heater | E9 | RVT - Cost of Operation | 0 | 0 | 0 | 0 | 0 | 0 | 0 | 0 | 0 | 0 | 0 | 0 | 0 | 0 | 0 | 0 | 0 | 0 | 0 | 0 | 0 | 0 | 0 | 0 | 0 | 0 | 0
F2_Commercial_Miscellaneous (ID)_Existing_Miscellaneous_Natural Gas_Pool Heater_E10 | F2 | Commercial | Miscellaneous (ID) | Existing | Miscellaneous | Natural Gas | Pool Heater | E10 | RVT - Cost of Operation | 0 | 0 | 0 | 0 | 0 | 0 | 0 | 0 | 0 | 0 | 0 | 0 | 0 | 0 | 0 | 0 | 0 | 0 | 0 | 0 | 0 | 0 | 0 | 0 | 0 | 0 | 0
F3_Commercial_Miscellaneous (ID)_Existing_Miscellaneous_Natural Gas_Pool Heater_E1 | F3 | Commercial | Miscellaneous (ID) | Existing | Miscellaneous | Natural Gas | Pool Heater | E1 | System - kBTUs of Consumption | 3.1645 | 3.1645 | 3.1645 | 3.1645 | 3.1645 | 3.1645 | 3.1645 | 3.1645 | 3.1645 | 3.1645 | 3.1645 | 3.1645 | 3.1645 | 3.1645 | 3.1645 | 3.1645 | 3.1645 | 3.1645 | 3.1645 | 3.1645 | 3.1645 | 3.1645 | 3.1645 | 3.1645 | 3.1645 | 3.1645 | 3.1645
F3_Commercial_Miscellaneous (ID)_Existing_Miscellaneous_Natural Gas_Pool Heater_E2 | F3 | Commercial | Miscellaneous (ID) | Existing | Miscellaneous | Natural Gas | Pool Heater | E2 | System - kBTUs of Consumption | 2.6899 | 2.6899 | 2.6899 | 2.6899 | 2.6899 | 2.6899 | 2.6899 | 2.6899 | 2.6899 | 2.6899 | 2.6899 | 2.6899 | 2.6899 | 2.6899 | 2.6899 | 2.6899 | 2.6899 | 2.6899 | 2.6899 | 2.6899 | 2.6899 | 2.6899 | 2.6899 | 2.6899 | 2.6899 | 2.6899 | 2.6899
F3_Commercial_Miscellaneous (ID)_Existing_Miscellaneous_Natural Gas_Pool Heater_E3 | F3 | Commercial | Miscellaneous (ID) | Existing | Miscellaneous | Natural Gas | Pool Heater | E3 | System - kBTUs of Consumption | 0 | 0 | 0 | 0 | 0 | 0 | 0 | 0 | 0 | 0 | 0 | 0 | 0 | 0 | 0 | 0 | 0 | 0 | 0 | 0 | 0 | 0 | 0 | 0 | 0 | 0 | 0
F3_Commercial_Miscellaneous (ID)_Existing_Miscellaneous_Natural Gas_Pool Heater_E4 | F3 | Commercial | Miscellaneous (ID) | Existing | Miscellaneous | Natural Gas | Pool Heater | E4 | System - kBTUs of Consumption | 0 | 0 | 0 | 0 | 0 | 0 | 0 | 0 | 0 | 0 | 0 | 0 | 0 | 0 | 0 | 0 | 0 | 0 | 0 | 0 | 0 | 0 | 0 | 0 | 0 | 0 | 0
F3_Commercial_Miscellaneous (ID)_Existing_Miscellaneous_Natural Gas_Pool Heater_E5 | F3 | Commercial | Miscellaneous (ID) | Existing | Miscellaneous | Natural Gas | Pool Heater | E5 | System - kBTUs of Consumption | 0 | 0 | 0 | 0 | 0 | 0 | 0 | 0 | 0 | 0 | 0 | 0 | 0 | 0 | 0 | 0 | 0 | 0 | 0 | 0 | 0 | 0 | 0 | 0 | 0 | 0 | 0
F3_Commercial_Miscellaneous (ID)_Existing_Miscellaneous_Natural Gas_Pool Heater_E6 | F3 | Commercial | Miscellaneous (ID) | Existing | Miscellaneous | Natural Gas | Pool Heater | E6 | System - kBTUs of Consumption | 0 | 0 | 0 | 0 | 0 | 0 | 0 | 0 | 0 | 0 | 0 | 0 | 0 | 0 | 0 | 0 | 0 | 0 | 0 | 0 | 0 | 0 | 0 | 0 | 0 | 0 | 0
F3_Commercial_Miscellaneous (ID)_Existing_Miscellaneous_Natural Gas_Pool Heater_E7 | F3 | Commercial | Miscellaneous (ID) | Existing | Miscellaneous | Natural Gas | Pool Heater | E7 | System - kBTUs of Consumption | 0 | 0 | 0 | 0 | 0 | 0 | 0 | 0 | 0 | 0 | 0 | 0 | 0 | 0 | 0 | 0 | 0 | 0 | 0 | 0 | 0 | 0 | 0 | 0 | 0 | 0 | 0
F3_Commercial_Miscellaneous (ID)_Existing_Miscellaneous_Natural Gas_Pool Heater_E8 | F3 | Commercial | Miscellaneous (ID) | Existing | Miscellaneous | Natural Gas | Pool Heater | E8 | System - kBTUs of Consumption | 0 | 0 | 0 | 0 | 0 | 0 | 0 | 0 | 0 | 0 | 0 | 0 | 0 | 0 | 0 | 0 | 0 | 0 | 0 | 0 | 0 | 0 | 0 | 0 | 0 | 0 | 0
F3_Commercial_Miscellaneous (ID)_Existing_Miscellaneous_Natural Gas_Pool Heater_E9 | F3 | Commercial | Miscellaneous (ID) | Existing | Miscellaneous | Natural Gas | Pool Heater | E9 | System - kBTUs of Consumption | 0 | 0 | 0 | 0 | 0 | 0 | 0 | 0 | 0 | 0 | 0 | 0 | 0 | 0 | 0 | 0 | 0 | 0 | 0 | 0 | 0 | 0 | 0 | 0 | 0 | 0 | 0
F3_Commercial_Miscellaneous (ID)_Existing_Miscellaneous_Natural Gas_Pool Heater_E10 | F3 | Commercial | Miscellaneous (ID) | Existing | Miscellaneous | Natural Gas | Pool Heater | E10 | System - kBTUs of Consumption | 0 | 0 | 0 | 0 | 0 | 0 | 0 | 0 | 0 | 0 | 0 | 0 | 0 | 0 | 0 | 0 | 0 | 0 | 0 | 0 | 0 | 0 | 0 | 0 | 0 | 0 | 0
F4_Commercial_Miscellaneous (ID)_Existing_Miscellaneous_Natural Gas_Pool Heater_E1 | F4 | Commercial | Miscellaneous (ID) | Existing | Miscellaneous | Natural Gas | Pool Heater | E1 | Utility - Cost of Equipment | 0.00010159 | 0.00010159 | 0.00010159 | 0.00010159 | 0.00010159 | 0.00010159 | 0.00010159 | 0.00010159 | 0.00010159 | 0.00010159 | 0.00010159 | 0.00010159 | 0.00010159 | 0.00010159 | 0.00010159 | 0.00010159 | 0.00010159 | 0.00010159 | 0.00010159 | 0.00010159 | 0.00010159 | 0.00010159 | 0.00010159 | 0.00010159 | 0.00010159 | 0.00010159 | 0.00010159
F4_Commercial_Miscellaneous (ID)_Existing_Miscellaneous_Natural Gas_Pool Heater_E2 | F4 | Commercial | Miscellaneous (ID) | Existing | Miscellaneous | Natural Gas | Pool Heater | E2 | Utility - Cost of Equipment | 0.00016635 | 0.00016635 | 0.00016635 | 0.00016635 | 0.00016635 | 0.00016635 | 0.00016635 | 0.00016635 | 0.00016635 | 0.00016635 | 0.00016635 | 0.00016635 | 0.00016635 | 0.00016635 | 0.00016635 | 0.00016635 | 0.00016635 | 0.00016635 | 0.00016635 | 0.00016635 | 0.00016635 | 0.00016635 | 0.00016635 | 0.00016635 | 0.00016635 | 0.00016635 | 0.00016635
F4_Commercial_Miscellaneous (ID)_Existing_Miscellaneous_Natural Gas_Pool Heater_E3 | F4 | Commercial | Miscellaneous (ID) | Existing | Miscellaneous | Natural Gas | Pool Heater | E3 | Utility - Cost of Equipment | 0 | 0 | 0 | 0 | 0 | 0 | 0 | 0 | 0 | 0 | 0 | 0 | 0 | 0 | 0 | 0 | 0 | 0 | 0 | 0 | 0 | 0 | 0 | 0 | 0 | 0 | 0
F4_Commercial_Miscellaneous (ID)_Existing_Miscellaneous_Natural Gas_Pool Heater_E4 | F4 | Commercial | Miscellaneous (ID) | Existing | Miscellaneous | Natural Gas | Pool Heater | E4 | Utility - Cost of Equipment | 0 | 0 | 0 | 0 | 0 | 0 | 0 | 0 | 0 | 0 | 0 | 0 | 0 | 0 | 0 | 0 | 0 | 0 | 0 | 0 | 0 | 0 | 0 | 0 | 0 | 0 | 0
F4_Commercial_Miscellaneous (ID)_Existing_Miscellaneous_Natural Gas_Pool Heater_E5 | F4 | Commercial | Miscellaneous (ID) | Existing | Miscellaneous | Natural Gas | Pool Heater | E5 | Utility - Cost of Equipment | 0 | 0 | 0 | 0 | 0 | 0 | 0 | 0 | 0 | 0 | 0 | 0 | 0 | 0 | 0 | 0 | 0 | 0 | 0 | 0 | 0 | 0 | 0 | 0 | 0 | 0 | 0
F4_Commercial_Miscellaneous (ID)_Existing_Miscellaneous_Natural Gas_Pool Heater_E6 | F4 | Commercial | Miscellaneous (ID) | Existing | Miscellaneous | Natural Gas | Pool Heater | E6 | Utility - Cost of Equipment | 0 | 0 | 0 | 0 | 0 | 0 | 0 | 0 | 0 | 0 | 0 | 0 | 0 | 0 | 0 | 0 | 0 | 0 | 0 | 0 | 0 | 0 | 0 | 0 | 0 | 0 | 0
F4_Commercial_Miscellaneous (ID)_Existing_Miscellaneous_Natural Gas_Pool Heater_E7 | F4 | Commercial | Miscellaneous (ID) | Existing | Miscellaneous | Natural Gas | Pool Heater | E7 | Utility - Cost of Equipment | 0 | 0 | 0 | 0 | 0 | 0 | 0 | 0 | 0 | 0 | 0 | 0 | 0 | 0 | 0 | 0 | 0 | 0 | 0 | 0 | 0 | 0 | 0 | 0 | 0 | 0 | 0
F4_Commercial_Miscellaneous (ID)_Existing_Miscellaneous_Natural Gas_Pool Heater_E8 | F4 | Commercial | Miscellaneous (ID) | Existing | Miscellaneous | Natural Gas | Pool Heater | E8 | Utility - Cost of Equipment | 0 | 0 | 0 | 0 | 0 | 0 | 0 | 0 | 0 | 0 | 0 | 0 | 0 | 0 | 0 | 0 | 0 | 0 | 0 | 0 | 0 | 0 | 0 | 0 | 0 | 0 | 0
F4_Commercial_Miscellaneous (ID)_Existing_Miscellaneous_Natural Gas_Pool Heater_E9 | F4 | Commercial | Miscellaneous (ID) | Existing | Miscellaneous | Natural Gas | Pool Heater | E9 | Utility - Cost of Equipment | 0 | 0 | 0 | 0 | 0 | 0 | 0 | 0 | 0 | 0 | 0 | 0 | 0 | 0 | 0 | 0 | 0 | 0 | 0 | 0 | 0 | 0 | 0 | 0 | 0 | 0 | 0
F4_Commercial_Miscellaneous (ID)_Existing_Miscellaneous_Natural Gas_Pool Heater_E10 | F4 | Commercial | Miscellaneous (ID) | Existing | Miscellaneous | Natural Gas | Pool Heater | E10 | Utility - Cost of Equipment | 0 | 0 | 0 | 0 | 0 | 0 | 0 | 0 | 0 | 0 | 0 | 0 | 0 | 0 | 0 | 0 | 0 | 0 | 0 | 0 | 0 | 0 | 0 | 0 | 0 | 0 | 0
F5_Commercial_Miscellaneous (ID)_Existing_Miscellaneous_Natural Gas_Pool Heater_E1 | F5 | Commercial | Miscellaneous (ID) | Existing | Miscellaneous | Natural Gas | Pool Heater | E1 | Utility - Cost of Operation | 0.010471 | 0.010551 | 0.010722 | 0.010998 | 0.011379 | 0.011932 | 0.012538 | 0.013147 | 0.013736 | 0.014365 | 0.014841 | 0.015287 | 0.015791 | 0.016277 | 0.016685 | 0.01705 | 0.017349 | 0.017636 | 0.017953 | 0.018251 | 0.018559 | 0.018885 | 0.019212 | 0.019554 | 0.019901 | 0.020255 | 0.020614
F5_Commercial_Miscellaneous (ID)_Existing_Miscellaneous_Natural Gas_Pool Heater_E2 | F5 | Commercial | Miscellaneous (ID) | Existing | Miscellaneous | Natural Gas | Pool Heater | E2 | Utility - Cost of Operation | 0.0089007 | 0.0089683 | 0.0091134 | 0.0093482 | 0.0096719 | 0.010142 | 0.010658 | 0.011175 | 0.011675 | 0.012211 | 0.012615 | 0.012994 | 0.013422 | 0.013836 | 0.014182 | 0.014493 | 0.014747 | 0.01499 | 0.01526 | 0.015513 | 0.015775 | 0.016052 | 0.01633 | 0.016621 | 0.016916 | 0.017216 | 0.017522
F5_Commercial_Miscellaneous (ID)_Existing_Miscellaneous_Natural Gas_Pool Heater_E3 | F5 | Commercial | Miscellaneous (ID) | Existing | Miscellaneous | Natural Gas | Pool Heater | E3 | Utility - Cost of Operation | 0 | 0 | 0 | 0 | 0 | 0 | 0 | 0 | 0 | 0 | 0 | 0 | 0 | 0 | 0 | 0 | 0 | 0 | 0 | 0 | 0 | 0 | 0 | 0 | 0 | 0 | 0
F5_Commercial_Miscellaneous (ID)_Existing_Miscellaneous_Natural Gas_Pool Heater_E4 | F5 | Commercial | Miscellaneous (ID) | Existing | Miscellaneous | Natural Gas | Pool Heater | E4 | Utility - Cost of Operation | 0 | 0 | 0 | 0 | 0 | 0 | 0 | 0 | 0 | 0 | 0 | 0 | 0 | 0 | 0 | 0 | 0 | 0 | 0 | 0 | 0 | 0 | 0 | 0 | 0 | 0 | 0
F5_Commercial_Miscellaneous (ID)_Existing_Miscellaneous_Natural Gas_Pool Heater_E5 | F5 | Commercial | Miscellaneous (ID) | Existing | Miscellaneous | Natural Gas | Pool Heater | E5 | Utility - Cost of Operation | 0 | 0 | 0 | 0 | 0 | 0 | 0 | 0 | 0 | 0 | 0 | 0 | 0 | 0 | 0 | 0 | 0 | 0 | 0 | 0 | 0 | 0 | 0 | 0 | 0 | 0 | 0
F5_Commercial_Miscellaneous (ID)_Existing_Miscellaneous_Natural Gas_Pool Heater_E6 | F5 | Commercial | Miscellaneous (ID) | Existing | Miscellaneous | Natural Gas | Pool Heater | E6 | Utility - Cost of Operation | 0 | 0 | 0 | 0 | 0 | 0 | 0 | 0 | 0 | 0 | 0 | 0 | 0 | 0 | 0 | 0 | 0 | 0 | 0 | 0 | 0 | 0 | 0 | 0 | 0 | 0 | 0
F5_Commercial_Miscellaneous (ID)_Existing_Miscellaneous_Natural Gas_Pool Heater_E7 | F5 | Commercial | Miscellaneous (ID) | Existing | Miscellaneous | Natural Gas | Pool Heater | E7 | Utility - Cost of Operation | 0 | 0 | 0 | 0 | 0 | 0 | 0 | 0 | 0 | 0 | 0 | 0 | 0 | 0 | 0 | 0 | 0 | 0 | 0 | 0 | 0 | 0 | 0 | 0 | 0 | 0 | 0
F5_Commercial_Miscellaneous (ID)_Existing_Miscellaneous_Natural Gas_Pool Heater_E8 | F5 | Commercial | Miscellaneous (ID) | Existing | Miscellaneous | Natural Gas | Pool Heater | E8 | Utility - Cost of Operation | 0 | 0 | 0 | 0 | 0 | 0 | 0 | 0 | 0 | 0 | 0 | 0 | 0 | 0 | 0 | 0 | 0 | 0 | 0 | 0 | 0 | 0 | 0 | 0 | 0 | 0 | 0
F5_Commercial_Miscellaneous (ID)_Existing_Miscellaneous_Natural Gas_Pool Heater_E9 | F5 | Commercial | Miscellaneous (ID) | Existing | Miscellaneous | Natural Gas | Pool Heater | E9 | Utility - Cost of Operation | 0 | 0 | 0 | 0 | 0 | 0 | 0 | 0 | 0 | 0 | 0 | 0 | 0 | 0 | 0 | 0 | 0 | 0 | 0 | 0 | 0 | 0 | 0 | 0 | 0 | 0 | 0
F5_Commercial_Miscellaneous (ID)_Existing_Miscellaneous_Natural Gas_Pool Heater_E10 | F5 | Commercial | Miscellaneous (ID) | Existing | Miscellaneous | Natural Gas | Pool Heater | E10 | Utility - Cost of Operation | 0 | 0 | 0 | 0 | 0 | 0 | 0 | 0 | 0 | 0 | 0 | 0 | 0 | 0 | 0 | 0 | 0 | 0 | 0 | 0 | 0 | 0 | 0 | 0 | 0 | 0 | 0
F6_Commercial_Miscellaneous (ID)_Existing_Miscellaneous_Natural Gas_Pool Heater_E1 | F6 | Commercial | Miscellaneous (ID) | Existing | Miscellaneous | Natural Gas | Pool Heater | E1 | Utility - Value of Sales | 0.012566 | 0.012661 | 0.012833 | 0.013093 | 0.013434 | 0.013931 | 0.014432 | 0.014913 | 0.015346 | 0.015802 | 0.016325 | 0.016815 | 0.01737 | 0.017883 | 0.018284 | 0.018609 | 0.018828 | 0.018995 | 0.019183 | 0.019336 | 0.019487 | 0.019829 | 0.020173 | 0.020531 | 0.020896 | 0.021267 | 0.021645
F6_Commercial_Miscellaneous (ID)_Existing_Miscellaneous_Natural Gas_Pool Heater_E2 | F6 | Commercial | Miscellaneous (ID) | Existing | Miscellaneous | Natural Gas | Pool Heater | E2 | Utility - Value of Sales | 0.010681 | 0.010762 | 0.010908 | 0.011129 | 0.011419 | 0.011841 | 0.012267 | 0.012676 | 0.013044 | 0.013432 | 0.013876 | 0.014293 | 0.014764 | 0.015201 | 0.015541 | 0.015818 | 0.016004 | 0.016146 | 0.016305 | 0.016436 | 0.016564 | 0.016855 | 0.017147 | 0.017452 | 0.017762 | 0.018077 | 0.018398
F6_Commercial_Miscellaneous (ID)_Existing_Miscellaneous_Natural Gas_Pool Heater_E3 | F6 | Commercial | Miscellaneous (ID) | Existing | Miscellaneous | Natural Gas | Pool Heater | E3 | Utility - Value of Sales | 0 | 0 | 0 | 0 | 0 | 0 | 0 | 0 | 0 | 0 | 0 | 0 | 0 | 0 | 0 | 0 | 0 | 0 | 0 | 0 | 0 | 0 | 0 | 0 | 0 | 0 | 0
F6_Commercial_Miscellaneous (ID)_Existing_Miscellaneous_Natural Gas_Pool Heater_E4 | F6 | Commercial | Miscellaneous (ID) | Existing | Miscellaneous | Natural Gas | Pool Heater | E4 | Utility - Value of Sales | 0 | 0 | 0 | 0 | 0 | 0 | 0 | 0 | 0 | 0 | 0 | 0 | 0 | 0 | 0 | 0 | 0 | 0 | 0 | 0 | 0 | 0 | 0 | 0 | 0 | 0 | 0
F6_Commercial_Miscellaneous (ID)_Existing_Miscellaneous_Natural Gas_Pool Heater_E5 | F6 | Commercial | Miscellaneous (ID) | Existing | Miscellaneous | Natural Gas | Pool Heater | E5 | Utility - Value of Sales | 0 | 0 | 0 | 0 | 0 | 0 | 0 | 0 | 0 | 0 | 0 | 0 | 0 | 0 | 0 | 0 | 0 | 0 | 0 | 0 | 0 | 0 | 0 | 0 | 0 | 0 | 0
F6_Commercial_Miscellaneous (ID)_Existing_Miscellaneous_Natural Gas_Pool Heater_E6 | F6 | Commercial | Miscellaneous (ID) | Existing | Miscellaneous | Natural Gas | Pool Heater | E6 | Utility - Value of Sales | 0 | 0 | 0 | 0 | 0 | 0 | 0 | 0 | 0 | 0 | 0 | 0 | 0 | 0 | 0 | 0 | 0 | 0 | 0 | 0 | 0 | 0 | 0 | 0 | 0 | 0 | 0
F6_Commercial_Miscellaneous (ID)_Existing_Miscellaneous_Natural Gas_Pool Heater_E7 | F6 | Commercial | Miscellaneous (ID) | Existing | Miscellaneous | Natural Gas | Pool Heater | E7 | Utility - Value of Sales | 0 | 0 | 0 | 0 | 0 | 0 | 0 | 0 | 0 | 0 | 0 | 0 | 0 | 0 | 0 | 0 | 0 | 0 | 0 | 0 | 0 | 0 | 0 | 0 | 0 | 0 | 0
F6_Commercial_Miscellaneous (ID)_Existing_Miscellaneous_Natural Gas_Pool Heater_E8 | F6 | Commercial | Miscellaneous (ID) | Existing | Miscellaneous | Natural Gas | Pool Heater | E8 | Utility - Value of Sales | 0 | 0 | 0 | 0 | 0 | 0 | 0 | 0 | 0 | 0 | 0 | 0 | 0 | 0 | 0 | 0 | 0 | 0 | 0 | 0 | 0 | 0 | 0 | 0 | 0 | 0 | 0
F6_Commercial_Miscellaneous (ID)_Existing_Miscellaneous_Natural Gas_Pool Heater_E9 | F6 | Commercial | Miscellaneous (ID) | Existing | Miscellaneous | Natural Gas | Pool Heater | E9 | Utility - Value of Sales | 0 | 0 | 0 | 0 | 0 | 0 | 0 | 0 | 0 | 0 | 0 | 0 | 0 | 0 | 0 | 0 | 0 | 0 | 0 | 0 | 0 | 0 | 0 | 0 | 0 | 0 | 0
F6_Commercial_Miscellaneous (ID)_Existing_Miscellaneous_Natural Gas_Pool Heater_E10 | F6 | Commercial | Miscellaneous (ID) | Existing | Miscellaneous | Natural Gas | Pool Heater | E10 | Utility - Value of Sales | 0 | 0 | 0 | 0 | 0 | 0 | 0 | 0 | 0 | 0 | 0 | 0 | 0 | 0 | 0 | 0 | 0 | 0 | 0 | 0 | 0 | 0 | 0 | 0 | 0 | 0 | 0
F1_Commercial_Miscellaneous (ID)_Existing_Miscellaneous_Natural Gas_Miscellaneous_E1 | F1 | Commercial | Miscellaneous (ID) | Existing | Miscellaneous | Natural Gas | Miscellaneous | E1 | RVT - Cost of Equipment | 0.03209 | 0.03209 | 0.03209 | 0.03209 | 0.03209 | 0.03209 | 0.03209 | 0.03209 | 0.03209 | 0.03209 | 0.03209 | 0.03209 | 0.03209 | 0.03209 | 0.03209 | 0.03209 | 0.03209 | 0.03209 | 0.03209 | 0.03209 | 0.03209 | 0.03209 | 0.03209 | 0.03209 | 0.03209 | 0.03209 | 0.03209
F1_Commercial_Miscellaneous (ID)_Existing_Miscellaneous_Natural Gas_Miscellaneous_E2 | F1 | Commercial | Miscellaneous (ID) | Existing | Miscellaneous | Natural Gas | Miscellaneous | E2 | RVT - Cost of Equipment | 0 | 0 | 0 | 0 | 0 | 0 | 0 | 0 | 0 | 0 | 0 | 0 | 0 | 0 | 0 | 0 | 0 | 0 | 0 | 0 | 0 | 0 | 0 | 0 | 0 | 0 | 0
F1_Commercial_Miscellaneous (ID)_Existing_Miscellaneous_Natural Gas_Miscellaneous_E3 | F1 | Commercial | Miscellaneous (ID) | Existing | Miscellaneous | Natural Gas | Miscellaneous | E3 | RVT - Cost of Equipment | 0 | 0 | 0 | 0 | 0 | 0 | 0 | 0 | 0 | 0 | 0 | 0 | 0 | 0 | 0 | 0 | 0 | 0 | 0 | 0 | 0 | 0 | 0 | 0 | 0 | 0 | 0
F1_Commercial_Miscellaneous (ID)_Existing_Miscellaneous_Natural Gas_Miscellaneous_E4 | F1 | Commercial | Miscellaneous (ID) | Existing | Miscellaneous | Natural Gas | Miscellaneous | E4 | RVT - Cost of Equipment | 0 | 0 | 0 | 0 | 0 | 0 | 0 | 0 | 0 | 0 | 0 | 0 | 0 | 0 | 0 | 0 | 0 | 0 | 0 | 0 | 0 | 0 | 0 | 0 | 0 | 0 | 0
F1_Commercial_Miscellaneous (ID)_Existing_Miscellaneous_Natural Gas_Miscellaneous_E5 | F1 | Commercial | Miscellaneous (ID) | Existing | Miscellaneous | Natural Gas | Miscellaneous | E5 | RVT - Cost of Equipment | 0 | 0 | 0 | 0 | 0 | 0 | 0 | 0 | 0 | 0 | 0 | 0 | 0 | 0 | 0 | 0 | 0 | 0 | 0 | 0 | 0 | 0 | 0 | 0 | 0 | 0 | 0
F1_Commercial_Miscellaneous (ID)_Existing_Miscellaneous_Natural Gas_Miscellaneous_E6 | F1 | Commercial | Miscellaneous (ID) | Existing | Miscellaneous | Natural Gas | Miscellaneous | E6 | RVT - Cost of Equipment | 0 | 0 | 0 | 0 | 0 | 0 | 0 | 0 | 0 | 0 | 0 | 0 | 0 | 0 | 0 | 0 | 0 | 0 | 0 | 0 | 0 | 0 | 0 | 0 | 0 | 0 | 0
F1_Commercial_Miscellaneous (ID)_Existing_Miscellaneous_Natural Gas_Miscellaneous_E7 | F1 | Commercial | Miscellaneous (ID) | Existing | Miscellaneous | Natural Gas | Miscellaneous | E7 | RVT - Cost of Equipment | 0 | 0 | 0 | 0 | 0 | 0 | 0 | 0 | 0 | 0 | 0 | 0 | 0 | 0 | 0 | 0 | 0 | 0 | 0 | 0 | 0 | 0 | 0 | 0 | 0 | 0 | 0
F1_Commercial_Miscellaneous (ID)_Existing_Miscellaneous_Natural Gas_Miscellaneous_E8 | F1 | Commercial | Miscellaneous (ID) | Existing | Miscellaneous | Natural Gas | Miscellaneous | E8 | RVT - Cost of Equipment | 0 | 0 | 0 | 0 | 0 | 0 | 0 | 0 | 0 | 0 | 0 | 0 | 0 | 0 | 0 | 0 | 0 | 0 | 0 | 0 | 0 | 0 | 0 | 0 | 0 | 0 | 0
F1_Commercial_Miscellaneous (ID)_Existing_Miscellaneous_Natural Gas_Miscellaneous_E9 | F1 | Commercial | Miscellaneous (ID) | Existing | Miscellaneous | Natural Gas | Miscellaneous | E9 | RVT - Cost of Equipment | 0 | 0 | 0 | 0 | 0 | 0 | 0 | 0 | 0 | 0 | 0 | 0 | 0 | 0 | 0 | 0 | 0 | 0 | 0 | 0 | 0 | 0 | 0 | 0 | 0 | 0 | 0
F1_Commercial_Miscellaneous (ID)_Existing_Miscellaneous_Natural Gas_Miscellaneous_E10 | F1 | Commercial | Miscellaneous (ID) | Existing | Miscellaneous | Natural Gas | Miscellaneous | E10 | RVT - Cost of Equipment | 0 | 0 | 0 | 0 | 0 | 0 | 0 | 0 | 0 | 0 | 0 | 0 | 0 | 0 | 0 | 0 | 0 | 0 | 0 | 0 | 0 | 0 | 0 | 0 | 0 | 0 | 0
F2_Commercial_Miscellaneous (ID)_Existing_Miscellaneous_Natural Gas_Miscellaneous_E1 | F2 | Commercial | Miscellaneous (ID) | Existing | Miscellaneous | Natural Gas | Miscellaneous | E1 | RVT - Cost of Operation | 0.050755 | 0.05108 | 0.051622 | 0.052465 | 0.053709 | 0.055757 | 0.057864 | 0.059832 | 0.061552 | 0.063337 | 0.065382 | 0.067305 | 0.069595 | 0.071787 | 0.073533 | 0.074948 | 0.075899 | 0.076665 | 0.077428 | 0.07792 | 0.07839 | 0.079763 | 0.081141 | 0.082582 | 0.084049 | 0.085542 | 0.087062
F2_Commercial_Miscellaneous (ID)_Existing_Miscellaneous_Natural Gas_Miscellaneous_E2 | F2 | Commercial | Miscellaneous (ID) | Existing | Miscellaneous | Natural Gas | Miscellaneous | E2 | RVT - Cost of Operation | 0 | 0 | 0 | 0 | 0 | 0 | 0 | 0 | 0 | 0 | 0 | 0 | 0 | 0 | 0 | 0 | 0 | 0 | 0 | 0 | 0 | 0 | 0 | 0 | 0 | 0 | 0
F2_Commercial_Miscellaneous (ID)_Existing_Miscellaneous_Natural Gas_Miscellaneous_E3 | F2 | Commercial | Miscellaneous (ID) | Existing | Miscellaneous | Natural Gas | Miscellaneous | E3 | RVT - Cost of Operation | 0 | 0 | 0 | 0 | 0 | 0 | 0 | 0 | 0 | 0 | 0 | 0 | 0 | 0 | 0 | 0 | 0 | 0 | 0 | 0 | 0 | 0 | 0 | 0 | 0 | 0 | 0
F2_Commercial_Miscellaneous (ID)_Existing_Miscellaneous_Natural Gas_Miscellaneous_E4 | F2 | Commercial | Miscellaneous (ID) | Existing | Miscellaneous | Natural Gas | Miscellaneous | E4 | RVT - Cost of Operation | 0 | 0 | 0 | 0 | 0 | 0 | 0 | 0 | 0 | 0 | 0 | 0 | 0 | 0 | 0 | 0 | 0 | 0 | 0 | 0 | 0 | 0 | 0 | 0 | 0 | 0 | 0
F2_Commercial_Miscellaneous (ID)_Existing_Miscellaneous_Natural Gas_Miscellaneous_E5 | F2 | Commercial | Miscellaneous (ID) | Existing | Miscellaneous | Natural Gas | Miscellaneous | E5 | RVT - Cost of Operation | 0 | 0 | 0 | 0 | 0 | 0 | 0 | 0 | 0 | 0 | 0 | 0 | 0 | 0 | 0 | 0 | 0 | 0 | 0 | 0 | 0 | 0 | 0 | 0 | 0 | 0 | 0
F2_Commercial_Miscellaneous (ID)_Existing_Miscellaneous_Natural Gas_Miscellaneous_E6 | F2 | Commercial | Miscellaneous (ID) | Existing | Miscellaneous | Natural Gas | Miscellaneous | E6 | RVT - Cost of Operation | 0 | 0 | 0 | 0 | 0 | 0 | 0 | 0 | 0 | 0 | 0 | 0 | 0 | 0 | 0 | 0 | 0 | 0 | 0 | 0 | 0 | 0 | 0 | 0 | 0 | 0 | 0
F2_Commercial_Miscellaneous (ID)_Existing_Miscellaneous_Natural Gas_Miscellaneous_E7 | F2 | Commercial | Miscellaneous (ID) | Existing | Miscellaneous | Natural Gas | Miscellaneous | E7 | RVT - Cost of Operation | 0 | 0 | 0 | 0 | 0 | 0 | 0 | 0 | 0 | 0 | 0 | 0 | 0 | 0 | 0 | 0 | 0 | 0 | 0 | 0 | 0 | 0 | 0 | 0 | 0 | 0 | 0
F2_Commercial_Miscellaneous (ID)_Existing_Miscellaneous_Natural Gas_Miscellaneous_E8 | F2 | Commercial | Miscellaneous (ID) | Existing | Miscellaneous | Natural Gas | Miscellaneous | E8 | RVT - Cost of Operation | 0 | 0 | 0 | 0 | 0 | 0 | 0 | 0 | 0 | 0 | 0 | 0 | 0 | 0 | 0 | 0 | 0 | 0 | 0 | 0 | 0 | 0 | 0 | 0 | 0 | 0 | 0
F2_Commercial_Miscellaneous (ID)_Existing_Miscellaneous_Natural Gas_Miscellaneous_E9 | F2 | Commercial | Miscellaneous (ID) | Existing | Miscellaneous | Natural Gas | Miscellaneous | E9 | RVT - Cost of Operation | 0 | 0 | 0 | 0 | 0 | 0 | 0 | 0 | 0 | 0 | 0 | 0 | 0 | 0 | 0 | 0 | 0 | 0 | 0 | 0 | 0 | 0 | 0 | 0 | 0 | 0 | 0
F2_Commercial_Miscellaneous (ID)_Existing_Miscellaneous_Natural Gas_Miscellaneous_E10 | F2 | Commercial | Miscellaneous (ID) | Existing | Miscellaneous | Natural Gas | Miscellaneous | E10 | RVT - Cost of Operation | 0 | 0 | 0 | 0 | 0 | 0 | 0 | 0 | 0 | 0 | 0 | 0 | 0 | 0 | 0 | 0 | 0 | 0 | 0 | 0 | 0 | 0 | 0 | 0 | 0 | 0 | 0
F3_Commercial_Miscellaneous (ID)_Existing_Miscellaneous_Natural Gas_Miscellaneous_E1 | F3 | Commercial | Miscellaneous (ID) | Existing | Miscellaneous | Natural Gas | Miscellaneous | E1 | System - kBTUs of Consumption | 12.9641 | 12.9641 | 12.9641 | 12.9641 | 12.9641 | 12.9641 | 12.9641 | 12.9641 | 12.9641 | 12.9641 | 12.9641 | 12.9641 | 12.9641 | 12.9641 | 12.9641 | 12.9641 | 12.9641 | 12.9641 | 12.9641 | 12.9641 | 12.9641 | 12.9641 | 12.9641 | 12.9641 | 12.9641 | 12.9641 | 12.9641
F3_Commercial_Miscellaneous (ID)_Existing_Miscellaneous_Natural Gas_Miscellaneous_E2 | F3 | Commercial | Miscellaneous (ID) | Existing | Miscellaneous | Natural Gas | Miscellaneous | E2 | System - kBTUs of Consumption | 0 | 0 | 0 | 0 | 0 | 0 | 0 | 0 | 0 | 0 | 0 | 0 | 0 | 0 | 0 | 0 | 0 | 0 | 0 | 0 | 0 | 0 | 0 | 0 | 0 | 0 | 0
F3_Commercial_Miscellaneous (ID)_Existing_Miscellaneous_Natural Gas_Miscellaneous_E3 | F3 | Commercial | Miscellaneous (ID) | Existing | Miscellaneous | Natural Gas | Miscellaneous | E3 | System - kBTUs of Consumption | 0 | 0 | 0 | 0 | 0 | 0 | 0 | 0 | 0 | 0 | 0 | 0 | 0 | 0 | 0 | 0 | 0 | 0 | 0 | 0 | 0 | 0 | 0 | 0 | 0 | 0 | 0
F3_Commercial_Miscellaneous (ID)_Existing_Miscellaneous_Natural Gas_Miscellaneous_E4 | F3 | Commercial | Miscellaneous (ID) | Existing | Miscellaneous | Natural Gas | Miscellaneous | E4 | System - kBTUs of Consumption | 0 | 0 | 0 | 0 | 0 | 0 | 0 | 0 | 0 | 0 | 0 | 0 | 0 | 0 | 0 | 0 | 0 | 0 | 0 | 0 | 0 | 0 | 0 | 0 | 0 | 0 | 0
F3_Commercial_Miscellaneous (ID)_Existing_Miscellaneous_Natural Gas_Miscellaneous_E5 | F3 | Commercial | Miscellaneous (ID) | Existing | Miscellaneous | Natural Gas | Miscellaneous | E5 | System - kBTUs of Consumption | 0 | 0 | 0 | 0 | 0 | 0 | 0 | 0 | 0 | 0 | 0 | 0 | 0 | 0 | 0 | 0 | 0 | 0 | 0 | 0 | 0 | 0 | 0 | 0 | 0 | 0 | 0
F3_Commercial_Miscellaneous (ID)_Existing_Miscellaneous_Natural Gas_Miscellaneous_E6 | F3 | Commercial | Miscellaneous (ID) | Existing | Miscellaneous | Natural Gas | Miscellaneous | E6 | System - kBTUs of Consumption | 0 | 0 | 0 | 0 | 0 | 0 | 0 | 0 | 0 | 0 | 0 | 0 | 0 | 0 | 0 | 0 | 0 | 0 | 0 | 0 | 0 | 0 | 0 | 0 | 0 | 0 | 0
F3_Commercial_Miscellaneous (ID)_Existing_Miscellaneous_Natural Gas_Miscellaneous_E7 | F3 | Commercial | Miscellaneous (ID) | Existing | Miscellaneous | Natural Gas | Miscellaneous | E7 | System - kBTUs of Consumption | 0 | 0 | 0 | 0 | 0 | 0 | 0 | 0 | 0 | 0 | 0 | 0 | 0 | 0 | 0 | 0 | 0 | 0 | 0 | 0 | 0 | 0 | 0 | 0 | 0 | 0 | 0
F3_Commercial_Miscellaneous (ID)_Existing_Miscellaneous_Natural Gas_Miscellaneous_E8 | F3 | Commercial | Miscellaneous (ID) | Existing | Miscellaneous | Natural Gas | Miscellaneous | E8 | System - kBTUs of Consumption | 0 | 0 | 0 | 0 | 0 | 0 | 0 | 0 | 0 | 0 | 0 | 0 | 0 | 0 | 0 | 0 | 0 | 0 | 0 | 0 | 0 | 0 | 0 | 0 | 0 | 0 | 0
F3_Commercial_Miscellaneous (ID)_Existing_Miscellaneous_Natural Gas_Miscellaneous_E9 | F3 | Commercial | Miscellaneous (ID) | Existing | Miscellaneous | Natural Gas | Miscellaneous | E9 | System - kBTUs of Consumption | 0 | 0 | 0 | 0 | 0 | 0 | 0 | 0 | 0 | 0 | 0 | 0 | 0 | 0 | 0 | 0 | 0 | 0 | 0 | 0 | 0 | 0 | 0 | 0 | 0 | 0 | 0
F3_Commercial_Miscellaneous (ID)_Existing_Miscellaneous_Natural Gas_Miscellaneous_E10 | F3 | Commercial | Miscellaneous (ID) | Existing | Miscellaneous | Natural Gas | Miscellaneous | E10 | System - kBTUs of Consumption | 0 | 0 | 0 | 0 | 0 | 0 | 0 | 0 | 0 | 0 | 0 | 0 | 0 | 0 | 0 | 0 | 0 | 0 | 0 | 0 | 0 | 0 | 0 | 0 | 0 | 0 | 0
F4_Commercial_Miscellaneous (ID)_Existing_Miscellaneous_Natural Gas_Miscellaneous_E1 | F4 | Commercial | Miscellaneous (ID) | Existing | Miscellaneous | Natural Gas | Miscellaneous | E1 | Utility - Cost of Equipment | 0.03209 | 0.03209 | 0.03209 | 0.03209 | 0.03209 | 0.03209 | 0.03209 | 0.03209 | 0.03209 | 0.03209 | 0.03209 | 0.03209 | 0.03209 | 0.03209 | 0.03209 | 0.03209 | 0.03209 | 0.03209 | 0.03209 | 0.03209 | 0.03209 | 0.03209 | 0.03209 | 0.03209 | 0.03209 | 0.03209 | 0.03209
F4_Commercial_Miscellaneous (ID)_Existing_Miscellaneous_Natural Gas_Miscellaneous_E2 | F4 | Commercial | Miscellaneous (ID) | Existing | Miscellaneous | Natural Gas | Miscellaneous | E2 | Utility - Cost of Equipment | 0 | 0 | 0 | 0 | 0 | 0 | 0 | 0 | 0 | 0 | 0 | 0 | 0 | 0 | 0 | 0 | 0 | 0 | 0 | 0 | 0 | 0 | 0 | 0 | 0 | 0 | 0
F4_Commercial_Miscellaneous (ID)_Existing_Miscellaneous_Natural Gas_Miscellaneous_E3 | F4 | Commercial | Miscellaneous (ID) | Existing | Miscellaneous | Natural Gas | Miscellaneous | E3 | Utility - Cost of Equipment | 0 | 0 | 0 | 0 | 0 | 0 | 0 | 0 | 0 | 0 | 0 | 0 | 0 | 0 | 0 | 0 | 0 | 0 | 0 | 0 | 0 | 0 | 0 | 0 | 0 | 0 | 0
F4_Commercial_Miscellaneous (ID)_Existing_Miscellaneous_Natural Gas_Miscellaneous_E4 | F4 | Commercial | Miscellaneous (ID) | Existing | Miscellaneous | Natural Gas | Miscellaneous | E4 | Utility - Cost of Equipment | 0 | 0 | 0 | 0 | 0 | 0 | 0 | 0 | 0 | 0 | 0 | 0 | 0 | 0 | 0 | 0 | 0 | 0 | 0 | 0 | 0 | 0 | 0 | 0 | 0 | 0 | 0
F4_Commercial_Miscellaneous (ID)_Existing_Miscellaneous_Natural Gas_Miscellaneous_E5 | F4 | Commercial | Miscellaneous (ID) | Existing | Miscellaneous | Natural Gas | Miscellaneous | E5 | Utility - Cost of Equipment | 0 | 0 | 0 | 0 | 0 | 0 | 0 | 0 | 0 | 0 | 0 | 0 | 0 | 0 | 0 | 0 | 0 | 0 | 0 | 0 | 0 | 0 | 0 | 0 | 0 | 0 | 0
F4_Commercial_Miscellaneous (ID)_Existing_Miscellaneous_Natural Gas_Miscellaneous_E6 | F4 | Commercial | Miscellaneous (ID) | Existing | Miscellaneous | Natural Gas | Miscellaneous | E6 | Utility - Cost of Equipment | 0 | 0 | 0 | 0 | 0 | 0 | 0 | 0 | 0 | 0 | 0 | 0 | 0 | 0 | 0 | 0 | 0 | 0 | 0 | 0 | 0 | 0 | 0 | 0 | 0 | 0 | 0
F4_Commercial_Miscellaneous (ID)_Existing_Miscellaneous_Natural Gas_Miscellaneous_E7 | F4 | Commercial | Miscellaneous (ID) | Existing | Miscellaneous | Natural Gas | Miscellaneous | E7 | Utility - Cost of Equipment | 0 | 0 | 0 | 0 | 0 | 0 | 0 | 0 | 0 | 0 | 0 | 0 | 0 | 0 | 0 | 0 | 0 | 0 | 0 | 0 | 0 | 0 | 0 | 0 | 0 | 0 | 0
F4_Commercial_Miscellaneous (ID)_Existing_Miscellaneous_Natural Gas_Miscellaneous_E8 | F4 | Commercial | Miscellaneous (ID) | Existing | Miscellaneous | Natural Gas | Miscellaneous | E8 | Utility - Cost of Equipment | 0 | 0 | 0 | 0 | 0 | 0 | 0 | 0 | 0 | 0 | 0 | 0 | 0 | 0 | 0 | 0 | 0 | 0 | 0 | 0 | 0 | 0 | 0 | 0 | 0 | 0 | 0
F4_Commercial_Miscellaneous (ID)_Existing_Miscellaneous_Natural Gas_Miscellaneous_E9 | F4 | Commercial | Miscellaneous (ID) | Existing | Miscellaneous | Natural Gas | Miscellaneous | E9 | Utility - Cost of Equipment | 0 | 0 | 0 | 0 | 0 | 0 | 0 | 0 | 0 | 0 | 0 | 0 | 0 | 0 | 0 | 0 | 0 | 0 | 0 | 0 | 0 | 0 | 0 | 0 | 0 | 0 | 0
F4_Commercial_Miscellaneous (ID)_Existing_Miscellaneous_Natural Gas_Miscellaneous_E10 | F4 | Commercial | Miscellaneous (ID) | Existing | Miscellaneous | Natural Gas | Miscellaneous | E10 | Utility - Cost of Equipment | 0 | 0 | 0 | 0 | 0 | 0 | 0 | 0 | 0 | 0 | 0 | 0 | 0 | 0 | 0 | 0 | 0 | 0 | 0 | 0 | 0 | 0 | 0 | 0 | 0 | 0 | 0
F5_Commercial_Miscellaneous (ID)_Existing_Miscellaneous_Natural Gas_Miscellaneous_E1 | F5 | Commercial | Miscellaneous (ID) | Existing | Miscellaneous | Natural Gas | Miscellaneous | E1 | Utility - Cost of Operation | 0.042296 | 0.042566 | 0.043111 | 0.044017 | 0.045383 | 0.047564 | 0.049962 | 0.052439 | 0.054931 | 0.057579 | 0.059438 | 0.061186 | 0.063268 | 0.065329 | 0.067063 | 0.068587 | 0.069792 | 0.070947 | 0.072233 | 0.073423 | 0.074657 | 0.075965 | 0.077277 | 0.07865 | 0.080047 | 0.081469 | 0.082916
F5_Commercial_Miscellaneous (ID)_Existing_Miscellaneous_Natural Gas_Miscellaneous_E2 | F5 | Commercial | Miscellaneous (ID) | Existing | Miscellaneous | Natural Gas | Miscellaneous | E2 | Utility - Cost of Operation | 0 | 0 | 0 | 0 | 0 | 0 | 0 | 0 | 0 | 0 | 0 | 0 | 0 | 0 | 0 | 0 | 0 | 0 | 0 | 0 | 0 | 0 | 0 | 0 | 0 | 0 | 0
F5_Commercial_Miscellaneous (ID)_Existing_Miscellaneous_Natural Gas_Miscellaneous_E3 | F5 | Commercial | Miscellaneous (ID) | Existing | Miscellaneous | Natural Gas | Miscellaneous | E3 | Utility - Cost of Operation | 0 | 0 | 0 | 0 | 0 | 0 | 0 | 0 | 0 | 0 | 0 | 0 | 0 | 0 | 0 | 0 | 0 | 0 | 0 | 0 | 0 | 0 | 0 | 0 | 0 | 0 | 0
F5_Commercial_Miscellaneous (ID)_Existing_Miscellaneous_Natural Gas_Miscellaneous_E4 | F5 | Commercial | Miscellaneous (ID) | Existing | Miscellaneous | Natural Gas | Miscellaneous | E4 | Utility - Cost of Operation | 0 | 0 | 0 | 0 | 0 | 0 | 0 | 0 | 0 | 0 | 0 | 0 | 0 | 0 | 0 | 0 | 0 | 0 | 0 | 0 | 0 | 0 | 0 | 0 | 0 | 0 | 0
F5_Commercial_Miscellaneous (ID)_Existing_Miscellaneous_Natural Gas_Miscellaneous_E5 | F5 | Commercial | Miscellaneous (ID) | Existing | Miscellaneous | Natural Gas | Miscellaneous | E5 | Utility - Cost of Operation | 0 | 0 | 0 | 0 | 0 | 0 | 0 | 0 | 0 | 0 | 0 | 0 | 0 | 0 | 0 | 0 | 0 | 0 | 0 | 0 | 0 | 0 | 0 | 0 | 0 | 0 | 0
F5_Commercial_Miscellaneous (ID)_Existing_Miscellaneous_Natural Gas_Miscellaneous_E6 | F5 | Commercial | Miscellaneous (ID) | Existing | Miscellaneous | Natural Gas | Miscellaneous | E6 | Utility - Cost of Operation | 0 | 0 | 0 | 0 | 0 | 0 | 0 | 0 | 0 | 0 | 0 | 0 | 0 | 0 | 0 | 0 | 0 | 0 | 0 | 0 | 0 | 0 | 0 | 0 | 0 | 0 | 0
F5_Commercial_Miscellaneous (ID)_Existing_Miscellaneous_Natural Gas_Miscellaneous_E7 | F5 | Commercial | Miscellaneous (ID) | Existing | Miscellaneous | Natural Gas | Miscellaneous | E7 | Utility - Cost of Operation | 0 | 0 | 0 | 0 | 0 | 0 | 0 | 0 | 0 | 0 | 0 | 0 | 0 | 0 | 0 | 0 | 0 | 0 | 0 | 0 | 0 | 0 | 0 | 0 | 0 | 0 | 0
F5_Commercial_Miscellaneous (ID)_Existing_Miscellaneous_Natural Gas_Miscellaneous_E8 | F5 | Commercial | Miscellaneous (ID) | Existing | Miscellaneous | Natural Gas | Miscellaneous | E8 | Utility - Cost of Operation | 0 | 0 | 0 | 0 | 0 | 0 | 0 | 0 | 0 | 0 | 0 | 0 | 0 | 0 | 0 | 0 | 0 | 0 | 0 | 0 | 0 | 0 | 0 | 0 | 0 | 0 | 0
F5_Commercial_Miscellaneous (ID)_Existing_Miscellaneous_Natural Gas_Miscellaneous_E9 | F5 | Commercial | Miscellaneous (ID) | Existing | Miscellaneous | Natural Gas | Miscellaneous | E9 | Utility - Cost of Operation | 0 | 0 | 0 | 0 | 0 | 0 | 0 | 0 | 0 | 0 | 0 | 0 | 0 | 0 | 0 | 0 | 0 | 0 | 0 | 0 | 0 | 0 | 0 | 0 | 0 | 0 | 0
F5_Commercial_Miscellaneous (ID)_Existing_Miscellaneous_Natural Gas_Miscellaneous_E10 | F5 | Commercial | Miscellaneous (ID) | Existing | Miscellaneous | Natural Gas | Miscellaneous | E10 | Utility - Cost of Operation | 0 | 0 | 0 | 0 | 0 | 0 | 0 | 0 | 0 | 0 | 0 | 0 | 0 | 0 | 0 | 0 | 0 | 0 | 0 | 0 | 0 | 0 | 0 | 0 | 0 | 0 | 0
F6_Commercial_Miscellaneous (ID)_Existing_Miscellaneous_Natural Gas_Miscellaneous_E1 | F6 | Commercial | Miscellaneous (ID) | Existing | Miscellaneous | Natural Gas | Miscellaneous | E1 | Utility - Value of Sales | 0.050755 | 0.05108 | 0.051622 | 0.052465 | 0.053709 | 0.055757 | 0.057864 | 0.059832 | 0.061552 | 0.063337 | 0.065382 | 0.067305 | 0.069595 | 0.071787 | 0.073533 | 0.074948 | 0.075899 | 0.076665 | 0.077428 | 0.07792 | 0.07839 | 0.079763 | 0.081141 | 0.082582 | 0.084049 | 0.085542 | 0.087062
F6_Commercial_Miscellaneous (ID)_Existing_Miscellaneous_Natural Gas_Miscellaneous_E2 | F6 | Commercial | Miscellaneous (ID) | Existing | Miscellaneous | Natural Gas | Miscellaneous | E2 | Utility - Value of Sales | 0 | 0 | 0 | 0 | 0 | 0 | 0 | 0 | 0 | 0 | 0 | 0 | 0 | 0 | 0 | 0 | 0 | 0 | 0 | 0 | 0 | 0 | 0 | 0 | 0 | 0 | 0
F6_Commercial_Miscellaneous (ID)_Existing_Miscellaneous_Natural Gas_Miscellaneous_E3 | F6 | Commercial | Miscellaneous (ID) | Existing | Miscellaneous | Natural Gas | Miscellaneous | E3 | Utility - Value of Sales | 0 | 0 | 0 | 0 | 0 | 0 | 0 | 0 | 0 | 0 | 0 | 0 | 0 | 0 | 0 | 0 | 0 | 0 | 0 | 0 | 0 | 0 | 0 | 0 | 0 | 0 | 0
F6_Commercial_Miscellaneous (ID)_Existing_Miscellaneous_Natural Gas_Miscellaneous_E4 | F6 | Commercial | Miscellaneous (ID) | Existing | Miscellaneous | Natural Gas | Miscellaneous | E4 | Utility - Value of Sales | 0 | 0 | 0 | 0 | 0 | 0 | 0 | 0 | 0 | 0 | 0 | 0 | 0 | 0 | 0 | 0 | 0 | 0 | 0 | 0 | 0 | 0 | 0 | 0 | 0 | 0 | 0
F6_Commercial_Miscellaneous (ID)_Existing_Miscellaneous_Natural Gas_Miscellaneous_E5 | F6 | Commercial | Miscellaneous (ID) | Existing | Miscellaneous | Natural Gas | Miscellaneous | E5 | Utility - Value of Sales | 0 | 0 | 0 | 0 | 0 | 0 | 0 | 0 | 0 | 0 | 0 | 0 | 0 | 0 | 0 | 0 | 0 | 0 | 0 | 0 | 0 | 0 | 0 | 0 | 0 | 0 | 0
F6_Commercial_Miscellaneous (ID)_Existing_Miscellaneous_Natural Gas_Miscellaneous_E6 | F6 | Commercial | Miscellaneous (ID) | Existing | Miscellaneous | Natural Gas | Miscellaneous | E6 | Utility - Value of Sales | 0 | 0 | 0 | 0 | 0 | 0 | 0 | 0 | 0 | 0 | 0 | 0 | 0 | 0 | 0 | 0 | 0 | 0 | 0 | 0 | 0 | 0 | 0 | 0 | 0 | 0 | 0
F6_Commercial_Miscellaneous (ID)_Existing_Miscellaneous_Natural Gas_Miscellaneous_E7 | F6 | Commercial | Miscellaneous (ID) | Existing | Miscellaneous | Natural Gas | Miscellaneous | E7 | Utility - Value of Sales | 0 | 0 | 0 | 0 | 0 | 0 | 0 | 0 | 0 | 0 | 0 | 0 | 0 | 0 | 0 | 0 | 0 | 0 | 0 | 0 | 0 | 0 | 0 | 0 | 0 | 0 | 0
F6_Commercial_Miscellaneous (ID)_Existing_Miscellaneous_Natural Gas_Miscellaneous_E8 | F6 | Commercial | Miscellaneous (ID) | Existing | Miscellaneous | Natural Gas | Miscellaneous | E8 | Utility - Value of Sales | 0 | 0 | 0 | 0 | 0 | 0 | 0 | 0 | 0 | 0 | 0 | 0 | 0 | 0 | 0 | 0 | 0 | 0 | 0 | 0 | 0 | 0 | 0 | 0 | 0 | 0 | 0
F6_Commercial_Miscellaneous (ID)_Existing_Miscellaneous_Natural Gas_Miscellaneous_E9 | F6 | Commercial | Miscellaneous (ID) | Existing | Miscellaneous | Natural Gas | Miscellaneous | E9 | Utility - Value of Sales | 0 | 0 | 0 | 0 | 0 | 0 | 0 | 0 | 0 | 0 | 0 | 0 | 0 | 0 | 0 | 0 | 0 | 0 | 0 | 0 | 0 | 0 | 0 | 0 | 0 | 0 | 0
F6_Commercial_Miscellaneous (ID)_Existing_Miscellaneous_Natural Gas_Miscellaneous_E10 | F6 | Commercial | Miscellaneous (ID) | Existing | Miscellaneous | Natural Gas | Miscellaneous | E10 | Utility - Value of Sales | 0 | 0 | 0 | 0 | 0 | 0 | 0 | 0 | 0 | 0 | 0 | 0 | 0 | 0 | 0 | 0 | 0 | 0 | 0 | 0 | 0 | 0 | 0 | 0 | 0 | 0 | 0
F1_Commercial_Miscellaneous (ID)_New_Space Heating_Natural Gas_Furnace_E1 | F1 | Commercial | Miscellaneous (ID) | New | Space Heating | Natural Gas | Furnace | E1 | RVT - Cost of Equipment | 0.12876 | 0.12876 | 0.12876 | 0.12876 | 0.12876 | 0.12876 | 0.12876 | 0.12876 | 0.12876 | 0.12876 | 0.12876 | 0.12876 | 0.12876 | 0.12876 | 0.12876 | 0.12876 | 0.12876 | 0.12876 | 0.12876 | 0.12876 | 0.12876 | 0.12876 | 0.12876 | 0.12876 | 0.12876 | 0.12876 | 0.12876
F1_Commercial_Miscellaneous (ID)_New_Space Heating_Natural Gas_Furnace_E2 | F1 | Commercial | Miscellaneous (ID) | New | Space Heating | Natural Gas | Furnace | E2 | RVT - Cost of Equipment | 0.26027 | 0.26027 | 0.26027 | 0.26027 | 0.26027 | 0.26027 | 0.26027 | 0.26027 | 0.26027 | 0.26027 | 0.26027 | 0.26027 | 0.26027 | 0.26027 | 0.26027 | 0.26027 | 0.26027 | 0.26027 | 0.26027 | 0.26027 | 0.26027 | 0.26027 | 0.26027 | 0.26027 | 0.26027 | 0.26027 | 0.26027
F1_Commercial_Miscellaneous (ID)_New_Space Heating_Natural Gas_Furnace_E3 | F1 | Commercial | Miscellaneous (ID) | New | Space Heating | Natural Gas | Furnace | E3 | RVT - Cost of Equipment | 0.15822 | 0.15822 | 0.15822 | 0.15822 | 0.15822 | 0.15822 | 0.15822 | 0.15822 | 0.15822 | 0.15822 | 0.15822 | 0.15822 | 0.15822 | 0.15822 | 0.15822 | 0.15822 | 0.15822 | 0.15822 | 0.15822 | 0.15822 | 0.15822 | 0.15822 | 0.15822 | 0.15822 | 0.15822 | 0.15822 | 0.15822
F1_Commercial_Miscellaneous (ID)_New_Space Heating_Natural Gas_Furnace_E4 | F1 | Commercial | Miscellaneous (ID) | New | Space Heating | Natural Gas | Furnace | E4 | RVT - Cost of Equipment | 0 | 0 | 0 | 0 | 0 | 0 | 0 | 0 | 0 | 0 | 0 | 0 | 0 | 0 | 0 | 0 | 0 | 0 | 0 | 0 | 0 | 0 | 0 | 0 | 0 | 0 | 0
F1_Commercial_Miscellaneous (ID)_New_Space Heating_Natural Gas_Furnace_E5 | F1 | Commercial | Miscellaneous (ID) | New | Space Heating | Natural Gas | Furnace | E5 | RVT - Cost of Equipment | 0 | 0 | 0 | 0 | 0 | 0 | 0 | 0 | 0 | 0 | 0 | 0 | 0 | 0 | 0 | 0 | 0 | 0 | 0 | 0 | 0 | 0 | 0 | 0 | 0 | 0 | 0
F1_Commercial_Miscellaneous (ID)_New_Space Heating_Natural Gas_Furnace_E6 | F1 | Commercial | Miscellaneous (ID) | New | Space Heating | Natural Gas | Furnace | E6 | RVT - Cost of Equipment | 0 | 0 | 0 | 0 | 0 | 0 | 0 | 0 | 0 | 0 | 0 | 0 | 0 | 0 | 0 | 0 | 0 | 0 | 0 | 0 | 0 | 0 | 0 | 0 | 0 | 0 | 0
F1_Commercial_Miscellaneous (ID)_New_Space Heating_Natural Gas_Furnace_E7 | F1 | Commercial | Miscellaneous (ID) | New | Space Heating | Natural Gas | Furnace | E7 | RVT - Cost of Equipment | 0 | 0 | 0 | 0 | 0 | 0 | 0 | 0 | 0 | 0 | 0 | 0 | 0 | 0 | 0 | 0 | 0 | 0 | 0 | 0 | 0 | 0 | 0 | 0 | 0 | 0 | 0
F1_Commercial_Miscellaneous (ID)_New_Space Heating_Natural Gas_Furnace_E8 | F1 | Commercial | Miscellaneous (ID) | New | Space Heating | Natural Gas | Furnace | E8 | RVT - Cost of Equipment | 0 | 0 | 0 | 0 | 0 | 0 | 0 | 0 | 0 | 0 | 0 | 0 | 0 | 0 | 0 | 0 | 0 | 0 | 0 | 0 | 0 | 0 | 0 | 0 | 0 | 0 | 0
F1_Commercial_Miscellaneous (ID)_New_Space Heating_Natural Gas_Furnace_E9 | F1 | Commercial | Miscellaneous (ID) | New | Space Heating | Natural Gas | Furnace | E9 | RVT - Cost of Equipment | 0 | 0 | 0 | 0 | 0 | 0 | 0 | 0 | 0 | 0 | 0 | 0 | 0 | 0 | 0 | 0 | 0 | 0 | 0 | 0 | 0 | 0 | 0 | 0 | 0 | 0 | 0
F1_Commercial_Miscellaneous (ID)_New_Space Heating_Natural Gas_Furnace_E10 | F1 | Commercial | Miscellaneous (ID) | New | Space Heating | Natural Gas | Furnace | E10 | RVT - Cost of Equipment | 0 | 0 | 0 | 0 | 0 | 0 | 0 | 0 | 0 | 0 | 0 | 0 | 0 | 0 | 0 | 0 | 0 | 0 | 0 | 0 | 0 | 0 | 0 | 0 | 0 | 0 | 0
F2_Commercial_Miscellaneous (ID)_New_Space Heating_Natural Gas_Furnace_E1 | F2 | Commercial | Miscellaneous (ID) | New | Space Heating | Natural Gas | Furnace | E1 | RVT - Cost of Operation | 0.16528 | 0.16665 | 0.16893 | 0.17158 | 0.17461 | 0.17953 | 0.18442 | 0.18954 | 0.19403 | 0.19838 | 0.20332 | 0.20763 | 0.21243 | 0.21737 | 0.22178 | 0.226 | 0.22972 | 0.23352 | 0.23746 | 0.24145 | 0.24544 | 0.25079 | 0.25714 | 0.2626 | 0.26817 | 0.27386 | 0.27967
F2_Commercial_Miscellaneous (ID)_New_Space Heating_Natural Gas_Furnace_E2 | F2 | Commercial | Miscellaneous (ID) | New | Space Heating | Natural Gas | Furnace | E2 | RVT - Cost of Operation | 0.14688 | 0.1481 | 0.15013 | 0.15248 | 0.15517 | 0.15955 | 0.1639 | 0.16844 | 0.17243 | 0.1763 | 0.18069 | 0.18452 | 0.18878 | 0.19318 | 0.19709 | 0.20084 | 0.20415 | 0.20753 | 0.21103 | 0.21457 | 0.21812 | 0.22287 | 0.22851 | 0.23337 | 0.23832 | 0.24338 | 0.24854
F2_Commercial_Miscellaneous (ID)_New_Space Heating_Natural Gas_Furnace_E3 | F2 | Commercial | Miscellaneous (ID) | New | Space Heating | Natural Gas | Furnace | E3 | RVT - Cost of Operation | 0.13771 | 0.13885 | 0.14076 | 0.14296 | 0.14548 | 0.14959 | 0.15366 | 0.15793 | 0.16167 | 0.16529 | 0.16941 | 0.173 | 0.177 | 0.18112 | 0.18479 | 0.18831 | 0.19141 | 0.19457 | 0.19786 | 0.20118 | 0.2045 | 0.20896 | 0.21425 | 0.2188 | 0.22344 | 0.22818 | 0.23303
F2_Commercial_Miscellaneous (ID)_New_Space Heating_Natural Gas_Furnace_E4 | F2 | Commercial | Miscellaneous (ID) | New | Space Heating | Natural Gas | Furnace | E4 | RVT - Cost of Operation | 0 | 0 | 0 | 0 | 0 | 0 | 0 | 0 | 0 | 0 | 0 | 0 | 0 | 0 | 0 | 0 | 0 | 0 | 0 | 0 | 0 | 0 | 0 | 0 | 0 | 0 | 0
F2_Commercial_Miscellaneous (ID)_New_Space Heating_Natural Gas_Furnace_E5 | F2 | Commercial | Miscellaneous (ID) | New | Space Heating | Natural Gas | Furnace | E5 | RVT - Cost of Operation | 0 | 0 | 0 | 0 | 0 | 0 | 0 | 0 | 0 | 0 | 0 | 0 | 0 | 0 | 0 | 0 | 0 | 0 | 0 | 0 | 0 | 0 | 0 | 0 | 0 | 0 | 0
F2_Commercial_Miscellaneous (ID)_New_Space Heating_Natural Gas_Furnace_E6 | F2 | Commercial | Miscellaneous (ID) | New | Space Heating | Natural Gas | Furnace | E6 | RVT - Cost of Operation | 0 | 0 | 0 | 0 | 0 | 0 | 0 | 0 | 0 | 0 | 0 | 0 | 0 | 0 | 0 | 0 | 0 | 0 | 0 | 0 | 0 | 0 | 0 | 0 | 0 | 0 | 0
F2_Commercial_Miscellaneous (ID)_New_Space Heating_Natural Gas_Furnace_E7 | F2 | Commercial | Miscellaneous (ID) | New | Space Heating | Natural Gas | Furnace | E7 | RVT - Cost of Operation | 0 | 0 | 0 | 0 | 0 | 0 | 0 | 0 | 0 | 0 | 0 | 0 | 0 | 0 | 0 | 0 | 0 | 0 | 0 | 0 | 0 | 0 | 0 | 0 | 0 | 0 | 0
F2_Commercial_Miscellaneous (ID)_New_Space Heating_Natural Gas_Furnace_E8 | F2 | Commercial | Miscellaneous (ID) | New | Space Heating | Natural Gas | Furnace | E8 | RVT - Cost of Operation | 0 | 0 | 0 | 0 | 0 | 0 | 0 | 0 | 0 | 0 | 0 | 0 | 0 | 0 | 0 | 0 | 0 | 0 | 0 | 0 | 0 | 0 | 0 | 0 | 0 | 0 | 0
F2_Commercial_Miscellaneous (ID)_New_Space Heating_Natural Gas_Furnace_E9 | F2 | Commercial | Miscellaneous (ID) | New | Space Heating | Natural Gas | Furnace | E9 | RVT - Cost of Operation | 0 | 0 | 0 | 0 | 0 | 0 | 0 | 0 | 0 | 0 | 0 | 0 | 0 | 0 | 0 | 0 | 0 | 0 | 0 | 0 | 0 | 0 | 0 | 0 | 0 | 0 | 0
F2_Commercial_Miscellaneous (ID)_New_Space Heating_Natural Gas_Furnace_E10 | F2 | Commercial | Miscellaneous (ID) | New | Space Heating | Natural Gas | Furnace | E10 | RVT - Cost of Operation | 0 | 0 | 0 | 0 | 0 | 0 | 0 | 0 | 0 | 0 | 0 | 0 | 0 | 0 | 0 | 0 | 0 | 0 | 0 | 0 | 0 | 0 | 0 | 0 | 0 | 0 | 0
F3_Commercial_Miscellaneous (ID)_New_Space Heating_Natural Gas_Furnace_E1 | F3 | Commercial | Miscellaneous (ID) | New | Space Heating | Natural Gas | Furnace | E1 | System - kBTUs of Consumption | 36.3714 | 36.2801 | 36.2801 | 36.2801 | 36.2801 | 36.2801 | 36.2801 | 36.2801 | 36.2801 | 36.2801 | 36.2801 | 36.2801 | 36.2801 | 36.2801 | 36.2801 | 36.2801 | 36.2801 | 36.2801 | 36.2801 | 36.2801 | 36.2801 | 36.2801 | 36.2801 | 36.2801 | 36.2801 | 36.2801 | 36.2801
F3_Commercial_Miscellaneous (ID)_New_Space Heating_Natural Gas_Furnace_E2 | F3 | Commercial | Miscellaneous (ID) | New | Space Heating | Natural Gas | Furnace | E2 | System - kBTUs of Consumption | 32.3228 | 32.2417 | 32.2417 | 32.2417 | 32.2417 | 32.2417 | 32.2417 | 32.2417 | 32.2417 | 32.2417 | 32.2417 | 32.2417 | 32.2417 | 32.2417 | 32.2417 | 32.2417 | 32.2417 | 32.2417 | 32.2417 | 32.2417 | 32.2417 | 32.2417 | 32.2417 | 32.2417 | 32.2417 | 32.2417 | 32.2417
F3_Commercial_Miscellaneous (ID)_New_Space Heating_Natural Gas_Furnace_E3 | F3 | Commercial | Miscellaneous (ID) | New | Space Heating | Natural Gas | Furnace | E3 | System - kBTUs of Consumption | 30.3051 | 30.229 | 30.229 | 30.229 | 30.229 | 30.229 | 30.229 | 30.229 | 30.229 | 30.229 | 30.229 | 30.229 | 30.229 | 30.229 | 30.229 | 30.229 | 30.229 | 30.229 | 30.229 | 30.229 | 30.229 | 30.229 | 30.229 | 30.229 | 30.229 | 30.229 | 30.229
F3_Commercial_Miscellaneous (ID)_New_Space Heating_Natural Gas_Furnace_E4 | F3 | Commercial | Miscellaneous (ID) | New | Space Heating | Natural Gas | Furnace | E4 | System - kBTUs of Consumption | 0 | 0 | 0 | 0 | 0 | 0 | 0 | 0 | 0 | 0 | 0 | 0 | 0 | 0 | 0 | 0 | 0 | 0 | 0 | 0 | 0 | 0 | 0 | 0 | 0 | 0 | 0
F3_Commercial_Miscellaneous (ID)_New_Space Heating_Natural Gas_Furnace_E5 | F3 | Commercial | Miscellaneous (ID) | New | Space Heating | Natural Gas | Furnace | E5 | System - kBTUs of Consumption | 0 | 0 | 0 | 0 | 0 | 0 | 0 | 0 | 0 | 0 | 0 | 0 | 0 | 0 | 0 | 0 | 0 | 0 | 0 | 0 | 0 | 0 | 0 | 0 | 0 | 0 | 0
F3_Commercial_Miscellaneous (ID)_New_Space Heating_Natural Gas_Furnace_E6 | F3 | Commercial | Miscellaneous (ID) | New | Space Heating | Natural Gas | Furnace | E6 | System - kBTUs of Consumption | 0 | 0 | 0 | 0 | 0 | 0 | 0 | 0 | 0 | 0 | 0 | 0 | 0 | 0 | 0 | 0 | 0 | 0 | 0 | 0 | 0 | 0 | 0 | 0 | 0 | 0 | 0
F3_Commercial_Miscellaneous (ID)_New_Space Heating_Natural Gas_Furnace_E7 | F3 | Commercial | Miscellaneous (ID) | New | Space Heating | Natural Gas | Furnace | E7 | System - kBTUs of Consumption | 0 | 0 | 0 | 0 | 0 | 0 | 0 | 0 | 0 | 0 | 0 | 0 | 0 | 0 | 0 | 0 | 0 | 0 | 0 | 0 | 0 | 0 | 0 | 0 | 0 | 0 | 0
F3_Commercial_Miscellaneous (ID)_New_Space Heating_Natural Gas_Furnace_E8 | F3 | Commercial | Miscellaneous (ID) | New | Space Heating | Natural Gas | Furnace | E8 | System - kBTUs of Consumption | 0 | 0 | 0 | 0 | 0 | 0 | 0 | 0 | 0 | 0 | 0 | 0 | 0 | 0 | 0 | 0 | 0 | 0 | 0 | 0 | 0 | 0 | 0 | 0 | 0 | 0 | 0
F3_Commercial_Miscellaneous (ID)_New_Space Heating_Natural Gas_Furnace_E9 | F3 | Commercial | Miscellaneous (ID) | New | Space Heating | Natural Gas | Furnace | E9 | System - kBTUs of Consumption | 0 | 0 | 0 | 0 | 0 | 0 | 0 | 0 | 0 | 0 | 0 | 0 | 0 | 0 | 0 | 0 | 0 | 0 | 0 | 0 | 0 | 0 | 0 | 0 | 0 | 0 | 0
F3_Commercial_Miscellaneous (ID)_New_Space Heating_Natural Gas_Furnace_E10 | F3 | Commercial | Miscellaneous (ID) | New | Space Heating | Natural Gas | Furnace | E10 | System - kBTUs of Consumption | 0 | 0 | 0 | 0 | 0 | 0 | 0 | 0 | 0 | 0 | 0 | 0 | 0 | 0 | 0 | 0 | 0 | 0 | 0 | 0 | 0 | 0 | 0 | 0 | 0 | 0 | 0
F4_Commercial_Miscellaneous (ID)_New_Space Heating_Natural Gas_Furnace_E1 | F4 | Commercial | Miscellaneous (ID) | New | Space Heating | Natural Gas | Furnace | E1 | Utility - Cost of Equipment | 0.12876 | 0.12876 | 0.12876 | 0.12876 | 0.12876 | 0.12876 | 0.12876 | 0.12876 | 0.12876 | 0.12876 | 0.12876 | 0.12876 | 0.12876 | 0.12876 | 0.12876 | 0.12876 | 0.12876 | 0.12876 | 0.12876 | 0.12876 | 0.12876 | 0.12876 | 0.12876 | 0.12876 | 0.12876 | 0.12876 | 0.12876
F4_Commercial_Miscellaneous (ID)_New_Space Heating_Natural Gas_Furnace_E2 | F4 | Commercial | Miscellaneous (ID) | New | Space Heating | Natural Gas | Furnace | E2 | Utility - Cost of Equipment | 0.26027 | 0.26027 | 0.26027 | 0.26027 | 0.26027 | 0.26027 | 0.26027 | 0.26027 | 0.26027 | 0.26027 | 0.26027 | 0.26027 | 0.26027 | 0.26027 | 0.26027 | 0.26027 | 0.26027 | 0.26027 | 0.26027 | 0.26027 | 0.26027 | 0.26027 | 0.26027 | 0.26027 | 0.26027 | 0.26027 | 0.26027
F4_Commercial_Miscellaneous (ID)_New_Space Heating_Natural Gas_Furnace_E3 | F4 | Commercial | Miscellaneous (ID) | New | Space Heating | Natural Gas | Furnace | E3 | Utility - Cost of Equipment | 0.15822 | 0.15822 | 0.15822 | 0.15822 | 0.15822 | 0.15822 | 0.15822 | 0.15822 | 0.15822 | 0.15822 | 0.15822 | 0.15822 | 0.15822 | 0.15822 | 0.15822 | 0.15822 | 0.15822 | 0.15822 | 0.15822 | 0.15822 | 0.15822 | 0.15822 | 0.15822 | 0.15822 | 0.15822 | 0.15822 | 0.15822
F4_Commercial_Miscellaneous (ID)_New_Space Heating_Natural Gas_Furnace_E4 | F4 | Commercial | Miscellaneous (ID) | New | Space Heating | Natural Gas | Furnace | E4 | Utility - Cost of Equipment | 0 | 0 | 0 | 0 | 0 | 0 | 0 | 0 | 0 | 0 | 0 | 0 | 0 | 0 | 0 | 0 | 0 | 0 | 0 | 0 | 0 | 0 | 0 | 0 | 0 | 0 | 0
F4_Commercial_Miscellaneous (ID)_New_Space Heating_Natural Gas_Furnace_E5 | F4 | Commercial | Miscellaneous (ID) | New | Space Heating | Natural Gas | Furnace | E5 | Utility - Cost of Equipment | 0 | 0 | 0 | 0 | 0 | 0 | 0 | 0 | 0 | 0 | 0 | 0 | 0 | 0 | 0 | 0 | 0 | 0 | 0 | 0 | 0 | 0 | 0 | 0 | 0 | 0 | 0
F4_Commercial_Miscellaneous (ID)_New_Space Heating_Natural Gas_Furnace_E6 | F4 | Commercial | Miscellaneous (ID) | New | Space Heating | Natural Gas | Furnace | E6 | Utility - Cost of Equipment | 0 | 0 | 0 | 0 | 0 | 0 | 0 | 0 | 0 | 0 | 0 | 0 | 0 | 0 | 0 | 0 | 0 | 0 | 0 | 0 | 0 | 0 | 0 | 0 | 0 | 0 | 0
F4_Commercial_Miscellaneous (ID)_New_Space Heating_Natural Gas_Furnace_E7 | F4 | Commercial | Miscellaneous (ID) | New | Space Heating | Natural Gas | Furnace | E7 | Utility - Cost of Equipment | 0 | 0 | 0 | 0 | 0 | 0 | 0 | 0 | 0 | 0 | 0 | 0 | 0 | 0 | 0 | 0 | 0 | 0 | 0 | 0 | 0 | 0 | 0 | 0 | 0 | 0 | 0
F4_Commercial_Miscellaneous (ID)_New_Space Heating_Natural Gas_Furnace_E8 | F4 | Commercial | Miscellaneous (ID) | New | Space Heating | Natural Gas | Furnace | E8 | Utility - Cost of Equipment | 0 | 0 | 0 | 0 | 0 | 0 | 0 | 0 | 0 | 0 | 0 | 0 | 0 | 0 | 0 | 0 | 0 | 0 | 0 | 0 | 0 | 0 | 0 | 0 | 0 | 0 | 0
F4_Commercial_Miscellaneous (ID)_New_Space Heating_Natural Gas_Furnace_E9 | F4 | Commercial | Miscellaneous (ID) | New | Space Heating | Natural Gas | Furnace | E9 | Utility - Cost of Equipment | 0 | 0 | 0 | 0 | 0 | 0 | 0 | 0 | 0 | 0 | 0 | 0 | 0 | 0 | 0 | 0 | 0 | 0 | 0 | 0 | 0 | 0 | 0 | 0 | 0 | 0 | 0
F4_Commercial_Miscellaneous (ID)_New_Space Heating_Natural Gas_Furnace_E10 | F4 | Commercial | Miscellaneous (ID) | New | Space Heating | Natural Gas | Furnace | E10 | Utility - Cost of Equipment | 0 | 0 | 0 | 0 | 0 | 0 | 0 | 0 | 0 | 0 | 0 | 0 | 0 | 0 | 0 | 0 | 0 | 0 | 0 | 0 | 0 | 0 | 0 | 0 | 0 | 0 | 0
F5_Commercial_Miscellaneous (ID)_New_Space Heating_Natural Gas_Furnace_E1 | F5 | Commercial | Miscellaneous (ID) | New | Space Heating | Natural Gas | Furnace | E1 | Utility - Cost of Operation | 0.14159 | 0.14365 | 0.14657 | 0.1499 | 0.15368 | 0.15917 | 0.16478 | 0.17074 | 0.17634 | 0.18203 | 0.187 | 0.19149 | 0.19648 | 0.20166 | 0.20639 | 0.21103 | 0.21527 | 0.21966 | 0.22424 | 0.22895 | 0.23375 | 0.23885 | 0.24489 | 0.25009 | 0.2554 | 0.26082 | 0.26636
F5_Commercial_Miscellaneous (ID)_New_Space Heating_Natural Gas_Furnace_E2 | F5 | Commercial | Miscellaneous (ID) | New | Space Heating | Natural Gas | Furnace | E2 | Utility - Cost of Operation | 0.12583 | 0.12766 | 0.13026 | 0.13322 | 0.13657 | 0.14146 | 0.14644 | 0.15173 | 0.15671 | 0.16176 | 0.16618 | 0.17018 | 0.17461 | 0.17921 | 0.18342 | 0.18754 | 0.19131 | 0.19521 | 0.19928 | 0.20347 | 0.20773 | 0.21226 | 0.21763 | 0.22225 | 0.22697 | 0.23179 | 0.23671
F5_Commercial_Miscellaneous (ID)_New_Space Heating_Natural Gas_Furnace_E3 | F5 | Commercial | Miscellaneous (ID) | New | Space Heating | Natural Gas | Furnace | E3 | Utility - Cost of Operation | 0.11798 | 0.11969 | 0.12212 | 0.1249 | 0.12805 | 0.13263 | 0.1373 | 0.14226 | 0.14693 | 0.15167 | 0.15581 | 0.15955 | 0.16371 | 0.16802 | 0.17197 | 0.17583 | 0.17937 | 0.18302 | 0.18684 | 0.19077 | 0.19476 | 0.19901 | 0.20405 | 0.20838 | 0.2128 | 0.21732 | 0.22193
F5_Commercial_Miscellaneous (ID)_New_Space Heating_Natural Gas_Furnace_E4 | F5 | Commercial | Miscellaneous (ID) | New | Space Heating | Natural Gas | Furnace | E4 | Utility - Cost of Operation | 0 | 0 | 0 | 0 | 0 | 0 | 0 | 0 | 0 | 0 | 0 | 0 | 0 | 0 | 0 | 0 | 0 | 0 | 0 | 0 | 0 | 0 | 0 | 0 | 0 | 0 | 0
F5_Commercial_Miscellaneous (ID)_New_Space Heating_Natural Gas_Furnace_E5 | F5 | Commercial | Miscellaneous (ID) | New | Space Heating | Natural Gas | Furnace | E5 | Utility - Cost of Operation | 0 | 0 | 0 | 0 | 0 | 0 | 0 | 0 | 0 | 0 | 0 | 0 | 0 | 0 | 0 | 0 | 0 | 0 | 0 | 0 | 0 | 0 | 0 | 0 | 0 | 0 | 0
F5_Commercial_Miscellaneous (ID)_New_Space Heating_Natural Gas_Furnace_E6 | F5 | Commercial | Miscellaneous (ID) | New | Space Heating | Natural Gas | Furnace | E6 | Utility - Cost of Operation | 0 | 0 | 0 | 0 | 0 | 0 | 0 | 0 | 0 | 0 | 0 | 0 | 0 | 0 | 0 | 0 | 0 | 0 | 0 | 0 | 0 | 0 | 0 | 0 | 0 | 0 | 0
F5_Commercial_Miscellaneous (ID)_New_Space Heating_Natural Gas_Furnace_E7 | F5 | Commercial | Miscellaneous (ID) | New | Space Heating | Natural Gas | Furnace | E7 | Utility - Cost of Operation | 0 | 0 | 0 | 0 | 0 | 0 | 0 | 0 | 0 | 0 | 0 | 0 | 0 | 0 | 0 | 0 | 0 | 0 | 0 | 0 | 0 | 0 | 0 | 0 | 0 | 0 | 0
F5_Commercial_Miscellaneous (ID)_New_Space Heating_Natural Gas_Furnace_E8 | F5 | Commercial | Miscellaneous (ID) | New | Space Heating | Natural Gas | Furnace | E8 | Utility - Cost of Operation | 0 | 0 | 0 | 0 | 0 | 0 | 0 | 0 | 0 | 0 | 0 | 0 | 0 | 0 | 0 | 0 | 0 | 0 | 0 | 0 | 0 | 0 | 0 | 0 | 0 | 0 | 0
F5_Commercial_Miscellaneous (ID)_New_Space Heating_Natural Gas_Furnace_E9 | F5 | Commercial | Miscellaneous (ID) | New | Space Heating | Natural Gas | Furnace | E9 | Utility - Cost of Operation | 0 | 0 | 0 | 0 | 0 | 0 | 0 | 0 | 0 | 0 | 0 | 0 | 0 | 0 | 0 | 0 | 0 | 0 | 0 | 0 | 0 | 0 | 0 | 0 | 0 | 0 | 0
F5_Commercial_Miscellaneous (ID)_New_Space Heating_Natural Gas_Furnace_E10 | F5 | Commercial | Miscellaneous (ID) | New | Space Heating | Natural Gas | Furnace | E10 | Utility - Cost of Operation | 0 | 0 | 0 | 0 | 0 | 0 | 0 | 0 | 0 | 0 | 0 | 0 | 0 | 0 | 0 | 0 | 0 | 0 | 0 | 0 | 0 | 0 | 0 | 0 | 0 | 0 | 0
F6_Commercial_Miscellaneous (ID)_New_Space Heating_Natural Gas_Furnace_E1 | F6 | Commercial | Miscellaneous (ID) | New | Space Heating | Natural Gas | Furnace | E1 | Utility - Value of Sales | 0.16528 | 0.16665 | 0.16893 | 0.17158 | 0.17461 | 0.17953 | 0.18442 | 0.18954 | 0.19403 | 0.19838 | 0.20332 | 0.20763 | 0.21243 | 0.21737 | 0.22178 | 0.226 | 0.22972 | 0.23352 | 0.23746 | 0.24145 | 0.24544 | 0.25079 | 0.25714 | 0.2626 | 0.26817 | 0.27386 | 0.27967
F6_Commercial_Miscellaneous (ID)_New_Space Heating_Natural Gas_Furnace_E2 | F6 | Commercial | Miscellaneous (ID) | New | Space Heating | Natural Gas | Furnace | E2 | Utility - Value of Sales | 0.14688 | 0.1481 | 0.15013 | 0.15248 | 0.15517 | 0.15955 | 0.1639 | 0.16844 | 0.17243 | 0.1763 | 0.18069 | 0.18452 | 0.18878 | 0.19318 | 0.19709 | 0.20084 | 0.20415 | 0.20753 | 0.21103 | 0.21457 | 0.21812 | 0.22287 | 0.22851 | 0.23337 | 0.23832 | 0.24338 | 0.24854
F6_Commercial_Miscellaneous (ID)_New_Space Heating_Natural Gas_Furnace_E3 | F6 | Commercial | Miscellaneous (ID) | New | Space Heating | Natural Gas | Furnace | E3 | Utility - Value of Sales | 0.13771 | 0.13885 | 0.14076 | 0.14296 | 0.14548 | 0.14959 | 0.15366 | 0.15793 | 0.16167 | 0.16529 | 0.16941 | 0.173 | 0.177 | 0.18112 | 0.18479 | 0.18831 | 0.19141 | 0.19457 | 0.19786 | 0.20118 | 0.2045 | 0.20896 | 0.21425 | 0.2188 | 0.22344 | 0.22818 | 0.23303
F6_Commercial_Miscellaneous (ID)_New_Space Heating_Natural Gas_Furnace_E4 | F6 | Commercial | Miscellaneous (ID) | New | Space Heating | Natural Gas | Furnace | E4 | Utility - Value of Sales | 0 | 0 | 0 | 0 | 0 | 0 | 0 | 0 | 0 | 0 | 0 | 0 | 0 | 0 | 0 | 0 | 0 | 0 | 0 | 0 | 0 | 0 | 0 | 0 | 0 | 0 | 0
F6_Commercial_Miscellaneous (ID)_New_Space Heating_Natural Gas_Furnace_E5 | F6 | Commercial | Miscellaneous (ID) | New | Space Heating | Natural Gas | Furnace | E5 | Utility - Value of Sales | 0 | 0 | 0 | 0 | 0 | 0 | 0 | 0 | 0 | 0 | 0 | 0 | 0 | 0 | 0 | 0 | 0 | 0 | 0 | 0 | 0 | 0 | 0 | 0 | 0 | 0 | 0
F6_Commercial_Miscellaneous (ID)_New_Space Heating_Natural Gas_Furnace_E6 | F6 | Commercial | Miscellaneous (ID) | New | Space Heating | Natural Gas | Furnace | E6 | Utility - Value of Sales | 0 | 0 | 0 | 0 | 0 | 0 | 0 | 0 | 0 | 0 | 0 | 0 | 0 | 0 | 0 | 0 | 0 | 0 | 0 | 0 | 0 | 0 | 0 | 0 | 0 | 0 | 0
F6_Commercial_Miscellaneous (ID)_New_Space Heating_Natural Gas_Furnace_E7 | F6 | Commercial | Miscellaneous (ID) | New | Space Heating | Natural Gas | Furnace | E7 | Utility - Value of Sales | 0 | 0 | 0 | 0 | 0 | 0 | 0 | 0 | 0 | 0 | 0 | 0 | 0 | 0 | 0 | 0 | 0 | 0 | 0 | 0 | 0 | 0 | 0 | 0 | 0 | 0 | 0
F6_Commercial_Miscellaneous (ID)_New_Space Heating_Natural Gas_Furnace_E8 | F6 | Commercial | Miscellaneous (ID) | New | Space Heating | Natural Gas | Furnace | E8 | Utility - Value of Sales | 0 | 0 | 0 | 0 | 0 | 0 | 0 | 0 | 0 | 0 | 0 | 0 | 0 | 0 | 0 | 0 | 0 | 0 | 0 | 0 | 0 | 0 | 0 | 0 | 0 | 0 | 0
F6_Commercial_Miscellaneous (ID)_New_Space Heating_Natural Gas_Furnace_E9 | F6 | Commercial | Miscellaneous (ID) | New | Space Heating | Natural Gas | Furnace | E9 | Utility - Value of Sales | 0 | 0 | 0 | 0 | 0 | 0 | 0 | 0 | 0 | 0 | 0 | 0 | 0 | 0 | 0 | 0 | 0 | 0 | 0 | 0 | 0 | 0 | 0 | 0 | 0 | 0 | 0
F6_Commercial_Miscellaneous (ID)_New_Space Heating_Natural Gas_Furnace_E10 | F6 | Commercial | Miscellaneous (ID) | New | Space Heating | Natural Gas | Furnace | E10 | Utility - Value of Sales | 0 | 0 | 0 | 0 | 0 | 0 | 0 | 0 | 0 | 0 | 0 | 0 | 0 | 0 | 0 | 0 | 0 | 0 | 0 | 0 | 0 | 0 | 0 | 0 | 0 | 0 | 0
F1_Commercial_Miscellaneous (ID)_New_Space Heating_Natural Gas_Boiler_E1 | F1 | Commercial | Miscellaneous (ID) | New | Space Heating | Natural Gas | Boiler | E1 | RVT - Cost of Equipment | 0.24158 | 0.24158 | 0.24158 | 0.24158 | 0.24158 | 0.24158 | 0.24158 | 0.24158 | 0.24158 | 0.24158 | 0.24158 | 0.24158 | 0.24158 | 0.24158 | 0.24158 | 0.24158 | 0.24158 | 0.24158 | 0.24158 | 0.24158 | 0.24158 | 0.24158 | 0.24158 | 0.24158 | 0.24158 | 0.24158 | 0.24158
F1_Commercial_Miscellaneous (ID)_New_Space Heating_Natural Gas_Boiler_E2 | F1 | Commercial | Miscellaneous (ID) | New | Space Heating | Natural Gas | Boiler | E2 | RVT - Cost of Equipment | 0.25171 | 0.25171 | 0.25171 | 0.25171 | 0.25171 | 0.25171 | 0.25171 | 0.25171 | 0.25171 | 0.25171 | 0.25171 | 0.25171 | 0.25171 | 0.25171 | 0.25171 | 0.25171 | 0.25171 | 0.25171 | 0.25171 | 0.25171 | 0.25171 | 0.25171 | 0.25171 | 0.25171 | 0.25171 | 0.25171 | 0.25171
F1_Commercial_Miscellaneous (ID)_New_Space Heating_Natural Gas_Boiler_E3 | F1 | Commercial | Miscellaneous (ID) | New | Space Heating | Natural Gas | Boiler | E3 | RVT - Cost of Equipment | 0.23498 | 0.23498 | 0.23498 | 0.23498 | 0.23498 | 0.23498 | 0.23498 | 0.23498 | 0.23498 | 0.23498 | 0.23498 | 0.23498 | 0.23498 | 0.23498 | 0.23498 | 0.23498 | 0.23498 | 0.23498 | 0.23498 | 0.23498 | 0.23498 | 0.23498 | 0.23498 | 0.23498 | 0.23498 | 0.23498 | 0.23498
F1_Commercial_Miscellaneous (ID)_New_Space Heating_Natural Gas_Boiler_E4 | F1 | Commercial | Miscellaneous (ID) | New | Space Heating | Natural Gas | Boiler | E4 | RVT - Cost of Equipment | 1.9379 | 1.9379 | 1.9379 | 1.9379 | 1.9379 | 1.9379 | 1.9379 | 1.9379 | 1.9379 | 1.9379 | 1.9379 | 1.9379 | 1.9379 | 1.9379 | 1.9379 | 1.9379 | 1.9379 | 1.9379 | 1.9379 | 1.9379 | 1.9379 | 1.9379 | 1.9379 | 1.9379 | 1.9379 | 1.9379 | 1.9379
F1_Commercial_Miscellaneous (ID)_New_Space Heating_Natural Gas_Boiler_E5 | F1 | Commercial | Miscellaneous (ID) | New | Space Heating | Natural Gas | Boiler | E5 | RVT - Cost of Equipment | 0 | 0 | 0 | 0 | 0 | 0 | 0 | 0 | 0 | 0 | 0 | 0 | 0 | 0 | 0 | 0 | 0 | 0 | 0 | 0 | 0 | 0 | 0 | 0 | 0 | 0 | 0
F1_Commercial_Miscellaneous (ID)_New_Space Heating_Natural Gas_Boiler_E6 | F1 | Commercial | Miscellaneous (ID) | New | Space Heating | Natural Gas | Boiler | E6 | RVT - Cost of Equipment | 0 | 0 | 0 | 0 | 0 | 0 | 0 | 0 | 0 | 0 | 0 | 0 | 0 | 0 | 0 | 0 | 0 | 0 | 0 | 0 | 0 | 0 | 0 | 0 | 0 | 0 | 0
F1_Commercial_Miscellaneous (ID)_New_Space Heating_Natural Gas_Boiler_E7 | F1 | Commercial | Miscellaneous (ID) | New | Space Heating | Natural Gas | Boiler | E7 | RVT - Cost of Equipment | 0 | 0 | 0 | 0 | 0 | 0 | 0 | 0 | 0 | 0 | 0 | 0 | 0 | 0 | 0 | 0 | 0 | 0 | 0 | 0 | 0 | 0 | 0 | 0 | 0 | 0 | 0
F1_Commercial_Miscellaneous (ID)_New_Space Heating_Natural Gas_Boiler_E8 | F1 | Commercial | Miscellaneous (ID) | New | Space Heating | Natural Gas | Boiler | E8 | RVT - Cost of Equipment | 0 | 0 | 0 | 0 | 0 | 0 | 0 | 0 | 0 | 0 | 0 | 0 | 0 | 0 | 0 | 0 | 0 | 0 | 0 | 0 | 0 | 0 | 0 | 0 | 0 | 0 | 0
F1_Commercial_Miscellaneous (ID)_New_Space Heating_Natural Gas_Boiler_E9 | F1 | Commercial | Miscellaneous (ID) | New | Space Heating | Natural Gas | Boiler | E9 | RVT - Cost of Equipment | 0 | 0 | 0 | 0 | 0 | 0 | 0 | 0 | 0 | 0 | 0 | 0 | 0 | 0 | 0 | 0 | 0 | 0 | 0 | 0 | 0 | 0 | 0 | 0 | 0 | 0 | 0
F1_Commercial_Miscellaneous (ID)_New_Space Heating_Natural Gas_Boiler_E10 | F1 | Commercial | Miscellaneous (ID) | New | Space Heating | Natural Gas | Boiler | E10 | RVT - Cost of Equipment | 0 | 0 | 0 | 0 | 0 | 0 | 0 | 0 | 0 | 0 | 0 | 0 | 0 | 0 | 0 | 0 | 0 | 0 | 0 | 0 | 0 | 0 | 0 | 0 | 0 | 0 | 0
F2_Commercial_Miscellaneous (ID)_New_Space Heating_Natural Gas_Boiler_E1 | F2 | Commercial | Miscellaneous (ID) | New | Space Heating | Natural Gas | Boiler | E1 | RVT - Cost of Operation | 0.6328 | 0.64043 | 0.6505 | 0.66149 | 0.67348 | 0.6904 | 0.70735 | 0.72506 | 0.74139 | 0.75759 | 0.77551 | 0.79209 | 0.81004 | 0.82834 | 0.84538 | 0.86209 | 0.87765 | 0.89353 | 0.90989 | 0.92652 | 0.94328 | 0.96356 | 0.98638 | 1.0069 | 1.0276 | 1.0434 | 1.0577
F2_Commercial_Miscellaneous (ID)_New_Space Heating_Natural Gas_Boiler_E2 | F2 | Commercial | Miscellaneous (ID) | New | Space Heating | Natural Gas | Boiler | E2 | RVT - Cost of Operation | 0.59559 | 0.60276 | 0.61224 | 0.62259 | 0.63387 | 0.6498 | 0.66575 | 0.68242 | 0.69779 | 0.71304 | 0.72991 | 0.74551 | 0.7624 | 0.77963 | 0.79566 | 0.81139 | 0.82603 | 0.84098 | 0.85638 | 0.87203 | 0.88781 | 0.90689 | 0.92837 | 0.94766 | 0.96715 | 0.98205 | 0.99546
F2_Commercial_Miscellaneous (ID)_New_Space Heating_Natural Gas_Boiler_E3 | F2 | Commercial | Miscellaneous (ID) | New | Space Heating | Natural Gas | Boiler | E3 | RVT - Cost of Operation | 0.52191 | 0.5282 | 0.5365 | 0.54557 | 0.55546 | 0.56941 | 0.58339 | 0.598 | 0.61147 | 0.62483 | 0.63961 | 0.65329 | 0.66808 | 0.68318 | 0.69724 | 0.71102 | 0.72385 | 0.73694 | 0.75044 | 0.76415 | 0.77798 | 0.7947 | 0.81352 | 0.83043 | 0.84751 | 0.86057 | 0.87232
F2_Commercial_Miscellaneous (ID)_New_Space Heating_Natural Gas_Boiler_E4 | F2 | Commercial | Miscellaneous (ID) | New | Space Heating | Natural Gas | Boiler | E4 | RVT - Cost of Operation | 0.32972 | 0.33246 | 0.33702 | 0.34229 | 0.34833 | 0.35816 | 0.36792 | 0.37812 | 0.38707 | 0.39576 | 0.40561 | 0.41421 | 0.42379 | 0.43365 | 0.44243 | 0.45086 | 0.45829 | 0.46587 | 0.47373 | 0.48168 | 0.48964 | 0.50032 | 0.51298 | 0.52387 | 0.53498 | 0.54634 | 0.55794
F2_Commercial_Miscellaneous (ID)_New_Space Heating_Natural Gas_Boiler_E5 | F2 | Commercial | Miscellaneous (ID) | New | Space Heating | Natural Gas | Boiler | E5 | RVT - Cost of Operation | 0 | 0 | 0 | 0 | 0 | 0 | 0 | 0 | 0 | 0 | 0 | 0 | 0 | 0 | 0 | 0 | 0 | 0 | 0 | 0 | 0 | 0 | 0 | 0 | 0 | 0 | 0
F2_Commercial_Miscellaneous (ID)_New_Space Heating_Natural Gas_Boiler_E6 | F2 | Commercial | Miscellaneous (ID) | New | Space Heating | Natural Gas | Boiler | E6 | RVT - Cost of Operation | 0 | 0 | 0 | 0 | 0 | 0 | 0 | 0 | 0 | 0 | 0 | 0 | 0 | 0 | 0 | 0 | 0 | 0 | 0 | 0 | 0 | 0 | 0 | 0 | 0 | 0 | 0
F2_Commercial_Miscellaneous (ID)_New_Space Heating_Natural Gas_Boiler_E7 | F2 | Commercial | Miscellaneous (ID) | New | Space Heating | Natural Gas | Boiler | E7 | RVT - Cost of Operation | 0 | 0 | 0 | 0 | 0 | 0 | 0 | 0 | 0 | 0 | 0 | 0 | 0 | 0 | 0 | 0 | 0 | 0 | 0 | 0 | 0 | 0 | 0 | 0 | 0 | 0 | 0
F2_Commercial_Miscellaneous (ID)_New_Space Heating_Natural Gas_Boiler_E8 | F2 | Commercial | Miscellaneous (ID) | New | Space Heating | Natural Gas | Boiler | E8 | RVT - Cost of Operation | 0 | 0 | 0 | 0 | 0 | 0 | 0 | 0 | 0 | 0 | 0 | 0 | 0 | 0 | 0 | 0 | 0 | 0 | 0 | 0 | 0 | 0 | 0 | 0 | 0 | 0 | 0
F2_Commercial_Miscellaneous (ID)_New_Space Heating_Natural Gas_Boiler_E9 | F2 | Commercial | Miscellaneous (ID) | New | Space Heating | Natural Gas | Boiler | E9 | RVT - Cost of Operation | 0 | 0 | 0 | 0 | 0 | 0 | 0 | 0 | 0 | 0 | 0 | 0 | 0 | 0 | 0 | 0 | 0 | 0 | 0 | 0 | 0 | 0 | 0 | 0 | 0 | 0 | 0
F2_Commercial_Miscellaneous (ID)_New_Space Heating_Natural Gas_Boiler_E10 | F2 | Commercial | Miscellaneous (ID) | New | Space Heating | Natural Gas | Boiler | E10 | RVT - Cost of Operation | 0 | 0 | 0 | 0 | 0 | 0 | 0 | 0 | 0 | 0 | 0 | 0 | 0 | 0 | 0 | 0 | 0 | 0 | 0 | 0 | 0 | 0 | 0 | 0 | 0 | 0 | 0
F3_Commercial_Miscellaneous (ID)_New_Space Heating_Natural Gas_Boiler_E1 | F3 | Commercial | Miscellaneous (ID) | New | Space Heating | Natural Gas | Boiler | E1 | System - kBTUs of Consumption | 124.5166 | 124.3572 | 124.3572 | 124.3572 | 124.3572 | 124.3572 | 124.3572 | 124.3572 | 124.3572 | 124.3572 | 124.3572 | 124.3572 | 124.3572 | 124.3572 | 124.3572 | 124.3572 | 124.3572 | 124.3572 | 124.3572 | 124.3572 | 124.3572 | 124.3572 | 124.3572 | 124.3572 | 124.3572 | 122.8219 | 120.9028
F3_Commercial_Miscellaneous (ID)_New_Space Heating_Natural Gas_Boiler_E2 | F3 | Commercial | Miscellaneous (ID) | New | Space Heating | Natural Gas | Boiler | E2 | System - kBTUs of Consumption | 117.1936 | 117.0436 | 117.0436 | 117.0436 | 117.0436 | 117.0436 | 117.0436 | 117.0436 | 117.0436 | 117.0436 | 117.0436 | 117.0436 | 117.0436 | 117.0436 | 117.0436 | 117.0436 | 117.0436 | 117.0436 | 117.0436 | 117.0436 | 117.0436 | 117.0436 | 117.0436 | 117.0436 | 117.0436 | 115.5986 | 113.7924
F3_Commercial_Miscellaneous (ID)_New_Space Heating_Natural Gas_Boiler_E3 | F3 | Commercial | Miscellaneous (ID) | New | Space Heating | Natural Gas | Boiler | E3 | System - kBTUs of Consumption | 102.6962 | 102.5647 | 102.5647 | 102.5647 | 102.5647 | 102.5647 | 102.5647 | 102.5647 | 102.5647 | 102.5647 | 102.5647 | 102.5647 | 102.5647 | 102.5647 | 102.5647 | 102.5647 | 102.5647 | 102.5647 | 102.5647 | 102.5647 | 102.5647 | 102.5647 | 102.5647 | 102.5647 | 102.5647 | 101.2985 | 99.7157
F3_Commercial_Miscellaneous (ID)_New_Space Heating_Natural Gas_Boiler_E4 | F3 | Commercial | Miscellaneous (ID) | New | Space Heating | Natural Gas | Boiler | E4 | System - kBTUs of Consumption | 72.5594 | 72.3772 | 72.3772 | 72.3772 | 72.3772 | 72.3772 | 72.3772 | 72.3772 | 72.3772 | 72.3772 | 72.3772 | 72.3772 | 72.3772 | 72.3772 | 72.3772 | 72.3772 | 72.3772 | 72.3772 | 72.3772 | 72.3772 | 72.3772 | 72.3772 | 72.3772 | 72.3772 | 72.3772 | 72.3772 | 72.3772
F3_Commercial_Miscellaneous (ID)_New_Space Heating_Natural Gas_Boiler_E5 | F3 | Commercial | Miscellaneous (ID) | New | Space Heating | Natural Gas | Boiler | E5 | System - kBTUs of Consumption | 0 | 0 | 0 | 0 | 0 | 0 | 0 | 0 | 0 | 0 | 0 | 0 | 0 | 0 | 0 | 0 | 0 | 0 | 0 | 0 | 0 | 0 | 0 | 0 | 0 | 0 | 0
F3_Commercial_Miscellaneous (ID)_New_Space Heating_Natural Gas_Boiler_E6 | F3 | Commercial | Miscellaneous (ID) | New | Space Heating | Natural Gas | Boiler | E6 | System - kBTUs of Consumption | 0 | 0 | 0 | 0 | 0 | 0 | 0 | 0 | 0 | 0 | 0 | 0 | 0 | 0 | 0 | 0 | 0 | 0 | 0 | 0 | 0 | 0 | 0 | 0 | 0 | 0 | 0
F3_Commercial_Miscellaneous (ID)_New_Space Heating_Natural Gas_Boiler_E7 | F3 | Commercial | Miscellaneous (ID) | New | Space Heating | Natural Gas | Boiler | E7 | System - kBTUs of Consumption | 0 | 0 | 0 | 0 | 0 | 0 | 0 | 0 | 0 | 0 | 0 | 0 | 0 | 0 | 0 | 0 | 0 | 0 | 0 | 0 | 0 | 0 | 0 | 0 | 0 | 0 | 0
F3_Commercial_Miscellaneous (ID)_New_Space Heating_Natural Gas_Boiler_E8 | F3 | Commercial | Miscellaneous (ID) | New | Space Heating | Natural Gas | Boiler | E8 | System - kBTUs of Consumption | 0 | 0 | 0 | 0 | 0 | 0 | 0 | 0 | 0 | 0 | 0 | 0 | 0 | 0 | 0 | 0 | 0 | 0 | 0 | 0 | 0 | 0 | 0 | 0 | 0 | 0 | 0
F3_Commercial_Miscellaneous (ID)_New_Space Heating_Natural Gas_Boiler_E9 | F3 | Commercial | Miscellaneous (ID) | New | Space Heating | Natural Gas | Boiler | E9 | System - kBTUs of Consumption | 0 | 0 | 0 | 0 | 0 | 0 | 0 | 0 | 0 | 0 | 0 | 0 | 0 | 0 | 0 | 0 | 0 | 0 | 0 | 0 | 0 | 0 | 0 | 0 | 0 | 0 | 0
F3_Commercial_Miscellaneous (ID)_New_Space Heating_Natural Gas_Boiler_E10 | F3 | Commercial | Miscellaneous (ID) | New | Space Heating | Natural Gas | Boiler | E10 | System - kBTUs of Consumption | 0 | 0 | 0 | 0 | 0 | 0 | 0 | 0 | 0 | 0 | 0 | 0 | 0 | 0 | 0 | 0 | 0 | 0 | 0 | 0 | 0 | 0 | 0 | 0 | 0 | 0 | 0
F4_Commercial_Miscellaneous (ID)_New_Space Heating_Natural Gas_Boiler_E1 | F4 | Commercial | Miscellaneous (ID) | New | Space Heating | Natural Gas | Boiler | E1 | Utility - Cost of Equipment | 0.24158 | 0.24158 | 0.24158 | 0.24158 | 0.24158 | 0.24158 | 0.24158 | 0.24158 | 0.24158 | 0.24158 | 0.24158 | 0.24158 | 0.24158 | 0.24158 | 0.24158 | 0.24158 | 0.24158 | 0.24158 | 0.24158 | 0.24158 | 0.24158 | 0.24158 | 0.24158 | 0.24158 | 0.24158 | 0.24158 | 0.24158
F4_Commercial_Miscellaneous (ID)_New_Space Heating_Natural Gas_Boiler_E2 | F4 | Commercial | Miscellaneous (ID) | New | Space Heating | Natural Gas | Boiler | E2 | Utility - Cost of Equipment | 0.25171 | 0.25171 | 0.25171 | 0.25171 | 0.25171 | 0.25171 | 0.25171 | 0.25171 | 0.25171 | 0.25171 | 0.25171 | 0.25171 | 0.25171 | 0.25171 | 0.25171 | 0.25171 | 0.25171 | 0.25171 | 0.25171 | 0.25171 | 0.25171 | 0.25171 | 0.25171 | 0.25171 | 0.25171 | 0.25171 | 0.25171
F4_Commercial_Miscellaneous (ID)_New_Space Heating_Natural Gas_Boiler_E3 | F4 | Commercial | Miscellaneous (ID) | New | Space Heating | Natural Gas | Boiler | E3 | Utility - Cost of Equipment | 0.23498 | 0.23498 | 0.23498 | 0.23498 | 0.23498 | 0.23498 | 0.23498 | 0.23498 | 0.23498 | 0.23498 | 0.23498 | 0.23498 | 0.23498 | 0.23498 | 0.23498 | 0.23498 | 0.23498 | 0.23498 | 0.23498 | 0.23498 | 0.23498 | 0.23498 | 0.23498 | 0.23498 | 0.23498 | 0.23498 | 0.23498
F4_Commercial_Miscellaneous (ID)_New_Space Heating_Natural Gas_Boiler_E4 | F4 | Commercial | Miscellaneous (ID) | New | Space Heating | Natural Gas | Boiler | E4 | Utility - Cost of Equipment | 1.9379 | 1.9379 | 1.9379 | 1.9379 | 1.9379 | 1.9379 | 1.9379 | 1.9379 | 1.9379 | 1.9379 | 1.9379 | 1.9379 | 1.9379 | 1.9379 | 1.9379 | 1.9379 | 1.9379 | 1.9379 | 1.9379 | 1.9379 | 1.9379 | 1.9379 | 1.9379 | 1.9379 | 1.9379 | 1.9379 | 1.9379
F4_Commercial_Miscellaneous (ID)_New_Space Heating_Natural Gas_Boiler_E5 | F4 | Commercial | Miscellaneous (ID) | New | Space Heating | Natural Gas | Boiler | E5 | Utility - Cost of Equipment | 0 | 0 | 0 | 0 | 0 | 0 | 0 | 0 | 0 | 0 | 0 | 0 | 0 | 0 | 0 | 0 | 0 | 0 | 0 | 0 | 0 | 0 | 0 | 0 | 0 | 0 | 0
F4_Commercial_Miscellaneous (ID)_New_Space Heating_Natural Gas_Boiler_E6 | F4 | Commercial | Miscellaneous (ID) | New | Space Heating | Natural Gas | Boiler | E6 | Utility - Cost of Equipment | 0 | 0 | 0 | 0 | 0 | 0 | 0 | 0 | 0 | 0 | 0 | 0 | 0 | 0 | 0 | 0 | 0 | 0 | 0 | 0 | 0 | 0 | 0 | 0 | 0 | 0 | 0
F4_Commercial_Miscellaneous (ID)_New_Space Heating_Natural Gas_Boiler_E7 | F4 | Commercial | Miscellaneous (ID) | New | Space Heating | Natural Gas | Boiler | E7 | Utility - Cost of Equipment | 0 | 0 | 0 | 0 | 0 | 0 | 0 | 0 | 0 | 0 | 0 | 0 | 0 | 0 | 0 | 0 | 0 | 0 | 0 | 0 | 0 | 0 | 0 | 0 | 0 | 0 | 0
F4_Commercial_Miscellaneous (ID)_New_Space Heating_Natural Gas_Boiler_E8 | F4 | Commercial | Miscellaneous (ID) | New | Space Heating | Natural Gas | Boiler | E8 | Utility - Cost of Equipment | 0 | 0 | 0 | 0 | 0 | 0 | 0 | 0 | 0 | 0 | 0 | 0 | 0 | 0 | 0 | 0 | 0 | 0 | 0 | 0 | 0 | 0 | 0 | 0 | 0 | 0 | 0
F4_Commercial_Miscellaneous (ID)_New_Space Heating_Natural Gas_Boiler_E9 | F4 | Commercial | Miscellaneous (ID) | New | Space Heating | Natural Gas | Boiler | E9 | Utility - Cost of Equipment | 0 | 0 | 0 | 0 | 0 | 0 | 0 | 0 | 0 | 0 | 0 | 0 | 0 | 0 | 0 | 0 | 0 | 0 | 0 | 0 | 0 | 0 | 0 | 0 | 0 | 0 | 0
F4_Commercial_Miscellaneous (ID)_New_Space Heating_Natural Gas_Boiler_E10 | F4 | Commercial | Miscellaneous (ID) | New | Space Heating | Natural Gas | Boiler | E10 | Utility - Cost of Equipment | 0 | 0 | 0 | 0 | 0 | 0 | 0 | 0 | 0 | 0 | 0 | 0 | 0 | 0 | 0 | 0 | 0 | 0 | 0 | 0 | 0 | 0 | 0 | 0 | 0 | 0 | 0
F5_Commercial_Miscellaneous (ID)_New_Space Heating_Natural Gas_Boiler_E1 | F5 | Commercial | Miscellaneous (ID) | New | Space Heating | Natural Gas | Boiler | E1 | Utility - Cost of Operation | 0.55819 | 0.56793 | 0.57997 | 0.59305 | 0.60726 | 0.62591 | 0.64492 | 0.66493 | 0.68418 | 0.70375 | 0.72164 | 0.73842 | 0.75657 | 0.77519 | 0.79281 | 0.81029 | 0.82689 | 0.84397 | 0.86169 | 0.87985 | 0.89836 | 0.91768 | 0.93941 | 0.95893 | 0.97866 | 0.99373 | 1.0073
F5_Commercial_Miscellaneous (ID)_New_Space Heating_Natural Gas_Boiler_E2 | F5 | Commercial | Miscellaneous (ID) | New | Space Heating | Natural Gas | Boiler | E2 | Utility - Cost of Operation | 0.52536 | 0.53453 | 0.54586 | 0.55817 | 0.57155 | 0.5891 | 0.60699 | 0.62583 | 0.64395 | 0.66236 | 0.67919 | 0.69499 | 0.71207 | 0.7296 | 0.74618 | 0.76264 | 0.77826 | 0.79433 | 0.81101 | 0.8281 | 0.84553 | 0.86371 | 0.88416 | 0.90254 | 0.9211 | 0.93529 | 0.94806
F5_Commercial_Miscellaneous (ID)_New_Space Heating_Natural Gas_Boiler_E3 | F5 | Commercial | Miscellaneous (ID) | New | Space Heating | Natural Gas | Boiler | E3 | Utility - Cost of Operation | 0.46037 | 0.46841 | 0.47833 | 0.48912 | 0.50085 | 0.51622 | 0.5319 | 0.54841 | 0.56429 | 0.58043 | 0.59517 | 0.60902 | 0.62399 | 0.63934 | 0.65388 | 0.66829 | 0.68198 | 0.69607 | 0.71068 | 0.72566 | 0.74093 | 0.75686 | 0.77478 | 0.79089 | 0.80715 | 0.81959 | 0.83078
F5_Commercial_Miscellaneous (ID)_New_Space Heating_Natural Gas_Boiler_E4 | F5 | Commercial | Miscellaneous (ID) | New | Space Heating | Natural Gas | Boiler | E4 | Utility - Cost of Operation | 0.28248 | 0.28658 | 0.2924 | 0.29905 | 0.30658 | 0.31755 | 0.32874 | 0.34062 | 0.3518 | 0.36313 | 0.37305 | 0.38202 | 0.39197 | 0.4023 | 0.41175 | 0.42099 | 0.42946 | 0.43821 | 0.44736 | 0.45675 | 0.46632 | 0.47649 | 0.48855 | 0.49892 | 0.50951 | 0.52032 | 0.53137
F5_Commercial_Miscellaneous (ID)_New_Space Heating_Natural Gas_Boiler_E5 | F5 | Commercial | Miscellaneous (ID) | New | Space Heating | Natural Gas | Boiler | E5 | Utility - Cost of Operation | 0 | 0 | 0 | 0 | 0 | 0 | 0 | 0 | 0 | 0 | 0 | 0 | 0 | 0 | 0 | 0 | 0 | 0 | 0 | 0 | 0 | 0 | 0 | 0 | 0 | 0 | 0
F5_Commercial_Miscellaneous (ID)_New_Space Heating_Natural Gas_Boiler_E6 | F5 | Commercial | Miscellaneous (ID) | New | Space Heating | Natural Gas | Boiler | E6 | Utility - Cost of Operation | 0 | 0 | 0 | 0 | 0 | 0 | 0 | 0 | 0 | 0 | 0 | 0 | 0 | 0 | 0 | 0 | 0 | 0 | 0 | 0 | 0 | 0 | 0 | 0 | 0 | 0 | 0
F5_Commercial_Miscellaneous (ID)_New_Space Heating_Natural Gas_Boiler_E7 | F5 | Commercial | Miscellaneous (ID) | New | Space Heating | Natural Gas | Boiler | E7 | Utility - Cost of Operation | 0 | 0 | 0 | 0 | 0 | 0 | 0 | 0 | 0 | 0 | 0 | 0 | 0 | 0 | 0 | 0 | 0 | 0 | 0 | 0 | 0 | 0 | 0 | 0 | 0 | 0 | 0
F5_Commercial_Miscellaneous (ID)_New_Space Heating_Natural Gas_Boiler_E8 | F5 | Commercial | Miscellaneous (ID) | New | Space Heating | Natural Gas | Boiler | E8 | Utility - Cost of Operation | 0 | 0 | 0 | 0 | 0 | 0 | 0 | 0 | 0 | 0 | 0 | 0 | 0 | 0 | 0 | 0 | 0 | 0 | 0 | 0 | 0 | 0 | 0 | 0 | 0 | 0 | 0
F5_Commercial_Miscellaneous (ID)_New_Space Heating_Natural Gas_Boiler_E9 | F5 | Commercial | Miscellaneous (ID) | New | Space Heating | Natural Gas | Boiler | E9 | Utility - Cost of Operation | 0 | 0 | 0 | 0 | 0 | 0 | 0 | 0 | 0 | 0 | 0 | 0 | 0 | 0 | 0 | 0 | 0 | 0 | 0 | 0 | 0 | 0 | 0 | 0 | 0 | 0 | 0
F5_Commercial_Miscellaneous (ID)_New_Space Heating_Natural Gas_Boiler_E10 | F5 | Commercial | Miscellaneous (ID) | New | Space Heating | Natural Gas | Boiler | E10 | Utility - Cost of Operation | 0 | 0 | 0 | 0 | 0 | 0 | 0 | 0 | 0 | 0 | 0 | 0 | 0 | 0 | 0 | 0 | 0 | 0 | 0 | 0 | 0 | 0 | 0 | 0 | 0 | 0 | 0
F6_Commercial_Miscellaneous (ID)_New_Space Heating_Natural Gas_Boiler_E1 | F6 | Commercial | Miscellaneous (ID) | New | Space Heating | Natural Gas | Boiler | E1 | Utility - Value of Sales | 0.6328 | 0.64043 | 0.6505 | 0.66149 | 0.67348 | 0.6904 | 0.70735 | 0.72506 | 0.74139 | 0.75759 | 0.77551 | 0.79209 | 0.81004 | 0.82834 | 0.84538 | 0.86209 | 0.87765 | 0.89353 | 0.90989 | 0.92652 | 0.94328 | 0.96356 | 0.98638 | 1.0069 | 1.0276 | 1.0434 | 1.0577
F6_Commercial_Miscellaneous (ID)_New_Space Heating_Natural Gas_Boiler_E2 | F6 | Commercial | Miscellaneous (ID) | New | Space Heating | Natural Gas | Boiler | E2 | Utility - Value of Sales | 0.59559 | 0.60276 | 0.61224 | 0.62259 | 0.63387 | 0.6498 | 0.66575 | 0.68242 | 0.69779 | 0.71304 | 0.72991 | 0.74551 | 0.7624 | 0.77963 | 0.79566 | 0.81139 | 0.82603 | 0.84098 | 0.85638 | 0.87203 | 0.88781 | 0.90689 | 0.92837 | 0.94766 | 0.96715 | 0.98205 | 0.99546
F6_Commercial_Miscellaneous (ID)_New_Space Heating_Natural Gas_Boiler_E3 | F6 | Commercial | Miscellaneous (ID) | New | Space Heating | Natural Gas | Boiler | E3 | Utility - Value of Sales | 0.52191 | 0.5282 | 0.5365 | 0.54557 | 0.55546 | 0.56941 | 0.58339 | 0.598 | 0.61147 | 0.62483 | 0.63961 | 0.65329 | 0.66808 | 0.68318 | 0.69724 | 0.71102 | 0.72385 | 0.73694 | 0.75044 | 0.76415 | 0.77798 | 0.7947 | 0.81352 | 0.83043 | 0.84751 | 0.86057 | 0.87232
F6_Commercial_Miscellaneous (ID)_New_Space Heating_Natural Gas_Boiler_E4 | F6 | Commercial | Miscellaneous (ID) | New | Space Heating | Natural Gas | Boiler | E4 | Utility - Value of Sales | 0.32972 | 0.33246 | 0.33702 | 0.34229 | 0.34833 | 0.35816 | 0.36792 | 0.37812 | 0.38707 | 0.39576 | 0.40561 | 0.41421 | 0.42379 | 0.43365 | 0.44243 | 0.45086 | 0.45829 | 0.46587 | 0.47373 | 0.48168 | 0.48964 | 0.50032 | 0.51298 | 0.52387 | 0.53498 | 0.54634 | 0.55794
F6_Commercial_Miscellaneous (ID)_New_Space Heating_Natural Gas_Boiler_E5 | F6 | Commercial | Miscellaneous (ID) | New | Space Heating | Natural Gas | Boiler | E5 | Utility - Value of Sales | 0 | 0 | 0 | 0 | 0 | 0 | 0 | 0 | 0 | 0 | 0 | 0 | 0 | 0 | 0 | 0 | 0 | 0 | 0 | 0 | 0 | 0 | 0 | 0 | 0 | 0 | 0
F6_Commercial_Miscellaneous (ID)_New_Space Heating_Natural Gas_Boiler_E6 | F6 | Commercial | Miscellaneous (ID) | New | Space Heating | Natural Gas | Boiler | E6 | Utility - Value of Sales | 0 | 0 | 0 | 0 | 0 | 0 | 0 | 0 | 0 | 0 | 0 | 0 | 0 | 0 | 0 | 0 | 0 | 0 | 0 | 0 | 0 | 0 | 0 | 0 | 0 | 0 | 0
F6_Commercial_Miscellaneous (ID)_New_Space Heating_Natural Gas_Boiler_E7 | F6 | Commercial | Miscellaneous (ID) | New | Space Heating | Natural Gas | Boiler | E7 | Utility - Value of Sales | 0 | 0 | 0 | 0 | 0 | 0 | 0 | 0 | 0 | 0 | 0 | 0 | 0 | 0 | 0 | 0 | 0 | 0 | 0 | 0 | 0 | 0 | 0 | 0 | 0 | 0 | 0
F6_Commercial_Miscellaneous (ID)_New_Space Heating_Natural Gas_Boiler_E8 | F6 | Commercial | Miscellaneous (ID) | New | Space Heating | Natural Gas | Boiler | E8 | Utility - Value of Sales | 0 | 0 | 0 | 0 | 0 | 0 | 0 | 0 | 0 | 0 | 0 | 0 | 0 | 0 | 0 | 0 | 0 | 0 | 0 | 0 | 0 | 0 | 0 | 0 | 0 | 0 | 0
F6_Commercial_Miscellaneous (ID)_New_Space Heating_Natural Gas_Boiler_E9 | F6 | Commercial | Miscellaneous (ID) | New | Space Heating | Natural Gas | Boiler | E9 | Utility - Value of Sales | 0 | 0 | 0 | 0 | 0 | 0 | 0 | 0 | 0 | 0 | 0 | 0 | 0 | 0 | 0 | 0 | 0 | 0 | 0 | 0 | 0 | 0 | 0 | 0 | 0 | 0 | 0
F6_Commercial_Miscellaneous (ID)_New_Space Heating_Natural Gas_Boiler_E10 | F6 | Commercial | Miscellaneous (ID) | New | Space Heating | Natural Gas | Boiler | E10 | Utility - Value of Sales | 0 | 0 | 0 | 0 | 0 | 0 | 0 | 0 | 0 | 0 | 0 | 0 | 0 | 0 | 0 | 0 | 0 | 0 | 0 | 0 | 0 | 0 | 0 | 0 | 0 | 0 | 0
F1_Commercial_Miscellaneous (ID)_New_Space Heating_Natural Gas_Unit Heater_E1 | F1 | Commercial | Miscellaneous (ID) | New | Space Heating | Natural Gas | Unit Heater | E1 | RVT - Cost of Equipment | 4.9513e-05 | 4.9513e-05 | 4.9513e-05 | 4.9513e-05 | 4.9513e-05 | 4.9513e-05 | 4.9513e-05 | 4.9513e-05 | 4.9513e-05 | 4.9513e-05 | 4.9513e-05 | 4.9513e-05 | 4.9513e-05 | 4.9513e-05 | 4.9513e-05 | 4.9513e-05 | 4.9513e-05 | 4.9513e-05 | 4.9513e-05 | 4.9513e-05 | 4.9513e-05 | 4.9513e-05 | 4.9513e-05 | 4.9513e-05 | 4.9513e-05 | 4.9513e-05 | 4.9513e-05
F1_Commercial_Miscellaneous (ID)_New_Space Heating_Natural Gas_Unit Heater_E2 | F1 | Commercial | Miscellaneous (ID) | New | Space Heating | Natural Gas | Unit Heater | E2 | RVT - Cost of Equipment | 0.00010859 | 0.00010859 | 0.00010859 | 0.00010859 | 0.00010859 | 0.00010859 | 0.00010859 | 0.00010859 | 0.00010859 | 0.00010859 | 0.00010859 | 0.00010859 | 0.00010859 | 0.00010859 | 0.00010859 | 0.00010859 | 0.00010859 | 0.00010859 | 0.00010859 | 0.00010859 | 0.00010859 | 0.00010859 | 0.00010859 | 0.00010859 | 0.00010859 | 0.00010859 | 0.00010859
F1_Commercial_Miscellaneous (ID)_New_Space Heating_Natural Gas_Unit Heater_E3 | F1 | Commercial | Miscellaneous (ID) | New | Space Heating | Natural Gas | Unit Heater | E3 | RVT - Cost of Equipment | 6.8861e-05 | 6.8861e-05 | 6.8861e-05 | 6.8861e-05 | 6.8861e-05 | 6.8861e-05 | 6.8861e-05 | 6.8861e-05 | 6.8861e-05 | 6.8861e-05 | 6.8861e-05 | 6.8861e-05 | 6.8861e-05 | 6.8861e-05 | 6.8861e-05 | 6.8861e-05 | 6.8861e-05 | 6.8861e-05 | 6.8861e-05 | 6.8861e-05 | 6.8861e-05 | 6.8861e-05 | 6.8861e-05 | 6.8861e-05 | 6.8861e-05 | 6.8861e-05 | 6.8861e-05
F1_Commercial_Miscellaneous (ID)_New_Space Heating_Natural Gas_Unit Heater_E4 | F1 | Commercial | Miscellaneous (ID) | New | Space Heating | Natural Gas | Unit Heater | E4 | RVT - Cost of Equipment | 0 | 0 | 0 | 0 | 0 | 0 | 0 | 0 | 0 | 0 | 0 | 0 | 0 | 0 | 0 | 0 | 0 | 0 | 0 | 0 | 0 | 0 | 0 | 0 | 0 | 0 | 0
F1_Commercial_Miscellaneous (ID)_New_Space Heating_Natural Gas_Unit Heater_E5 | F1 | Commercial | Miscellaneous (ID) | New | Space Heating | Natural Gas | Unit Heater | E5 | RVT - Cost of Equipment | 0 | 0 | 0 | 0 | 0 | 0 | 0 | 0 | 0 | 0 | 0 | 0 | 0 | 0 | 0 | 0 | 0 | 0 | 0 | 0 | 0 | 0 | 0 | 0 | 0 | 0 | 0
F1_Commercial_Miscellaneous (ID)_New_Space Heating_Natural Gas_Unit Heater_E6 | F1 | Commercial | Miscellaneous (ID) | New | Space Heating | Natural Gas | Unit Heater | E6 | RVT - Cost of Equipment | 0 | 0 | 0 | 0 | 0 | 0 | 0 | 0 | 0 | 0 | 0 | 0 | 0 | 0 | 0 | 0 | 0 | 0 | 0 | 0 | 0 | 0 | 0 | 0 | 0 | 0 | 0
F1_Commercial_Miscellaneous (ID)_New_Space Heating_Natural Gas_Unit Heater_E7 | F1 | Commercial | Miscellaneous (ID) | New | Space Heating | Natural Gas | Unit Heater | E7 | RVT - Cost of Equipment | 0 | 0 | 0 | 0 | 0 | 0 | 0 | 0 | 0 | 0 | 0 | 0 | 0 | 0 | 0 | 0 | 0 | 0 | 0 | 0 | 0 | 0 | 0 | 0 | 0 | 0 | 0
F1_Commercial_Miscellaneous (ID)_New_Space Heating_Natural Gas_Unit Heater_E8 | F1 | Commercial | Miscellaneous (ID) | New | Space Heating | Natural Gas | Unit Heater | E8 | RVT - Cost of Equipment | 0 | 0 | 0 | 0 | 0 | 0 | 0 | 0 | 0 | 0 | 0 | 0 | 0 | 0 | 0 | 0 | 0 | 0 | 0 | 0 | 0 | 0 | 0 | 0 | 0 | 0 | 0
F1_Commercial_Miscellaneous (ID)_New_Space Heating_Natural Gas_Unit Heater_E9 | F1 | Commercial | Miscellaneous (ID) | New | Space Heating | Natural Gas | Unit Heater | E9 | RVT - Cost of Equipment | 0 | 0 | 0 | 0 | 0 | 0 | 0 | 0 | 0 | 0 | 0 | 0 | 0 | 0 | 0 | 0 | 0 | 0 | 0 | 0 | 0 | 0 | 0 | 0 | 0 | 0 | 0
F1_Commercial_Miscellaneous (ID)_New_Space Heating_Natural Gas_Unit Heater_E10 | F1 | Commercial | Miscellaneous (ID) | New | Space Heating | Natural Gas | Unit Heater | E10 | RVT - Cost of Equipment | 0 | 0 | 0 | 0 | 0 | 0 | 0 | 0 | 0 | 0 | 0 | 0 | 0 | 0 | 0 | 0 | 0 | 0 | 0 | 0 | 0 | 0 | 0 | 0 | 0 | 0 | 0
F2_Commercial_Miscellaneous (ID)_New_Space Heating_Natural Gas_Unit Heater_E1 | F2 | Commercial | Miscellaneous (ID) | New | Space Heating | Natural Gas | Unit Heater | E1 | RVT - Cost of Operation | 0.098312 | 0.099347 | 0.10083 | 0.10246 | 0.10426 | 0.10698 | 0.10967 | 0.1125 | 0.11507 | 0.11761 | 0.12046 | 0.12303 | 0.12586 | 0.12875 | 0.13138 | 0.13393 | 0.13624 | 0.13861 | 0.14105 | 0.14353 | 0.14602 | 0.14919 | 0.15285 | 0.1561 | 0.15941 | 0.1628 | 0.16625
F2_Commercial_Miscellaneous (ID)_New_Space Heating_Natural Gas_Unit Heater_E2 | F2 | Commercial | Miscellaneous (ID) | New | Space Heating | Natural Gas | Unit Heater | E2 | RVT - Cost of Operation | 0.087441 | 0.088361 | 0.089679 | 0.091132 | 0.092733 | 0.095152 | 0.097547 | 0.10006 | 0.10235 | 0.1046 | 0.10714 | 0.10943 | 0.11195 | 0.11451 | 0.11685 | 0.11912 | 0.12118 | 0.12328 | 0.12545 | 0.12766 | 0.12987 | 0.13269 | 0.13595 | 0.13884 | 0.14179 | 0.14479 | 0.14787
F2_Commercial_Miscellaneous (ID)_New_Space Heating_Natural Gas_Unit Heater_E3 | F2 | Commercial | Miscellaneous (ID) | New | Space Heating | Natural Gas | Unit Heater | E3 | RVT - Cost of Operation | 0.083546 | 0.084241 | 0.085396 | 0.086731 | 0.088262 | 0.090753 | 0.093225 | 0.095811 | 0.098079 | 0.10028 | 0.10278 | 0.10496 | 0.10738 | 0.10988 | 0.11211 | 0.11424 | 0.11612 | 0.11804 | 0.12004 | 0.12205 | 0.12407 | 0.12677 | 0.12998 | 0.13274 | 0.13556 | 0.13844 | 0.14137
F2_Commercial_Miscellaneous (ID)_New_Space Heating_Natural Gas_Unit Heater_E4 | F2 | Commercial | Miscellaneous (ID) | New | Space Heating | Natural Gas | Unit Heater | E4 | RVT - Cost of Operation | 0 | 0 | 0 | 0 | 0 | 0 | 0 | 0 | 0 | 0 | 0 | 0 | 0 | 0 | 0 | 0 | 0 | 0 | 0 | 0 | 0 | 0 | 0 | 0 | 0 | 0 | 0
F2_Commercial_Miscellaneous (ID)_New_Space Heating_Natural Gas_Unit Heater_E5 | F2 | Commercial | Miscellaneous (ID) | New | Space Heating | Natural Gas | Unit Heater | E5 | RVT - Cost of Operation | 0 | 0 | 0 | 0 | 0 | 0 | 0 | 0 | 0 | 0 | 0 | 0 | 0 | 0 | 0 | 0 | 0 | 0 | 0 | 0 | 0 | 0 | 0 | 0 | 0 | 0 | 0
F2_Commercial_Miscellaneous (ID)_New_Space Heating_Natural Gas_Unit Heater_E6 | F2 | Commercial | Miscellaneous (ID) | New | Space Heating | Natural Gas | Unit Heater | E6 | RVT - Cost of Operation | 0 | 0 | 0 | 0 | 0 | 0 | 0 | 0 | 0 | 0 | 0 | 0 | 0 | 0 | 0 | 0 | 0 | 0 | 0 | 0 | 0 | 0 | 0 | 0 | 0 | 0 | 0
F2_Commercial_Miscellaneous (ID)_New_Space Heating_Natural Gas_Unit Heater_E7 | F2 | Commercial | Miscellaneous (ID) | New | Space Heating | Natural Gas | Unit Heater | E7 | RVT - Cost of Operation | 0 | 0 | 0 | 0 | 0 | 0 | 0 | 0 | 0 | 0 | 0 | 0 | 0 | 0 | 0 | 0 | 0 | 0 | 0 | 0 | 0 | 0 | 0 | 0 | 0 | 0 | 0
F2_Commercial_Miscellaneous (ID)_New_Space Heating_Natural Gas_Unit Heater_E8 | F2 | Commercial | Miscellaneous (ID) | New | Space Heating | Natural Gas | Unit Heater | E8 | RVT - Cost of Operation | 0 | 0 | 0 | 0 | 0 | 0 | 0 | 0 | 0 | 0 | 0 | 0 | 0 | 0 | 0 | 0 | 0 | 0 | 0 | 0 | 0 | 0 | 0 | 0 | 0 | 0 | 0
F2_Commercial_Miscellaneous (ID)_New_Space Heating_Natural Gas_Unit Heater_E9 | F2 | Commercial | Miscellaneous (ID) | New | Space Heating | Natural Gas | Unit Heater | E9 | RVT - Cost of Operation | 0 | 0 | 0 | 0 | 0 | 0 | 0 | 0 | 0 | 0 | 0 | 0 | 0 | 0 | 0 | 0 | 0 | 0 | 0 | 0 | 0 | 0 | 0 | 0 | 0 | 0 | 0
F2_Commercial_Miscellaneous (ID)_New_Space Heating_Natural Gas_Unit Heater_E10 | F2 | Commercial | Miscellaneous (ID) | New | Space Heating | Natural Gas | Unit Heater | E10 | RVT - Cost of Operation | 0 | 0 | 0 | 0 | 0 | 0 | 0 | 0 | 0 | 0 | 0 | 0 | 0 | 0 | 0 | 0 | 0 | 0 | 0 | 0 | 0 | 0 | 0 | 0 | 0 | 0 | 0
F3_Commercial_Miscellaneous (ID)_New_Space Heating_Natural Gas_Unit Heater_E1 | F3 | Commercial | Miscellaneous (ID) | New | Space Heating | Natural Gas | Unit Heater | E1 | System - kBTUs of Consumption | 20.7706 | 20.7315 | 20.7315 | 20.7315 | 20.7315 | 20.7315 | 20.7315 | 20.7315 | 20.7315 | 20.7315 | 20.7315 | 20.7315 | 20.7315 | 20.7315 | 20.7315 | 20.7315 | 20.7315 | 20.7315 | 20.7315 | 20.7315 | 20.7315 | 20.7315 | 20.7315 | 20.7315 | 20.7315 | 20.7315 | 20.7315
F3_Commercial_Miscellaneous (ID)_New_Space Heating_Natural Gas_Unit Heater_E2 | F3 | Commercial | Miscellaneous (ID) | New | Space Heating | Natural Gas | Unit Heater | E2 | System - kBTUs of Consumption | 18.4739 | 18.4391 | 18.4391 | 18.4391 | 18.4391 | 18.4391 | 18.4391 | 18.4391 | 18.4391 | 18.4391 | 18.4391 | 18.4391 | 18.4391 | 18.4391 | 18.4391 | 18.4391 | 18.4391 | 18.4391 | 18.4391 | 18.4391 | 18.4391 | 18.4391 | 18.4391 | 18.4391 | 18.4391 | 18.4391 | 18.4391
F3_Commercial_Miscellaneous (ID)_New_Space Heating_Natural Gas_Unit Heater_E3 | F3 | Commercial | Miscellaneous (ID) | New | Space Heating | Natural Gas | Unit Heater | E3 | System - kBTUs of Consumption | 18.3856 | 18.3394 | 18.3394 | 18.3394 | 18.3394 | 18.3394 | 18.3394 | 18.3394 | 18.3394 | 18.3394 | 18.3394 | 18.3394 | 18.3394 | 18.3394 | 18.3394 | 18.3394 | 18.3394 | 18.3394 | 18.3394 | 18.3394 | 18.3394 | 18.3394 | 18.3394 | 18.3394 | 18.3394 | 18.3394 | 18.3394
F3_Commercial_Miscellaneous (ID)_New_Space Heating_Natural Gas_Unit Heater_E4 | F3 | Commercial | Miscellaneous (ID) | New | Space Heating | Natural Gas | Unit Heater | E4 | System - kBTUs of Consumption | 0 | 0 | 0 | 0 | 0 | 0 | 0 | 0 | 0 | 0 | 0 | 0 | 0 | 0 | 0 | 0 | 0 | 0 | 0 | 0 | 0 | 0 | 0 | 0 | 0 | 0 | 0
F3_Commercial_Miscellaneous (ID)_New_Space Heating_Natural Gas_Unit Heater_E5 | F3 | Commercial | Miscellaneous (ID) | New | Space Heating | Natural Gas | Unit Heater | E5 | System - kBTUs of Consumption | 0 | 0 | 0 | 0 | 0 | 0 | 0 | 0 | 0 | 0 | 0 | 0 | 0 | 0 | 0 | 0 | 0 | 0 | 0 | 0 | 0 | 0 | 0 | 0 | 0 | 0 | 0
F3_Commercial_Miscellaneous (ID)_New_Space Heating_Natural Gas_Unit Heater_E6 | F3 | Commercial | Miscellaneous (ID) | New | Space Heating | Natural Gas | Unit Heater | E6 | System - kBTUs of Consumption | 0 | 0 | 0 | 0 | 0 | 0 | 0 | 0 | 0 | 0 | 0 | 0 | 0 | 0 | 0 | 0 | 0 | 0 | 0 | 0 | 0 | 0 | 0 | 0 | 0 | 0 | 0
F3_Commercial_Miscellaneous (ID)_New_Space Heating_Natural Gas_Unit Heater_E7 | F3 | Commercial | Miscellaneous (ID) | New | Space Heating | Natural Gas | Unit Heater | E7 | System - kBTUs of Consumption | 0 | 0 | 0 | 0 | 0 | 0 | 0 | 0 | 0 | 0 | 0 | 0 | 0 | 0 | 0 | 0 | 0 | 0 | 0 | 0 | 0 | 0 | 0 | 0 | 0 | 0 | 0
F3_Commercial_Miscellaneous (ID)_New_Space Heating_Natural Gas_Unit Heater_E8 | F3 | Commercial | Miscellaneous (ID) | New | Space Heating | Natural Gas | Unit Heater | E8 | System - kBTUs of Consumption | 0 | 0 | 0 | 0 | 0 | 0 | 0 | 0 | 0 | 0 | 0 | 0 | 0 | 0 | 0 | 0 | 0 | 0 | 0 | 0 | 0 | 0 | 0 | 0 | 0 | 0 | 0
F3_Commercial_Miscellaneous (ID)_New_Space Heating_Natural Gas_Unit Heater_E9 | F3 | Commercial | Miscellaneous (ID) | New | Space Heating | Natural Gas | Unit Heater | E9 | System - kBTUs of Consumption | 0 | 0 | 0 | 0 | 0 | 0 | 0 | 0 | 0 | 0 | 0 | 0 | 0 | 0 | 0 | 0 | 0 | 0 | 0 | 0 | 0 | 0 | 0 | 0 | 0 | 0 | 0
F3_Commercial_Miscellaneous (ID)_New_Space Heating_Natural Gas_Unit Heater_E10 | F3 | Commercial | Miscellaneous (ID) | New | Space Heating | Natural Gas | Unit Heater | E10 | System - kBTUs of Consumption | 0 | 0 | 0 | 0 | 0 | 0 | 0 | 0 | 0 | 0 | 0 | 0 | 0 | 0 | 0 | 0 | 0 | 0 | 0 | 0 | 0 | 0 | 0 | 0 | 0 | 0 | 0
F4_Commercial_Miscellaneous (ID)_New_Space Heating_Natural Gas_Unit Heater_E1 | F4 | Commercial | Miscellaneous (ID) | New | Space Heating | Natural Gas | Unit Heater | E1 | Utility - Cost of Equipment | 4.9513e-05 | 4.9513e-05 | 4.9513e-05 | 4.9513e-05 | 4.9513e-05 | 4.9513e-05 | 4.9513e-05 | 4.9513e-05 | 4.9513e-05 | 4.9513e-05 | 4.9513e-05 | 4.9513e-05 | 4.9513e-05 | 4.9513e-05 | 4.9513e-05 | 4.9513e-05 | 4.9513e-05 | 4.9513e-05 | 4.9513e-05 | 4.9513e-05 | 4.9513e-05 | 4.9513e-05 | 4.9513e-05 | 4.9513e-05 | 4.9513e-05 | 4.9513e-05 | 4.9513e-05
F4_Commercial_Miscellaneous (ID)_New_Space Heating_Natural Gas_Unit Heater_E2 | F4 | Commercial | Miscellaneous (ID) | New | Space Heating | Natural Gas | Unit Heater | E2 | Utility - Cost of Equipment | 0.00010859 | 0.00010859 | 0.00010859 | 0.00010859 | 0.00010859 | 0.00010859 | 0.00010859 | 0.00010859 | 0.00010859 | 0.00010859 | 0.00010859 | 0.00010859 | 0.00010859 | 0.00010859 | 0.00010859 | 0.00010859 | 0.00010859 | 0.00010859 | 0.00010859 | 0.00010859 | 0.00010859 | 0.00010859 | 0.00010859 | 0.00010859 | 0.00010859 | 0.00010859 | 0.00010859
F4_Commercial_Miscellaneous (ID)_New_Space Heating_Natural Gas_Unit Heater_E3 | F4 | Commercial | Miscellaneous (ID) | New | Space Heating | Natural Gas | Unit Heater | E3 | Utility - Cost of Equipment | 6.8861e-05 | 6.8861e-05 | 6.8861e-05 | 6.8861e-05 | 6.8861e-05 | 6.8861e-05 | 6.8861e-05 | 6.8861e-05 | 6.8861e-05 | 6.8861e-05 | 6.8861e-05 | 6.8861e-05 | 6.8861e-05 | 6.8861e-05 | 6.8861e-05 | 6.8861e-05 | 6.8861e-05 | 6.8861e-05 | 6.8861e-05 | 6.8861e-05 | 6.8861e-05 | 6.8861e-05 | 6.8861e-05 | 6.8861e-05 | 6.8861e-05 | 6.8861e-05 | 6.8861e-05
F4_Commercial_Miscellaneous (ID)_New_Space Heating_Natural Gas_Unit Heater_E4 | F4 | Commercial | Miscellaneous (ID) | New | Space Heating | Natural Gas | Unit Heater | E4 | Utility - Cost of Equipment | 0 | 0 | 0 | 0 | 0 | 0 | 0 | 0 | 0 | 0 | 0 | 0 | 0 | 0 | 0 | 0 | 0 | 0 | 0 | 0 | 0 | 0 | 0 | 0 | 0 | 0 | 0
F4_Commercial_Miscellaneous (ID)_New_Space Heating_Natural Gas_Unit Heater_E5 | F4 | Commercial | Miscellaneous (ID) | New | Space Heating | Natural Gas | Unit Heater | E5 | Utility - Cost of Equipment | 0 | 0 | 0 | 0 | 0 | 0 | 0 | 0 | 0 | 0 | 0 | 0 | 0 | 0 | 0 | 0 | 0 | 0 | 0 | 0 | 0 | 0 | 0 | 0 | 0 | 0 | 0
F4_Commercial_Miscellaneous (ID)_New_Space Heating_Natural Gas_Unit Heater_E6 | F4 | Commercial | Miscellaneous (ID) | New | Space Heating | Natural Gas | Unit Heater | E6 | Utility - Cost of Equipment | 0 | 0 | 0 | 0 | 0 | 0 | 0 | 0 | 0 | 0 | 0 | 0 | 0 | 0 | 0 | 0 | 0 | 0 | 0 | 0 | 0 | 0 | 0 | 0 | 0 | 0 | 0
F4_Commercial_Miscellaneous (ID)_New_Space Heating_Natural Gas_Unit Heater_E7 | F4 | Commercial | Miscellaneous (ID) | New | Space Heating | Natural Gas | Unit Heater | E7 | Utility - Cost of Equipment | 0 | 0 | 0 | 0 | 0 | 0 | 0 | 0 | 0 | 0 | 0 | 0 | 0 | 0 | 0 | 0 | 0 | 0 | 0 | 0 | 0 | 0 | 0 | 0 | 0 | 0 | 0
F4_Commercial_Miscellaneous (ID)_New_Space Heating_Natural Gas_Unit Heater_E8 | F4 | Commercial | Miscellaneous (ID) | New | Space Heating | Natural Gas | Unit Heater | E8 | Utility - Cost of Equipment | 0 | 0 | 0 | 0 | 0 | 0 | 0 | 0 | 0 | 0 | 0 | 0 | 0 | 0 | 0 | 0 | 0 | 0 | 0 | 0 | 0 | 0 | 0 | 0 | 0 | 0 | 0
F4_Commercial_Miscellaneous (ID)_New_Space Heating_Natural Gas_Unit Heater_E9 | F4 | Commercial | Miscellaneous (ID) | New | Space Heating | Natural Gas | Unit Heater | E9 | Utility - Cost of Equipment | 0 | 0 | 0 | 0 | 0 | 0 | 0 | 0 | 0 | 0 | 0 | 0 | 0 | 0 | 0 | 0 | 0 | 0 | 0 | 0 | 0 | 0 | 0 | 0 | 0 | 0 | 0
F4_Commercial_Miscellaneous (ID)_New_Space Heating_Natural Gas_Unit Heater_E10 | F4 | Commercial | Miscellaneous (ID) | New | Space Heating | Natural Gas | Unit Heater | E10 | Utility - Cost of Equipment | 0 | 0 | 0 | 0 | 0 | 0 | 0 | 0 | 0 | 0 | 0 | 0 | 0 | 0 | 0 | 0 | 0 | 0 | 0 | 0 | 0 | 0 | 0 | 0 | 0 | 0 | 0
F5_Commercial_Miscellaneous (ID)_New_Space Heating_Natural Gas_Unit Heater_E1 | F5 | Commercial | Miscellaneous (ID) | New | Space Heating | Natural Gas | Unit Heater | E1 | Utility - Cost of Operation | 0.085286 | 0.086688 | 0.088517 | 0.090533 | 0.092754 | 0.095813 | 0.098929 | 0.10223 | 0.10539 | 0.10859 | 0.11146 | 0.11411 | 0.11701 | 0.11998 | 0.12275 | 0.12549 | 0.12803 | 0.13066 | 0.1334 | 0.1362 | 0.13906 | 0.14208 | 0.14558 | 0.14867 | 0.15182 | 0.15504 | 0.15833
F5_Commercial_Miscellaneous (ID)_New_Space Heating_Natural Gas_Unit Heater_E2 | F5 | Commercial | Miscellaneous (ID) | New | Space Heating | Natural Gas | Unit Heater | E2 | Utility - Cost of Operation | 0.075855 | 0.077102 | 0.078729 | 0.080523 | 0.082497 | 0.085218 | 0.08799 | 0.090924 | 0.093732 | 0.096584 | 0.099137 | 0.10149 | 0.10407 | 0.10672 | 0.10918 | 0.11161 | 0.11388 | 0.11621 | 0.11865 | 0.12114 | 0.12369 | 0.12637 | 0.12948 | 0.13223 | 0.13503 | 0.1379 | 0.14083
F5_Commercial_Miscellaneous (ID)_New_Space Heating_Natural Gas_Unit Heater_E3 | F5 | Commercial | Miscellaneous (ID) | New | Space Heating | Natural Gas | Unit Heater | E3 | Utility - Cost of Operation | 0.071575 | 0.072616 | 0.074091 | 0.075774 | 0.077684 | 0.080462 | 0.083298 | 0.086308 | 0.089141 | 0.092013 | 0.094527 | 0.096799 | 0.099321 | 0.10194 | 0.10433 | 0.10667 | 0.10882 | 0.11104 | 0.11335 | 0.11573 | 0.11816 | 0.12074 | 0.12379 | 0.12642 | 0.1291 | 0.13184 | 0.13464
F5_Commercial_Miscellaneous (ID)_New_Space Heating_Natural Gas_Unit Heater_E4 | F5 | Commercial | Miscellaneous (ID) | New | Space Heating | Natural Gas | Unit Heater | E4 | Utility - Cost of Operation | 0 | 0 | 0 | 0 | 0 | 0 | 0 | 0 | 0 | 0 | 0 | 0 | 0 | 0 | 0 | 0 | 0 | 0 | 0 | 0 | 0 | 0 | 0 | 0 | 0 | 0 | 0
F5_Commercial_Miscellaneous (ID)_New_Space Heating_Natural Gas_Unit Heater_E5 | F5 | Commercial | Miscellaneous (ID) | New | Space Heating | Natural Gas | Unit Heater | E5 | Utility - Cost of Operation | 0 | 0 | 0 | 0 | 0 | 0 | 0 | 0 | 0 | 0 | 0 | 0 | 0 | 0 | 0 | 0 | 0 | 0 | 0 | 0 | 0 | 0 | 0 | 0 | 0 | 0 | 0
F5_Commercial_Miscellaneous (ID)_New_Space Heating_Natural Gas_Unit Heater_E6 | F5 | Commercial | Miscellaneous (ID) | New | Space Heating | Natural Gas | Unit Heater | E6 | Utility - Cost of Operation | 0 | 0 | 0 | 0 | 0 | 0 | 0 | 0 | 0 | 0 | 0 | 0 | 0 | 0 | 0 | 0 | 0 | 0 | 0 | 0 | 0 | 0 | 0 | 0 | 0 | 0 | 0
F5_Commercial_Miscellaneous (ID)_New_Space Heating_Natural Gas_Unit Heater_E7 | F5 | Commercial | Miscellaneous (ID) | New | Space Heating | Natural Gas | Unit Heater | E7 | Utility - Cost of Operation | 0 | 0 | 0 | 0 | 0 | 0 | 0 | 0 | 0 | 0 | 0 | 0 | 0 | 0 | 0 | 0 | 0 | 0 | 0 | 0 | 0 | 0 | 0 | 0 | 0 | 0 | 0
F5_Commercial_Miscellaneous (ID)_New_Space Heating_Natural Gas_Unit Heater_E8 | F5 | Commercial | Miscellaneous (ID) | New | Space Heating | Natural Gas | Unit Heater | E8 | Utility - Cost of Operation | 0 | 0 | 0 | 0 | 0 | 0 | 0 | 0 | 0 | 0 | 0 | 0 | 0 | 0 | 0 | 0 | 0 | 0 | 0 | 0 | 0 | 0 | 0 | 0 | 0 | 0 | 0
F5_Commercial_Miscellaneous (ID)_New_Space Heating_Natural Gas_Unit Heater_E9 | F5 | Commercial | Miscellaneous (ID) | New | Space Heating | Natural Gas | Unit Heater | E9 | Utility - Cost of Operation | 0 | 0 | 0 | 0 | 0 | 0 | 0 | 0 | 0 | 0 | 0 | 0 | 0 | 0 | 0 | 0 | 0 | 0 | 0 | 0 | 0 | 0 | 0 | 0 | 0 | 0 | 0
F5_Commercial_Miscellaneous (ID)_New_Space Heating_Natural Gas_Unit Heater_E10 | F5 | Commercial | Miscellaneous (ID) | New | Space Heating | Natural Gas | Unit Heater | E10 | Utility - Cost of Operation | 0 | 0 | 0 | 0 | 0 | 0 | 0 | 0 | 0 | 0 | 0 | 0 | 0 | 0 | 0 | 0 | 0 | 0 | 0 | 0 | 0 | 0 | 0 | 0 | 0 | 0 | 0
F6_Commercial_Miscellaneous (ID)_New_Space Heating_Natural Gas_Unit Heater_E1 | F6 | Commercial | Miscellaneous (ID) | New | Space Heating | Natural Gas | Unit Heater | E1 | Utility - Value of Sales | 0.098312 | 0.099347 | 0.10083 | 0.10246 | 0.10426 | 0.10698 | 0.10967 | 0.1125 | 0.11507 | 0.11761 | 0.12046 | 0.12303 | 0.12586 | 0.12875 | 0.13138 | 0.13393 | 0.13624 | 0.13861 | 0.14105 | 0.14353 | 0.14602 | 0.14919 | 0.15285 | 0.1561 | 0.15941 | 0.1628 | 0.16625
F6_Commercial_Miscellaneous (ID)_New_Space Heating_Natural Gas_Unit Heater_E2 | F6 | Commercial | Miscellaneous (ID) | New | Space Heating | Natural Gas | Unit Heater | E2 | Utility - Value of Sales | 0.087441 | 0.088361 | 0.089679 | 0.091132 | 0.092733 | 0.095152 | 0.097547 | 0.10006 | 0.10235 | 0.1046 | 0.10714 | 0.10943 | 0.11195 | 0.11451 | 0.11685 | 0.11912 | 0.12118 | 0.12328 | 0.12545 | 0.12766 | 0.12987 | 0.13269 | 0.13595 | 0.13884 | 0.14179 | 0.14479 | 0.14787
F6_Commercial_Miscellaneous (ID)_New_Space Heating_Natural Gas_Unit Heater_E3 | F6 | Commercial | Miscellaneous (ID) | New | Space Heating | Natural Gas | Unit Heater | E3 | Utility - Value of Sales | 0.083546 | 0.084241 | 0.085396 | 0.086731 | 0.088262 | 0.090753 | 0.093225 | 0.095811 | 0.098079 | 0.10028 | 0.10278 | 0.10496 | 0.10738 | 0.10988 | 0.11211 | 0.11424 | 0.11612 | 0.11804 | 0.12004 | 0.12205 | 0.12407 | 0.12677 | 0.12998 | 0.13274 | 0.13556 | 0.13844 | 0.14137
F6_Commercial_Miscellaneous (ID)_New_Space Heating_Natural Gas_Unit Heater_E4 | F6 | Commercial | Miscellaneous (ID) | New | Space Heating | Natural Gas | Unit Heater | E4 | Utility - Value of Sales | 0 | 0 | 0 | 0 | 0 | 0 | 0 | 0 | 0 | 0 | 0 | 0 | 0 | 0 | 0 | 0 | 0 | 0 | 0 | 0 | 0 | 0 | 0 | 0 | 0 | 0 | 0
F6_Commercial_Miscellaneous (ID)_New_Space Heating_Natural Gas_Unit Heater_E5 | F6 | Commercial | Miscellaneous (ID) | New | Space Heating | Natural Gas | Unit Heater | E5 | Utility - Value of Sales | 0 | 0 | 0 | 0 | 0 | 0 | 0 | 0 | 0 | 0 | 0 | 0 | 0 | 0 | 0 | 0 | 0 | 0 | 0 | 0 | 0 | 0 | 0 | 0 | 0 | 0 | 0
F6_Commercial_Miscellaneous (ID)_New_Space Heating_Natural Gas_Unit Heater_E6 | F6 | Commercial | Miscellaneous (ID) | New | Space Heating | Natural Gas | Unit Heater | E6 | Utility - Value of Sales | 0 | 0 | 0 | 0 | 0 | 0 | 0 | 0 | 0 | 0 | 0 | 0 | 0 | 0 | 0 | 0 | 0 | 0 | 0 | 0 | 0 | 0 | 0 | 0 | 0 | 0 | 0
F6_Commercial_Miscellaneous (ID)_New_Space Heating_Natural Gas_Unit Heater_E7 | F6 | Commercial | Miscellaneous (ID) | New | Space Heating | Natural Gas | Unit Heater | E7 | Utility - Value of Sales | 0 | 0 | 0 | 0 | 0 | 0 | 0 | 0 | 0 | 0 | 0 | 0 | 0 | 0 | 0 | 0 | 0 | 0 | 0 | 0 | 0 | 0 | 0 | 0 | 0 | 0 | 0
F6_Commercial_Miscellaneous (ID)_New_Space Heating_Natural Gas_Unit Heater_E8 | F6 | Commercial | Miscellaneous (ID) | New | Space Heating | Natural Gas | Unit Heater | E8 | Utility - Value of Sales | 0 | 0 | 0 | 0 | 0 | 0 | 0 | 0 | 0 | 0 | 0 | 0 | 0 | 0 | 0 | 0 | 0 | 0 | 0 | 0 | 0 | 0 | 0 | 0 | 0 | 0 | 0
F6_Commercial_Miscellaneous (ID)_New_Space Heating_Natural Gas_Unit Heater_E9 | F6 | Commercial | Miscellaneous (ID) | New | Space Heating | Natural Gas | Unit Heater | E9 | Utility - Value of Sales | 0 | 0 | 0 | 0 | 0 | 0 | 0 | 0 | 0 | 0 | 0 | 0 | 0 | 0 | 0 | 0 | 0 | 0 | 0 | 0 | 0 | 0 | 0 | 0 | 0 | 0 | 0
F6_Commercial_Miscellaneous (ID)_New_Space Heating_Natural Gas_Unit Heater_E10 | F6 | Commercial | Miscellaneous (ID) | New | Space Heating | Natural Gas | Unit Heater | E10 | Utility - Value of Sales | 0 | 0 | 0 | 0 | 0 | 0 | 0 | 0 | 0 | 0 | 0 | 0 | 0 | 0 | 0 | 0 | 0 | 0 | 0 | 0 | 0 | 0 | 0 | 0 | 0 | 0 | 0
F1_Commercial_Miscellaneous (ID)_New_Water Heating_Natural Gas_Water Heater_E1 | F1 | Commercial | Miscellaneous (ID) | New | Water Heating | Natural Gas | Water Heater | E1 | RVT - Cost of Equipment | 0.016418 | 0.016418 | 0.016418 | 0.016418 | 0.016418 | 0.016418 | 0.016418 | 0.016418 | 0.016418 | 0.016418 | 0.016418 | 0.016418 | 0.016418 | 0.016418 | 0.016418 | 0.016418 | 0.016418 | 0.016418 | 0.016418 | 0.016418 | 0.016418 | 0.016418 | 0.016418 | 0.016418 | 0.016418 | 0.016418 | 0.016418
F1_Commercial_Miscellaneous (ID)_New_Water Heating_Natural Gas_Water Heater_E2 | F1 | Commercial | Miscellaneous (ID) | New | Water Heating | Natural Gas | Water Heater | E2 | RVT - Cost of Equipment | 0.019702 | 0.019702 | 0.019702 | 0.019702 | 0.019702 | 0.019702 | 0.019702 | 0.019702 | 0.019702 | 0.019702 | 0.019702 | 0.019702 | 0.019702 | 0.019702 | 0.019702 | 0.019702 | 0.019702 | 0.019702 | 0.019702 | 0.019702 | 0.019702 | 0.019702 | 0.019702 | 0.019702 | 0.019702 | 0.019702 | 0.019702
F1_Commercial_Miscellaneous (ID)_New_Water Heating_Natural Gas_Water Heater_E3 | F1 | Commercial | Miscellaneous (ID) | New | Water Heating | Natural Gas | Water Heater | E3 | RVT - Cost of Equipment | 0.024219 | 0.024219 | 0.024219 | 0.024219 | 0.024219 | 0.024219 | 0.024219 | 0.024219 | 0.024219 | 0.024219 | 0.024219 | 0.024219 | 0.024219 | 0.024219 | 0.024219 | 0.024219 | 0.024219 | 0.024219 | 0.024219 | 0.024219 | 0.024219 | 0.024219 | 0.024219 | 0.024219 | 0.024219 | 0.024219 | 0.024219
F1_Commercial_Miscellaneous (ID)_New_Water Heating_Natural Gas_Water Heater_E4 | F1 | Commercial | Miscellaneous (ID) | New | Water Heating | Natural Gas | Water Heater | E4 | RVT - Cost of Equipment | 0.024411 | 0.024411 | 0.024411 | 0.024411 | 0.024411 | 0.024411 | 0.024411 | 0.024411 | 0.024411 | 0.024411 | 0.024411 | 0.024411 | 0.024411 | 0.024411 | 0.024411 | 0.024411 | 0.024411 | 0.024411 | 0.024411 | 0.024411 | 0.024411 | 0.024411 | 0.024411 | 0.024411 | 0.024411 | 0.024411 | 0.024411
F1_Commercial_Miscellaneous (ID)_New_Water Heating_Natural Gas_Water Heater_E5 | F1 | Commercial | Miscellaneous (ID) | New | Water Heating | Natural Gas | Water Heater | E5 | RVT - Cost of Equipment | 0.052693 | 0.052693 | 0.052693 | 0.052693 | 0.052693 | 0.052693 | 0.052693 | 0.052693 | 0.052693 | 0.052693 | 0.052693 | 0.052693 | 0.052693 | 0.052693 | 0.052693 | 0.052693 | 0.052693 | 0.052693 | 0.052693 | 0.052693 | 0.052693 | 0.052693 | 0.052693 | 0.052693 | 0.052693 | 0.052693 | 0.052693
F1_Commercial_Miscellaneous (ID)_New_Water Heating_Natural Gas_Water Heater_E6 | F1 | Commercial | Miscellaneous (ID) | New | Water Heating | Natural Gas | Water Heater | E6 | RVT - Cost of Equipment | 0 | 0 | 0 | 0 | 0 | 0 | 0 | 0 | 0 | 0 | 0 | 0 | 0 | 0 | 0 | 0 | 0 | 0 | 0 | 0 | 0 | 0 | 0 | 0 | 0 | 0 | 0
F1_Commercial_Miscellaneous (ID)_New_Water Heating_Natural Gas_Water Heater_E7 | F1 | Commercial | Miscellaneous (ID) | New | Water Heating | Natural Gas | Water Heater | E7 | RVT - Cost of Equipment | 0 | 0 | 0 | 0 | 0 | 0 | 0 | 0 | 0 | 0 | 0 | 0 | 0 | 0 | 0 | 0 | 0 | 0 | 0 | 0 | 0 | 0 | 0 | 0 | 0 | 0 | 0
F1_Commercial_Miscellaneous (ID)_New_Water Heating_Natural Gas_Water Heater_E8 | F1 | Commercial | Miscellaneous (ID) | New | Water Heating | Natural Gas | Water Heater | E8 | RVT - Cost of Equipment | 0 | 0 | 0 | 0 | 0 | 0 | 0 | 0 | 0 | 0 | 0 | 0 | 0 | 0 | 0 | 0 | 0 | 0 | 0 | 0 | 0 | 0 | 0 | 0 | 0 | 0 | 0
F1_Commercial_Miscellaneous (ID)_New_Water Heating_Natural Gas_Water Heater_E9 | F1 | Commercial | Miscellaneous (ID) | New | Water Heating | Natural Gas | Water Heater | E9 | RVT - Cost of Equipment | 0 | 0 | 0 | 0 | 0 | 0 | 0 | 0 | 0 | 0 | 0 | 0 | 0 | 0 | 0 | 0 | 0 | 0 | 0 | 0 | 0 | 0 | 0 | 0 | 0 | 0 | 0
F1_Commercial_Miscellaneous (ID)_New_Water Heating_Natural Gas_Water Heater_E10 | F1 | Commercial | Miscellaneous (ID) | New | Water Heating | Natural Gas | Water Heater | E10 | RVT - Cost of Equipment | 0 | 0 | 0 | 0 | 0 | 0 | 0 | 0 | 0 | 0 | 0 | 0 | 0 | 0 | 0 | 0 | 0 | 0 | 0 | 0 | 0 | 0 | 0 | 0 | 0 | 0 | 0
F2_Commercial_Miscellaneous (ID)_New_Water Heating_Natural Gas_Water Heater_E1 | F2 | Commercial | Miscellaneous (ID) | New | Water Heating | Natural Gas | Water Heater | E1 | RVT - Cost of Operation | 0.13247 | 0.13513 | 0.13813 | 0.14149 | 0.14524 | 0.14978 | 0.15428 | 0.15854 | 0.1624 | 0.16615 | 0.17005 | 0.17362 | 0.17743 | 0.18112 | 0.18437 | 0.18735 | 0.18996 | 0.19248 | 0.19513 | 0.19765 | 0.20019 | 0.20373 | 0.2073 | 0.21099 | 0.21474 | 0.21855 | 0.22243
F2_Commercial_Miscellaneous (ID)_New_Water Heating_Natural Gas_Water Heater_E2 | F2 | Commercial | Miscellaneous (ID) | New | Water Heating | Natural Gas | Water Heater | E2 | RVT - Cost of Operation | 0.11775 | 0.12012 | 0.12278 | 0.12577 | 0.12911 | 0.13314 | 0.13714 | 0.14092 | 0.14435 | 0.14769 | 0.15115 | 0.15432 | 0.15771 | 0.161 | 0.16388 | 0.16654 | 0.16885 | 0.17109 | 0.17345 | 0.17569 | 0.17795 | 0.18109 | 0.18427 | 0.18754 | 0.19088 | 0.19427 | 0.19772
F2_Commercial_Miscellaneous (ID)_New_Water Heating_Natural Gas_Water Heater_E3 | F2 | Commercial | Miscellaneous (ID) | New | Water Heating | Natural Gas | Water Heater | E3 | RVT - Cost of Operation | 0.11274 | 0.115 | 0.11756 | 0.12042 | 0.12361 | 0.12747 | 0.1313 | 0.13493 | 0.13821 | 0.14141 | 0.14472 | 0.14776 | 0.151 | 0.15414 | 0.15691 | 0.15945 | 0.16167 | 0.16381 | 0.16607 | 0.16822 | 0.17038 | 0.17338 | 0.17643 | 0.17956 | 0.18275 | 0.186 | 0.18931
F2_Commercial_Miscellaneous (ID)_New_Water Heating_Natural Gas_Water Heater_E4 | F2 | Commercial | Miscellaneous (ID) | New | Water Heating | Natural Gas | Water Heater | E4 | RVT - Cost of Operation | 0.11819 | 0.12057 | 0.12316 | 0.12599 | 0.12905 | 0.13267 | 0.13624 | 0.13966 | 0.14282 | 0.14593 | 0.14917 | 0.15222 | 0.15545 | 0.15861 | 0.16145 | 0.1641 | 0.16649 | 0.16883 | 0.17127 | 0.17362 | 0.17599 | 0.1791 | 0.18226 | 0.18549 | 0.18879 | 0.19214 | 0.19556
F2_Commercial_Miscellaneous (ID)_New_Water Heating_Natural Gas_Water Heater_E5 | F2 | Commercial | Miscellaneous (ID) | New | Water Heating | Natural Gas | Water Heater | E5 | RVT - Cost of Operation | 0.069497 | 0.070862 | 0.072445 | 0.074277 | 0.07637 | 0.078922 | 0.081452 | 0.08383 | 0.085965 | 0.08803 | 0.090157 | 0.092078 | 0.094137 | 0.096124 | 0.097849 | 0.099419 | 0.10077 | 0.10206 | 0.10343 | 0.10471 | 0.10601 | 0.10788 | 0.10977 | 0.11172 | 0.11371 | 0.11573 | 0.11778
F2_Commercial_Miscellaneous (ID)_New_Water Heating_Natural Gas_Water Heater_E6 | F2 | Commercial | Miscellaneous (ID) | New | Water Heating | Natural Gas | Water Heater | E6 | RVT - Cost of Operation | 0 | 0 | 0 | 0 | 0 | 0 | 0 | 0 | 0 | 0 | 0 | 0 | 0 | 0 | 0 | 0 | 0 | 0 | 0 | 0 | 0 | 0 | 0 | 0 | 0 | 0 | 0
F2_Commercial_Miscellaneous (ID)_New_Water Heating_Natural Gas_Water Heater_E7 | F2 | Commercial | Miscellaneous (ID) | New | Water Heating | Natural Gas | Water Heater | E7 | RVT - Cost of Operation | 0 | 0 | 0 | 0 | 0 | 0 | 0 | 0 | 0 | 0 | 0 | 0 | 0 | 0 | 0 | 0 | 0 | 0 | 0 | 0 | 0 | 0 | 0 | 0 | 0 | 0 | 0
F2_Commercial_Miscellaneous (ID)_New_Water Heating_Natural Gas_Water Heater_E8 | F2 | Commercial | Miscellaneous (ID) | New | Water Heating | Natural Gas | Water Heater | E8 | RVT - Cost of Operation | 0 | 0 | 0 | 0 | 0 | 0 | 0 | 0 | 0 | 0 | 0 | 0 | 0 | 0 | 0 | 0 | 0 | 0 | 0 | 0 | 0 | 0 | 0 | 0 | 0 | 0 | 0
F2_Commercial_Miscellaneous (ID)_New_Water Heating_Natural Gas_Water Heater_E9 | F2 | Commercial | Miscellaneous (ID) | New | Water Heating | Natural Gas | Water Heater | E9 | RVT - Cost of Operation | 0 | 0 | 0 | 0 | 0 | 0 | 0 | 0 | 0 | 0 | 0 | 0 | 0 | 0 | 0 | 0 | 0 | 0 | 0 | 0 | 0 | 0 | 0 | 0 | 0 | 0 | 0
F2_Commercial_Miscellaneous (ID)_New_Water Heating_Natural Gas_Water Heater_E10 | F2 | Commercial | Miscellaneous (ID) | New | Water Heating | Natural Gas | Water Heater | E10 | RVT - Cost of Operation | 0 | 0 | 0 | 0 | 0 | 0 | 0 | 0 | 0 | 0 | 0 | 0 | 0 | 0 | 0 | 0 | 0 | 0 | 0 | 0 | 0 | 0 | 0 | 0 | 0 | 0 | 0
F3_Commercial_Miscellaneous (ID)_New_Water Heating_Natural Gas_Water Heater_E1 | F3 | Commercial | Miscellaneous (ID) | New | Water Heating | Natural Gas | Water Heater | E1 | System - kBTUs of Consumption | 30.6483 | 30.6483 | 30.6483 | 30.6483 | 30.6483 | 30.6483 | 30.6483 | 30.6483 | 30.6483 | 30.6483 | 30.6483 | 30.6483 | 30.6483 | 30.6483 | 30.6483 | 30.6483 | 30.6483 | 30.6483 | 30.6483 | 30.6483 | 30.6483 | 30.6483 | 30.6483 | 30.6483 | 30.6483 | 30.6483 | 30.6483
F3_Commercial_Miscellaneous (ID)_New_Water Heating_Natural Gas_Water Heater_E2 | F3 | Commercial | Miscellaneous (ID) | New | Water Heating | Natural Gas | Water Heater | E2 | System - kBTUs of Consumption | 27.2429 | 27.2429 | 27.2429 | 27.2429 | 27.2429 | 27.2429 | 27.2429 | 27.2429 | 27.2429 | 27.2429 | 27.2429 | 27.2429 | 27.2429 | 27.2429 | 27.2429 | 27.2429 | 27.2429 | 27.2429 | 27.2429 | 27.2429 | 27.2429 | 27.2429 | 27.2429 | 27.2429 | 27.2429 | 27.2429 | 27.2429
F3_Commercial_Miscellaneous (ID)_New_Water Heating_Natural Gas_Water Heater_E3 | F3 | Commercial | Miscellaneous (ID) | New | Water Heating | Natural Gas | Water Heater | E3 | System - kBTUs of Consumption | 26.0837 | 26.0837 | 26.0837 | 26.0837 | 26.0837 | 26.0837 | 26.0837 | 26.0837 | 26.0837 | 26.0837 | 26.0837 | 26.0837 | 26.0837 | 26.0837 | 26.0837 | 26.0837 | 26.0837 | 26.0837 | 26.0837 | 26.0837 | 26.0837 | 26.0837 | 26.0837 | 26.0837 | 26.0837 | 26.0837 | 26.0837
F3_Commercial_Miscellaneous (ID)_New_Water Heating_Natural Gas_Water Heater_E4 | F3 | Commercial | Miscellaneous (ID) | New | Water Heating | Natural Gas | Water Heater | E4 | System - kBTUs of Consumption | 26.0559 | 26.0559 | 26.0559 | 26.0559 | 26.0559 | 26.0559 | 26.0559 | 26.0559 | 26.0559 | 26.0559 | 26.0559 | 26.0559 | 26.0559 | 26.0559 | 26.0559 | 26.0559 | 26.0559 | 26.0559 | 26.0559 | 26.0559 | 26.0559 | 26.0559 | 26.0559 | 26.0559 | 26.0559 | 26.0559 | 26.0559
F3_Commercial_Miscellaneous (ID)_New_Water Heating_Natural Gas_Water Heater_E5 | F3 | Commercial | Miscellaneous (ID) | New | Water Heating | Natural Gas | Water Heater | E5 | System - kBTUs of Consumption | 16.3458 | 16.3458 | 16.3458 | 16.3458 | 16.3458 | 16.3458 | 16.3458 | 16.3458 | 16.3458 | 16.3458 | 16.3458 | 16.3458 | 16.3458 | 16.3458 | 16.3458 | 16.3458 | 16.3458 | 16.3458 | 16.3458 | 16.3458 | 16.3458 | 16.3458 | 16.3458 | 16.3458 | 16.3458 | 16.3458 | 16.3458
F3_Commercial_Miscellaneous (ID)_New_Water Heating_Natural Gas_Water Heater_E6 | F3 | Commercial | Miscellaneous (ID) | New | Water Heating | Natural Gas | Water Heater | E6 | System - kBTUs of Consumption | 0 | 0 | 0 | 0 | 0 | 0 | 0 | 0 | 0 | 0 | 0 | 0 | 0 | 0 | 0 | 0 | 0 | 0 | 0 | 0 | 0 | 0 | 0 | 0 | 0 | 0 | 0
F3_Commercial_Miscellaneous (ID)_New_Water Heating_Natural Gas_Water Heater_E7 | F3 | Commercial | Miscellaneous (ID) | New | Water Heating | Natural Gas | Water Heater | E7 | System - kBTUs of Consumption | 0 | 0 | 0 | 0 | 0 | 0 | 0 | 0 | 0 | 0 | 0 | 0 | 0 | 0 | 0 | 0 | 0 | 0 | 0 | 0 | 0 | 0 | 0 | 0 | 0 | 0 | 0
F3_Commercial_Miscellaneous (ID)_New_Water Heating_Natural Gas_Water Heater_E8 | F3 | Commercial | Miscellaneous (ID) | New | Water Heating | Natural Gas | Water Heater | E8 | System - kBTUs of Consumption | 0 | 0 | 0 | 0 | 0 | 0 | 0 | 0 | 0 | 0 | 0 | 0 | 0 | 0 | 0 | 0 | 0 | 0 | 0 | 0 | 0 | 0 | 0 | 0 | 0 | 0 | 0
F3_Commercial_Miscellaneous (ID)_New_Water Heating_Natural Gas_Water Heater_E9 | F3 | Commercial | Miscellaneous (ID) | New | Water Heating | Natural Gas | Water Heater | E9 | System - kBTUs of Consumption | 0 | 0 | 0 | 0 | 0 | 0 | 0 | 0 | 0 | 0 | 0 | 0 | 0 | 0 | 0 | 0 | 0 | 0 | 0 | 0 | 0 | 0 | 0 | 0 | 0 | 0 | 0
F3_Commercial_Miscellaneous (ID)_New_Water Heating_Natural Gas_Water Heater_E10 | F3 | Commercial | Miscellaneous (ID) | New | Water Heating | Natural Gas | Water Heater | E10 | System - kBTUs of Consumption | 0 | 0 | 0 | 0 | 0 | 0 | 0 | 0 | 0 | 0 | 0 | 0 | 0 | 0 | 0 | 0 | 0 | 0 | 0 | 0 | 0 | 0 | 0 | 0 | 0 | 0 | 0
F4_Commercial_Miscellaneous (ID)_New_Water Heating_Natural Gas_Water Heater_E1 | F4 | Commercial | Miscellaneous (ID) | New | Water Heating | Natural Gas | Water Heater | E1 | Utility - Cost of Equipment | 0.016418 | 0.016418 | 0.016418 | 0.016418 | 0.016418 | 0.016418 | 0.016418 | 0.016418 | 0.016418 | 0.016418 | 0.016418 | 0.016418 | 0.016418 | 0.016418 | 0.016418 | 0.016418 | 0.016418 | 0.016418 | 0.016418 | 0.016418 | 0.016418 | 0.016418 | 0.016418 | 0.016418 | 0.016418 | 0.016418 | 0.016418
F4_Commercial_Miscellaneous (ID)_New_Water Heating_Natural Gas_Water Heater_E2 | F4 | Commercial | Miscellaneous (ID) | New | Water Heating | Natural Gas | Water Heater | E2 | Utility - Cost of Equipment | 0.019702 | 0.019702 | 0.019702 | 0.019702 | 0.019702 | 0.019702 | 0.019702 | 0.019702 | 0.019702 | 0.019702 | 0.019702 | 0.019702 | 0.019702 | 0.019702 | 0.019702 | 0.019702 | 0.019702 | 0.019702 | 0.019702 | 0.019702 | 0.019702 | 0.019702 | 0.019702 | 0.019702 | 0.019702 | 0.019702 | 0.019702
F4_Commercial_Miscellaneous (ID)_New_Water Heating_Natural Gas_Water Heater_E3 | F4 | Commercial | Miscellaneous (ID) | New | Water Heating | Natural Gas | Water Heater | E3 | Utility - Cost of Equipment | 0.024219 | 0.024219 | 0.024219 | 0.024219 | 0.024219 | 0.024219 | 0.024219 | 0.024219 | 0.024219 | 0.024219 | 0.024219 | 0.024219 | 0.024219 | 0.024219 | 0.024219 | 0.024219 | 0.024219 | 0.024219 | 0.024219 | 0.024219 | 0.024219 | 0.024219 | 0.024219 | 0.024219 | 0.024219 | 0.024219 | 0.024219
F4_Commercial_Miscellaneous (ID)_New_Water Heating_Natural Gas_Water Heater_E4 | F4 | Commercial | Miscellaneous (ID) | New | Water Heating | Natural Gas | Water Heater | E4 | Utility - Cost of Equipment | 0.024411 | 0.024411 | 0.024411 | 0.024411 | 0.024411 | 0.024411 | 0.024411 | 0.024411 | 0.024411 | 0.024411 | 0.024411 | 0.024411 | 0.024411 | 0.024411 | 0.024411 | 0.024411 | 0.024411 | 0.024411 | 0.024411 | 0.024411 | 0.024411 | 0.024411 | 0.024411 | 0.024411 | 0.024411 | 0.024411 | 0.024411
F4_Commercial_Miscellaneous (ID)_New_Water Heating_Natural Gas_Water Heater_E5 | F4 | Commercial | Miscellaneous (ID) | New | Water Heating | Natural Gas | Water Heater | E5 | Utility - Cost of Equipment | 0.052693 | 0.052693 | 0.052693 | 0.052693 | 0.052693 | 0.052693 | 0.052693 | 0.052693 | 0.052693 | 0.052693 | 0.052693 | 0.052693 | 0.052693 | 0.052693 | 0.052693 | 0.052693 | 0.052693 | 0.052693 | 0.052693 | 0.052693 | 0.052693 | 0.052693 | 0.052693 | 0.052693 | 0.052693 | 0.052693 | 0.052693
F4_Commercial_Miscellaneous (ID)_New_Water Heating_Natural Gas_Water Heater_E6 | F4 | Commercial | Miscellaneous (ID) | New | Water Heating | Natural Gas | Water Heater | E6 | Utility - Cost of Equipment | 0 | 0 | 0 | 0 | 0 | 0 | 0 | 0 | 0 | 0 | 0 | 0 | 0 | 0 | 0 | 0 | 0 | 0 | 0 | 0 | 0 | 0 | 0 | 0 | 0 | 0 | 0
F4_Commercial_Miscellaneous (ID)_New_Water Heating_Natural Gas_Water Heater_E7 | F4 | Commercial | Miscellaneous (ID) | New | Water Heating | Natural Gas | Water Heater | E7 | Utility - Cost of Equipment | 0 | 0 | 0 | 0 | 0 | 0 | 0 | 0 | 0 | 0 | 0 | 0 | 0 | 0 | 0 | 0 | 0 | 0 | 0 | 0 | 0 | 0 | 0 | 0 | 0 | 0 | 0
F4_Commercial_Miscellaneous (ID)_New_Water Heating_Natural Gas_Water Heater_E8 | F4 | Commercial | Miscellaneous (ID) | New | Water Heating | Natural Gas | Water Heater | E8 | Utility - Cost of Equipment | 0 | 0 | 0 | 0 | 0 | 0 | 0 | 0 | 0 | 0 | 0 | 0 | 0 | 0 | 0 | 0 | 0 | 0 | 0 | 0 | 0 | 0 | 0 | 0 | 0 | 0 | 0
F4_Commercial_Miscellaneous (ID)_New_Water Heating_Natural Gas_Water Heater_E9 | F4 | Commercial | Miscellaneous (ID) | New | Water Heating | Natural Gas | Water Heater | E9 | Utility - Cost of Equipment | 0 | 0 | 0 | 0 | 0 | 0 | 0 | 0 | 0 | 0 | 0 | 0 | 0 | 0 | 0 | 0 | 0 | 0 | 0 | 0 | 0 | 0 | 0 | 0 | 0 | 0 | 0
F4_Commercial_Miscellaneous (ID)_New_Water Heating_Natural Gas_Water Heater_E10 | F4 | Commercial | Miscellaneous (ID) | New | Water Heating | Natural Gas | Water Heater | E10 | Utility - Cost of Equipment | 0 | 0 | 0 | 0 | 0 | 0 | 0 | 0 | 0 | 0 | 0 | 0 | 0 | 0 | 0 | 0 | 0 | 0 | 0 | 0 | 0 | 0 | 0 | 0 | 0 | 0 | 0
F5_Commercial_Miscellaneous (ID)_New_Water Heating_Natural Gas_Water Heater_E1 | F5 | Commercial | Miscellaneous (ID) | New | Water Heating | Natural Gas | Water Heater | E1 | Utility - Cost of Operation | 0.11363 | 0.11662 | 0.11997 | 0.12372 | 0.1279 | 0.13284 | 0.13788 | 0.14284 | 0.14761 | 0.15244 | 0.15638 | 0.1601 | 0.16408 | 0.16799 | 0.17154 | 0.1749 | 0.17797 | 0.18101 | 0.18424 | 0.18741 | 0.19066 | 0.19403 | 0.19743 | 0.20094 | 0.20451 | 0.20814 | 0.21184
F5_Commercial_Miscellaneous (ID)_New_Water Heating_Natural Gas_Water Heater_E2 | F5 | Commercial | Miscellaneous (ID) | New | Water Heating | Natural Gas | Water Heater | E2 | Utility - Cost of Operation | 0.10101 | 0.10366 | 0.10664 | 0.10997 | 0.11369 | 0.11808 | 0.12256 | 0.12696 | 0.1312 | 0.13551 | 0.13901 | 0.14231 | 0.14585 | 0.14933 | 0.15248 | 0.15547 | 0.1582 | 0.1609 | 0.16377 | 0.16659 | 0.16947 | 0.17247 | 0.1755 | 0.17861 | 0.18179 | 0.18502 | 0.1883
F5_Commercial_Miscellaneous (ID)_New_Water Heating_Natural Gas_Water Heater_E3 | F5 | Commercial | Miscellaneous (ID) | New | Water Heating | Natural Gas | Water Heater | E3 | Utility - Cost of Operation | 0.096709 | 0.099249 | 0.1021 | 0.10529 | 0.10885 | 0.11306 | 0.11734 | 0.12156 | 0.12562 | 0.12974 | 0.13309 | 0.13626 | 0.13964 | 0.14297 | 0.14599 | 0.14885 | 0.15147 | 0.15406 | 0.1568 | 0.1595 | 0.16226 | 0.16513 | 0.16803 | 0.17101 | 0.17405 | 0.17714 | 0.18029
F5_Commercial_Miscellaneous (ID)_New_Water Heating_Natural Gas_Water Heater_E4 | F5 | Commercial | Miscellaneous (ID) | New | Water Heating | Natural Gas | Water Heater | E4 | Utility - Cost of Operation | 0.10269 | 0.10534 | 0.10824 | 0.1114 | 0.11485 | 0.11885 | 0.1229 | 0.12691 | 0.13078 | 0.13472 | 0.138 | 0.14114 | 0.14447 | 0.14777 | 0.15081 | 0.15372 | 0.15642 | 0.15911 | 0.16194 | 0.16474 | 0.16761 | 0.17058 | 0.17358 | 0.17666 | 0.1798 | 0.18299 | 0.18624
F5_Commercial_Miscellaneous (ID)_New_Water Heating_Natural Gas_Water Heater_E5 | F5 | Commercial | Miscellaneous (ID) | New | Water Heating | Natural Gas | Water Heater | E5 | Utility - Cost of Operation | 0.059229 | 0.060786 | 0.062563 | 0.06459 | 0.066879 | 0.069619 | 0.072417 | 0.075167 | 0.077804 | 0.080479 | 0.082627 | 0.084642 | 0.086806 | 0.088928 | 0.090837 | 0.092634 | 0.094256 | 0.095862 | 0.097571 | 0.099243 | 0.10096 | 0.10274 | 0.10454 | 0.1064 | 0.10829 | 0.11022 | 0.11217
F5_Commercial_Miscellaneous (ID)_New_Water Heating_Natural Gas_Water Heater_E6 | F5 | Commercial | Miscellaneous (ID) | New | Water Heating | Natural Gas | Water Heater | E6 | Utility - Cost of Operation | 0 | 0 | 0 | 0 | 0 | 0 | 0 | 0 | 0 | 0 | 0 | 0 | 0 | 0 | 0 | 0 | 0 | 0 | 0 | 0 | 0 | 0 | 0 | 0 | 0 | 0 | 0
F5_Commercial_Miscellaneous (ID)_New_Water Heating_Natural Gas_Water Heater_E7 | F5 | Commercial | Miscellaneous (ID) | New | Water Heating | Natural Gas | Water Heater | E7 | Utility - Cost of Operation | 0 | 0 | 0 | 0 | 0 | 0 | 0 | 0 | 0 | 0 | 0 | 0 | 0 | 0 | 0 | 0 | 0 | 0 | 0 | 0 | 0 | 0 | 0 | 0 | 0 | 0 | 0
F5_Commercial_Miscellaneous (ID)_New_Water Heating_Natural Gas_Water Heater_E8 | F5 | Commercial | Miscellaneous (ID) | New | Water Heating | Natural Gas | Water Heater | E8 | Utility - Cost of Operation | 0 | 0 | 0 | 0 | 0 | 0 | 0 | 0 | 0 | 0 | 0 | 0 | 0 | 0 | 0 | 0 | 0 | 0 | 0 | 0 | 0 | 0 | 0 | 0 | 0 | 0 | 0
F5_Commercial_Miscellaneous (ID)_New_Water Heating_Natural Gas_Water Heater_E9 | F5 | Commercial | Miscellaneous (ID) | New | Water Heating | Natural Gas | Water Heater | E9 | Utility - Cost of Operation | 0 | 0 | 0 | 0 | 0 | 0 | 0 | 0 | 0 | 0 | 0 | 0 | 0 | 0 | 0 | 0 | 0 | 0 | 0 | 0 | 0 | 0 | 0 | 0 | 0 | 0 | 0
F5_Commercial_Miscellaneous (ID)_New_Water Heating_Natural Gas_Water Heater_E10 | F5 | Commercial | Miscellaneous (ID) | New | Water Heating | Natural Gas | Water Heater | E10 | Utility - Cost of Operation | 0 | 0 | 0 | 0 | 0 | 0 | 0 | 0 | 0 | 0 | 0 | 0 | 0 | 0 | 0 | 0 | 0 | 0 | 0 | 0 | 0 | 0 | 0 | 0 | 0 | 0 | 0
F6_Commercial_Miscellaneous (ID)_New_Water Heating_Natural Gas_Water Heater_E1 | F6 | Commercial | Miscellaneous (ID) | New | Water Heating | Natural Gas | Water Heater | E1 | Utility - Value of Sales | 0.13247 | 0.13513 | 0.13813 | 0.14149 | 0.14524 | 0.14978 | 0.15428 | 0.15854 | 0.1624 | 0.16615 | 0.17005 | 0.17362 | 0.17743 | 0.18112 | 0.18437 | 0.18735 | 0.18996 | 0.19248 | 0.19513 | 0.19765 | 0.20019 | 0.20373 | 0.2073 | 0.21099 | 0.21474 | 0.21855 | 0.22243
F6_Commercial_Miscellaneous (ID)_New_Water Heating_Natural Gas_Water Heater_E2 | F6 | Commercial | Miscellaneous (ID) | New | Water Heating | Natural Gas | Water Heater | E2 | Utility - Value of Sales | 0.11775 | 0.12012 | 0.12278 | 0.12577 | 0.12911 | 0.13314 | 0.13714 | 0.14092 | 0.14435 | 0.14769 | 0.15115 | 0.15432 | 0.15771 | 0.161 | 0.16388 | 0.16654 | 0.16885 | 0.17109 | 0.17345 | 0.17569 | 0.17795 | 0.18109 | 0.18427 | 0.18754 | 0.19088 | 0.19427 | 0.19772
F6_Commercial_Miscellaneous (ID)_New_Water Heating_Natural Gas_Water Heater_E3 | F6 | Commercial | Miscellaneous (ID) | New | Water Heating | Natural Gas | Water Heater | E3 | Utility - Value of Sales | 0.11274 | 0.115 | 0.11756 | 0.12042 | 0.12361 | 0.12747 | 0.1313 | 0.13493 | 0.13821 | 0.14141 | 0.14472 | 0.14776 | 0.151 | 0.15414 | 0.15691 | 0.15945 | 0.16167 | 0.16381 | 0.16607 | 0.16822 | 0.17038 | 0.17338 | 0.17643 | 0.17956 | 0.18275 | 0.186 | 0.18931
F6_Commercial_Miscellaneous (ID)_New_Water Heating_Natural Gas_Water Heater_E4 | F6 | Commercial | Miscellaneous (ID) | New | Water Heating | Natural Gas | Water Heater | E4 | Utility - Value of Sales | 0.11819 | 0.12057 | 0.12316 | 0.12599 | 0.12905 | 0.13267 | 0.13624 | 0.13966 | 0.14282 | 0.14593 | 0.14917 | 0.15222 | 0.15545 | 0.15861 | 0.16145 | 0.1641 | 0.16649 | 0.16883 | 0.17127 | 0.17362 | 0.17599 | 0.1791 | 0.18226 | 0.18549 | 0.18879 | 0.19214 | 0.19556
F6_Commercial_Miscellaneous (ID)_New_Water Heating_Natural Gas_Water Heater_E5 | F6 | Commercial | Miscellaneous (ID) | New | Water Heating | Natural Gas | Water Heater | E5 | Utility - Value of Sales | 0.069497 | 0.070862 | 0.072445 | 0.074277 | 0.07637 | 0.078922 | 0.081452 | 0.08383 | 0.085965 | 0.08803 | 0.090157 | 0.092078 | 0.094137 | 0.096124 | 0.097849 | 0.099419 | 0.10077 | 0.10206 | 0.10343 | 0.10471 | 0.10601 | 0.10788 | 0.10977 | 0.11172 | 0.11371 | 0.11573 | 0.11778
F6_Commercial_Miscellaneous (ID)_New_Water Heating_Natural Gas_Water Heater_E6 | F6 | Commercial | Miscellaneous (ID) | New | Water Heating | Natural Gas | Water Heater | E6 | Utility - Value of Sales | 0 | 0 | 0 | 0 | 0 | 0 | 0 | 0 | 0 | 0 | 0 | 0 | 0 | 0 | 0 | 0 | 0 | 0 | 0 | 0 | 0 | 0 | 0 | 0 | 0 | 0 | 0
F6_Commercial_Miscellaneous (ID)_New_Water Heating_Natural Gas_Water Heater_E7 | F6 | Commercial | Miscellaneous (ID) | New | Water Heating | Natural Gas | Water Heater | E7 | Utility - Value of Sales | 0 | 0 | 0 | 0 | 0 | 0 | 0 | 0 | 0 | 0 | 0 | 0 | 0 | 0 | 0 | 0 | 0 | 0 | 0 | 0 | 0 | 0 | 0 | 0 | 0 | 0 | 0
F6_Commercial_Miscellaneous (ID)_New_Water Heating_Natural Gas_Water Heater_E8 | F6 | Commercial | Miscellaneous (ID) | New | Water Heating | Natural Gas | Water Heater | E8 | Utility - Value of Sales | 0 | 0 | 0 | 0 | 0 | 0 | 0 | 0 | 0 | 0 | 0 | 0 | 0 | 0 | 0 | 0 | 0 | 0 | 0 | 0 | 0 | 0 | 0 | 0 | 0 | 0 | 0
F6_Commercial_Miscellaneous (ID)_New_Water Heating_Natural Gas_Water Heater_E9 | F6 | Commercial | Miscellaneous (ID) | New | Water Heating | Natural Gas | Water Heater | E9 | Utility - Value of Sales | 0 | 0 | 0 | 0 | 0 | 0 | 0 | 0 | 0 | 0 | 0 | 0 | 0 | 0 | 0 | 0 | 0 | 0 | 0 | 0 | 0 | 0 | 0 | 0 | 0 | 0 | 0
F6_Commercial_Miscellaneous (ID)_New_Water Heating_Natural Gas_Water Heater_E10 | F6 | Commercial | Miscellaneous (ID) | New | Water Heating | Natural Gas | Water Heater | E10 | Utility - Value of Sales | 0 | 0 | 0 | 0 | 0 | 0 | 0 | 0 | 0 | 0 | 0 | 0 | 0 | 0 | 0 | 0 | 0 | 0 | 0 | 0 | 0 | 0 | 0 | 0 | 0 | 0 | 0
F1_Commercial_Miscellaneous (ID)_New_Food Preparation_Natural Gas_Oven_E1 | F1 | Commercial | Miscellaneous (ID) | New | Food Preparation | Natural Gas | Oven | E1 | RVT - Cost of Equipment | 0.00032939 | 0.00032939 | 0.00032939 | 0.00032939 | 0.00032939 | 0.00032939 | 0.00032939 | 0.00032939 | 0.00032939 | 0.00032939 | 0.00032939 | 0.00032939 | 0.00032939 | 0.00032939 | 0.00032939 | 0.00032939 | 0.00032939 | 0.00032939 | 0.00032939 | 0.00032939 | 0.00032939 | 0.00032939 | 0.00032939 | 0.00032939 | 0.00032939 | 0.00032939 | 0.00032939
F1_Commercial_Miscellaneous (ID)_New_Food Preparation_Natural Gas_Oven_E2 | F1 | Commercial | Miscellaneous (ID) | New | Food Preparation | Natural Gas | Oven | E2 | RVT - Cost of Equipment | 0.00044883 | 0.00044883 | 0.00044883 | 0.00044883 | 0.00044883 | 0.00044883 | 0.00044883 | 0.00044883 | 0.00044883 | 0.00044883 | 0.00044883 | 0.00044883 | 0.00044883 | 0.00044883 | 0.00044883 | 0.00044883 | 0.00044883 | 0.00044883 | 0.00044883 | 0.00044883 | 0.00044883 | 0.00044883 | 0.00044883 | 0.00044883 | 0.00044883 | 0.00044883 | 0.00044883
F1_Commercial_Miscellaneous (ID)_New_Food Preparation_Natural Gas_Oven_E3 | F1 | Commercial | Miscellaneous (ID) | New | Food Preparation | Natural Gas | Oven | E3 | RVT - Cost of Equipment | 0 | 0 | 0 | 0 | 0 | 0 | 0 | 0 | 0 | 0 | 0 | 0 | 0 | 0 | 0 | 0 | 0 | 0 | 0 | 0 | 0 | 0 | 0 | 0 | 0 | 0 | 0
F1_Commercial_Miscellaneous (ID)_New_Food Preparation_Natural Gas_Oven_E4 | F1 | Commercial | Miscellaneous (ID) | New | Food Preparation | Natural Gas | Oven | E4 | RVT - Cost of Equipment | 0 | 0 | 0 | 0 | 0 | 0 | 0 | 0 | 0 | 0 | 0 | 0 | 0 | 0 | 0 | 0 | 0 | 0 | 0 | 0 | 0 | 0 | 0 | 0 | 0 | 0 | 0
F1_Commercial_Miscellaneous (ID)_New_Food Preparation_Natural Gas_Oven_E5 | F1 | Commercial | Miscellaneous (ID) | New | Food Preparation | Natural Gas | Oven | E5 | RVT - Cost of Equipment | 0 | 0 | 0 | 0 | 0 | 0 | 0 | 0 | 0 | 0 | 0 | 0 | 0 | 0 | 0 | 0 | 0 | 0 | 0 | 0 | 0 | 0 | 0 | 0 | 0 | 0 | 0
F1_Commercial_Miscellaneous (ID)_New_Food Preparation_Natural Gas_Oven_E6 | F1 | Commercial | Miscellaneous (ID) | New | Food Preparation | Natural Gas | Oven | E6 | RVT - Cost of Equipment | 0 | 0 | 0 | 0 | 0 | 0 | 0 | 0 | 0 | 0 | 0 | 0 | 0 | 0 | 0 | 0 | 0 | 0 | 0 | 0 | 0 | 0 | 0 | 0 | 0 | 0 | 0
F1_Commercial_Miscellaneous (ID)_New_Food Preparation_Natural Gas_Oven_E7 | F1 | Commercial | Miscellaneous (ID) | New | Food Preparation | Natural Gas | Oven | E7 | RVT - Cost of Equipment | 0 | 0 | 0 | 0 | 0 | 0 | 0 | 0 | 0 | 0 | 0 | 0 | 0 | 0 | 0 | 0 | 0 | 0 | 0 | 0 | 0 | 0 | 0 | 0 | 0 | 0 | 0
F1_Commercial_Miscellaneous (ID)_New_Food Preparation_Natural Gas_Oven_E8 | F1 | Commercial | Miscellaneous (ID) | New | Food Preparation | Natural Gas | Oven | E8 | RVT - Cost of Equipment | 0 | 0 | 0 | 0 | 0 | 0 | 0 | 0 | 0 | 0 | 0 | 0 | 0 | 0 | 0 | 0 | 0 | 0 | 0 | 0 | 0 | 0 | 0 | 0 | 0 | 0 | 0
F1_Commercial_Miscellaneous (ID)_New_Food Preparation_Natural Gas_Oven_E9 | F1 | Commercial | Miscellaneous (ID) | New | Food Preparation | Natural Gas | Oven | E9 | RVT - Cost of Equipment | 0 | 0 | 0 | 0 | 0 | 0 | 0 | 0 | 0 | 0 | 0 | 0 | 0 | 0 | 0 | 0 | 0 | 0 | 0 | 0 | 0 | 0 | 0 | 0 | 0 | 0 | 0
F1_Commercial_Miscellaneous (ID)_New_Food Preparation_Natural Gas_Oven_E10 | F1 | Commercial | Miscellaneous (ID) | New | Food Preparation | Natural Gas | Oven | E10 | RVT - Cost of Equipment | 0 | 0 | 0 | 0 | 0 | 0 | 0 | 0 | 0 | 0 | 0 | 0 | 0 | 0 | 0 | 0 | 0 | 0 | 0 | 0 | 0 | 0 | 0 | 0 | 0 | 0 | 0
F2_Commercial_Miscellaneous (ID)_New_Food Preparation_Natural Gas_Oven_E1 | F2 | Commercial | Miscellaneous (ID) | New | Food Preparation | Natural Gas | Oven | E1 | RVT - Cost of Operation | 0.0058557 | 0.0059531 | 0.0060719 | 0.0062163 | 0.006388 | 0.006615 | 0.0068479 | 0.0070732 | 0.0072806 | 0.0074797 | 0.0076843 | 0.007867 | 0.0080576 | 0.0082338 | 0.0083821 | 0.0085136 | 0.0086214 | 0.0087231 | 0.0088321 | 0.0089321 | 0.0090322 | 0.0091914 | 0.0093522 | 0.0095183 | 0.0096874 | 0.0098595 | 0.010035
F2_Commercial_Miscellaneous (ID)_New_Food Preparation_Natural Gas_Oven_E2 | F2 | Commercial | Miscellaneous (ID) | New | Food Preparation | Natural Gas | Oven | E2 | RVT - Cost of Operation | 0.0041581 | 0.0042273 | 0.0043116 | 0.0044142 | 0.0045361 | 0.0046973 | 0.0048627 | 0.0050226 | 0.0051699 | 0.0053113 | 0.0054566 | 0.0055863 | 0.0057217 | 0.0058468 | 0.0059521 | 0.0060455 | 0.006122 | 0.0061942 | 0.0062716 | 0.0063427 | 0.0064137 | 0.0065268 | 0.0066409 | 0.0067589 | 0.006879 | 0.0070012 | 0.0071256
F2_Commercial_Miscellaneous (ID)_New_Food Preparation_Natural Gas_Oven_E3 | F2 | Commercial | Miscellaneous (ID) | New | Food Preparation | Natural Gas | Oven | E3 | RVT - Cost of Operation | 0 | 0 | 0 | 0 | 0 | 0 | 0 | 0 | 0 | 0 | 0 | 0 | 0 | 0 | 0 | 0 | 0 | 0 | 0 | 0 | 0 | 0 | 0 | 0 | 0 | 0 | 0
F2_Commercial_Miscellaneous (ID)_New_Food Preparation_Natural Gas_Oven_E4 | F2 | Commercial | Miscellaneous (ID) | New | Food Preparation | Natural Gas | Oven | E4 | RVT - Cost of Operation | 0 | 0 | 0 | 0 | 0 | 0 | 0 | 0 | 0 | 0 | 0 | 0 | 0 | 0 | 0 | 0 | 0 | 0 | 0 | 0 | 0 | 0 | 0 | 0 | 0 | 0 | 0
F2_Commercial_Miscellaneous (ID)_New_Food Preparation_Natural Gas_Oven_E5 | F2 | Commercial | Miscellaneous (ID) | New | Food Preparation | Natural Gas | Oven | E5 | RVT - Cost of Operation | 0 | 0 | 0 | 0 | 0 | 0 | 0 | 0 | 0 | 0 | 0 | 0 | 0 | 0 | 0 | 0 | 0 | 0 | 0 | 0 | 0 | 0 | 0 | 0 | 0 | 0 | 0
F2_Commercial_Miscellaneous (ID)_New_Food Preparation_Natural Gas_Oven_E6 | F2 | Commercial | Miscellaneous (ID) | New | Food Preparation | Natural Gas | Oven | E6 | RVT - Cost of Operation | 0 | 0 | 0 | 0 | 0 | 0 | 0 | 0 | 0 | 0 | 0 | 0 | 0 | 0 | 0 | 0 | 0 | 0 | 0 | 0 | 0 | 0 | 0 | 0 | 0 | 0 | 0
F2_Commercial_Miscellaneous (ID)_New_Food Preparation_Natural Gas_Oven_E7 | F2 | Commercial | Miscellaneous (ID) | New | Food Preparation | Natural Gas | Oven | E7 | RVT - Cost of Operation | 0 | 0 | 0 | 0 | 0 | 0 | 0 | 0 | 0 | 0 | 0 | 0 | 0 | 0 | 0 | 0 | 0 | 0 | 0 | 0 | 0 | 0 | 0 | 0 | 0 | 0 | 0
F2_Commercial_Miscellaneous (ID)_New_Food Preparation_Natural Gas_Oven_E8 | F2 | Commercial | Miscellaneous (ID) | New | Food Preparation | Natural Gas | Oven | E8 | RVT - Cost of Operation | 0 | 0 | 0 | 0 | 0 | 0 | 0 | 0 | 0 | 0 | 0 | 0 | 0 | 0 | 0 | 0 | 0 | 0 | 0 | 0 | 0 | 0 | 0 | 0 | 0 | 0 | 0
F2_Commercial_Miscellaneous (ID)_New_Food Preparation_Natural Gas_Oven_E9 | F2 | Commercial | Miscellaneous (ID) | New | Food Preparation | Natural Gas | Oven | E9 | RVT - Cost of Operation | 0 | 0 | 0 | 0 | 0 | 0 | 0 | 0 | 0 | 0 | 0 | 0 | 0 | 0 | 0 | 0 | 0 | 0 | 0 | 0 | 0 | 0 | 0 | 0 | 0 | 0 | 0
F2_Commercial_Miscellaneous (ID)_New_Food Preparation_Natural Gas_Oven_E10 | F2 | Commercial | Miscellaneous (ID) | New | Food Preparation | Natural Gas | Oven | E10 | RVT - Cost of Operation | 0 | 0 | 0 | 0 | 0 | 0 | 0 | 0 | 0 | 0 | 0 | 0 | 0 | 0 | 0 | 0 | 0 | 0 | 0 | 0 | 0 | 0 | 0 | 0 | 0 | 0 | 0
F3_Commercial_Miscellaneous (ID)_New_Food Preparation_Natural Gas_Oven_E1 | F3 | Commercial | Miscellaneous (ID) | New | Food Preparation | Natural Gas | Oven | E1 | System - kBTUs of Consumption | 1.4194 | 1.4194 | 1.4194 | 1.4194 | 1.4194 | 1.4194 | 1.4194 | 1.4194 | 1.4194 | 1.4194 | 1.4194 | 1.4194 | 1.4194 | 1.4194 | 1.4194 | 1.4194 | 1.4194 | 1.4194 | 1.4194 | 1.4194 | 1.4194 | 1.4194 | 1.4194 | 1.4194 | 1.4194 | 1.4194 | 1.4194
F3_Commercial_Miscellaneous (ID)_New_Food Preparation_Natural Gas_Oven_E2 | F3 | Commercial | Miscellaneous (ID) | New | Food Preparation | Natural Gas | Oven | E2 | System - kBTUs of Consumption | 1.0079 | 1.0079 | 1.0079 | 1.0079 | 1.0079 | 1.0079 | 1.0079 | 1.0079 | 1.0079 | 1.0079 | 1.0079 | 1.0079 | 1.0079 | 1.0079 | 1.0079 | 1.0079 | 1.0079 | 1.0079 | 1.0079 | 1.0079 | 1.0079 | 1.0079 | 1.0079 | 1.0079 | 1.0079 | 1.0079 | 1.0079
F3_Commercial_Miscellaneous (ID)_New_Food Preparation_Natural Gas_Oven_E3 | F3 | Commercial | Miscellaneous (ID) | New | Food Preparation | Natural Gas | Oven | E3 | System - kBTUs of Consumption | 0 | 0 | 0 | 0 | 0 | 0 | 0 | 0 | 0 | 0 | 0 | 0 | 0 | 0 | 0 | 0 | 0 | 0 | 0 | 0 | 0 | 0 | 0 | 0 | 0 | 0 | 0
F3_Commercial_Miscellaneous (ID)_New_Food Preparation_Natural Gas_Oven_E4 | F3 | Commercial | Miscellaneous (ID) | New | Food Preparation | Natural Gas | Oven | E4 | System - kBTUs of Consumption | 0 | 0 | 0 | 0 | 0 | 0 | 0 | 0 | 0 | 0 | 0 | 0 | 0 | 0 | 0 | 0 | 0 | 0 | 0 | 0 | 0 | 0 | 0 | 0 | 0 | 0 | 0
F3_Commercial_Miscellaneous (ID)_New_Food Preparation_Natural Gas_Oven_E5 | F3 | Commercial | Miscellaneous (ID) | New | Food Preparation | Natural Gas | Oven | E5 | System - kBTUs of Consumption | 0 | 0 | 0 | 0 | 0 | 0 | 0 | 0 | 0 | 0 | 0 | 0 | 0 | 0 | 0 | 0 | 0 | 0 | 0 | 0 | 0 | 0 | 0 | 0 | 0 | 0 | 0
F3_Commercial_Miscellaneous (ID)_New_Food Preparation_Natural Gas_Oven_E6 | F3 | Commercial | Miscellaneous (ID) | New | Food Preparation | Natural Gas | Oven | E6 | System - kBTUs of Consumption | 0 | 0 | 0 | 0 | 0 | 0 | 0 | 0 | 0 | 0 | 0 | 0 | 0 | 0 | 0 | 0 | 0 | 0 | 0 | 0 | 0 | 0 | 0 | 0 | 0 | 0 | 0
F3_Commercial_Miscellaneous (ID)_New_Food Preparation_Natural Gas_Oven_E7 | F3 | Commercial | Miscellaneous (ID) | New | Food Preparation | Natural Gas | Oven | E7 | System - kBTUs of Consumption | 0 | 0 | 0 | 0 | 0 | 0 | 0 | 0 | 0 | 0 | 0 | 0 | 0 | 0 | 0 | 0 | 0 | 0 | 0 | 0 | 0 | 0 | 0 | 0 | 0 | 0 | 0
F3_Commercial_Miscellaneous (ID)_New_Food Preparation_Natural Gas_Oven_E8 | F3 | Commercial | Miscellaneous (ID) | New | Food Preparation | Natural Gas | Oven | E8 | System - kBTUs of Consumption | 0 | 0 | 0 | 0 | 0 | 0 | 0 | 0 | 0 | 0 | 0 | 0 | 0 | 0 | 0 | 0 | 0 | 0 | 0 | 0 | 0 | 0 | 0 | 0 | 0 | 0 | 0
F3_Commercial_Miscellaneous (ID)_New_Food Preparation_Natural Gas_Oven_E9 | F3 | Commercial | Miscellaneous (ID) | New | Food Preparation | Natural Gas | Oven | E9 | System - kBTUs of Consumption | 0 | 0 | 0 | 0 | 0 | 0 | 0 | 0 | 0 | 0 | 0 | 0 | 0 | 0 | 0 | 0 | 0 | 0 | 0 | 0 | 0 | 0 | 0 | 0 | 0 | 0 | 0
F3_Commercial_Miscellaneous (ID)_New_Food Preparation_Natural Gas_Oven_E10 | F3 | Commercial | Miscellaneous (ID) | New | Food Preparation | Natural Gas | Oven | E10 | System - kBTUs of Consumption | 0 | 0 | 0 | 0 | 0 | 0 | 0 | 0 | 0 | 0 | 0 | 0 | 0 | 0 | 0 | 0 | 0 | 0 | 0 | 0 | 0 | 0 | 0 | 0 | 0 | 0 | 0
F4_Commercial_Miscellaneous (ID)_New_Food Preparation_Natural Gas_Oven_E1 | F4 | Commercial | Miscellaneous (ID) | New | Food Preparation | Natural Gas | Oven | E1 | Utility - Cost of Equipment | 0.00032939 | 0.00032939 | 0.00032939 | 0.00032939 | 0.00032939 | 0.00032939 | 0.00032939 | 0.00032939 | 0.00032939 | 0.00032939 | 0.00032939 | 0.00032939 | 0.00032939 | 0.00032939 | 0.00032939 | 0.00032939 | 0.00032939 | 0.00032939 | 0.00032939 | 0.00032939 | 0.00032939 | 0.00032939 | 0.00032939 | 0.00032939 | 0.00032939 | 0.00032939 | 0.00032939
F4_Commercial_Miscellaneous (ID)_New_Food Preparation_Natural Gas_Oven_E2 | F4 | Commercial | Miscellaneous (ID) | New | Food Preparation | Natural Gas | Oven | E2 | Utility - Cost of Equipment | 0.00044883 | 0.00044883 | 0.00044883 | 0.00044883 | 0.00044883 | 0.00044883 | 0.00044883 | 0.00044883 | 0.00044883 | 0.00044883 | 0.00044883 | 0.00044883 | 0.00044883 | 0.00044883 | 0.00044883 | 0.00044883 | 0.00044883 | 0.00044883 | 0.00044883 | 0.00044883 | 0.00044883 | 0.00044883 | 0.00044883 | 0.00044883 | 0.00044883 | 0.00044883 | 0.00044883
F4_Commercial_Miscellaneous (ID)_New_Food Preparation_Natural Gas_Oven_E3 | F4 | Commercial | Miscellaneous (ID) | New | Food Preparation | Natural Gas | Oven | E3 | Utility - Cost of Equipment | 0 | 0 | 0 | 0 | 0 | 0 | 0 | 0 | 0 | 0 | 0 | 0 | 0 | 0 | 0 | 0 | 0 | 0 | 0 | 0 | 0 | 0 | 0 | 0 | 0 | 0 | 0
F4_Commercial_Miscellaneous (ID)_New_Food Preparation_Natural Gas_Oven_E4 | F4 | Commercial | Miscellaneous (ID) | New | Food Preparation | Natural Gas | Oven | E4 | Utility - Cost of Equipment | 0 | 0 | 0 | 0 | 0 | 0 | 0 | 0 | 0 | 0 | 0 | 0 | 0 | 0 | 0 | 0 | 0 | 0 | 0 | 0 | 0 | 0 | 0 | 0 | 0 | 0 | 0
F4_Commercial_Miscellaneous (ID)_New_Food Preparation_Natural Gas_Oven_E5 | F4 | Commercial | Miscellaneous (ID) | New | Food Preparation | Natural Gas | Oven | E5 | Utility - Cost of Equipment | 0 | 0 | 0 | 0 | 0 | 0 | 0 | 0 | 0 | 0 | 0 | 0 | 0 | 0 | 0 | 0 | 0 | 0 | 0 | 0 | 0 | 0 | 0 | 0 | 0 | 0 | 0
F4_Commercial_Miscellaneous (ID)_New_Food Preparation_Natural Gas_Oven_E6 | F4 | Commercial | Miscellaneous (ID) | New | Food Preparation | Natural Gas | Oven | E6 | Utility - Cost of Equipment | 0 | 0 | 0 | 0 | 0 | 0 | 0 | 0 | 0 | 0 | 0 | 0 | 0 | 0 | 0 | 0 | 0 | 0 | 0 | 0 | 0 | 0 | 0 | 0 | 0 | 0 | 0
F4_Commercial_Miscellaneous (ID)_New_Food Preparation_Natural Gas_Oven_E7 | F4 | Commercial | Miscellaneous (ID) | New | Food Preparation | Natural Gas | Oven | E7 | Utility - Cost of Equipment | 0 | 0 | 0 | 0 | 0 | 0 | 0 | 0 | 0 | 0 | 0 | 0 | 0 | 0 | 0 | 0 | 0 | 0 | 0 | 0 | 0 | 0 | 0 | 0 | 0 | 0 | 0
F4_Commercial_Miscellaneous (ID)_New_Food Preparation_Natural Gas_Oven_E8 | F4 | Commercial | Miscellaneous (ID) | New | Food Preparation | Natural Gas | Oven | E8 | Utility - Cost of Equipment | 0 | 0 | 0 | 0 | 0 | 0 | 0 | 0 | 0 | 0 | 0 | 0 | 0 | 0 | 0 | 0 | 0 | 0 | 0 | 0 | 0 | 0 | 0 | 0 | 0 | 0 | 0
F4_Commercial_Miscellaneous (ID)_New_Food Preparation_Natural Gas_Oven_E9 | F4 | Commercial | Miscellaneous (ID) | New | Food Preparation | Natural Gas | Oven | E9 | Utility - Cost of Equipment | 0 | 0 | 0 | 0 | 0 | 0 | 0 | 0 | 0 | 0 | 0 | 0 | 0 | 0 | 0 | 0 | 0 | 0 | 0 | 0 | 0 | 0 | 0 | 0 | 0 | 0 | 0
F4_Commercial_Miscellaneous (ID)_New_Food Preparation_Natural Gas_Oven_E10 | F4 | Commercial | Miscellaneous (ID) | New | Food Preparation | Natural Gas | Oven | E10 | Utility - Cost of Equipment | 0 | 0 | 0 | 0 | 0 | 0 | 0 | 0 | 0 | 0 | 0 | 0 | 0 | 0 | 0 | 0 | 0 | 0 | 0 | 0 | 0 | 0 | 0 | 0 | 0 | 0 | 0
F5_Commercial_Miscellaneous (ID)_New_Food Preparation_Natural Gas_Oven_E1 | F5 | Commercial | Miscellaneous (ID) | New | Food Preparation | Natural Gas | Oven | E1 | Utility - Cost of Operation | 0.0049225 | 0.0050361 | 0.005179 | 0.0053477 | 0.0055438 | 0.0057911 | 0.0060487 | 0.0063055 | 0.0065532 | 0.0068044 | 0.0070004 | 0.0071827 | 0.0073793 | 0.0075708 | 0.0077397 | 0.007896 | 0.0080339 | 0.0081695 | 0.0083153 | 0.0084567 | 0.0086021 | 0.0087537 | 0.0089068 | 0.0090651 | 0.0092261 | 0.00939 | 0.0095568
F5_Commercial_Miscellaneous (ID)_New_Food Preparation_Natural Gas_Oven_E2 | F5 | Commercial | Miscellaneous (ID) | New | Food Preparation | Natural Gas | Oven | E2 | Utility - Cost of Operation | 0.0034954 | 0.0035761 | 0.0036776 | 0.0037974 | 0.0039366 | 0.0041122 | 0.0042951 | 0.0044775 | 0.0046534 | 0.0048318 | 0.0049709 | 0.0051004 | 0.00524 | 0.005376 | 0.0054959 | 0.0056069 | 0.0057049 | 0.0058011 | 0.0059047 | 0.006005 | 0.0061083 | 0.006216 | 0.0063247 | 0.0064371 | 0.0065514 | 0.0066678 | 0.0067863
F5_Commercial_Miscellaneous (ID)_New_Food Preparation_Natural Gas_Oven_E3 | F5 | Commercial | Miscellaneous (ID) | New | Food Preparation | Natural Gas | Oven | E3 | Utility - Cost of Operation | 0 | 0 | 0 | 0 | 0 | 0 | 0 | 0 | 0 | 0 | 0 | 0 | 0 | 0 | 0 | 0 | 0 | 0 | 0 | 0 | 0 | 0 | 0 | 0 | 0 | 0 | 0
F5_Commercial_Miscellaneous (ID)_New_Food Preparation_Natural Gas_Oven_E4 | F5 | Commercial | Miscellaneous (ID) | New | Food Preparation | Natural Gas | Oven | E4 | Utility - Cost of Operation | 0 | 0 | 0 | 0 | 0 | 0 | 0 | 0 | 0 | 0 | 0 | 0 | 0 | 0 | 0 | 0 | 0 | 0 | 0 | 0 | 0 | 0 | 0 | 0 | 0 | 0 | 0
F5_Commercial_Miscellaneous (ID)_New_Food Preparation_Natural Gas_Oven_E5 | F5 | Commercial | Miscellaneous (ID) | New | Food Preparation | Natural Gas | Oven | E5 | Utility - Cost of Operation | 0 | 0 | 0 | 0 | 0 | 0 | 0 | 0 | 0 | 0 | 0 | 0 | 0 | 0 | 0 | 0 | 0 | 0 | 0 | 0 | 0 | 0 | 0 | 0 | 0 | 0 | 0
F5_Commercial_Miscellaneous (ID)_New_Food Preparation_Natural Gas_Oven_E6 | F5 | Commercial | Miscellaneous (ID) | New | Food Preparation | Natural Gas | Oven | E6 | Utility - Cost of Operation | 0 | 0 | 0 | 0 | 0 | 0 | 0 | 0 | 0 | 0 | 0 | 0 | 0 | 0 | 0 | 0 | 0 | 0 | 0 | 0 | 0 | 0 | 0 | 0 | 0 | 0 | 0
F5_Commercial_Miscellaneous (ID)_New_Food Preparation_Natural Gas_Oven_E7 | F5 | Commercial | Miscellaneous (ID) | New | Food Preparation | Natural Gas | Oven | E7 | Utility - Cost of Operation | 0 | 0 | 0 | 0 | 0 | 0 | 0 | 0 | 0 | 0 | 0 | 0 | 0 | 0 | 0 | 0 | 0 | 0 | 0 | 0 | 0 | 0 | 0 | 0 | 0 | 0 | 0
F5_Commercial_Miscellaneous (ID)_New_Food Preparation_Natural Gas_Oven_E8 | F5 | Commercial | Miscellaneous (ID) | New | Food Preparation | Natural Gas | Oven | E8 | Utility - Cost of Operation | 0 | 0 | 0 | 0 | 0 | 0 | 0 | 0 | 0 | 0 | 0 | 0 | 0 | 0 | 0 | 0 | 0 | 0 | 0 | 0 | 0 | 0 | 0 | 0 | 0 | 0 | 0
F5_Commercial_Miscellaneous (ID)_New_Food Preparation_Natural Gas_Oven_E9 | F5 | Commercial | Miscellaneous (ID) | New | Food Preparation | Natural Gas | Oven | E9 | Utility - Cost of Operation | 0 | 0 | 0 | 0 | 0 | 0 | 0 | 0 | 0 | 0 | 0 | 0 | 0 | 0 | 0 | 0 | 0 | 0 | 0 | 0 | 0 | 0 | 0 | 0 | 0 | 0 | 0
F5_Commercial_Miscellaneous (ID)_New_Food Preparation_Natural Gas_Oven_E10 | F5 | Commercial | Miscellaneous (ID) | New | Food Preparation | Natural Gas | Oven | E10 | Utility - Cost of Operation | 0 | 0 | 0 | 0 | 0 | 0 | 0 | 0 | 0 | 0 | 0 | 0 | 0 | 0 | 0 | 0 | 0 | 0 | 0 | 0 | 0 | 0 | 0 | 0 | 0 | 0 | 0
F6_Commercial_Miscellaneous (ID)_New_Food Preparation_Natural Gas_Oven_E1 | F6 | Commercial | Miscellaneous (ID) | New | Food Preparation | Natural Gas | Oven | E1 | Utility - Value of Sales | 0.0058557 | 0.0059531 | 0.0060719 | 0.0062163 | 0.006388 | 0.006615 | 0.0068479 | 0.0070732 | 0.0072806 | 0.0074797 | 0.0076843 | 0.007867 | 0.0080576 | 0.0082338 | 0.0083821 | 0.0085136 | 0.0086214 | 0.0087231 | 0.0088321 | 0.0089321 | 0.0090322 | 0.0091914 | 0.0093522 | 0.0095183 | 0.0096874 | 0.0098595 | 0.010035
F6_Commercial_Miscellaneous (ID)_New_Food Preparation_Natural Gas_Oven_E2 | F6 | Commercial | Miscellaneous (ID) | New | Food Preparation | Natural Gas | Oven | E2 | Utility - Value of Sales | 0.0041581 | 0.0042273 | 0.0043116 | 0.0044142 | 0.0045361 | 0.0046973 | 0.0048627 | 0.0050226 | 0.0051699 | 0.0053113 | 0.0054566 | 0.0055863 | 0.0057217 | 0.0058468 | 0.0059521 | 0.0060455 | 0.006122 | 0.0061942 | 0.0062716 | 0.0063427 | 0.0064137 | 0.0065268 | 0.0066409 | 0.0067589 | 0.006879 | 0.0070012 | 0.0071256
F6_Commercial_Miscellaneous (ID)_New_Food Preparation_Natural Gas_Oven_E3 | F6 | Commercial | Miscellaneous (ID) | New | Food Preparation | Natural Gas | Oven | E3 | Utility - Value of Sales | 0 | 0 | 0 | 0 | 0 | 0 | 0 | 0 | 0 | 0 | 0 | 0 | 0 | 0 | 0 | 0 | 0 | 0 | 0 | 0 | 0 | 0 | 0 | 0 | 0 | 0 | 0
F6_Commercial_Miscellaneous (ID)_New_Food Preparation_Natural Gas_Oven_E4 | F6 | Commercial | Miscellaneous (ID) | New | Food Preparation | Natural Gas | Oven | E4 | Utility - Value of Sales | 0 | 0 | 0 | 0 | 0 | 0 | 0 | 0 | 0 | 0 | 0 | 0 | 0 | 0 | 0 | 0 | 0 | 0 | 0 | 0 | 0 | 0 | 0 | 0 | 0 | 0 | 0
F6_Commercial_Miscellaneous (ID)_New_Food Preparation_Natural Gas_Oven_E5 | F6 | Commercial | Miscellaneous (ID) | New | Food Preparation | Natural Gas | Oven | E5 | Utility - Value of Sales | 0 | 0 | 0 | 0 | 0 | 0 | 0 | 0 | 0 | 0 | 0 | 0 | 0 | 0 | 0 | 0 | 0 | 0 | 0 | 0 | 0 | 0 | 0 | 0 | 0 | 0 | 0
F6_Commercial_Miscellaneous (ID)_New_Food Preparation_Natural Gas_Oven_E6 | F6 | Commercial | Miscellaneous (ID) | New | Food Preparation | Natural Gas | Oven | E6 | Utility - Value of Sales | 0 | 0 | 0 | 0 | 0 | 0 | 0 | 0 | 0 | 0 | 0 | 0 | 0 | 0 | 0 | 0 | 0 | 0 | 0 | 0 | 0 | 0 | 0 | 0 | 0 | 0 | 0
F6_Commercial_Miscellaneous (ID)_New_Food Preparation_Natural Gas_Oven_E7 | F6 | Commercial | Miscellaneous (ID) | New | Food Preparation | Natural Gas | Oven | E7 | Utility - Value of Sales | 0 | 0 | 0 | 0 | 0 | 0 | 0 | 0 | 0 | 0 | 0 | 0 | 0 | 0 | 0 | 0 | 0 | 0 | 0 | 0 | 0 | 0 | 0 | 0 | 0 | 0 | 0
F6_Commercial_Miscellaneous (ID)_New_Food Preparation_Natural Gas_Oven_E8 | F6 | Commercial | Miscellaneous (ID) | New | Food Preparation | Natural Gas | Oven | E8 | Utility - Value of Sales | 0 | 0 | 0 | 0 | 0 | 0 | 0 | 0 | 0 | 0 | 0 | 0 | 0 | 0 | 0 | 0 | 0 | 0 | 0 | 0 | 0 | 0 | 0 | 0 | 0 | 0 | 0
F6_Commercial_Miscellaneous (ID)_New_Food Preparation_Natural Gas_Oven_E9 | F6 | Commercial | Miscellaneous (ID) | New | Food Preparation | Natural Gas | Oven | E9 | Utility - Value of Sales | 0 | 0 | 0 | 0 | 0 | 0 | 0 | 0 | 0 | 0 | 0 | 0 | 0 | 0 | 0 | 0 | 0 | 0 | 0 | 0 | 0 | 0 | 0 | 0 | 0 | 0 | 0
F6_Commercial_Miscellaneous (ID)_New_Food Preparation_Natural Gas_Oven_E10 | F6 | Commercial | Miscellaneous (ID) | New | Food Preparation | Natural Gas | Oven | E10 | Utility - Value of Sales | 0 | 0 | 0 | 0 | 0 | 0 | 0 | 0 | 0 | 0 | 0 | 0 | 0 | 0 | 0 | 0 | 0 | 0 | 0 | 0 | 0 | 0 | 0 | 0 | 0 | 0 | 0
F1_Commercial_Miscellaneous (ID)_New_Food Preparation_Natural Gas_Conveyor Oven_E1 | F1 | Commercial | Miscellaneous (ID) | New | Food Preparation | Natural Gas | Conveyor Oven | E1 | RVT - Cost of Equipment | 0.00019081 | 0.00019081 | 0.00019081 | 0.00019081 | 0.00019081 | 0.00019081 | 0.00019081 | 0.00019081 | 0.00019081 | 0.00019081 | 0.00019081 | 0.00019081 | 0.00019081 | 0.00019081 | 0.00019081 | 0.00019081 | 0.00019081 | 0.00019081 | 0.00019081 | 0.00019081 | 0.00019081 | 0.00019081 | 0.00019081 | 0.00019081 | 0.00019081 | 0.00019081 | 0.00019081
F1_Commercial_Miscellaneous (ID)_New_Food Preparation_Natural Gas_Conveyor Oven_E2 | F1 | Commercial | Miscellaneous (ID) | New | Food Preparation | Natural Gas | Conveyor Oven | E2 | RVT - Cost of Equipment | 0.00040425 | 0.00040425 | 0.00040425 | 0.00040425 | 0.00040425 | 0.00040425 | 0.00040425 | 0.00040425 | 0.00040425 | 0.00040425 | 0.00040425 | 0.00040425 | 0.00040425 | 0.00040425 | 0.00040425 | 0.00040425 | 0.00040425 | 0.00040425 | 0.00040425 | 0.00040425 | 0.00040425 | 0.00040425 | 0.00040425 | 0.00040425 | 0.00040425 | 0.00040425 | 0.00040425
F1_Commercial_Miscellaneous (ID)_New_Food Preparation_Natural Gas_Conveyor Oven_E3 | F1 | Commercial | Miscellaneous (ID) | New | Food Preparation | Natural Gas | Conveyor Oven | E3 | RVT - Cost of Equipment | 0 | 0 | 0 | 0 | 0 | 0 | 0 | 0 | 0 | 0 | 0 | 0 | 0 | 0 | 0 | 0 | 0 | 0 | 0 | 0 | 0 | 0 | 0 | 0 | 0 | 0 | 0
F1_Commercial_Miscellaneous (ID)_New_Food Preparation_Natural Gas_Conveyor Oven_E4 | F1 | Commercial | Miscellaneous (ID) | New | Food Preparation | Natural Gas | Conveyor Oven | E4 | RVT - Cost of Equipment | 0 | 0 | 0 | 0 | 0 | 0 | 0 | 0 | 0 | 0 | 0 | 0 | 0 | 0 | 0 | 0 | 0 | 0 | 0 | 0 | 0 | 0 | 0 | 0 | 0 | 0 | 0
F1_Commercial_Miscellaneous (ID)_New_Food Preparation_Natural Gas_Conveyor Oven_E5 | F1 | Commercial | Miscellaneous (ID) | New | Food Preparation | Natural Gas | Conveyor Oven | E5 | RVT - Cost of Equipment | 0 | 0 | 0 | 0 | 0 | 0 | 0 | 0 | 0 | 0 | 0 | 0 | 0 | 0 | 0 | 0 | 0 | 0 | 0 | 0 | 0 | 0 | 0 | 0 | 0 | 0 | 0
F1_Commercial_Miscellaneous (ID)_New_Food Preparation_Natural Gas_Conveyor Oven_E6 | F1 | Commercial | Miscellaneous (ID) | New | Food Preparation | Natural Gas | Conveyor Oven | E6 | RVT - Cost of Equipment | 0 | 0 | 0 | 0 | 0 | 0 | 0 | 0 | 0 | 0 | 0 | 0 | 0 | 0 | 0 | 0 | 0 | 0 | 0 | 0 | 0 | 0 | 0 | 0 | 0 | 0 | 0
F1_Commercial_Miscellaneous (ID)_New_Food Preparation_Natural Gas_Conveyor Oven_E7 | F1 | Commercial | Miscellaneous (ID) | New | Food Preparation | Natural Gas | Conveyor Oven | E7 | RVT - Cost of Equipment | 0 | 0 | 0 | 0 | 0 | 0 | 0 | 0 | 0 | 0 | 0 | 0 | 0 | 0 | 0 | 0 | 0 | 0 | 0 | 0 | 0 | 0 | 0 | 0 | 0 | 0 | 0
F1_Commercial_Miscellaneous (ID)_New_Food Preparation_Natural Gas_Conveyor Oven_E8 | F1 | Commercial | Miscellaneous (ID) | New | Food Preparation | Natural Gas | Conveyor Oven | E8 | RVT - Cost of Equipment | 0 | 0 | 0 | 0 | 0 | 0 | 0 | 0 | 0 | 0 | 0 | 0 | 0 | 0 | 0 | 0 | 0 | 0 | 0 | 0 | 0 | 0 | 0 | 0 | 0 | 0 | 0
F1_Commercial_Miscellaneous (ID)_New_Food Preparation_Natural Gas_Conveyor Oven_E9 | F1 | Commercial | Miscellaneous (ID) | New | Food Preparation | Natural Gas | Conveyor Oven | E9 | RVT - Cost of Equipment | 0 | 0 | 0 | 0 | 0 | 0 | 0 | 0 | 0 | 0 | 0 | 0 | 0 | 0 | 0 | 0 | 0 | 0 | 0 | 0 | 0 | 0 | 0 | 0 | 0 | 0 | 0
F1_Commercial_Miscellaneous (ID)_New_Food Preparation_Natural Gas_Conveyor Oven_E10 | F1 | Commercial | Miscellaneous (ID) | New | Food Preparation | Natural Gas | Conveyor Oven | E10 | RVT - Cost of Equipment | 0 | 0 | 0 | 0 | 0 | 0 | 0 | 0 | 0 | 0 | 0 | 0 | 0 | 0 | 0 | 0 | 0 | 0 | 0 | 0 | 0 | 0 | 0 | 0 | 0 | 0 | 0
F2_Commercial_Miscellaneous (ID)_New_Food Preparation_Natural Gas_Conveyor Oven_E1 | F2 | Commercial | Miscellaneous (ID) | New | Food Preparation | Natural Gas | Conveyor Oven | E1 | RVT - Cost of Operation | 0.010187 | 0.010405 | 0.010642 | 0.010898 | 0.011176 | 0.011504 | 0.011825 | 0.01213 | 0.01241 | 0.012685 | 0.012973 | 0.013241 | 0.013527 | 0.013805 | 0.014052 | 0.014282 | 0.014485 | 0.014683 | 0.01489 | 0.015089 | 0.015289 | 0.015559 | 0.015833 | 0.016114 | 0.0164 | 0.016692 | 0.016988
F2_Commercial_Miscellaneous (ID)_New_Food Preparation_Natural Gas_Conveyor Oven_E2 | F2 | Commercial | Miscellaneous (ID) | New | Food Preparation | Natural Gas | Conveyor Oven | E2 | RVT - Cost of Operation | 0.008096 | 0.008269 | 0.0084572 | 0.0086612 | 0.0088823 | 0.0091428 | 0.0093977 | 0.0096403 | 0.0098627 | 0.010081 | 0.01031 | 0.010523 | 0.01075 | 0.010971 | 0.011168 | 0.01135 | 0.011512 | 0.011669 | 0.011834 | 0.011992 | 0.012151 | 0.012366 | 0.012583 | 0.012807 | 0.013034 | 0.013266 | 0.013501
F2_Commercial_Miscellaneous (ID)_New_Food Preparation_Natural Gas_Conveyor Oven_E3 | F2 | Commercial | Miscellaneous (ID) | New | Food Preparation | Natural Gas | Conveyor Oven | E3 | RVT - Cost of Operation | 0 | 0 | 0 | 0 | 0 | 0 | 0 | 0 | 0 | 0 | 0 | 0 | 0 | 0 | 0 | 0 | 0 | 0 | 0 | 0 | 0 | 0 | 0 | 0 | 0 | 0 | 0
F2_Commercial_Miscellaneous (ID)_New_Food Preparation_Natural Gas_Conveyor Oven_E4 | F2 | Commercial | Miscellaneous (ID) | New | Food Preparation | Natural Gas | Conveyor Oven | E4 | RVT - Cost of Operation | 0 | 0 | 0 | 0 | 0 | 0 | 0 | 0 | 0 | 0 | 0 | 0 | 0 | 0 | 0 | 0 | 0 | 0 | 0 | 0 | 0 | 0 | 0 | 0 | 0 | 0 | 0
F2_Commercial_Miscellaneous (ID)_New_Food Preparation_Natural Gas_Conveyor Oven_E5 | F2 | Commercial | Miscellaneous (ID) | New | Food Preparation | Natural Gas | Conveyor Oven | E5 | RVT - Cost of Operation | 0 | 0 | 0 | 0 | 0 | 0 | 0 | 0 | 0 | 0 | 0 | 0 | 0 | 0 | 0 | 0 | 0 | 0 | 0 | 0 | 0 | 0 | 0 | 0 | 0 | 0 | 0
F2_Commercial_Miscellaneous (ID)_New_Food Preparation_Natural Gas_Conveyor Oven_E6 | F2 | Commercial | Miscellaneous (ID) | New | Food Preparation | Natural Gas | Conveyor Oven | E6 | RVT - Cost of Operation | 0 | 0 | 0 | 0 | 0 | 0 | 0 | 0 | 0 | 0 | 0 | 0 | 0 | 0 | 0 | 0 | 0 | 0 | 0 | 0 | 0 | 0 | 0 | 0 | 0 | 0 | 0
F2_Commercial_Miscellaneous (ID)_New_Food Preparation_Natural Gas_Conveyor Oven_E7 | F2 | Commercial | Miscellaneous (ID) | New | Food Preparation | Natural Gas | Conveyor Oven | E7 | RVT - Cost of Operation | 0 | 0 | 0 | 0 | 0 | 0 | 0 | 0 | 0 | 0 | 0 | 0 | 0 | 0 | 0 | 0 | 0 | 0 | 0 | 0 | 0 | 0 | 0 | 0 | 0 | 0 | 0
F2_Commercial_Miscellaneous (ID)_New_Food Preparation_Natural Gas_Conveyor Oven_E8 | F2 | Commercial | Miscellaneous (ID) | New | Food Preparation | Natural Gas | Conveyor Oven | E8 | RVT - Cost of Operation | 0 | 0 | 0 | 0 | 0 | 0 | 0 | 0 | 0 | 0 | 0 | 0 | 0 | 0 | 0 | 0 | 0 | 0 | 0 | 0 | 0 | 0 | 0 | 0 | 0 | 0 | 0
F2_Commercial_Miscellaneous (ID)_New_Food Preparation_Natural Gas_Conveyor Oven_E9 | F2 | Commercial | Miscellaneous (ID) | New | Food Preparation | Natural Gas | Conveyor Oven | E9 | RVT - Cost of Operation | 0 | 0 | 0 | 0 | 0 | 0 | 0 | 0 | 0 | 0 | 0 | 0 | 0 | 0 | 0 | 0 | 0 | 0 | 0 | 0 | 0 | 0 | 0 | 0 | 0 | 0 | 0
F2_Commercial_Miscellaneous (ID)_New_Food Preparation_Natural Gas_Conveyor Oven_E10 | F2 | Commercial | Miscellaneous (ID) | New | Food Preparation | Natural Gas | Conveyor Oven | E10 | RVT - Cost of Operation | 0 | 0 | 0 | 0 | 0 | 0 | 0 | 0 | 0 | 0 | 0 | 0 | 0 | 0 | 0 | 0 | 0 | 0 | 0 | 0 | 0 | 0 | 0 | 0 | 0 | 0 | 0
F3_Commercial_Miscellaneous (ID)_New_Food Preparation_Natural Gas_Conveyor Oven_E1 | F3 | Commercial | Miscellaneous (ID) | New | Food Preparation | Natural Gas | Conveyor Oven | E1 | System - kBTUs of Consumption | 2.2906 | 2.2906 | 2.2906 | 2.2906 | 2.2906 | 2.2906 | 2.2906 | 2.2906 | 2.2906 | 2.2906 | 2.2906 | 2.2906 | 2.2906 | 2.2906 | 2.2906 | 2.2906 | 2.2906 | 2.2906 | 2.2906 | 2.2906 | 2.2906 | 2.2906 | 2.2906 | 2.2906 | 2.2906 | 2.2906 | 2.2906
F3_Commercial_Miscellaneous (ID)_New_Food Preparation_Natural Gas_Conveyor Oven_E2 | F3 | Commercial | Miscellaneous (ID) | New | Food Preparation | Natural Gas | Conveyor Oven | E2 | System - kBTUs of Consumption | 1.8204 | 1.8204 | 1.8204 | 1.8204 | 1.8204 | 1.8204 | 1.8204 | 1.8204 | 1.8204 | 1.8204 | 1.8204 | 1.8204 | 1.8204 | 1.8204 | 1.8204 | 1.8204 | 1.8204 | 1.8204 | 1.8204 | 1.8204 | 1.8204 | 1.8204 | 1.8204 | 1.8204 | 1.8204 | 1.8204 | 1.8204
F3_Commercial_Miscellaneous (ID)_New_Food Preparation_Natural Gas_Conveyor Oven_E3 | F3 | Commercial | Miscellaneous (ID) | New | Food Preparation | Natural Gas | Conveyor Oven | E3 | System - kBTUs of Consumption | 0 | 0 | 0 | 0 | 0 | 0 | 0 | 0 | 0 | 0 | 0 | 0 | 0 | 0 | 0 | 0 | 0 | 0 | 0 | 0 | 0 | 0 | 0 | 0 | 0 | 0 | 0
F3_Commercial_Miscellaneous (ID)_New_Food Preparation_Natural Gas_Conveyor Oven_E4 | F3 | Commercial | Miscellaneous (ID) | New | Food Preparation | Natural Gas | Conveyor Oven | E4 | System - kBTUs of Consumption | 0 | 0 | 0 | 0 | 0 | 0 | 0 | 0 | 0 | 0 | 0 | 0 | 0 | 0 | 0 | 0 | 0 | 0 | 0 | 0 | 0 | 0 | 0 | 0 | 0 | 0 | 0
F3_Commercial_Miscellaneous (ID)_New_Food Preparation_Natural Gas_Conveyor Oven_E5 | F3 | Commercial | Miscellaneous (ID) | New | Food Preparation | Natural Gas | Conveyor Oven | E5 | System - kBTUs of Consumption | 0 | 0 | 0 | 0 | 0 | 0 | 0 | 0 | 0 | 0 | 0 | 0 | 0 | 0 | 0 | 0 | 0 | 0 | 0 | 0 | 0 | 0 | 0 | 0 | 0 | 0 | 0
F3_Commercial_Miscellaneous (ID)_New_Food Preparation_Natural Gas_Conveyor Oven_E6 | F3 | Commercial | Miscellaneous (ID) | New | Food Preparation | Natural Gas | Conveyor Oven | E6 | System - kBTUs of Consumption | 0 | 0 | 0 | 0 | 0 | 0 | 0 | 0 | 0 | 0 | 0 | 0 | 0 | 0 | 0 | 0 | 0 | 0 | 0 | 0 | 0 | 0 | 0 | 0 | 0 | 0 | 0
F3_Commercial_Miscellaneous (ID)_New_Food Preparation_Natural Gas_Conveyor Oven_E7 | F3 | Commercial | Miscellaneous (ID) | New | Food Preparation | Natural Gas | Conveyor Oven | E7 | System - kBTUs of Consumption | 0 | 0 | 0 | 0 | 0 | 0 | 0 | 0 | 0 | 0 | 0 | 0 | 0 | 0 | 0 | 0 | 0 | 0 | 0 | 0 | 0 | 0 | 0 | 0 | 0 | 0 | 0
F3_Commercial_Miscellaneous (ID)_New_Food Preparation_Natural Gas_Conveyor Oven_E8 | F3 | Commercial | Miscellaneous (ID) | New | Food Preparation | Natural Gas | Conveyor Oven | E8 | System - kBTUs of Consumption | 0 | 0 | 0 | 0 | 0 | 0 | 0 | 0 | 0 | 0 | 0 | 0 | 0 | 0 | 0 | 0 | 0 | 0 | 0 | 0 | 0 | 0 | 0 | 0 | 0 | 0 | 0
F3_Commercial_Miscellaneous (ID)_New_Food Preparation_Natural Gas_Conveyor Oven_E9 | F3 | Commercial | Miscellaneous (ID) | New | Food Preparation | Natural Gas | Conveyor Oven | E9 | System - kBTUs of Consumption | 0 | 0 | 0 | 0 | 0 | 0 | 0 | 0 | 0 | 0 | 0 | 0 | 0 | 0 | 0 | 0 | 0 | 0 | 0 | 0 | 0 | 0 | 0 | 0 | 0 | 0 | 0
F3_Commercial_Miscellaneous (ID)_New_Food Preparation_Natural Gas_Conveyor Oven_E10 | F3 | Commercial | Miscellaneous (ID) | New | Food Preparation | Natural Gas | Conveyor Oven | E10 | System - kBTUs of Consumption | 0 | 0 | 0 | 0 | 0 | 0 | 0 | 0 | 0 | 0 | 0 | 0 | 0 | 0 | 0 | 0 | 0 | 0 | 0 | 0 | 0 | 0 | 0 | 0 | 0 | 0 | 0
F4_Commercial_Miscellaneous (ID)_New_Food Preparation_Natural Gas_Conveyor Oven_E1 | F4 | Commercial | Miscellaneous (ID) | New | Food Preparation | Natural Gas | Conveyor Oven | E1 | Utility - Cost of Equipment | 0.00019081 | 0.00019081 | 0.00019081 | 0.00019081 | 0.00019081 | 0.00019081 | 0.00019081 | 0.00019081 | 0.00019081 | 0.00019081 | 0.00019081 | 0.00019081 | 0.00019081 | 0.00019081 | 0.00019081 | 0.00019081 | 0.00019081 | 0.00019081 | 0.00019081 | 0.00019081 | 0.00019081 | 0.00019081 | 0.00019081 | 0.00019081 | 0.00019081 | 0.00019081 | 0.00019081
F4_Commercial_Miscellaneous (ID)_New_Food Preparation_Natural Gas_Conveyor Oven_E2 | F4 | Commercial | Miscellaneous (ID) | New | Food Preparation | Natural Gas | Conveyor Oven | E2 | Utility - Cost of Equipment | 0.00040425 | 0.00040425 | 0.00040425 | 0.00040425 | 0.00040425 | 0.00040425 | 0.00040425 | 0.00040425 | 0.00040425 | 0.00040425 | 0.00040425 | 0.00040425 | 0.00040425 | 0.00040425 | 0.00040425 | 0.00040425 | 0.00040425 | 0.00040425 | 0.00040425 | 0.00040425 | 0.00040425 | 0.00040425 | 0.00040425 | 0.00040425 | 0.00040425 | 0.00040425 | 0.00040425
F4_Commercial_Miscellaneous (ID)_New_Food Preparation_Natural Gas_Conveyor Oven_E3 | F4 | Commercial | Miscellaneous (ID) | New | Food Preparation | Natural Gas | Conveyor Oven | E3 | Utility - Cost of Equipment | 0 | 0 | 0 | 0 | 0 | 0 | 0 | 0 | 0 | 0 | 0 | 0 | 0 | 0 | 0 | 0 | 0 | 0 | 0 | 0 | 0 | 0 | 0 | 0 | 0 | 0 | 0
F4_Commercial_Miscellaneous (ID)_New_Food Preparation_Natural Gas_Conveyor Oven_E4 | F4 | Commercial | Miscellaneous (ID) | New | Food Preparation | Natural Gas | Conveyor Oven | E4 | Utility - Cost of Equipment | 0 | 0 | 0 | 0 | 0 | 0 | 0 | 0 | 0 | 0 | 0 | 0 | 0 | 0 | 0 | 0 | 0 | 0 | 0 | 0 | 0 | 0 | 0 | 0 | 0 | 0 | 0
F4_Commercial_Miscellaneous (ID)_New_Food Preparation_Natural Gas_Conveyor Oven_E5 | F4 | Commercial | Miscellaneous (ID) | New | Food Preparation | Natural Gas | Conveyor Oven | E5 | Utility - Cost of Equipment | 0 | 0 | 0 | 0 | 0 | 0 | 0 | 0 | 0 | 0 | 0 | 0 | 0 | 0 | 0 | 0 | 0 | 0 | 0 | 0 | 0 | 0 | 0 | 0 | 0 | 0 | 0
F4_Commercial_Miscellaneous (ID)_New_Food Preparation_Natural Gas_Conveyor Oven_E6 | F4 | Commercial | Miscellaneous (ID) | New | Food Preparation | Natural Gas | Conveyor Oven | E6 | Utility - Cost of Equipment | 0 | 0 | 0 | 0 | 0 | 0 | 0 | 0 | 0 | 0 | 0 | 0 | 0 | 0 | 0 | 0 | 0 | 0 | 0 | 0 | 0 | 0 | 0 | 0 | 0 | 0 | 0
F4_Commercial_Miscellaneous (ID)_New_Food Preparation_Natural Gas_Conveyor Oven_E7 | F4 | Commercial | Miscellaneous (ID) | New | Food Preparation | Natural Gas | Conveyor Oven | E7 | Utility - Cost of Equipment | 0 | 0 | 0 | 0 | 0 | 0 | 0 | 0 | 0 | 0 | 0 | 0 | 0 | 0 | 0 | 0 | 0 | 0 | 0 | 0 | 0 | 0 | 0 | 0 | 0 | 0 | 0
F4_Commercial_Miscellaneous (ID)_New_Food Preparation_Natural Gas_Conveyor Oven_E8 | F4 | Commercial | Miscellaneous (ID) | New | Food Preparation | Natural Gas | Conveyor Oven | E8 | Utility - Cost of Equipment | 0 | 0 | 0 | 0 | 0 | 0 | 0 | 0 | 0 | 0 | 0 | 0 | 0 | 0 | 0 | 0 | 0 | 0 | 0 | 0 | 0 | 0 | 0 | 0 | 0 | 0 | 0
F4_Commercial_Miscellaneous (ID)_New_Food Preparation_Natural Gas_Conveyor Oven_E9 | F4 | Commercial | Miscellaneous (ID) | New | Food Preparation | Natural Gas | Conveyor Oven | E9 | Utility - Cost of Equipment | 0 | 0 | 0 | 0 | 0 | 0 | 0 | 0 | 0 | 0 | 0 | 0 | 0 | 0 | 0 | 0 | 0 | 0 | 0 | 0 | 0 | 0 | 0 | 0 | 0 | 0 | 0
F4_Commercial_Miscellaneous (ID)_New_Food Preparation_Natural Gas_Conveyor Oven_E10 | F4 | Commercial | Miscellaneous (ID) | New | Food Preparation | Natural Gas | Conveyor Oven | E10 | Utility - Cost of Equipment | 0 | 0 | 0 | 0 | 0 | 0 | 0 | 0 | 0 | 0 | 0 | 0 | 0 | 0 | 0 | 0 | 0 | 0 | 0 | 0 | 0 | 0 | 0 | 0 | 0 | 0 | 0
F5_Commercial_Miscellaneous (ID)_New_Food Preparation_Natural Gas_Conveyor Oven_E1 | F5 | Commercial | Miscellaneous (ID) | New | Food Preparation | Natural Gas | Conveyor Oven | E1 | Utility - Cost of Operation | 0.0087876 | 0.0090234 | 0.0092826 | 0.0095665 | 0.0098775 | 0.01024 | 0.010607 | 0.01097 | 0.01132 | 0.011674 | 0.011967 | 0.012245 | 0.012541 | 0.012834 | 0.013101 | 0.013356 | 0.01359 | 0.013824 | 0.01407 | 0.014312 | 0.014561 | 0.014818 | 0.015079 | 0.015347 | 0.015619 | 0.015897 | 0.016179
F5_Commercial_Miscellaneous (ID)_New_Food Preparation_Natural Gas_Conveyor Oven_E2 | F5 | Commercial | Miscellaneous (ID) | New | Food Preparation | Natural Gas | Conveyor Oven | E2 | Utility - Cost of Operation | 0.0069838 | 0.0071712 | 0.0073772 | 0.0076028 | 0.00785 | 0.0081379 | 0.00843 | 0.0087181 | 0.008996 | 0.0092781 | 0.0095108 | 0.0097316 | 0.0099671 | 0.010199 | 0.010412 | 0.010614 | 0.010801 | 0.010986 | 0.011182 | 0.011375 | 0.011572 | 0.011777 | 0.011984 | 0.012197 | 0.012413 | 0.012634 | 0.012858
F5_Commercial_Miscellaneous (ID)_New_Food Preparation_Natural Gas_Conveyor Oven_E3 | F5 | Commercial | Miscellaneous (ID) | New | Food Preparation | Natural Gas | Conveyor Oven | E3 | Utility - Cost of Operation | 0 | 0 | 0 | 0 | 0 | 0 | 0 | 0 | 0 | 0 | 0 | 0 | 0 | 0 | 0 | 0 | 0 | 0 | 0 | 0 | 0 | 0 | 0 | 0 | 0 | 0 | 0
F5_Commercial_Miscellaneous (ID)_New_Food Preparation_Natural Gas_Conveyor Oven_E4 | F5 | Commercial | Miscellaneous (ID) | New | Food Preparation | Natural Gas | Conveyor Oven | E4 | Utility - Cost of Operation | 0 | 0 | 0 | 0 | 0 | 0 | 0 | 0 | 0 | 0 | 0 | 0 | 0 | 0 | 0 | 0 | 0 | 0 | 0 | 0 | 0 | 0 | 0 | 0 | 0 | 0 | 0
F5_Commercial_Miscellaneous (ID)_New_Food Preparation_Natural Gas_Conveyor Oven_E5 | F5 | Commercial | Miscellaneous (ID) | New | Food Preparation | Natural Gas | Conveyor Oven | E5 | Utility - Cost of Operation | 0 | 0 | 0 | 0 | 0 | 0 | 0 | 0 | 0 | 0 | 0 | 0 | 0 | 0 | 0 | 0 | 0 | 0 | 0 | 0 | 0 | 0 | 0 | 0 | 0 | 0 | 0
F5_Commercial_Miscellaneous (ID)_New_Food Preparation_Natural Gas_Conveyor Oven_E6 | F5 | Commercial | Miscellaneous (ID) | New | Food Preparation | Natural Gas | Conveyor Oven | E6 | Utility - Cost of Operation | 0 | 0 | 0 | 0 | 0 | 0 | 0 | 0 | 0 | 0 | 0 | 0 | 0 | 0 | 0 | 0 | 0 | 0 | 0 | 0 | 0 | 0 | 0 | 0 | 0 | 0 | 0
F5_Commercial_Miscellaneous (ID)_New_Food Preparation_Natural Gas_Conveyor Oven_E7 | F5 | Commercial | Miscellaneous (ID) | New | Food Preparation | Natural Gas | Conveyor Oven | E7 | Utility - Cost of Operation | 0 | 0 | 0 | 0 | 0 | 0 | 0 | 0 | 0 | 0 | 0 | 0 | 0 | 0 | 0 | 0 | 0 | 0 | 0 | 0 | 0 | 0 | 0 | 0 | 0 | 0 | 0
F5_Commercial_Miscellaneous (ID)_New_Food Preparation_Natural Gas_Conveyor Oven_E8 | F5 | Commercial | Miscellaneous (ID) | New | Food Preparation | Natural Gas | Conveyor Oven | E8 | Utility - Cost of Operation | 0 | 0 | 0 | 0 | 0 | 0 | 0 | 0 | 0 | 0 | 0 | 0 | 0 | 0 | 0 | 0 | 0 | 0 | 0 | 0 | 0 | 0 | 0 | 0 | 0 | 0 | 0
F5_Commercial_Miscellaneous (ID)_New_Food Preparation_Natural Gas_Conveyor Oven_E9 | F5 | Commercial | Miscellaneous (ID) | New | Food Preparation | Natural Gas | Conveyor Oven | E9 | Utility - Cost of Operation | 0 | 0 | 0 | 0 | 0 | 0 | 0 | 0 | 0 | 0 | 0 | 0 | 0 | 0 | 0 | 0 | 0 | 0 | 0 | 0 | 0 | 0 | 0 | 0 | 0 | 0 | 0
F5_Commercial_Miscellaneous (ID)_New_Food Preparation_Natural Gas_Conveyor Oven_E10 | F5 | Commercial | Miscellaneous (ID) | New | Food Preparation | Natural Gas | Conveyor Oven | E10 | Utility - Cost of Operation | 0 | 0 | 0 | 0 | 0 | 0 | 0 | 0 | 0 | 0 | 0 | 0 | 0 | 0 | 0 | 0 | 0 | 0 | 0 | 0 | 0 | 0 | 0 | 0 | 0 | 0 | 0
F6_Commercial_Miscellaneous (ID)_New_Food Preparation_Natural Gas_Conveyor Oven_E1 | F6 | Commercial | Miscellaneous (ID) | New | Food Preparation | Natural Gas | Conveyor Oven | E1 | Utility - Value of Sales | 0.010187 | 0.010405 | 0.010642 | 0.010898 | 0.011176 | 0.011504 | 0.011825 | 0.01213 | 0.01241 | 0.012685 | 0.012973 | 0.013241 | 0.013527 | 0.013805 | 0.014052 | 0.014282 | 0.014485 | 0.014683 | 0.01489 | 0.015089 | 0.015289 | 0.015559 | 0.015833 | 0.016114 | 0.0164 | 0.016692 | 0.016988
F6_Commercial_Miscellaneous (ID)_New_Food Preparation_Natural Gas_Conveyor Oven_E2 | F6 | Commercial | Miscellaneous (ID) | New | Food Preparation | Natural Gas | Conveyor Oven | E2 | Utility - Value of Sales | 0.008096 | 0.008269 | 0.0084572 | 0.0086612 | 0.0088823 | 0.0091428 | 0.0093977 | 0.0096403 | 0.0098627 | 0.010081 | 0.01031 | 0.010523 | 0.01075 | 0.010971 | 0.011168 | 0.01135 | 0.011512 | 0.011669 | 0.011834 | 0.011992 | 0.012151 | 0.012366 | 0.012583 | 0.012807 | 0.013034 | 0.013266 | 0.013501
F6_Commercial_Miscellaneous (ID)_New_Food Preparation_Natural Gas_Conveyor Oven_E3 | F6 | Commercial | Miscellaneous (ID) | New | Food Preparation | Natural Gas | Conveyor Oven | E3 | Utility - Value of Sales | 0 | 0 | 0 | 0 | 0 | 0 | 0 | 0 | 0 | 0 | 0 | 0 | 0 | 0 | 0 | 0 | 0 | 0 | 0 | 0 | 0 | 0 | 0 | 0 | 0 | 0 | 0
F6_Commercial_Miscellaneous (ID)_New_Food Preparation_Natural Gas_Conveyor Oven_E4 | F6 | Commercial | Miscellaneous (ID) | New | Food Preparation | Natural Gas | Conveyor Oven | E4 | Utility - Value of Sales | 0 | 0 | 0 | 0 | 0 | 0 | 0 | 0 | 0 | 0 | 0 | 0 | 0 | 0 | 0 | 0 | 0 | 0 | 0 | 0 | 0 | 0 | 0 | 0 | 0 | 0 | 0
F6_Commercial_Miscellaneous (ID)_New_Food Preparation_Natural Gas_Conveyor Oven_E5 | F6 | Commercial | Miscellaneous (ID) | New | Food Preparation | Natural Gas | Conveyor Oven | E5 | Utility - Value of Sales | 0 | 0 | 0 | 0 | 0 | 0 | 0 | 0 | 0 | 0 | 0 | 0 | 0 | 0 | 0 | 0 | 0 | 0 | 0 | 0 | 0 | 0 | 0 | 0 | 0 | 0 | 0
F6_Commercial_Miscellaneous (ID)_New_Food Preparation_Natural Gas_Conveyor Oven_E6 | F6 | Commercial | Miscellaneous (ID) | New | Food Preparation | Natural Gas | Conveyor Oven | E6 | Utility - Value of Sales | 0 | 0 | 0 | 0 | 0 | 0 | 0 | 0 | 0 | 0 | 0 | 0 | 0 | 0 | 0 | 0 | 0 | 0 | 0 | 0 | 0 | 0 | 0 | 0 | 0 | 0 | 0
F6_Commercial_Miscellaneous (ID)_New_Food Preparation_Natural Gas_Conveyor Oven_E7 | F6 | Commercial | Miscellaneous (ID) | New | Food Preparation | Natural Gas | Conveyor Oven | E7 | Utility - Value of Sales | 0 | 0 | 0 | 0 | 0 | 0 | 0 | 0 | 0 | 0 | 0 | 0 | 0 | 0 | 0 | 0 | 0 | 0 | 0 | 0 | 0 | 0 | 0 | 0 | 0 | 0 | 0
F6_Commercial_Miscellaneous (ID)_New_Food Preparation_Natural Gas_Conveyor Oven_E8 | F6 | Commercial | Miscellaneous (ID) | New | Food Preparation | Natural Gas | Conveyor Oven | E8 | Utility - Value of Sales | 0 | 0 | 0 | 0 | 0 | 0 | 0 | 0 | 0 | 0 | 0 | 0 | 0 | 0 | 0 | 0 | 0 | 0 | 0 | 0 | 0 | 0 | 0 | 0 | 0 | 0 | 0
F6_Commercial_Miscellaneous (ID)_New_Food Preparation_Natural Gas_Conveyor Oven_E9 | F6 | Commercial | Miscellaneous (ID) | New | Food Preparation | Natural Gas | Conveyor Oven | E9 | Utility - Value of Sales | 0 | 0 | 0 | 0 | 0 | 0 | 0 | 0 | 0 | 0 | 0 | 0 | 0 | 0 | 0 | 0 | 0 | 0 | 0 | 0 | 0 | 0 | 0 | 0 | 0 | 0 | 0
F6_Commercial_Miscellaneous (ID)_New_Food Preparation_Natural Gas_Conveyor Oven_E10 | F6 | Commercial | Miscellaneous (ID) | New | Food Preparation | Natural Gas | Conveyor Oven | E10 | Utility - Value of Sales | 0 | 0 | 0 | 0 | 0 | 0 | 0 | 0 | 0 | 0 | 0 | 0 | 0 | 0 | 0 | 0 | 0 | 0 | 0 | 0 | 0 | 0 | 0 | 0 | 0 | 0 | 0
F1_Commercial_Miscellaneous (ID)_New_Food Preparation_Natural Gas_Double Rack Oven_E1 | F1 | Commercial | Miscellaneous (ID) | New | Food Preparation | Natural Gas | Double Rack Oven | E1 | RVT - Cost of Equipment | 0.0004044 | 0.0004044 | 0.0004044 | 0.0004044 | 0.0004044 | 0.0004044 | 0.0004044 | 0.0004044 | 0.0004044 | 0.0004044 | 0.0004044 | 0.0004044 | 0.0004044 | 0.0004044 | 0.0004044 | 0.0004044 | 0.0004044 | 0.0004044 | 0.0004044 | 0.0004044 | 0.0004044 | 0.0004044 | 0.0004044 | 0.0004044 | 0.0004044 | 0.0004044 | 0.0004044
F1_Commercial_Miscellaneous (ID)_New_Food Preparation_Natural Gas_Double Rack Oven_E2 | F1 | Commercial | Miscellaneous (ID) | New | Food Preparation | Natural Gas | Double Rack Oven | E2 | RVT - Cost of Equipment | 0.0018346 | 0.0018346 | 0.0018346 | 0.0018346 | 0.0018346 | 0.0018346 | 0.0018346 | 0.0018346 | 0.0018346 | 0.0018346 | 0.0018346 | 0.0018346 | 0.0018346 | 0.0018346 | 0.0018346 | 0.0018346 | 0.0018346 | 0.0018346 | 0.0018346 | 0.0018346 | 0.0018346 | 0.0018346 | 0.0018346 | 0.0018346 | 0.0018346 | 0.0018346 | 0.0018346
F1_Commercial_Miscellaneous (ID)_New_Food Preparation_Natural Gas_Double Rack Oven_E3 | F1 | Commercial | Miscellaneous (ID) | New | Food Preparation | Natural Gas | Double Rack Oven | E3 | RVT - Cost of Equipment | 0 | 0 | 0 | 0 | 0 | 0 | 0 | 0 | 0 | 0 | 0 | 0 | 0 | 0 | 0 | 0 | 0 | 0 | 0 | 0 | 0 | 0 | 0 | 0 | 0 | 0 | 0
F1_Commercial_Miscellaneous (ID)_New_Food Preparation_Natural Gas_Double Rack Oven_E4 | F1 | Commercial | Miscellaneous (ID) | New | Food Preparation | Natural Gas | Double Rack Oven | E4 | RVT - Cost of Equipment | 0 | 0 | 0 | 0 | 0 | 0 | 0 | 0 | 0 | 0 | 0 | 0 | 0 | 0 | 0 | 0 | 0 | 0 | 0 | 0 | 0 | 0 | 0 | 0 | 0 | 0 | 0
F1_Commercial_Miscellaneous (ID)_New_Food Preparation_Natural Gas_Double Rack Oven_E5 | F1 | Commercial | Miscellaneous (ID) | New | Food Preparation | Natural Gas | Double Rack Oven | E5 | RVT - Cost of Equipment | 0 | 0 | 0 | 0 | 0 | 0 | 0 | 0 | 0 | 0 | 0 | 0 | 0 | 0 | 0 | 0 | 0 | 0 | 0 | 0 | 0 | 0 | 0 | 0 | 0 | 0 | 0
F1_Commercial_Miscellaneous (ID)_New_Food Preparation_Natural Gas_Double Rack Oven_E6 | F1 | Commercial | Miscellaneous (ID) | New | Food Preparation | Natural Gas | Double Rack Oven | E6 | RVT - Cost of Equipment | 0 | 0 | 0 | 0 | 0 | 0 | 0 | 0 | 0 | 0 | 0 | 0 | 0 | 0 | 0 | 0 | 0 | 0 | 0 | 0 | 0 | 0 | 0 | 0 | 0 | 0 | 0
F1_Commercial_Miscellaneous (ID)_New_Food Preparation_Natural Gas_Double Rack Oven_E7 | F1 | Commercial | Miscellaneous (ID) | New | Food Preparation | Natural Gas | Double Rack Oven | E7 | RVT - Cost of Equipment | 0 | 0 | 0 | 0 | 0 | 0 | 0 | 0 | 0 | 0 | 0 | 0 | 0 | 0 | 0 | 0 | 0 | 0 | 0 | 0 | 0 | 0 | 0 | 0 | 0 | 0 | 0
F1_Commercial_Miscellaneous (ID)_New_Food Preparation_Natural Gas_Double Rack Oven_E8 | F1 | Commercial | Miscellaneous (ID) | New | Food Preparation | Natural Gas | Double Rack Oven | E8 | RVT - Cost of Equipment | 0 | 0 | 0 | 0 | 0 | 0 | 0 | 0 | 0 | 0 | 0 | 0 | 0 | 0 | 0 | 0 | 0 | 0 | 0 | 0 | 0 | 0 | 0 | 0 | 0 | 0 | 0
F1_Commercial_Miscellaneous (ID)_New_Food Preparation_Natural Gas_Double Rack Oven_E9 | F1 | Commercial | Miscellaneous (ID) | New | Food Preparation | Natural Gas | Double Rack Oven | E9 | RVT - Cost of Equipment | 0 | 0 | 0 | 0 | 0 | 0 | 0 | 0 | 0 | 0 | 0 | 0 | 0 | 0 | 0 | 0 | 0 | 0 | 0 | 0 | 0 | 0 | 0 | 0 | 0 | 0 | 0
F1_Commercial_Miscellaneous (ID)_New_Food Preparation_Natural Gas_Double Rack Oven_E10 | F1 | Commercial | Miscellaneous (ID) | New | Food Preparation | Natural Gas | Double Rack Oven | E10 | RVT - Cost of Equipment | 0 | 0 | 0 | 0 | 0 | 0 | 0 | 0 | 0 | 0 | 0 | 0 | 0 | 0 | 0 | 0 | 0 | 0 | 0 | 0 | 0 | 0 | 0 | 0 | 0 | 0 | 0
F2_Commercial_Miscellaneous (ID)_New_Food Preparation_Natural Gas_Double Rack Oven_E1 | F2 | Commercial | Miscellaneous (ID) | New | Food Preparation | Natural Gas | Double Rack Oven | E1 | RVT - Cost of Operation | 0.016531 | 0.016843 | 0.01721 | 0.017637 | 0.018127 | 0.018738 | 0.01935 | 0.019932 | 0.020459 | 0.020969 | 0.021498 | 0.021979 | 0.022486 | 0.022966 | 0.023379 | 0.023752 | 0.024067 | 0.024368 | 0.024688 | 0.024987 | 0.025287 | 0.025733 | 0.026184 | 0.026649 | 0.027123 | 0.027605 | 0.028095
F2_Commercial_Miscellaneous (ID)_New_Food Preparation_Natural Gas_Double Rack Oven_E2 | F2 | Commercial | Miscellaneous (ID) | New | Food Preparation | Natural Gas | Double Rack Oven | E2 | RVT - Cost of Operation | 0.010242 | 0.010435 | 0.010662 | 0.010927 | 0.01123 | 0.011609 | 0.011988 | 0.012349 | 0.012675 | 0.012991 | 0.013319 | 0.013617 | 0.013931 | 0.014228 | 0.014484 | 0.014715 | 0.01491 | 0.015097 | 0.015295 | 0.01548 | 0.015666 | 0.015943 | 0.016222 | 0.01651 | 0.016804 | 0.017102 | 0.017406
F2_Commercial_Miscellaneous (ID)_New_Food Preparation_Natural Gas_Double Rack Oven_E3 | F2 | Commercial | Miscellaneous (ID) | New | Food Preparation | Natural Gas | Double Rack Oven | E3 | RVT - Cost of Operation | 0 | 0 | 0 | 0 | 0 | 0 | 0 | 0 | 0 | 0 | 0 | 0 | 0 | 0 | 0 | 0 | 0 | 0 | 0 | 0 | 0 | 0 | 0 | 0 | 0 | 0 | 0
F2_Commercial_Miscellaneous (ID)_New_Food Preparation_Natural Gas_Double Rack Oven_E4 | F2 | Commercial | Miscellaneous (ID) | New | Food Preparation | Natural Gas | Double Rack Oven | E4 | RVT - Cost of Operation | 0 | 0 | 0 | 0 | 0 | 0 | 0 | 0 | 0 | 0 | 0 | 0 | 0 | 0 | 0 | 0 | 0 | 0 | 0 | 0 | 0 | 0 | 0 | 0 | 0 | 0 | 0
F2_Commercial_Miscellaneous (ID)_New_Food Preparation_Natural Gas_Double Rack Oven_E5 | F2 | Commercial | Miscellaneous (ID) | New | Food Preparation | Natural Gas | Double Rack Oven | E5 | RVT - Cost of Operation | 0 | 0 | 0 | 0 | 0 | 0 | 0 | 0 | 0 | 0 | 0 | 0 | 0 | 0 | 0 | 0 | 0 | 0 | 0 | 0 | 0 | 0 | 0 | 0 | 0 | 0 | 0
F2_Commercial_Miscellaneous (ID)_New_Food Preparation_Natural Gas_Double Rack Oven_E6 | F2 | Commercial | Miscellaneous (ID) | New | Food Preparation | Natural Gas | Double Rack Oven | E6 | RVT - Cost of Operation | 0 | 0 | 0 | 0 | 0 | 0 | 0 | 0 | 0 | 0 | 0 | 0 | 0 | 0 | 0 | 0 | 0 | 0 | 0 | 0 | 0 | 0 | 0 | 0 | 0 | 0 | 0
F2_Commercial_Miscellaneous (ID)_New_Food Preparation_Natural Gas_Double Rack Oven_E7 | F2 | Commercial | Miscellaneous (ID) | New | Food Preparation | Natural Gas | Double Rack Oven | E7 | RVT - Cost of Operation | 0 | 0 | 0 | 0 | 0 | 0 | 0 | 0 | 0 | 0 | 0 | 0 | 0 | 0 | 0 | 0 | 0 | 0 | 0 | 0 | 0 | 0 | 0 | 0 | 0 | 0 | 0
F2_Commercial_Miscellaneous (ID)_New_Food Preparation_Natural Gas_Double Rack Oven_E8 | F2 | Commercial | Miscellaneous (ID) | New | Food Preparation | Natural Gas | Double Rack Oven | E8 | RVT - Cost of Operation | 0 | 0 | 0 | 0 | 0 | 0 | 0 | 0 | 0 | 0 | 0 | 0 | 0 | 0 | 0 | 0 | 0 | 0 | 0 | 0 | 0 | 0 | 0 | 0 | 0 | 0 | 0
F2_Commercial_Miscellaneous (ID)_New_Food Preparation_Natural Gas_Double Rack Oven_E9 | F2 | Commercial | Miscellaneous (ID) | New | Food Preparation | Natural Gas | Double Rack Oven | E9 | RVT - Cost of Operation | 0 | 0 | 0 | 0 | 0 | 0 | 0 | 0 | 0 | 0 | 0 | 0 | 0 | 0 | 0 | 0 | 0 | 0 | 0 | 0 | 0 | 0 | 0 | 0 | 0 | 0 | 0
F2_Commercial_Miscellaneous (ID)_New_Food Preparation_Natural Gas_Double Rack Oven_E10 | F2 | Commercial | Miscellaneous (ID) | New | Food Preparation | Natural Gas | Double Rack Oven | E10 | RVT - Cost of Operation | 0 | 0 | 0 | 0 | 0 | 0 | 0 | 0 | 0 | 0 | 0 | 0 | 0 | 0 | 0 | 0 | 0 | 0 | 0 | 0 | 0 | 0 | 0 | 0 | 0 | 0 | 0
F3_Commercial_Miscellaneous (ID)_New_Food Preparation_Natural Gas_Double Rack Oven_E1 | F3 | Commercial | Miscellaneous (ID) | New | Food Preparation | Natural Gas | Double Rack Oven | E1 | System - kBTUs of Consumption | 3.9437 | 3.9437 | 3.9437 | 3.9437 | 3.9437 | 3.9437 | 3.9437 | 3.9437 | 3.9437 | 3.9437 | 3.9437 | 3.9437 | 3.9437 | 3.9437 | 3.9437 | 3.9437 | 3.9437 | 3.9437 | 3.9437 | 3.9437 | 3.9437 | 3.9437 | 3.9437 | 3.9437 | 3.9437 | 3.9437 | 3.9437
F3_Commercial_Miscellaneous (ID)_New_Food Preparation_Natural Gas_Double Rack Oven_E2 | F3 | Commercial | Miscellaneous (ID) | New | Food Preparation | Natural Gas | Double Rack Oven | E2 | System - kBTUs of Consumption | 2.4433 | 2.4433 | 2.4433 | 2.4433 | 2.4433 | 2.4433 | 2.4433 | 2.4433 | 2.4433 | 2.4433 | 2.4433 | 2.4433 | 2.4433 | 2.4433 | 2.4433 | 2.4433 | 2.4433 | 2.4433 | 2.4433 | 2.4433 | 2.4433 | 2.4433 | 2.4433 | 2.4433 | 2.4433 | 2.4433 | 2.4433
F3_Commercial_Miscellaneous (ID)_New_Food Preparation_Natural Gas_Double Rack Oven_E3 | F3 | Commercial | Miscellaneous (ID) | New | Food Preparation | Natural Gas | Double Rack Oven | E3 | System - kBTUs of Consumption | 0 | 0 | 0 | 0 | 0 | 0 | 0 | 0 | 0 | 0 | 0 | 0 | 0 | 0 | 0 | 0 | 0 | 0 | 0 | 0 | 0 | 0 | 0 | 0 | 0 | 0 | 0
F3_Commercial_Miscellaneous (ID)_New_Food Preparation_Natural Gas_Double Rack Oven_E4 | F3 | Commercial | Miscellaneous (ID) | New | Food Preparation | Natural Gas | Double Rack Oven | E4 | System - kBTUs of Consumption | 0 | 0 | 0 | 0 | 0 | 0 | 0 | 0 | 0 | 0 | 0 | 0 | 0 | 0 | 0 | 0 | 0 | 0 | 0 | 0 | 0 | 0 | 0 | 0 | 0 | 0 | 0
F3_Commercial_Miscellaneous (ID)_New_Food Preparation_Natural Gas_Double Rack Oven_E5 | F3 | Commercial | Miscellaneous (ID) | New | Food Preparation | Natural Gas | Double Rack Oven | E5 | System - kBTUs of Consumption | 0 | 0 | 0 | 0 | 0 | 0 | 0 | 0 | 0 | 0 | 0 | 0 | 0 | 0 | 0 | 0 | 0 | 0 | 0 | 0 | 0 | 0 | 0 | 0 | 0 | 0 | 0
F3_Commercial_Miscellaneous (ID)_New_Food Preparation_Natural Gas_Double Rack Oven_E6 | F3 | Commercial | Miscellaneous (ID) | New | Food Preparation | Natural Gas | Double Rack Oven | E6 | System - kBTUs of Consumption | 0 | 0 | 0 | 0 | 0 | 0 | 0 | 0 | 0 | 0 | 0 | 0 | 0 | 0 | 0 | 0 | 0 | 0 | 0 | 0 | 0 | 0 | 0 | 0 | 0 | 0 | 0
F3_Commercial_Miscellaneous (ID)_New_Food Preparation_Natural Gas_Double Rack Oven_E7 | F3 | Commercial | Miscellaneous (ID) | New | Food Preparation | Natural Gas | Double Rack Oven | E7 | System - kBTUs of Consumption | 0 | 0 | 0 | 0 | 0 | 0 | 0 | 0 | 0 | 0 | 0 | 0 | 0 | 0 | 0 | 0 | 0 | 0 | 0 | 0 | 0 | 0 | 0 | 0 | 0 | 0 | 0
F3_Commercial_Miscellaneous (ID)_New_Food Preparation_Natural Gas_Double Rack Oven_E8 | F3 | Commercial | Miscellaneous (ID) | New | Food Preparation | Natural Gas | Double Rack Oven | E8 | System - kBTUs of Consumption | 0 | 0 | 0 | 0 | 0 | 0 | 0 | 0 | 0 | 0 | 0 | 0 | 0 | 0 | 0 | 0 | 0 | 0 | 0 | 0 | 0 | 0 | 0 | 0 | 0 | 0 | 0
F3_Commercial_Miscellaneous (ID)_New_Food Preparation_Natural Gas_Double Rack Oven_E9 | F3 | Commercial | Miscellaneous (ID) | New | Food Preparation | Natural Gas | Double Rack Oven | E9 | System - kBTUs of Consumption | 0 | 0 | 0 | 0 | 0 | 0 | 0 | 0 | 0 | 0 | 0 | 0 | 0 | 0 | 0 | 0 | 0 | 0 | 0 | 0 | 0 | 0 | 0 | 0 | 0 | 0 | 0
F3_Commercial_Miscellaneous (ID)_New_Food Preparation_Natural Gas_Double Rack Oven_E10 | F3 | Commercial | Miscellaneous (ID) | New | Food Preparation | Natural Gas | Double Rack Oven | E10 | System - kBTUs of Consumption | 0 | 0 | 0 | 0 | 0 | 0 | 0 | 0 | 0 | 0 | 0 | 0 | 0 | 0 | 0 | 0 | 0 | 0 | 0 | 0 | 0 | 0 | 0 | 0 | 0 | 0 | 0
F4_Commercial_Miscellaneous (ID)_New_Food Preparation_Natural Gas_Double Rack Oven_E1 | F4 | Commercial | Miscellaneous (ID) | New | Food Preparation | Natural Gas | Double Rack Oven | E1 | Utility - Cost of Equipment | 0.0004044 | 0.0004044 | 0.0004044 | 0.0004044 | 0.0004044 | 0.0004044 | 0.0004044 | 0.0004044 | 0.0004044 | 0.0004044 | 0.0004044 | 0.0004044 | 0.0004044 | 0.0004044 | 0.0004044 | 0.0004044 | 0.0004044 | 0.0004044 | 0.0004044 | 0.0004044 | 0.0004044 | 0.0004044 | 0.0004044 | 0.0004044 | 0.0004044 | 0.0004044 | 0.0004044
F4_Commercial_Miscellaneous (ID)_New_Food Preparation_Natural Gas_Double Rack Oven_E2 | F4 | Commercial | Miscellaneous (ID) | New | Food Preparation | Natural Gas | Double Rack Oven | E2 | Utility - Cost of Equipment | 0.0018346 | 0.0018346 | 0.0018346 | 0.0018346 | 0.0018346 | 0.0018346 | 0.0018346 | 0.0018346 | 0.0018346 | 0.0018346 | 0.0018346 | 0.0018346 | 0.0018346 | 0.0018346 | 0.0018346 | 0.0018346 | 0.0018346 | 0.0018346 | 0.0018346 | 0.0018346 | 0.0018346 | 0.0018346 | 0.0018346 | 0.0018346 | 0.0018346 | 0.0018346 | 0.0018346
F4_Commercial_Miscellaneous (ID)_New_Food Preparation_Natural Gas_Double Rack Oven_E3 | F4 | Commercial | Miscellaneous (ID) | New | Food Preparation | Natural Gas | Double Rack Oven | E3 | Utility - Cost of Equipment | 0 | 0 | 0 | 0 | 0 | 0 | 0 | 0 | 0 | 0 | 0 | 0 | 0 | 0 | 0 | 0 | 0 | 0 | 0 | 0 | 0 | 0 | 0 | 0 | 0 | 0 | 0
F4_Commercial_Miscellaneous (ID)_New_Food Preparation_Natural Gas_Double Rack Oven_E4 | F4 | Commercial | Miscellaneous (ID) | New | Food Preparation | Natural Gas | Double Rack Oven | E4 | Utility - Cost of Equipment | 0 | 0 | 0 | 0 | 0 | 0 | 0 | 0 | 0 | 0 | 0 | 0 | 0 | 0 | 0 | 0 | 0 | 0 | 0 | 0 | 0 | 0 | 0 | 0 | 0 | 0 | 0
F4_Commercial_Miscellaneous (ID)_New_Food Preparation_Natural Gas_Double Rack Oven_E5 | F4 | Commercial | Miscellaneous (ID) | New | Food Preparation | Natural Gas | Double Rack Oven | E5 | Utility - Cost of Equipment | 0 | 0 | 0 | 0 | 0 | 0 | 0 | 0 | 0 | 0 | 0 | 0 | 0 | 0 | 0 | 0 | 0 | 0 | 0 | 0 | 0 | 0 | 0 | 0 | 0 | 0 | 0
F4_Commercial_Miscellaneous (ID)_New_Food Preparation_Natural Gas_Double Rack Oven_E6 | F4 | Commercial | Miscellaneous (ID) | New | Food Preparation | Natural Gas | Double Rack Oven | E6 | Utility - Cost of Equipment | 0 | 0 | 0 | 0 | 0 | 0 | 0 | 0 | 0 | 0 | 0 | 0 | 0 | 0 | 0 | 0 | 0 | 0 | 0 | 0 | 0 | 0 | 0 | 0 | 0 | 0 | 0
F4_Commercial_Miscellaneous (ID)_New_Food Preparation_Natural Gas_Double Rack Oven_E7 | F4 | Commercial | Miscellaneous (ID) | New | Food Preparation | Natural Gas | Double Rack Oven | E7 | Utility - Cost of Equipment | 0 | 0 | 0 | 0 | 0 | 0 | 0 | 0 | 0 | 0 | 0 | 0 | 0 | 0 | 0 | 0 | 0 | 0 | 0 | 0 | 0 | 0 | 0 | 0 | 0 | 0 | 0
F4_Commercial_Miscellaneous (ID)_New_Food Preparation_Natural Gas_Double Rack Oven_E8 | F4 | Commercial | Miscellaneous (ID) | New | Food Preparation | Natural Gas | Double Rack Oven | E8 | Utility - Cost of Equipment | 0 | 0 | 0 | 0 | 0 | 0 | 0 | 0 | 0 | 0 | 0 | 0 | 0 | 0 | 0 | 0 | 0 | 0 | 0 | 0 | 0 | 0 | 0 | 0 | 0 | 0 | 0
F4_Commercial_Miscellaneous (ID)_New_Food Preparation_Natural Gas_Double Rack Oven_E9 | F4 | Commercial | Miscellaneous (ID) | New | Food Preparation | Natural Gas | Double Rack Oven | E9 | Utility - Cost of Equipment | 0 | 0 | 0 | 0 | 0 | 0 | 0 | 0 | 0 | 0 | 0 | 0 | 0 | 0 | 0 | 0 | 0 | 0 | 0 | 0 | 0 | 0 | 0 | 0 | 0 | 0 | 0
F4_Commercial_Miscellaneous (ID)_New_Food Preparation_Natural Gas_Double Rack Oven_E10 | F4 | Commercial | Miscellaneous (ID) | New | Food Preparation | Natural Gas | Double Rack Oven | E10 | Utility - Cost of Equipment | 0 | 0 | 0 | 0 | 0 | 0 | 0 | 0 | 0 | 0 | 0 | 0 | 0 | 0 | 0 | 0 | 0 | 0 | 0 | 0 | 0 | 0 | 0 | 0 | 0 | 0 | 0
F5_Commercial_Miscellaneous (ID)_New_Food Preparation_Natural Gas_Double Rack Oven_E1 | F5 | Commercial | Miscellaneous (ID) | New | Food Preparation | Natural Gas | Double Rack Oven | E1 | Utility - Cost of Operation | 0.014036 | 0.014389 | 0.014808 | 0.015289 | 0.015832 | 0.016493 | 0.017173 | 0.017846 | 0.018495 | 0.019152 | 0.019675 | 0.020165 | 0.020692 | 0.021207 | 0.021668 | 0.0221 | 0.022486 | 0.022868 | 0.023276 | 0.023674 | 0.024083 | 0.024508 | 0.024937 | 0.02538 | 0.025831 | 0.02629 | 0.026757
F5_Commercial_Miscellaneous (ID)_New_Food Preparation_Natural Gas_Double Rack Oven_E2 | F5 | Commercial | Miscellaneous (ID) | New | Food Preparation | Natural Gas | Double Rack Oven | E2 | Utility - Cost of Operation | 0.0086956 | 0.0089148 | 0.0091744 | 0.0094719 | 0.0098084 | 0.010218 | 0.010639 | 0.011056 | 0.011458 | 0.011866 | 0.01219 | 0.012493 | 0.01282 | 0.013139 | 0.013424 | 0.013692 | 0.013931 | 0.014168 | 0.014421 | 0.014667 | 0.01492 | 0.015184 | 0.01545 | 0.015724 | 0.016003 | 0.016288 | 0.016577
F5_Commercial_Miscellaneous (ID)_New_Food Preparation_Natural Gas_Double Rack Oven_E3 | F5 | Commercial | Miscellaneous (ID) | New | Food Preparation | Natural Gas | Double Rack Oven | E3 | Utility - Cost of Operation | 0 | 0 | 0 | 0 | 0 | 0 | 0 | 0 | 0 | 0 | 0 | 0 | 0 | 0 | 0 | 0 | 0 | 0 | 0 | 0 | 0 | 0 | 0 | 0 | 0 | 0 | 0
F5_Commercial_Miscellaneous (ID)_New_Food Preparation_Natural Gas_Double Rack Oven_E4 | F5 | Commercial | Miscellaneous (ID) | New | Food Preparation | Natural Gas | Double Rack Oven | E4 | Utility - Cost of Operation | 0 | 0 | 0 | 0 | 0 | 0 | 0 | 0 | 0 | 0 | 0 | 0 | 0 | 0 | 0 | 0 | 0 | 0 | 0 | 0 | 0 | 0 | 0 | 0 | 0 | 0 | 0
F5_Commercial_Miscellaneous (ID)_New_Food Preparation_Natural Gas_Double Rack Oven_E5 | F5 | Commercial | Miscellaneous (ID) | New | Food Preparation | Natural Gas | Double Rack Oven | E5 | Utility - Cost of Operation | 0 | 0 | 0 | 0 | 0 | 0 | 0 | 0 | 0 | 0 | 0 | 0 | 0 | 0 | 0 | 0 | 0 | 0 | 0 | 0 | 0 | 0 | 0 | 0 | 0 | 0 | 0
F5_Commercial_Miscellaneous (ID)_New_Food Preparation_Natural Gas_Double Rack Oven_E6 | F5 | Commercial | Miscellaneous (ID) | New | Food Preparation | Natural Gas | Double Rack Oven | E6 | Utility - Cost of Operation | 0 | 0 | 0 | 0 | 0 | 0 | 0 | 0 | 0 | 0 | 0 | 0 | 0 | 0 | 0 | 0 | 0 | 0 | 0 | 0 | 0 | 0 | 0 | 0 | 0 | 0 | 0
F5_Commercial_Miscellaneous (ID)_New_Food Preparation_Natural Gas_Double Rack Oven_E7 | F5 | Commercial | Miscellaneous (ID) | New | Food Preparation | Natural Gas | Double Rack Oven | E7 | Utility - Cost of Operation | 0 | 0 | 0 | 0 | 0 | 0 | 0 | 0 | 0 | 0 | 0 | 0 | 0 | 0 | 0 | 0 | 0 | 0 | 0 | 0 | 0 | 0 | 0 | 0 | 0 | 0 | 0
F5_Commercial_Miscellaneous (ID)_New_Food Preparation_Natural Gas_Double Rack Oven_E8 | F5 | Commercial | Miscellaneous (ID) | New | Food Preparation | Natural Gas | Double Rack Oven | E8 | Utility - Cost of Operation | 0 | 0 | 0 | 0 | 0 | 0 | 0 | 0 | 0 | 0 | 0 | 0 | 0 | 0 | 0 | 0 | 0 | 0 | 0 | 0 | 0 | 0 | 0 | 0 | 0 | 0 | 0
F5_Commercial_Miscellaneous (ID)_New_Food Preparation_Natural Gas_Double Rack Oven_E9 | F5 | Commercial | Miscellaneous (ID) | New | Food Preparation | Natural Gas | Double Rack Oven | E9 | Utility - Cost of Operation | 0 | 0 | 0 | 0 | 0 | 0 | 0 | 0 | 0 | 0 | 0 | 0 | 0 | 0 | 0 | 0 | 0 | 0 | 0 | 0 | 0 | 0 | 0 | 0 | 0 | 0 | 0
F5_Commercial_Miscellaneous (ID)_New_Food Preparation_Natural Gas_Double Rack Oven_E10 | F5 | Commercial | Miscellaneous (ID) | New | Food Preparation | Natural Gas | Double Rack Oven | E10 | Utility - Cost of Operation | 0 | 0 | 0 | 0 | 0 | 0 | 0 | 0 | 0 | 0 | 0 | 0 | 0 | 0 | 0 | 0 | 0 | 0 | 0 | 0 | 0 | 0 | 0 | 0 | 0 | 0 | 0
F6_Commercial_Miscellaneous (ID)_New_Food Preparation_Natural Gas_Double Rack Oven_E1 | F6 | Commercial | Miscellaneous (ID) | New | Food Preparation | Natural Gas | Double Rack Oven | E1 | Utility - Value of Sales | 0.016531 | 0.016843 | 0.01721 | 0.017637 | 0.018127 | 0.018738 | 0.01935 | 0.019932 | 0.020459 | 0.020969 | 0.021498 | 0.021979 | 0.022486 | 0.022966 | 0.023379 | 0.023752 | 0.024067 | 0.024368 | 0.024688 | 0.024987 | 0.025287 | 0.025733 | 0.026184 | 0.026649 | 0.027123 | 0.027605 | 0.028095
F6_Commercial_Miscellaneous (ID)_New_Food Preparation_Natural Gas_Double Rack Oven_E2 | F6 | Commercial | Miscellaneous (ID) | New | Food Preparation | Natural Gas | Double Rack Oven | E2 | Utility - Value of Sales | 0.010242 | 0.010435 | 0.010662 | 0.010927 | 0.01123 | 0.011609 | 0.011988 | 0.012349 | 0.012675 | 0.012991 | 0.013319 | 0.013617 | 0.013931 | 0.014228 | 0.014484 | 0.014715 | 0.01491 | 0.015097 | 0.015295 | 0.01548 | 0.015666 | 0.015943 | 0.016222 | 0.01651 | 0.016804 | 0.017102 | 0.017406
F6_Commercial_Miscellaneous (ID)_New_Food Preparation_Natural Gas_Double Rack Oven_E3 | F6 | Commercial | Miscellaneous (ID) | New | Food Preparation | Natural Gas | Double Rack Oven | E3 | Utility - Value of Sales | 0 | 0 | 0 | 0 | 0 | 0 | 0 | 0 | 0 | 0 | 0 | 0 | 0 | 0 | 0 | 0 | 0 | 0 | 0 | 0 | 0 | 0 | 0 | 0 | 0 | 0 | 0
F6_Commercial_Miscellaneous (ID)_New_Food Preparation_Natural Gas_Double Rack Oven_E4 | F6 | Commercial | Miscellaneous (ID) | New | Food Preparation | Natural Gas | Double Rack Oven | E4 | Utility - Value of Sales | 0 | 0 | 0 | 0 | 0 | 0 | 0 | 0 | 0 | 0 | 0 | 0 | 0 | 0 | 0 | 0 | 0 | 0 | 0 | 0 | 0 | 0 | 0 | 0 | 0 | 0 | 0
F6_Commercial_Miscellaneous (ID)_New_Food Preparation_Natural Gas_Double Rack Oven_E5 | F6 | Commercial | Miscellaneous (ID) | New | Food Preparation | Natural Gas | Double Rack Oven | E5 | Utility - Value of Sales | 0 | 0 | 0 | 0 | 0 | 0 | 0 | 0 | 0 | 0 | 0 | 0 | 0 | 0 | 0 | 0 | 0 | 0 | 0 | 0 | 0 | 0 | 0 | 0 | 0 | 0 | 0
F6_Commercial_Miscellaneous (ID)_New_Food Preparation_Natural Gas_Double Rack Oven_E6 | F6 | Commercial | Miscellaneous (ID) | New | Food Preparation | Natural Gas | Double Rack Oven | E6 | Utility - Value of Sales | 0 | 0 | 0 | 0 | 0 | 0 | 0 | 0 | 0 | 0 | 0 | 0 | 0 | 0 | 0 | 0 | 0 | 0 | 0 | 0 | 0 | 0 | 0 | 0 | 0 | 0 | 0
F6_Commercial_Miscellaneous (ID)_New_Food Preparation_Natural Gas_Double Rack Oven_E7 | F6 | Commercial | Miscellaneous (ID) | New | Food Preparation | Natural Gas | Double Rack Oven | E7 | Utility - Value of Sales | 0 | 0 | 0 | 0 | 0 | 0 | 0 | 0 | 0 | 0 | 0 | 0 | 0 | 0 | 0 | 0 | 0 | 0 | 0 | 0 | 0 | 0 | 0 | 0 | 0 | 0 | 0
F6_Commercial_Miscellaneous (ID)_New_Food Preparation_Natural Gas_Double Rack Oven_E8 | F6 | Commercial | Miscellaneous (ID) | New | Food Preparation | Natural Gas | Double Rack Oven | E8 | Utility - Value of Sales | 0 | 0 | 0 | 0 | 0 | 0 | 0 | 0 | 0 | 0 | 0 | 0 | 0 | 0 | 0 | 0 | 0 | 0 | 0 | 0 | 0 | 0 | 0 | 0 | 0 | 0 | 0
F6_Commercial_Miscellaneous (ID)_New_Food Preparation_Natural Gas_Double Rack Oven_E9 | F6 | Commercial | Miscellaneous (ID) | New | Food Preparation | Natural Gas | Double Rack Oven | E9 | Utility - Value of Sales | 0 | 0 | 0 | 0 | 0 | 0 | 0 | 0 | 0 | 0 | 0 | 0 | 0 | 0 | 0 | 0 | 0 | 0 | 0 | 0 | 0 | 0 | 0 | 0 | 0 | 0 | 0
F6_Commercial_Miscellaneous (ID)_New_Food Preparation_Natural Gas_Double Rack Oven_E10 | F6 | Commercial | Miscellaneous (ID) | New | Food Preparation | Natural Gas | Double Rack Oven | E10 | Utility - Value of Sales | 0 | 0 | 0 | 0 | 0 | 0 | 0 | 0 | 0 | 0 | 0 | 0 | 0 | 0 | 0 | 0 | 0 | 0 | 0 | 0 | 0 | 0 | 0 | 0 | 0 | 0 | 0
F1_Commercial_Miscellaneous (ID)_New_Food Preparation_Natural Gas_Fryer_E1 | F1 | Commercial | Miscellaneous (ID) | New | Food Preparation | Natural Gas | Fryer | E1 | RVT - Cost of Equipment | 0.00010581 | 0.00010581 | 0.00010581 | 0.00010581 | 0.00010581 | 0.00010581 | 0.00010581 | 0.00010581 | 0.00010581 | 0.00010581 | 0.00010581 | 0.00010581 | 0.00010581 | 0.00010581 | 0.00010581 | 0.00010581 | 0.00010581 | 0.00010581 | 0.00010581 | 0.00010581 | 0.00010581 | 0.00010581 | 0.00010581 | 0.00010581 | 0.00010581 | 0.00010581 | 0.00010581
F1_Commercial_Miscellaneous (ID)_New_Food Preparation_Natural Gas_Fryer_E2 | F1 | Commercial | Miscellaneous (ID) | New | Food Preparation | Natural Gas | Fryer | E2 | RVT - Cost of Equipment | 0.00015659 | 0.00015659 | 0.00015659 | 0.00015659 | 0.00015659 | 0.00015659 | 0.00015659 | 0.00015659 | 0.00015659 | 0.00015659 | 0.00015659 | 0.00015659 | 0.00015659 | 0.00015659 | 0.00015659 | 0.00015659 | 0.00015659 | 0.00015659 | 0.00015659 | 0.00015659 | 0.00015659 | 0.00015659 | 0.00015659 | 0.00015659 | 0.00015659 | 0.00015659 | 0.00015659
F1_Commercial_Miscellaneous (ID)_New_Food Preparation_Natural Gas_Fryer_E3 | F1 | Commercial | Miscellaneous (ID) | New | Food Preparation | Natural Gas | Fryer | E3 | RVT - Cost of Equipment | 0 | 0 | 0 | 0 | 0 | 0 | 0 | 0 | 0 | 0 | 0 | 0 | 0 | 0 | 0 | 0 | 0 | 0 | 0 | 0 | 0 | 0 | 0 | 0 | 0 | 0 | 0
F1_Commercial_Miscellaneous (ID)_New_Food Preparation_Natural Gas_Fryer_E4 | F1 | Commercial | Miscellaneous (ID) | New | Food Preparation | Natural Gas | Fryer | E4 | RVT - Cost of Equipment | 0 | 0 | 0 | 0 | 0 | 0 | 0 | 0 | 0 | 0 | 0 | 0 | 0 | 0 | 0 | 0 | 0 | 0 | 0 | 0 | 0 | 0 | 0 | 0 | 0 | 0 | 0
F1_Commercial_Miscellaneous (ID)_New_Food Preparation_Natural Gas_Fryer_E5 | F1 | Commercial | Miscellaneous (ID) | New | Food Preparation | Natural Gas | Fryer | E5 | RVT - Cost of Equipment | 0 | 0 | 0 | 0 | 0 | 0 | 0 | 0 | 0 | 0 | 0 | 0 | 0 | 0 | 0 | 0 | 0 | 0 | 0 | 0 | 0 | 0 | 0 | 0 | 0 | 0 | 0
F1_Commercial_Miscellaneous (ID)_New_Food Preparation_Natural Gas_Fryer_E6 | F1 | Commercial | Miscellaneous (ID) | New | Food Preparation | Natural Gas | Fryer | E6 | RVT - Cost of Equipment | 0 | 0 | 0 | 0 | 0 | 0 | 0 | 0 | 0 | 0 | 0 | 0 | 0 | 0 | 0 | 0 | 0 | 0 | 0 | 0 | 0 | 0 | 0 | 0 | 0 | 0 | 0
F1_Commercial_Miscellaneous (ID)_New_Food Preparation_Natural Gas_Fryer_E7 | F1 | Commercial | Miscellaneous (ID) | New | Food Preparation | Natural Gas | Fryer | E7 | RVT - Cost of Equipment | 0 | 0 | 0 | 0 | 0 | 0 | 0 | 0 | 0 | 0 | 0 | 0 | 0 | 0 | 0 | 0 | 0 | 0 | 0 | 0 | 0 | 0 | 0 | 0 | 0 | 0 | 0
F1_Commercial_Miscellaneous (ID)_New_Food Preparation_Natural Gas_Fryer_E8 | F1 | Commercial | Miscellaneous (ID) | New | Food Preparation | Natural Gas | Fryer | E8 | RVT - Cost of Equipment | 0 | 0 | 0 | 0 | 0 | 0 | 0 | 0 | 0 | 0 | 0 | 0 | 0 | 0 | 0 | 0 | 0 | 0 | 0 | 0 | 0 | 0 | 0 | 0 | 0 | 0 | 0
F1_Commercial_Miscellaneous (ID)_New_Food Preparation_Natural Gas_Fryer_E9 | F1 | Commercial | Miscellaneous (ID) | New | Food Preparation | Natural Gas | Fryer | E9 | RVT - Cost of Equipment | 0 | 0 | 0 | 0 | 0 | 0 | 0 | 0 | 0 | 0 | 0 | 0 | 0 | 0 | 0 | 0 | 0 | 0 | 0 | 0 | 0 | 0 | 0 | 0 | 0 | 0 | 0
F1_Commercial_Miscellaneous (ID)_New_Food Preparation_Natural Gas_Fryer_E10 | F1 | Commercial | Miscellaneous (ID) | New | Food Preparation | Natural Gas | Fryer | E10 | RVT - Cost of Equipment | 0 | 0 | 0 | 0 | 0 | 0 | 0 | 0 | 0 | 0 | 0 | 0 | 0 | 0 | 0 | 0 | 0 | 0 | 0 | 0 | 0 | 0 | 0 | 0 | 0 | 0 | 0
F2_Commercial_Miscellaneous (ID)_New_Food Preparation_Natural Gas_Fryer_E1 | F2 | Commercial | Miscellaneous (ID) | New | Food Preparation | Natural Gas | Fryer | E1 | RVT - Cost of Operation | 0.0085703 | 0.0087426 | 0.0089364 | 0.0091541 | 0.0093969 | 0.0096904 | 0.0099816 | 0.010257 | 0.010507 | 0.01075 | 0.011002 | 0.011232 | 0.011479 | 0.011718 | 0.011928 | 0.012121 | 0.01229 | 0.012453 | 0.012625 | 0.012788 | 0.012952 | 0.013181 | 0.013412 | 0.01365 | 0.013893 | 0.01414 | 0.014391
F2_Commercial_Miscellaneous (ID)_New_Food Preparation_Natural Gas_Fryer_E2 | F2 | Commercial | Miscellaneous (ID) | New | Food Preparation | Natural Gas | Fryer | E2 | RVT - Cost of Operation | 0.005911 | 0.0060298 | 0.0061635 | 0.0063136 | 0.0064811 | 0.0066835 | 0.0068843 | 0.0070742 | 0.0072464 | 0.0074141 | 0.0075878 | 0.007747 | 0.0079171 | 0.0080819 | 0.0082268 | 0.0083601 | 0.0084764 | 0.0085887 | 0.0087072 | 0.0088197 | 0.0089329 | 0.0090907 | 0.0092503 | 0.0094146 | 0.0095819 | 0.0097521 | 0.0099254
F2_Commercial_Miscellaneous (ID)_New_Food Preparation_Natural Gas_Fryer_E3 | F2 | Commercial | Miscellaneous (ID) | New | Food Preparation | Natural Gas | Fryer | E3 | RVT - Cost of Operation | 0 | 0 | 0 | 0 | 0 | 0 | 0 | 0 | 0 | 0 | 0 | 0 | 0 | 0 | 0 | 0 | 0 | 0 | 0 | 0 | 0 | 0 | 0 | 0 | 0 | 0 | 0
F2_Commercial_Miscellaneous (ID)_New_Food Preparation_Natural Gas_Fryer_E4 | F2 | Commercial | Miscellaneous (ID) | New | Food Preparation | Natural Gas | Fryer | E4 | RVT - Cost of Operation | 0 | 0 | 0 | 0 | 0 | 0 | 0 | 0 | 0 | 0 | 0 | 0 | 0 | 0 | 0 | 0 | 0 | 0 | 0 | 0 | 0 | 0 | 0 | 0 | 0 | 0 | 0
F2_Commercial_Miscellaneous (ID)_New_Food Preparation_Natural Gas_Fryer_E5 | F2 | Commercial | Miscellaneous (ID) | New | Food Preparation | Natural Gas | Fryer | E5 | RVT - Cost of Operation | 0 | 0 | 0 | 0 | 0 | 0 | 0 | 0 | 0 | 0 | 0 | 0 | 0 | 0 | 0 | 0 | 0 | 0 | 0 | 0 | 0 | 0 | 0 | 0 | 0 | 0 | 0
F2_Commercial_Miscellaneous (ID)_New_Food Preparation_Natural Gas_Fryer_E6 | F2 | Commercial | Miscellaneous (ID) | New | Food Preparation | Natural Gas | Fryer | E6 | RVT - Cost of Operation | 0 | 0 | 0 | 0 | 0 | 0 | 0 | 0 | 0 | 0 | 0 | 0 | 0 | 0 | 0 | 0 | 0 | 0 | 0 | 0 | 0 | 0 | 0 | 0 | 0 | 0 | 0
F2_Commercial_Miscellaneous (ID)_New_Food Preparation_Natural Gas_Fryer_E7 | F2 | Commercial | Miscellaneous (ID) | New | Food Preparation | Natural Gas | Fryer | E7 | RVT - Cost of Operation | 0 | 0 | 0 | 0 | 0 | 0 | 0 | 0 | 0 | 0 | 0 | 0 | 0 | 0 | 0 | 0 | 0 | 0 | 0 | 0 | 0 | 0 | 0 | 0 | 0 | 0 | 0
F2_Commercial_Miscellaneous (ID)_New_Food Preparation_Natural Gas_Fryer_E8 | F2 | Commercial | Miscellaneous (ID) | New | Food Preparation | Natural Gas | Fryer | E8 | RVT - Cost of Operation | 0 | 0 | 0 | 0 | 0 | 0 | 0 | 0 | 0 | 0 | 0 | 0 | 0 | 0 | 0 | 0 | 0 | 0 | 0 | 0 | 0 | 0 | 0 | 0 | 0 | 0 | 0
F2_Commercial_Miscellaneous (ID)_New_Food Preparation_Natural Gas_Fryer_E9 | F2 | Commercial | Miscellaneous (ID) | New | Food Preparation | Natural Gas | Fryer | E9 | RVT - Cost of Operation | 0 | 0 | 0 | 0 | 0 | 0 | 0 | 0 | 0 | 0 | 0 | 0 | 0 | 0 | 0 | 0 | 0 | 0 | 0 | 0 | 0 | 0 | 0 | 0 | 0 | 0 | 0
F2_Commercial_Miscellaneous (ID)_New_Food Preparation_Natural Gas_Fryer_E10 | F2 | Commercial | Miscellaneous (ID) | New | Food Preparation | Natural Gas | Fryer | E10 | RVT - Cost of Operation | 0 | 0 | 0 | 0 | 0 | 0 | 0 | 0 | 0 | 0 | 0 | 0 | 0 | 0 | 0 | 0 | 0 | 0 | 0 | 0 | 0 | 0 | 0 | 0 | 0 | 0 | 0
F3_Commercial_Miscellaneous (ID)_New_Food Preparation_Natural Gas_Fryer_E1 | F3 | Commercial | Miscellaneous (ID) | New | Food Preparation | Natural Gas | Fryer | E1 | System - kBTUs of Consumption | 1.9829 | 1.9829 | 1.9829 | 1.9829 | 1.9829 | 1.9829 | 1.9829 | 1.9829 | 1.9829 | 1.9829 | 1.9829 | 1.9829 | 1.9829 | 1.9829 | 1.9829 | 1.9829 | 1.9829 | 1.9829 | 1.9829 | 1.9829 | 1.9829 | 1.9829 | 1.9829 | 1.9829 | 1.9829 | 1.9829 | 1.9829
F3_Commercial_Miscellaneous (ID)_New_Food Preparation_Natural Gas_Fryer_E2 | F3 | Commercial | Miscellaneous (ID) | New | Food Preparation | Natural Gas | Fryer | E2 | System - kBTUs of Consumption | 1.3676 | 1.3676 | 1.3676 | 1.3676 | 1.3676 | 1.3676 | 1.3676 | 1.3676 | 1.3676 | 1.3676 | 1.3676 | 1.3676 | 1.3676 | 1.3676 | 1.3676 | 1.3676 | 1.3676 | 1.3676 | 1.3676 | 1.3676 | 1.3676 | 1.3676 | 1.3676 | 1.3676 | 1.3676 | 1.3676 | 1.3676
F3_Commercial_Miscellaneous (ID)_New_Food Preparation_Natural Gas_Fryer_E3 | F3 | Commercial | Miscellaneous (ID) | New | Food Preparation | Natural Gas | Fryer | E3 | System - kBTUs of Consumption | 0 | 0 | 0 | 0 | 0 | 0 | 0 | 0 | 0 | 0 | 0 | 0 | 0 | 0 | 0 | 0 | 0 | 0 | 0 | 0 | 0 | 0 | 0 | 0 | 0 | 0 | 0
F3_Commercial_Miscellaneous (ID)_New_Food Preparation_Natural Gas_Fryer_E4 | F3 | Commercial | Miscellaneous (ID) | New | Food Preparation | Natural Gas | Fryer | E4 | System - kBTUs of Consumption | 0 | 0 | 0 | 0 | 0 | 0 | 0 | 0 | 0 | 0 | 0 | 0 | 0 | 0 | 0 | 0 | 0 | 0 | 0 | 0 | 0 | 0 | 0 | 0 | 0 | 0 | 0
F3_Commercial_Miscellaneous (ID)_New_Food Preparation_Natural Gas_Fryer_E5 | F3 | Commercial | Miscellaneous (ID) | New | Food Preparation | Natural Gas | Fryer | E5 | System - kBTUs of Consumption | 0 | 0 | 0 | 0 | 0 | 0 | 0 | 0 | 0 | 0 | 0 | 0 | 0 | 0 | 0 | 0 | 0 | 0 | 0 | 0 | 0 | 0 | 0 | 0 | 0 | 0 | 0
F3_Commercial_Miscellaneous (ID)_New_Food Preparation_Natural Gas_Fryer_E6 | F3 | Commercial | Miscellaneous (ID) | New | Food Preparation | Natural Gas | Fryer | E6 | System - kBTUs of Consumption | 0 | 0 | 0 | 0 | 0 | 0 | 0 | 0 | 0 | 0 | 0 | 0 | 0 | 0 | 0 | 0 | 0 | 0 | 0 | 0 | 0 | 0 | 0 | 0 | 0 | 0 | 0
F3_Commercial_Miscellaneous (ID)_New_Food Preparation_Natural Gas_Fryer_E7 | F3 | Commercial | Miscellaneous (ID) | New | Food Preparation | Natural Gas | Fryer | E7 | System - kBTUs of Consumption | 0 | 0 | 0 | 0 | 0 | 0 | 0 | 0 | 0 | 0 | 0 | 0 | 0 | 0 | 0 | 0 | 0 | 0 | 0 | 0 | 0 | 0 | 0 | 0 | 0 | 0 | 0
F3_Commercial_Miscellaneous (ID)_New_Food Preparation_Natural Gas_Fryer_E8 | F3 | Commercial | Miscellaneous (ID) | New | Food Preparation | Natural Gas | Fryer | E8 | System - kBTUs of Consumption | 0 | 0 | 0 | 0 | 0 | 0 | 0 | 0 | 0 | 0 | 0 | 0 | 0 | 0 | 0 | 0 | 0 | 0 | 0 | 0 | 0 | 0 | 0 | 0 | 0 | 0 | 0
F3_Commercial_Miscellaneous (ID)_New_Food Preparation_Natural Gas_Fryer_E9 | F3 | Commercial | Miscellaneous (ID) | New | Food Preparation | Natural Gas | Fryer | E9 | System - kBTUs of Consumption | 0 | 0 | 0 | 0 | 0 | 0 | 0 | 0 | 0 | 0 | 0 | 0 | 0 | 0 | 0 | 0 | 0 | 0 | 0 | 0 | 0 | 0 | 0 | 0 | 0 | 0 | 0
F3_Commercial_Miscellaneous (ID)_New_Food Preparation_Natural Gas_Fryer_E10 | F3 | Commercial | Miscellaneous (ID) | New | Food Preparation | Natural Gas | Fryer | E10 | System - kBTUs of Consumption | 0 | 0 | 0 | 0 | 0 | 0 | 0 | 0 | 0 | 0 | 0 | 0 | 0 | 0 | 0 | 0 | 0 | 0 | 0 | 0 | 0 | 0 | 0 | 0 | 0 | 0 | 0
F4_Commercial_Miscellaneous (ID)_New_Food Preparation_Natural Gas_Fryer_E1 | F4 | Commercial | Miscellaneous (ID) | New | Food Preparation | Natural Gas | Fryer | E1 | Utility - Cost of Equipment | 0.00010581 | 0.00010581 | 0.00010581 | 0.00010581 | 0.00010581 | 0.00010581 | 0.00010581 | 0.00010581 | 0.00010581 | 0.00010581 | 0.00010581 | 0.00010581 | 0.00010581 | 0.00010581 | 0.00010581 | 0.00010581 | 0.00010581 | 0.00010581 | 0.00010581 | 0.00010581 | 0.00010581 | 0.00010581 | 0.00010581 | 0.00010581 | 0.00010581 | 0.00010581 | 0.00010581
F4_Commercial_Miscellaneous (ID)_New_Food Preparation_Natural Gas_Fryer_E2 | F4 | Commercial | Miscellaneous (ID) | New | Food Preparation | Natural Gas | Fryer | E2 | Utility - Cost of Equipment | 0.00015659 | 0.00015659 | 0.00015659 | 0.00015659 | 0.00015659 | 0.00015659 | 0.00015659 | 0.00015659 | 0.00015659 | 0.00015659 | 0.00015659 | 0.00015659 | 0.00015659 | 0.00015659 | 0.00015659 | 0.00015659 | 0.00015659 | 0.00015659 | 0.00015659 | 0.00015659 | 0.00015659 | 0.00015659 | 0.00015659 | 0.00015659 | 0.00015659 | 0.00015659 | 0.00015659
F4_Commercial_Miscellaneous (ID)_New_Food Preparation_Natural Gas_Fryer_E3 | F4 | Commercial | Miscellaneous (ID) | New | Food Preparation | Natural Gas | Fryer | E3 | Utility - Cost of Equipment | 0 | 0 | 0 | 0 | 0 | 0 | 0 | 0 | 0 | 0 | 0 | 0 | 0 | 0 | 0 | 0 | 0 | 0 | 0 | 0 | 0 | 0 | 0 | 0 | 0 | 0 | 0
F4_Commercial_Miscellaneous (ID)_New_Food Preparation_Natural Gas_Fryer_E4 | F4 | Commercial | Miscellaneous (ID) | New | Food Preparation | Natural Gas | Fryer | E4 | Utility - Cost of Equipment | 0 | 0 | 0 | 0 | 0 | 0 | 0 | 0 | 0 | 0 | 0 | 0 | 0 | 0 | 0 | 0 | 0 | 0 | 0 | 0 | 0 | 0 | 0 | 0 | 0 | 0 | 0
F4_Commercial_Miscellaneous (ID)_New_Food Preparation_Natural Gas_Fryer_E5 | F4 | Commercial | Miscellaneous (ID) | New | Food Preparation | Natural Gas | Fryer | E5 | Utility - Cost of Equipment | 0 | 0 | 0 | 0 | 0 | 0 | 0 | 0 | 0 | 0 | 0 | 0 | 0 | 0 | 0 | 0 | 0 | 0 | 0 | 0 | 0 | 0 | 0 | 0 | 0 | 0 | 0
F4_Commercial_Miscellaneous (ID)_New_Food Preparation_Natural Gas_Fryer_E6 | F4 | Commercial | Miscellaneous (ID) | New | Food Preparation | Natural Gas | Fryer | E6 | Utility - Cost of Equipment | 0 | 0 | 0 | 0 | 0 | 0 | 0 | 0 | 0 | 0 | 0 | 0 | 0 | 0 | 0 | 0 | 0 | 0 | 0 | 0 | 0 | 0 | 0 | 0 | 0 | 0 | 0
F4_Commercial_Miscellaneous (ID)_New_Food Preparation_Natural Gas_Fryer_E7 | F4 | Commercial | Miscellaneous (ID) | New | Food Preparation | Natural Gas | Fryer | E7 | Utility - Cost of Equipment | 0 | 0 | 0 | 0 | 0 | 0 | 0 | 0 | 0 | 0 | 0 | 0 | 0 | 0 | 0 | 0 | 0 | 0 | 0 | 0 | 0 | 0 | 0 | 0 | 0 | 0 | 0
F4_Commercial_Miscellaneous (ID)_New_Food Preparation_Natural Gas_Fryer_E8 | F4 | Commercial | Miscellaneous (ID) | New | Food Preparation | Natural Gas | Fryer | E8 | Utility - Cost of Equipment | 0 | 0 | 0 | 0 | 0 | 0 | 0 | 0 | 0 | 0 | 0 | 0 | 0 | 0 | 0 | 0 | 0 | 0 | 0 | 0 | 0 | 0 | 0 | 0 | 0 | 0 | 0
F4_Commercial_Miscellaneous (ID)_New_Food Preparation_Natural Gas_Fryer_E9 | F4 | Commercial | Miscellaneous (ID) | New | Food Preparation | Natural Gas | Fryer | E9 | Utility - Cost of Equipment | 0 | 0 | 0 | 0 | 0 | 0 | 0 | 0 | 0 | 0 | 0 | 0 | 0 | 0 | 0 | 0 | 0 | 0 | 0 | 0 | 0 | 0 | 0 | 0 | 0 | 0 | 0
F4_Commercial_Miscellaneous (ID)_New_Food Preparation_Natural Gas_Fryer_E10 | F4 | Commercial | Miscellaneous (ID) | New | Food Preparation | Natural Gas | Fryer | E10 | Utility - Cost of Equipment | 0 | 0 | 0 | 0 | 0 | 0 | 0 | 0 | 0 | 0 | 0 | 0 | 0 | 0 | 0 | 0 | 0 | 0 | 0 | 0 | 0 | 0 | 0 | 0 | 0 | 0 | 0
F5_Commercial_Miscellaneous (ID)_New_Food Preparation_Natural Gas_Fryer_E1 | F5 | Commercial | Miscellaneous (ID) | New | Food Preparation | Natural Gas | Fryer | E1 | Utility - Cost of Operation | 0.0073517 | 0.0075448 | 0.0077616 | 0.0080044 | 0.0082747 | 0.0085945 | 0.0089202 | 0.009241 | 0.0095496 | 0.0098627 | 0.010118 | 0.010358 | 0.010615 | 0.010869 | 0.011098 | 0.011316 | 0.011514 | 0.011711 | 0.01192 | 0.012125 | 0.012335 | 0.012553 | 0.012773 | 0.013 | 0.013231 | 0.013466 | 0.013706
F5_Commercial_Miscellaneous (ID)_New_Food Preparation_Natural Gas_Fryer_E2 | F5 | Commercial | Miscellaneous (ID) | New | Food Preparation | Natural Gas | Fryer | E2 | Utility - Cost of Operation | 0.0050705 | 0.0052037 | 0.0053532 | 0.0055206 | 0.0057071 | 0.0059277 | 0.0061523 | 0.0063736 | 0.0065864 | 0.0068024 | 0.0069782 | 0.007144 | 0.0073215 | 0.0074961 | 0.0076546 | 0.0078046 | 0.0079414 | 0.0080772 | 0.0082212 | 0.0083625 | 0.0085075 | 0.0086578 | 0.0088098 | 0.0089663 | 0.0091256 | 0.0092877 | 0.0094528
F5_Commercial_Miscellaneous (ID)_New_Food Preparation_Natural Gas_Fryer_E3 | F5 | Commercial | Miscellaneous (ID) | New | Food Preparation | Natural Gas | Fryer | E3 | Utility - Cost of Operation | 0 | 0 | 0 | 0 | 0 | 0 | 0 | 0 | 0 | 0 | 0 | 0 | 0 | 0 | 0 | 0 | 0 | 0 | 0 | 0 | 0 | 0 | 0 | 0 | 0 | 0 | 0
F5_Commercial_Miscellaneous (ID)_New_Food Preparation_Natural Gas_Fryer_E4 | F5 | Commercial | Miscellaneous (ID) | New | Food Preparation | Natural Gas | Fryer | E4 | Utility - Cost of Operation | 0 | 0 | 0 | 0 | 0 | 0 | 0 | 0 | 0 | 0 | 0 | 0 | 0 | 0 | 0 | 0 | 0 | 0 | 0 | 0 | 0 | 0 | 0 | 0 | 0 | 0 | 0
F5_Commercial_Miscellaneous (ID)_New_Food Preparation_Natural Gas_Fryer_E5 | F5 | Commercial | Miscellaneous (ID) | New | Food Preparation | Natural Gas | Fryer | E5 | Utility - Cost of Operation | 0 | 0 | 0 | 0 | 0 | 0 | 0 | 0 | 0 | 0 | 0 | 0 | 0 | 0 | 0 | 0 | 0 | 0 | 0 | 0 | 0 | 0 | 0 | 0 | 0 | 0 | 0
F5_Commercial_Miscellaneous (ID)_New_Food Preparation_Natural Gas_Fryer_E6 | F5 | Commercial | Miscellaneous (ID) | New | Food Preparation | Natural Gas | Fryer | E6 | Utility - Cost of Operation | 0 | 0 | 0 | 0 | 0 | 0 | 0 | 0 | 0 | 0 | 0 | 0 | 0 | 0 | 0 | 0 | 0 | 0 | 0 | 0 | 0 | 0 | 0 | 0 | 0 | 0 | 0
F5_Commercial_Miscellaneous (ID)_New_Food Preparation_Natural Gas_Fryer_E7 | F5 | Commercial | Miscellaneous (ID) | New | Food Preparation | Natural Gas | Fryer | E7 | Utility - Cost of Operation | 0 | 0 | 0 | 0 | 0 | 0 | 0 | 0 | 0 | 0 | 0 | 0 | 0 | 0 | 0 | 0 | 0 | 0 | 0 | 0 | 0 | 0 | 0 | 0 | 0 | 0 | 0
F5_Commercial_Miscellaneous (ID)_New_Food Preparation_Natural Gas_Fryer_E8 | F5 | Commercial | Miscellaneous (ID) | New | Food Preparation | Natural Gas | Fryer | E8 | Utility - Cost of Operation | 0 | 0 | 0 | 0 | 0 | 0 | 0 | 0 | 0 | 0 | 0 | 0 | 0 | 0 | 0 | 0 | 0 | 0 | 0 | 0 | 0 | 0 | 0 | 0 | 0 | 0 | 0
F5_Commercial_Miscellaneous (ID)_New_Food Preparation_Natural Gas_Fryer_E9 | F5 | Commercial | Miscellaneous (ID) | New | Food Preparation | Natural Gas | Fryer | E9 | Utility - Cost of Operation | 0 | 0 | 0 | 0 | 0 | 0 | 0 | 0 | 0 | 0 | 0 | 0 | 0 | 0 | 0 | 0 | 0 | 0 | 0 | 0 | 0 | 0 | 0 | 0 | 0 | 0 | 0
F5_Commercial_Miscellaneous (ID)_New_Food Preparation_Natural Gas_Fryer_E10 | F5 | Commercial | Miscellaneous (ID) | New | Food Preparation | Natural Gas | Fryer | E10 | Utility - Cost of Operation | 0 | 0 | 0 | 0 | 0 | 0 | 0 | 0 | 0 | 0 | 0 | 0 | 0 | 0 | 0 | 0 | 0 | 0 | 0 | 0 | 0 | 0 | 0 | 0 | 0 | 0 | 0
F6_Commercial_Miscellaneous (ID)_New_Food Preparation_Natural Gas_Fryer_E1 | F6 | Commercial | Miscellaneous (ID) | New | Food Preparation | Natural Gas | Fryer | E1 | Utility - Value of Sales | 0.0085703 | 0.0087426 | 0.0089364 | 0.0091541 | 0.0093969 | 0.0096904 | 0.0099816 | 0.010257 | 0.010507 | 0.01075 | 0.011002 | 0.011232 | 0.011479 | 0.011718 | 0.011928 | 0.012121 | 0.01229 | 0.012453 | 0.012625 | 0.012788 | 0.012952 | 0.013181 | 0.013412 | 0.01365 | 0.013893 | 0.01414 | 0.014391
F6_Commercial_Miscellaneous (ID)_New_Food Preparation_Natural Gas_Fryer_E2 | F6 | Commercial | Miscellaneous (ID) | New | Food Preparation | Natural Gas | Fryer | E2 | Utility - Value of Sales | 0.005911 | 0.0060298 | 0.0061635 | 0.0063136 | 0.0064811 | 0.0066835 | 0.0068843 | 0.0070742 | 0.0072464 | 0.0074141 | 0.0075878 | 0.007747 | 0.0079171 | 0.0080819 | 0.0082268 | 0.0083601 | 0.0084764 | 0.0085887 | 0.0087072 | 0.0088197 | 0.0089329 | 0.0090907 | 0.0092503 | 0.0094146 | 0.0095819 | 0.0097521 | 0.0099254
F6_Commercial_Miscellaneous (ID)_New_Food Preparation_Natural Gas_Fryer_E3 | F6 | Commercial | Miscellaneous (ID) | New | Food Preparation | Natural Gas | Fryer | E3 | Utility - Value of Sales | 0 | 0 | 0 | 0 | 0 | 0 | 0 | 0 | 0 | 0 | 0 | 0 | 0 | 0 | 0 | 0 | 0 | 0 | 0 | 0 | 0 | 0 | 0 | 0 | 0 | 0 | 0
F6_Commercial_Miscellaneous (ID)_New_Food Preparation_Natural Gas_Fryer_E4 | F6 | Commercial | Miscellaneous (ID) | New | Food Preparation | Natural Gas | Fryer | E4 | Utility - Value of Sales | 0 | 0 | 0 | 0 | 0 | 0 | 0 | 0 | 0 | 0 | 0 | 0 | 0 | 0 | 0 | 0 | 0 | 0 | 0 | 0 | 0 | 0 | 0 | 0 | 0 | 0 | 0
F6_Commercial_Miscellaneous (ID)_New_Food Preparation_Natural Gas_Fryer_E5 | F6 | Commercial | Miscellaneous (ID) | New | Food Preparation | Natural Gas | Fryer | E5 | Utility - Value of Sales | 0 | 0 | 0 | 0 | 0 | 0 | 0 | 0 | 0 | 0 | 0 | 0 | 0 | 0 | 0 | 0 | 0 | 0 | 0 | 0 | 0 | 0 | 0 | 0 | 0 | 0 | 0
F6_Commercial_Miscellaneous (ID)_New_Food Preparation_Natural Gas_Fryer_E6 | F6 | Commercial | Miscellaneous (ID) | New | Food Preparation | Natural Gas | Fryer | E6 | Utility - Value of Sales | 0 | 0 | 0 | 0 | 0 | 0 | 0 | 0 | 0 | 0 | 0 | 0 | 0 | 0 | 0 | 0 | 0 | 0 | 0 | 0 | 0 | 0 | 0 | 0 | 0 | 0 | 0
F6_Commercial_Miscellaneous (ID)_New_Food Preparation_Natural Gas_Fryer_E7 | F6 | Commercial | Miscellaneous (ID) | New | Food Preparation | Natural Gas | Fryer | E7 | Utility - Value of Sales | 0 | 0 | 0 | 0 | 0 | 0 | 0 | 0 | 0 | 0 | 0 | 0 | 0 | 0 | 0 | 0 | 0 | 0 | 0 | 0 | 0 | 0 | 0 | 0 | 0 | 0 | 0
F6_Commercial_Miscellaneous (ID)_New_Food Preparation_Natural Gas_Fryer_E8 | F6 | Commercial | Miscellaneous (ID) | New | Food Preparation | Natural Gas | Fryer | E8 | Utility - Value of Sales | 0 | 0 | 0 | 0 | 0 | 0 | 0 | 0 | 0 | 0 | 0 | 0 | 0 | 0 | 0 | 0 | 0 | 0 | 0 | 0 | 0 | 0 | 0 | 0 | 0 | 0 | 0
F6_Commercial_Miscellaneous (ID)_New_Food Preparation_Natural Gas_Fryer_E9 | F6 | Commercial | Miscellaneous (ID) | New | Food Preparation | Natural Gas | Fryer | E9 | Utility - Value of Sales | 0 | 0 | 0 | 0 | 0 | 0 | 0 | 0 | 0 | 0 | 0 | 0 | 0 | 0 | 0 | 0 | 0 | 0 | 0 | 0 | 0 | 0 | 0 | 0 | 0 | 0 | 0
F6_Commercial_Miscellaneous (ID)_New_Food Preparation_Natural Gas_Fryer_E10 | F6 | Commercial | Miscellaneous (ID) | New | Food Preparation | Natural Gas | Fryer | E10 | Utility - Value of Sales | 0 | 0 | 0 | 0 | 0 | 0 | 0 | 0 | 0 | 0 | 0 | 0 | 0 | 0 | 0 | 0 | 0 | 0 | 0 | 0 | 0 | 0 | 0 | 0 | 0 | 0 | 0
F1_Commercial_Miscellaneous (ID)_New_Food Preparation_Natural Gas_Broiler_E1 | F1 | Commercial | Miscellaneous (ID) | New | Food Preparation | Natural Gas | Broiler | E1 | RVT - Cost of Equipment | 0.001388 | 0.001388 | 0.001388 | 0.001388 | 0.001388 | 0.001388 | 0.001388 | 0.001388 | 0.001388 | 0.001388 | 0.001388 | 0.001388 | 0.001388 | 0.001388 | 0.001388 | 0.001388 | 0.001388 | 0.001388 | 0.001388 | 0.001388 | 0.001388 | 0.001388 | 0.001388 | 0.001388 | 0.001388 | 0.001388 | 0.001388
F1_Commercial_Miscellaneous (ID)_New_Food Preparation_Natural Gas_Broiler_E2 | F1 | Commercial | Miscellaneous (ID) | New | Food Preparation | Natural Gas | Broiler | E2 | RVT - Cost of Equipment | 0.0019432 | 0.0019432 | 0.0019432 | 0.0019432 | 0.0019432 | 0.0019432 | 0.0019432 | 0.0019432 | 0.0019432 | 0.0019432 | 0.0019432 | 0.0019432 | 0.0019432 | 0.0019432 | 0.0019432 | 0.0019432 | 0.0019432 | 0.0019432 | 0.0019432 | 0.0019432 | 0.0019432 | 0.0019432 | 0.0019432 | 0.0019432 | 0.0019432 | 0.0019432 | 0.0019432
F1_Commercial_Miscellaneous (ID)_New_Food Preparation_Natural Gas_Broiler_E3 | F1 | Commercial | Miscellaneous (ID) | New | Food Preparation | Natural Gas | Broiler | E3 | RVT - Cost of Equipment | 0 | 0 | 0 | 0 | 0 | 0 | 0 | 0 | 0 | 0 | 0 | 0 | 0 | 0 | 0 | 0 | 0 | 0 | 0 | 0 | 0 | 0 | 0 | 0 | 0 | 0 | 0
F1_Commercial_Miscellaneous (ID)_New_Food Preparation_Natural Gas_Broiler_E4 | F1 | Commercial | Miscellaneous (ID) | New | Food Preparation | Natural Gas | Broiler | E4 | RVT - Cost of Equipment | 0 | 0 | 0 | 0 | 0 | 0 | 0 | 0 | 0 | 0 | 0 | 0 | 0 | 0 | 0 | 0 | 0 | 0 | 0 | 0 | 0 | 0 | 0 | 0 | 0 | 0 | 0
F1_Commercial_Miscellaneous (ID)_New_Food Preparation_Natural Gas_Broiler_E5 | F1 | Commercial | Miscellaneous (ID) | New | Food Preparation | Natural Gas | Broiler | E5 | RVT - Cost of Equipment | 0 | 0 | 0 | 0 | 0 | 0 | 0 | 0 | 0 | 0 | 0 | 0 | 0 | 0 | 0 | 0 | 0 | 0 | 0 | 0 | 0 | 0 | 0 | 0 | 0 | 0 | 0
F1_Commercial_Miscellaneous (ID)_New_Food Preparation_Natural Gas_Broiler_E6 | F1 | Commercial | Miscellaneous (ID) | New | Food Preparation | Natural Gas | Broiler | E6 | RVT - Cost of Equipment | 0 | 0 | 0 | 0 | 0 | 0 | 0 | 0 | 0 | 0 | 0 | 0 | 0 | 0 | 0 | 0 | 0 | 0 | 0 | 0 | 0 | 0 | 0 | 0 | 0 | 0 | 0
F1_Commercial_Miscellaneous (ID)_New_Food Preparation_Natural Gas_Broiler_E7 | F1 | Commercial | Miscellaneous (ID) | New | Food Preparation | Natural Gas | Broiler | E7 | RVT - Cost of Equipment | 0 | 0 | 0 | 0 | 0 | 0 | 0 | 0 | 0 | 0 | 0 | 0 | 0 | 0 | 0 | 0 | 0 | 0 | 0 | 0 | 0 | 0 | 0 | 0 | 0 | 0 | 0
F1_Commercial_Miscellaneous (ID)_New_Food Preparation_Natural Gas_Broiler_E8 | F1 | Commercial | Miscellaneous (ID) | New | Food Preparation | Natural Gas | Broiler | E8 | RVT - Cost of Equipment | 0 | 0 | 0 | 0 | 0 | 0 | 0 | 0 | 0 | 0 | 0 | 0 | 0 | 0 | 0 | 0 | 0 | 0 | 0 | 0 | 0 | 0 | 0 | 0 | 0 | 0 | 0
F1_Commercial_Miscellaneous (ID)_New_Food Preparation_Natural Gas_Broiler_E9 | F1 | Commercial | Miscellaneous (ID) | New | Food Preparation | Natural Gas | Broiler | E9 | RVT - Cost of Equipment | 0 | 0 | 0 | 0 | 0 | 0 | 0 | 0 | 0 | 0 | 0 | 0 | 0 | 0 | 0 | 0 | 0 | 0 | 0 | 0 | 0 | 0 | 0 | 0 | 0 | 0 | 0
F1_Commercial_Miscellaneous (ID)_New_Food Preparation_Natural Gas_Broiler_E10 | F1 | Commercial | Miscellaneous (ID) | New | Food Preparation | Natural Gas | Broiler | E10 | RVT - Cost of Equipment | 0 | 0 | 0 | 0 | 0 | 0 | 0 | 0 | 0 | 0 | 0 | 0 | 0 | 0 | 0 | 0 | 0 | 0 | 0 | 0 | 0 | 0 | 0 | 0 | 0 | 0 | 0
F2_Commercial_Miscellaneous (ID)_New_Food Preparation_Natural Gas_Broiler_E1 | F2 | Commercial | Miscellaneous (ID) | New | Food Preparation | Natural Gas | Broiler | E1 | RVT - Cost of Operation | 0.0084903 | 0.0086507 | 0.008839 | 0.0090585 | 0.0093098 | 0.0096236 | 0.0099383 | 0.010237 | 0.010508 | 0.01077 | 0.011041 | 0.011288 | 0.011549 | 0.011795 | 0.012007 | 0.012199 | 0.012361 | 0.012515 | 0.01268 | 0.012833 | 0.012987 | 0.013216 | 0.013448 | 0.013687 | 0.01393 | 0.014178 | 0.01443
F2_Commercial_Miscellaneous (ID)_New_Food Preparation_Natural Gas_Broiler_E2 | F2 | Commercial | Miscellaneous (ID) | New | Food Preparation | Natural Gas | Broiler | E2 | RVT - Cost of Operation | 0.0072416 | 0.0073784 | 0.007539 | 0.0077262 | 0.0079406 | 0.0082082 | 0.0084766 | 0.0087314 | 0.0089621 | 0.0091857 | 0.0094174 | 0.009628 | 0.0098503 | 0.010061 | 0.010241 | 0.010405 | 0.010543 | 0.010675 | 0.010815 | 0.010946 | 0.011077 | 0.011273 | 0.01147 | 0.011674 | 0.011881 | 0.012092 | 0.012307
F2_Commercial_Miscellaneous (ID)_New_Food Preparation_Natural Gas_Broiler_E3 | F2 | Commercial | Miscellaneous (ID) | New | Food Preparation | Natural Gas | Broiler | E3 | RVT - Cost of Operation | 0 | 0 | 0 | 0 | 0 | 0 | 0 | 0 | 0 | 0 | 0 | 0 | 0 | 0 | 0 | 0 | 0 | 0 | 0 | 0 | 0 | 0 | 0 | 0 | 0 | 0 | 0
F2_Commercial_Miscellaneous (ID)_New_Food Preparation_Natural Gas_Broiler_E4 | F2 | Commercial | Miscellaneous (ID) | New | Food Preparation | Natural Gas | Broiler | E4 | RVT - Cost of Operation | 0 | 0 | 0 | 0 | 0 | 0 | 0 | 0 | 0 | 0 | 0 | 0 | 0 | 0 | 0 | 0 | 0 | 0 | 0 | 0 | 0 | 0 | 0 | 0 | 0 | 0 | 0
F2_Commercial_Miscellaneous (ID)_New_Food Preparation_Natural Gas_Broiler_E5 | F2 | Commercial | Miscellaneous (ID) | New | Food Preparation | Natural Gas | Broiler | E5 | RVT - Cost of Operation | 0 | 0 | 0 | 0 | 0 | 0 | 0 | 0 | 0 | 0 | 0 | 0 | 0 | 0 | 0 | 0 | 0 | 0 | 0 | 0 | 0 | 0 | 0 | 0 | 0 | 0 | 0
F2_Commercial_Miscellaneous (ID)_New_Food Preparation_Natural Gas_Broiler_E6 | F2 | Commercial | Miscellaneous (ID) | New | Food Preparation | Natural Gas | Broiler | E6 | RVT - Cost of Operation | 0 | 0 | 0 | 0 | 0 | 0 | 0 | 0 | 0 | 0 | 0 | 0 | 0 | 0 | 0 | 0 | 0 | 0 | 0 | 0 | 0 | 0 | 0 | 0 | 0 | 0 | 0
F2_Commercial_Miscellaneous (ID)_New_Food Preparation_Natural Gas_Broiler_E7 | F2 | Commercial | Miscellaneous (ID) | New | Food Preparation | Natural Gas | Broiler | E7 | RVT - Cost of Operation | 0 | 0 | 0 | 0 | 0 | 0 | 0 | 0 | 0 | 0 | 0 | 0 | 0 | 0 | 0 | 0 | 0 | 0 | 0 | 0 | 0 | 0 | 0 | 0 | 0 | 0 | 0
F2_Commercial_Miscellaneous (ID)_New_Food Preparation_Natural Gas_Broiler_E8 | F2 | Commercial | Miscellaneous (ID) | New | Food Preparation | Natural Gas | Broiler | E8 | RVT - Cost of Operation | 0 | 0 | 0 | 0 | 0 | 0 | 0 | 0 | 0 | 0 | 0 | 0 | 0 | 0 | 0 | 0 | 0 | 0 | 0 | 0 | 0 | 0 | 0 | 0 | 0 | 0 | 0
F2_Commercial_Miscellaneous (ID)_New_Food Preparation_Natural Gas_Broiler_E9 | F2 | Commercial | Miscellaneous (ID) | New | Food Preparation | Natural Gas | Broiler | E9 | RVT - Cost of Operation | 0 | 0 | 0 | 0 | 0 | 0 | 0 | 0 | 0 | 0 | 0 | 0 | 0 | 0 | 0 | 0 | 0 | 0 | 0 | 0 | 0 | 0 | 0 | 0 | 0 | 0 | 0
F2_Commercial_Miscellaneous (ID)_New_Food Preparation_Natural Gas_Broiler_E10 | F2 | Commercial | Miscellaneous (ID) | New | Food Preparation | Natural Gas | Broiler | E10 | RVT - Cost of Operation | 0 | 0 | 0 | 0 | 0 | 0 | 0 | 0 | 0 | 0 | 0 | 0 | 0 | 0 | 0 | 0 | 0 | 0 | 0 | 0 | 0 | 0 | 0 | 0 | 0 | 0 | 0
F3_Commercial_Miscellaneous (ID)_New_Food Preparation_Natural Gas_Broiler_E1 | F3 | Commercial | Miscellaneous (ID) | New | Food Preparation | Natural Gas | Broiler | E1 | System - kBTUs of Consumption | 2.0255 | 2.0255 | 2.0255 | 2.0255 | 2.0255 | 2.0255 | 2.0255 | 2.0255 | 2.0255 | 2.0255 | 2.0255 | 2.0255 | 2.0255 | 2.0255 | 2.0255 | 2.0255 | 2.0255 | 2.0255 | 2.0255 | 2.0255 | 2.0255 | 2.0255 | 2.0255 | 2.0255 | 2.0255 | 2.0255 | 2.0255
F3_Commercial_Miscellaneous (ID)_New_Food Preparation_Natural Gas_Broiler_E2 | F3 | Commercial | Miscellaneous (ID) | New | Food Preparation | Natural Gas | Broiler | E2 | System - kBTUs of Consumption | 1.7276 | 1.7276 | 1.7276 | 1.7276 | 1.7276 | 1.7276 | 1.7276 | 1.7276 | 1.7276 | 1.7276 | 1.7276 | 1.7276 | 1.7276 | 1.7276 | 1.7276 | 1.7276 | 1.7276 | 1.7276 | 1.7276 | 1.7276 | 1.7276 | 1.7276 | 1.7276 | 1.7276 | 1.7276 | 1.7276 | 1.7276
F3_Commercial_Miscellaneous (ID)_New_Food Preparation_Natural Gas_Broiler_E3 | F3 | Commercial | Miscellaneous (ID) | New | Food Preparation | Natural Gas | Broiler | E3 | System - kBTUs of Consumption | 0 | 0 | 0 | 0 | 0 | 0 | 0 | 0 | 0 | 0 | 0 | 0 | 0 | 0 | 0 | 0 | 0 | 0 | 0 | 0 | 0 | 0 | 0 | 0 | 0 | 0 | 0
F3_Commercial_Miscellaneous (ID)_New_Food Preparation_Natural Gas_Broiler_E4 | F3 | Commercial | Miscellaneous (ID) | New | Food Preparation | Natural Gas | Broiler | E4 | System - kBTUs of Consumption | 0 | 0 | 0 | 0 | 0 | 0 | 0 | 0 | 0 | 0 | 0 | 0 | 0 | 0 | 0 | 0 | 0 | 0 | 0 | 0 | 0 | 0 | 0 | 0 | 0 | 0 | 0
F3_Commercial_Miscellaneous (ID)_New_Food Preparation_Natural Gas_Broiler_E5 | F3 | Commercial | Miscellaneous (ID) | New | Food Preparation | Natural Gas | Broiler | E5 | System - kBTUs of Consumption | 0 | 0 | 0 | 0 | 0 | 0 | 0 | 0 | 0 | 0 | 0 | 0 | 0 | 0 | 0 | 0 | 0 | 0 | 0 | 0 | 0 | 0 | 0 | 0 | 0 | 0 | 0
F3_Commercial_Miscellaneous (ID)_New_Food Preparation_Natural Gas_Broiler_E6 | F3 | Commercial | Miscellaneous (ID) | New | Food Preparation | Natural Gas | Broiler | E6 | System - kBTUs of Consumption | 0 | 0 | 0 | 0 | 0 | 0 | 0 | 0 | 0 | 0 | 0 | 0 | 0 | 0 | 0 | 0 | 0 | 0 | 0 | 0 | 0 | 0 | 0 | 0 | 0 | 0 | 0
F3_Commercial_Miscellaneous (ID)_New_Food Preparation_Natural Gas_Broiler_E7 | F3 | Commercial | Miscellaneous (ID) | New | Food Preparation | Natural Gas | Broiler | E7 | System - kBTUs of Consumption | 0 | 0 | 0 | 0 | 0 | 0 | 0 | 0 | 0 | 0 | 0 | 0 | 0 | 0 | 0 | 0 | 0 | 0 | 0 | 0 | 0 | 0 | 0 | 0 | 0 | 0 | 0
F3_Commercial_Miscellaneous (ID)_New_Food Preparation_Natural Gas_Broiler_E8 | F3 | Commercial | Miscellaneous (ID) | New | Food Preparation | Natural Gas | Broiler | E8 | System - kBTUs of Consumption | 0 | 0 | 0 | 0 | 0 | 0 | 0 | 0 | 0 | 0 | 0 | 0 | 0 | 0 | 0 | 0 | 0 | 0 | 0 | 0 | 0 | 0 | 0 | 0 | 0 | 0 | 0
F3_Commercial_Miscellaneous (ID)_New_Food Preparation_Natural Gas_Broiler_E9 | F3 | Commercial | Miscellaneous (ID) | New | Food Preparation | Natural Gas | Broiler | E9 | System - kBTUs of Consumption | 0 | 0 | 0 | 0 | 0 | 0 | 0 | 0 | 0 | 0 | 0 | 0 | 0 | 0 | 0 | 0 | 0 | 0 | 0 | 0 | 0 | 0 | 0 | 0 | 0 | 0 | 0
F3_Commercial_Miscellaneous (ID)_New_Food Preparation_Natural Gas_Broiler_E10 | F3 | Commercial | Miscellaneous (ID) | New | Food Preparation | Natural Gas | Broiler | E10 | System - kBTUs of Consumption | 0 | 0 | 0 | 0 | 0 | 0 | 0 | 0 | 0 | 0 | 0 | 0 | 0 | 0 | 0 | 0 | 0 | 0 | 0 | 0 | 0 | 0 | 0 | 0 | 0 | 0 | 0
F4_Commercial_Miscellaneous (ID)_New_Food Preparation_Natural Gas_Broiler_E1 | F4 | Commercial | Miscellaneous (ID) | New | Food Preparation | Natural Gas | Broiler | E1 | Utility - Cost of Equipment | 0.001388 | 0.001388 | 0.001388 | 0.001388 | 0.001388 | 0.001388 | 0.001388 | 0.001388 | 0.001388 | 0.001388 | 0.001388 | 0.001388 | 0.001388 | 0.001388 | 0.001388 | 0.001388 | 0.001388 | 0.001388 | 0.001388 | 0.001388 | 0.001388 | 0.001388 | 0.001388 | 0.001388 | 0.001388 | 0.001388 | 0.001388
F4_Commercial_Miscellaneous (ID)_New_Food Preparation_Natural Gas_Broiler_E2 | F4 | Commercial | Miscellaneous (ID) | New | Food Preparation | Natural Gas | Broiler | E2 | Utility - Cost of Equipment | 0.0019432 | 0.0019432 | 0.0019432 | 0.0019432 | 0.0019432 | 0.0019432 | 0.0019432 | 0.0019432 | 0.0019432 | 0.0019432 | 0.0019432 | 0.0019432 | 0.0019432 | 0.0019432 | 0.0019432 | 0.0019432 | 0.0019432 | 0.0019432 | 0.0019432 | 0.0019432 | 0.0019432 | 0.0019432 | 0.0019432 | 0.0019432 | 0.0019432 | 0.0019432 | 0.0019432
F4_Commercial_Miscellaneous (ID)_New_Food Preparation_Natural Gas_Broiler_E3 | F4 | Commercial | Miscellaneous (ID) | New | Food Preparation | Natural Gas | Broiler | E3 | Utility - Cost of Equipment | 0 | 0 | 0 | 0 | 0 | 0 | 0 | 0 | 0 | 0 | 0 | 0 | 0 | 0 | 0 | 0 | 0 | 0 | 0 | 0 | 0 | 0 | 0 | 0 | 0 | 0 | 0
F4_Commercial_Miscellaneous (ID)_New_Food Preparation_Natural Gas_Broiler_E4 | F4 | Commercial | Miscellaneous (ID) | New | Food Preparation | Natural Gas | Broiler | E4 | Utility - Cost of Equipment | 0 | 0 | 0 | 0 | 0 | 0 | 0 | 0 | 0 | 0 | 0 | 0 | 0 | 0 | 0 | 0 | 0 | 0 | 0 | 0 | 0 | 0 | 0 | 0 | 0 | 0 | 0
F4_Commercial_Miscellaneous (ID)_New_Food Preparation_Natural Gas_Broiler_E5 | F4 | Commercial | Miscellaneous (ID) | New | Food Preparation | Natural Gas | Broiler | E5 | Utility - Cost of Equipment | 0 | 0 | 0 | 0 | 0 | 0 | 0 | 0 | 0 | 0 | 0 | 0 | 0 | 0 | 0 | 0 | 0 | 0 | 0 | 0 | 0 | 0 | 0 | 0 | 0 | 0 | 0
F4_Commercial_Miscellaneous (ID)_New_Food Preparation_Natural Gas_Broiler_E6 | F4 | Commercial | Miscellaneous (ID) | New | Food Preparation | Natural Gas | Broiler | E6 | Utility - Cost of Equipment | 0 | 0 | 0 | 0 | 0 | 0 | 0 | 0 | 0 | 0 | 0 | 0 | 0 | 0 | 0 | 0 | 0 | 0 | 0 | 0 | 0 | 0 | 0 | 0 | 0 | 0 | 0
F4_Commercial_Miscellaneous (ID)_New_Food Preparation_Natural Gas_Broiler_E7 | F4 | Commercial | Miscellaneous (ID) | New | Food Preparation | Natural Gas | Broiler | E7 | Utility - Cost of Equipment | 0 | 0 | 0 | 0 | 0 | 0 | 0 | 0 | 0 | 0 | 0 | 0 | 0 | 0 | 0 | 0 | 0 | 0 | 0 | 0 | 0 | 0 | 0 | 0 | 0 | 0 | 0
F4_Commercial_Miscellaneous (ID)_New_Food Preparation_Natural Gas_Broiler_E8 | F4 | Commercial | Miscellaneous (ID) | New | Food Preparation | Natural Gas | Broiler | E8 | Utility - Cost of Equipment | 0 | 0 | 0 | 0 | 0 | 0 | 0 | 0 | 0 | 0 | 0 | 0 | 0 | 0 | 0 | 0 | 0 | 0 | 0 | 0 | 0 | 0 | 0 | 0 | 0 | 0 | 0
F4_Commercial_Miscellaneous (ID)_New_Food Preparation_Natural Gas_Broiler_E9 | F4 | Commercial | Miscellaneous (ID) | New | Food Preparation | Natural Gas | Broiler | E9 | Utility - Cost of Equipment | 0 | 0 | 0 | 0 | 0 | 0 | 0 | 0 | 0 | 0 | 0 | 0 | 0 | 0 | 0 | 0 | 0 | 0 | 0 | 0 | 0 | 0 | 0 | 0 | 0 | 0 | 0
F4_Commercial_Miscellaneous (ID)_New_Food Preparation_Natural Gas_Broiler_E10 | F4 | Commercial | Miscellaneous (ID) | New | Food Preparation | Natural Gas | Broiler | E10 | Utility - Cost of Equipment | 0 | 0 | 0 | 0 | 0 | 0 | 0 | 0 | 0 | 0 | 0 | 0 | 0 | 0 | 0 | 0 | 0 | 0 | 0 | 0 | 0 | 0 | 0 | 0 | 0 | 0 | 0
F5_Commercial_Miscellaneous (ID)_New_Food Preparation_Natural Gas_Broiler_E1 | F5 | Commercial | Miscellaneous (ID) | New | Food Preparation | Natural Gas | Broiler | E1 | Utility - Cost of Operation | 0.0072086 | 0.0073903 | 0.0076056 | 0.0078522 | 0.0081312 | 0.0084705 | 0.0088199 | 0.0091658 | 0.0094988 | 0.0098365 | 0.010105 | 0.010357 | 0.010627 | 0.010892 | 0.011129 | 0.01135 | 0.011549 | 0.011745 | 0.011955 | 0.012159 | 0.012369 | 0.012587 | 0.012808 | 0.013035 | 0.013267 | 0.013503 | 0.013742
F5_Commercial_Miscellaneous (ID)_New_Food Preparation_Natural Gas_Broiler_E2 | F5 | Commercial | Miscellaneous (ID) | New | Food Preparation | Natural Gas | Broiler | E2 | Utility - Cost of Operation | 0.0061484 | 0.0063034 | 0.006487 | 0.0066973 | 0.0069353 | 0.0072247 | 0.0075227 | 0.0078177 | 0.0081018 | 0.0083898 | 0.008619 | 0.0088336 | 0.0090643 | 0.0092901 | 0.009492 | 0.0096809 | 0.0098504 | 0.010018 | 0.010196 | 0.010371 | 0.01055 | 0.010736 | 0.010924 | 0.011118 | 0.011316 | 0.011517 | 0.011721
F5_Commercial_Miscellaneous (ID)_New_Food Preparation_Natural Gas_Broiler_E3 | F5 | Commercial | Miscellaneous (ID) | New | Food Preparation | Natural Gas | Broiler | E3 | Utility - Cost of Operation | 0 | 0 | 0 | 0 | 0 | 0 | 0 | 0 | 0 | 0 | 0 | 0 | 0 | 0 | 0 | 0 | 0 | 0 | 0 | 0 | 0 | 0 | 0 | 0 | 0 | 0 | 0
F5_Commercial_Miscellaneous (ID)_New_Food Preparation_Natural Gas_Broiler_E4 | F5 | Commercial | Miscellaneous (ID) | New | Food Preparation | Natural Gas | Broiler | E4 | Utility - Cost of Operation | 0 | 0 | 0 | 0 | 0 | 0 | 0 | 0 | 0 | 0 | 0 | 0 | 0 | 0 | 0 | 0 | 0 | 0 | 0 | 0 | 0 | 0 | 0 | 0 | 0 | 0 | 0
F5_Commercial_Miscellaneous (ID)_New_Food Preparation_Natural Gas_Broiler_E5 | F5 | Commercial | Miscellaneous (ID) | New | Food Preparation | Natural Gas | Broiler | E5 | Utility - Cost of Operation | 0 | 0 | 0 | 0 | 0 | 0 | 0 | 0 | 0 | 0 | 0 | 0 | 0 | 0 | 0 | 0 | 0 | 0 | 0 | 0 | 0 | 0 | 0 | 0 | 0 | 0 | 0
F5_Commercial_Miscellaneous (ID)_New_Food Preparation_Natural Gas_Broiler_E6 | F5 | Commercial | Miscellaneous (ID) | New | Food Preparation | Natural Gas | Broiler | E6 | Utility - Cost of Operation | 0 | 0 | 0 | 0 | 0 | 0 | 0 | 0 | 0 | 0 | 0 | 0 | 0 | 0 | 0 | 0 | 0 | 0 | 0 | 0 | 0 | 0 | 0 | 0 | 0 | 0 | 0
F5_Commercial_Miscellaneous (ID)_New_Food Preparation_Natural Gas_Broiler_E7 | F5 | Commercial | Miscellaneous (ID) | New | Food Preparation | Natural Gas | Broiler | E7 | Utility - Cost of Operation | 0 | 0 | 0 | 0 | 0 | 0 | 0 | 0 | 0 | 0 | 0 | 0 | 0 | 0 | 0 | 0 | 0 | 0 | 0 | 0 | 0 | 0 | 0 | 0 | 0 | 0 | 0
F5_Commercial_Miscellaneous (ID)_New_Food Preparation_Natural Gas_Broiler_E8 | F5 | Commercial | Miscellaneous (ID) | New | Food Preparation | Natural Gas | Broiler | E8 | Utility - Cost of Operation | 0 | 0 | 0 | 0 | 0 | 0 | 0 | 0 | 0 | 0 | 0 | 0 | 0 | 0 | 0 | 0 | 0 | 0 | 0 | 0 | 0 | 0 | 0 | 0 | 0 | 0 | 0
F5_Commercial_Miscellaneous (ID)_New_Food Preparation_Natural Gas_Broiler_E9 | F5 | Commercial | Miscellaneous (ID) | New | Food Preparation | Natural Gas | Broiler | E9 | Utility - Cost of Operation | 0 | 0 | 0 | 0 | 0 | 0 | 0 | 0 | 0 | 0 | 0 | 0 | 0 | 0 | 0 | 0 | 0 | 0 | 0 | 0 | 0 | 0 | 0 | 0 | 0 | 0 | 0
F5_Commercial_Miscellaneous (ID)_New_Food Preparation_Natural Gas_Broiler_E10 | F5 | Commercial | Miscellaneous (ID) | New | Food Preparation | Natural Gas | Broiler | E10 | Utility - Cost of Operation | 0 | 0 | 0 | 0 | 0 | 0 | 0 | 0 | 0 | 0 | 0 | 0 | 0 | 0 | 0 | 0 | 0 | 0 | 0 | 0 | 0 | 0 | 0 | 0 | 0 | 0 | 0
F6_Commercial_Miscellaneous (ID)_New_Food Preparation_Natural Gas_Broiler_E1 | F6 | Commercial | Miscellaneous (ID) | New | Food Preparation | Natural Gas | Broiler | E1 | Utility - Value of Sales | 0.0084903 | 0.0086507 | 0.008839 | 0.0090585 | 0.0093098 | 0.0096236 | 0.0099383 | 0.010237 | 0.010508 | 0.01077 | 0.011041 | 0.011288 | 0.011549 | 0.011795 | 0.012007 | 0.012199 | 0.012361 | 0.012515 | 0.01268 | 0.012833 | 0.012987 | 0.013216 | 0.013448 | 0.013687 | 0.01393 | 0.014178 | 0.01443
F6_Commercial_Miscellaneous (ID)_New_Food Preparation_Natural Gas_Broiler_E2 | F6 | Commercial | Miscellaneous (ID) | New | Food Preparation | Natural Gas | Broiler | E2 | Utility - Value of Sales | 0.0072416 | 0.0073784 | 0.007539 | 0.0077262 | 0.0079406 | 0.0082082 | 0.0084766 | 0.0087314 | 0.0089621 | 0.0091857 | 0.0094174 | 0.009628 | 0.0098503 | 0.010061 | 0.010241 | 0.010405 | 0.010543 | 0.010675 | 0.010815 | 0.010946 | 0.011077 | 0.011273 | 0.01147 | 0.011674 | 0.011881 | 0.012092 | 0.012307
F6_Commercial_Miscellaneous (ID)_New_Food Preparation_Natural Gas_Broiler_E3 | F6 | Commercial | Miscellaneous (ID) | New | Food Preparation | Natural Gas | Broiler | E3 | Utility - Value of Sales | 0 | 0 | 0 | 0 | 0 | 0 | 0 | 0 | 0 | 0 | 0 | 0 | 0 | 0 | 0 | 0 | 0 | 0 | 0 | 0 | 0 | 0 | 0 | 0 | 0 | 0 | 0
F6_Commercial_Miscellaneous (ID)_New_Food Preparation_Natural Gas_Broiler_E4 | F6 | Commercial | Miscellaneous (ID) | New | Food Preparation | Natural Gas | Broiler | E4 | Utility - Value of Sales | 0 | 0 | 0 | 0 | 0 | 0 | 0 | 0 | 0 | 0 | 0 | 0 | 0 | 0 | 0 | 0 | 0 | 0 | 0 | 0 | 0 | 0 | 0 | 0 | 0 | 0 | 0
F6_Commercial_Miscellaneous (ID)_New_Food Preparation_Natural Gas_Broiler_E5 | F6 | Commercial | Miscellaneous (ID) | New | Food Preparation | Natural Gas | Broiler | E5 | Utility - Value of Sales | 0 | 0 | 0 | 0 | 0 | 0 | 0 | 0 | 0 | 0 | 0 | 0 | 0 | 0 | 0 | 0 | 0 | 0 | 0 | 0 | 0 | 0 | 0 | 0 | 0 | 0 | 0
F6_Commercial_Miscellaneous (ID)_New_Food Preparation_Natural Gas_Broiler_E6 | F6 | Commercial | Miscellaneous (ID) | New | Food Preparation | Natural Gas | Broiler | E6 | Utility - Value of Sales | 0 | 0 | 0 | 0 | 0 | 0 | 0 | 0 | 0 | 0 | 0 | 0 | 0 | 0 | 0 | 0 | 0 | 0 | 0 | 0 | 0 | 0 | 0 | 0 | 0 | 0 | 0
F6_Commercial_Miscellaneous (ID)_New_Food Preparation_Natural Gas_Broiler_E7 | F6 | Commercial | Miscellaneous (ID) | New | Food Preparation | Natural Gas | Broiler | E7 | Utility - Value of Sales | 0 | 0 | 0 | 0 | 0 | 0 | 0 | 0 | 0 | 0 | 0 | 0 | 0 | 0 | 0 | 0 | 0 | 0 | 0 | 0 | 0 | 0 | 0 | 0 | 0 | 0 | 0
F6_Commercial_Miscellaneous (ID)_New_Food Preparation_Natural Gas_Broiler_E8 | F6 | Commercial | Miscellaneous (ID) | New | Food Preparation | Natural Gas | Broiler | E8 | Utility - Value of Sales | 0 | 0 | 0 | 0 | 0 | 0 | 0 | 0 | 0 | 0 | 0 | 0 | 0 | 0 | 0 | 0 | 0 | 0 | 0 | 0 | 0 | 0 | 0 | 0 | 0 | 0 | 0
F6_Commercial_Miscellaneous (ID)_New_Food Preparation_Natural Gas_Broiler_E9 | F6 | Commercial | Miscellaneous (ID) | New | Food Preparation | Natural Gas | Broiler | E9 | Utility - Value of Sales | 0 | 0 | 0 | 0 | 0 | 0 | 0 | 0 | 0 | 0 | 0 | 0 | 0 | 0 | 0 | 0 | 0 | 0 | 0 | 0 | 0 | 0 | 0 | 0 | 0 | 0 | 0
F6_Commercial_Miscellaneous (ID)_New_Food Preparation_Natural Gas_Broiler_E10 | F6 | Commercial | Miscellaneous (ID) | New | Food Preparation | Natural Gas | Broiler | E10 | Utility - Value of Sales | 0 | 0 | 0 | 0 | 0 | 0 | 0 | 0 | 0 | 0 | 0 | 0 | 0 | 0 | 0 | 0 | 0 | 0 | 0 | 0 | 0 | 0 | 0 | 0 | 0 | 0 | 0
F1_Commercial_Miscellaneous (ID)_New_Food Preparation_Natural Gas_Griddle_E1 | F1 | Commercial | Miscellaneous (ID) | New | Food Preparation | Natural Gas | Griddle | E1 | RVT - Cost of Equipment | 0.0028519 | 0.0028519 | 0.0028519 | 0.0028519 | 0.0028519 | 0.0028519 | 0.0028519 | 0.0028519 | 0.0028519 | 0.0028519 | 0.0028519 | 0.0028519 | 0.0028519 | 0.0028519 | 0.0028519 | 0.0028519 | 0.0028519 | 0.0028519 | 0.0028519 | 0.0028519 | 0.0028519 | 0.0028519 | 0.0028519 | 0.0028519 | 0.0028519 | 0.0028519 | 0.0028519
F1_Commercial_Miscellaneous (ID)_New_Food Preparation_Natural Gas_Griddle_E2 | F1 | Commercial | Miscellaneous (ID) | New | Food Preparation | Natural Gas | Griddle | E2 | RVT - Cost of Equipment | 0.0030512 | 0.0030512 | 0.0030512 | 0.0030512 | 0.0030512 | 0.0030512 | 0.0030512 | 0.0030512 | 0.0030512 | 0.0030512 | 0.0030512 | 0.0030512 | 0.0030512 | 0.0030512 | 0.0030512 | 0.0030512 | 0.0030512 | 0.0030512 | 0.0030512 | 0.0030512 | 0.0030512 | 0.0030512 | 0.0030512 | 0.0030512 | 0.0030512 | 0.0030512 | 0.0030512
F1_Commercial_Miscellaneous (ID)_New_Food Preparation_Natural Gas_Griddle_E3 | F1 | Commercial | Miscellaneous (ID) | New | Food Preparation | Natural Gas | Griddle | E3 | RVT - Cost of Equipment | 0 | 0 | 0 | 0 | 0 | 0 | 0 | 0 | 0 | 0 | 0 | 0 | 0 | 0 | 0 | 0 | 0 | 0 | 0 | 0 | 0 | 0 | 0 | 0 | 0 | 0 | 0
F1_Commercial_Miscellaneous (ID)_New_Food Preparation_Natural Gas_Griddle_E4 | F1 | Commercial | Miscellaneous (ID) | New | Food Preparation | Natural Gas | Griddle | E4 | RVT - Cost of Equipment | 0 | 0 | 0 | 0 | 0 | 0 | 0 | 0 | 0 | 0 | 0 | 0 | 0 | 0 | 0 | 0 | 0 | 0 | 0 | 0 | 0 | 0 | 0 | 0 | 0 | 0 | 0
F1_Commercial_Miscellaneous (ID)_New_Food Preparation_Natural Gas_Griddle_E5 | F1 | Commercial | Miscellaneous (ID) | New | Food Preparation | Natural Gas | Griddle | E5 | RVT - Cost of Equipment | 0 | 0 | 0 | 0 | 0 | 0 | 0 | 0 | 0 | 0 | 0 | 0 | 0 | 0 | 0 | 0 | 0 | 0 | 0 | 0 | 0 | 0 | 0 | 0 | 0 | 0 | 0
F1_Commercial_Miscellaneous (ID)_New_Food Preparation_Natural Gas_Griddle_E6 | F1 | Commercial | Miscellaneous (ID) | New | Food Preparation | Natural Gas | Griddle | E6 | RVT - Cost of Equipment | 0 | 0 | 0 | 0 | 0 | 0 | 0 | 0 | 0 | 0 | 0 | 0 | 0 | 0 | 0 | 0 | 0 | 0 | 0 | 0 | 0 | 0 | 0 | 0 | 0 | 0 | 0
F1_Commercial_Miscellaneous (ID)_New_Food Preparation_Natural Gas_Griddle_E7 | F1 | Commercial | Miscellaneous (ID) | New | Food Preparation | Natural Gas | Griddle | E7 | RVT - Cost of Equipment | 0 | 0 | 0 | 0 | 0 | 0 | 0 | 0 | 0 | 0 | 0 | 0 | 0 | 0 | 0 | 0 | 0 | 0 | 0 | 0 | 0 | 0 | 0 | 0 | 0 | 0 | 0
F1_Commercial_Miscellaneous (ID)_New_Food Preparation_Natural Gas_Griddle_E8 | F1 | Commercial | Miscellaneous (ID) | New | Food Preparation | Natural Gas | Griddle | E8 | RVT - Cost of Equipment | 0 | 0 | 0 | 0 | 0 | 0 | 0 | 0 | 0 | 0 | 0 | 0 | 0 | 0 | 0 | 0 | 0 | 0 | 0 | 0 | 0 | 0 | 0 | 0 | 0 | 0 | 0
F1_Commercial_Miscellaneous (ID)_New_Food Preparation_Natural Gas_Griddle_E9 | F1 | Commercial | Miscellaneous (ID) | New | Food Preparation | Natural Gas | Griddle | E9 | RVT - Cost of Equipment | 0 | 0 | 0 | 0 | 0 | 0 | 0 | 0 | 0 | 0 | 0 | 0 | 0 | 0 | 0 | 0 | 0 | 0 | 0 | 0 | 0 | 0 | 0 | 0 | 0 | 0 | 0
F1_Commercial_Miscellaneous (ID)_New_Food Preparation_Natural Gas_Griddle_E10 | F1 | Commercial | Miscellaneous (ID) | New | Food Preparation | Natural Gas | Griddle | E10 | RVT - Cost of Equipment | 0 | 0 | 0 | 0 | 0 | 0 | 0 | 0 | 0 | 0 | 0 | 0 | 0 | 0 | 0 | 0 | 0 | 0 | 0 | 0 | 0 | 0 | 0 | 0 | 0 | 0 | 0
F2_Commercial_Miscellaneous (ID)_New_Food Preparation_Natural Gas_Griddle_E1 | F2 | Commercial | Miscellaneous (ID) | New | Food Preparation | Natural Gas | Griddle | E1 | RVT - Cost of Operation | 0.0059005 | 0.0060119 | 0.0061428 | 0.0062953 | 0.00647 | 0.0066881 | 0.0069068 | 0.0071144 | 0.0073024 | 0.0074846 | 0.0076734 | 0.0078449 | 0.008026 | 0.0081974 | 0.0083447 | 0.0084777 | 0.0085903 | 0.0086977 | 0.008812 | 0.0089187 | 0.0090257 | 0.009185 | 0.009346 | 0.009512 | 0.009681 | 0.009853 | 0.010028
F2_Commercial_Miscellaneous (ID)_New_Food Preparation_Natural Gas_Griddle_E2 | F2 | Commercial | Miscellaneous (ID) | New | Food Preparation | Natural Gas | Griddle | E2 | RVT - Cost of Operation | 0.0051789 | 0.0052767 | 0.0053916 | 0.0055254 | 0.0056788 | 0.0058702 | 0.0060621 | 0.0062444 | 0.0064093 | 0.0065693 | 0.006735 | 0.0068856 | 0.0070445 | 0.0071949 | 0.0073242 | 0.007441 | 0.0075397 | 0.007634 | 0.0077343 | 0.007828 | 0.007922 | 0.0080617 | 0.008203 | 0.0083488 | 0.0084971 | 0.008648 | 0.0088017
F2_Commercial_Miscellaneous (ID)_New_Food Preparation_Natural Gas_Griddle_E3 | F2 | Commercial | Miscellaneous (ID) | New | Food Preparation | Natural Gas | Griddle | E3 | RVT - Cost of Operation | 0 | 0 | 0 | 0 | 0 | 0 | 0 | 0 | 0 | 0 | 0 | 0 | 0 | 0 | 0 | 0 | 0 | 0 | 0 | 0 | 0 | 0 | 0 | 0 | 0 | 0 | 0
F2_Commercial_Miscellaneous (ID)_New_Food Preparation_Natural Gas_Griddle_E4 | F2 | Commercial | Miscellaneous (ID) | New | Food Preparation | Natural Gas | Griddle | E4 | RVT - Cost of Operation | 0 | 0 | 0 | 0 | 0 | 0 | 0 | 0 | 0 | 0 | 0 | 0 | 0 | 0 | 0 | 0 | 0 | 0 | 0 | 0 | 0 | 0 | 0 | 0 | 0 | 0 | 0
F2_Commercial_Miscellaneous (ID)_New_Food Preparation_Natural Gas_Griddle_E5 | F2 | Commercial | Miscellaneous (ID) | New | Food Preparation | Natural Gas | Griddle | E5 | RVT - Cost of Operation | 0 | 0 | 0 | 0 | 0 | 0 | 0 | 0 | 0 | 0 | 0 | 0 | 0 | 0 | 0 | 0 | 0 | 0 | 0 | 0 | 0 | 0 | 0 | 0 | 0 | 0 | 0
F2_Commercial_Miscellaneous (ID)_New_Food Preparation_Natural Gas_Griddle_E6 | F2 | Commercial | Miscellaneous (ID) | New | Food Preparation | Natural Gas | Griddle | E6 | RVT - Cost of Operation | 0 | 0 | 0 | 0 | 0 | 0 | 0 | 0 | 0 | 0 | 0 | 0 | 0 | 0 | 0 | 0 | 0 | 0 | 0 | 0 | 0 | 0 | 0 | 0 | 0 | 0 | 0
F2_Commercial_Miscellaneous (ID)_New_Food Preparation_Natural Gas_Griddle_E7 | F2 | Commercial | Miscellaneous (ID) | New | Food Preparation | Natural Gas | Griddle | E7 | RVT - Cost of Operation | 0 | 0 | 0 | 0 | 0 | 0 | 0 | 0 | 0 | 0 | 0 | 0 | 0 | 0 | 0 | 0 | 0 | 0 | 0 | 0 | 0 | 0 | 0 | 0 | 0 | 0 | 0
F2_Commercial_Miscellaneous (ID)_New_Food Preparation_Natural Gas_Griddle_E8 | F2 | Commercial | Miscellaneous (ID) | New | Food Preparation | Natural Gas | Griddle | E8 | RVT - Cost of Operation | 0 | 0 | 0 | 0 | 0 | 0 | 0 | 0 | 0 | 0 | 0 | 0 | 0 | 0 | 0 | 0 | 0 | 0 | 0 | 0 | 0 | 0 | 0 | 0 | 0 | 0 | 0
F2_Commercial_Miscellaneous (ID)_New_Food Preparation_Natural Gas_Griddle_E9 | F2 | Commercial | Miscellaneous (ID) | New | Food Preparation | Natural Gas | Griddle | E9 | RVT - Cost of Operation | 0 | 0 | 0 | 0 | 0 | 0 | 0 | 0 | 0 | 0 | 0 | 0 | 0 | 0 | 0 | 0 | 0 | 0 | 0 | 0 | 0 | 0 | 0 | 0 | 0 | 0 | 0
F2_Commercial_Miscellaneous (ID)_New_Food Preparation_Natural Gas_Griddle_E10 | F2 | Commercial | Miscellaneous (ID) | New | Food Preparation | Natural Gas | Griddle | E10 | RVT - Cost of Operation | 0 | 0 | 0 | 0 | 0 | 0 | 0 | 0 | 0 | 0 | 0 | 0 | 0 | 0 | 0 | 0 | 0 | 0 | 0 | 0 | 0 | 0 | 0 | 0 | 0 | 0 | 0
F3_Commercial_Miscellaneous (ID)_New_Food Preparation_Natural Gas_Griddle_E1 | F3 | Commercial | Miscellaneous (ID) | New | Food Preparation | Natural Gas | Griddle | E1 | System - kBTUs of Consumption | 1.4076 | 1.4076 | 1.4076 | 1.4076 | 1.4076 | 1.4076 | 1.4076 | 1.4076 | 1.4076 | 1.4076 | 1.4076 | 1.4076 | 1.4076 | 1.4076 | 1.4076 | 1.4076 | 1.4076 | 1.4076 | 1.4076 | 1.4076 | 1.4076 | 1.4076 | 1.4076 | 1.4076 | 1.4076 | 1.4076 | 1.4076
F3_Commercial_Miscellaneous (ID)_New_Food Preparation_Natural Gas_Griddle_E2 | F3 | Commercial | Miscellaneous (ID) | New | Food Preparation | Natural Gas | Griddle | E2 | System - kBTUs of Consumption | 1.2355 | 1.2355 | 1.2355 | 1.2355 | 1.2355 | 1.2355 | 1.2355 | 1.2355 | 1.2355 | 1.2355 | 1.2355 | 1.2355 | 1.2355 | 1.2355 | 1.2355 | 1.2355 | 1.2355 | 1.2355 | 1.2355 | 1.2355 | 1.2355 | 1.2355 | 1.2355 | 1.2355 | 1.2355 | 1.2355 | 1.2355
F3_Commercial_Miscellaneous (ID)_New_Food Preparation_Natural Gas_Griddle_E3 | F3 | Commercial | Miscellaneous (ID) | New | Food Preparation | Natural Gas | Griddle | E3 | System - kBTUs of Consumption | 0 | 0 | 0 | 0 | 0 | 0 | 0 | 0 | 0 | 0 | 0 | 0 | 0 | 0 | 0 | 0 | 0 | 0 | 0 | 0 | 0 | 0 | 0 | 0 | 0 | 0 | 0
F3_Commercial_Miscellaneous (ID)_New_Food Preparation_Natural Gas_Griddle_E4 | F3 | Commercial | Miscellaneous (ID) | New | Food Preparation | Natural Gas | Griddle | E4 | System - kBTUs of Consumption | 0 | 0 | 0 | 0 | 0 | 0 | 0 | 0 | 0 | 0 | 0 | 0 | 0 | 0 | 0 | 0 | 0 | 0 | 0 | 0 | 0 | 0 | 0 | 0 | 0 | 0 | 0
F3_Commercial_Miscellaneous (ID)_New_Food Preparation_Natural Gas_Griddle_E5 | F3 | Commercial | Miscellaneous (ID) | New | Food Preparation | Natural Gas | Griddle | E5 | System - kBTUs of Consumption | 0 | 0 | 0 | 0 | 0 | 0 | 0 | 0 | 0 | 0 | 0 | 0 | 0 | 0 | 0 | 0 | 0 | 0 | 0 | 0 | 0 | 0 | 0 | 0 | 0 | 0 | 0
F3_Commercial_Miscellaneous (ID)_New_Food Preparation_Natural Gas_Griddle_E6 | F3 | Commercial | Miscellaneous (ID) | New | Food Preparation | Natural Gas | Griddle | E6 | System - kBTUs of Consumption | 0 | 0 | 0 | 0 | 0 | 0 | 0 | 0 | 0 | 0 | 0 | 0 | 0 | 0 | 0 | 0 | 0 | 0 | 0 | 0 | 0 | 0 | 0 | 0 | 0 | 0 | 0
F3_Commercial_Miscellaneous (ID)_New_Food Preparation_Natural Gas_Griddle_E7 | F3 | Commercial | Miscellaneous (ID) | New | Food Preparation | Natural Gas | Griddle | E7 | System - kBTUs of Consumption | 0 | 0 | 0 | 0 | 0 | 0 | 0 | 0 | 0 | 0 | 0 | 0 | 0 | 0 | 0 | 0 | 0 | 0 | 0 | 0 | 0 | 0 | 0 | 0 | 0 | 0 | 0
F3_Commercial_Miscellaneous (ID)_New_Food Preparation_Natural Gas_Griddle_E8 | F3 | Commercial | Miscellaneous (ID) | New | Food Preparation | Natural Gas | Griddle | E8 | System - kBTUs of Consumption | 0 | 0 | 0 | 0 | 0 | 0 | 0 | 0 | 0 | 0 | 0 | 0 | 0 | 0 | 0 | 0 | 0 | 0 | 0 | 0 | 0 | 0 | 0 | 0 | 0 | 0 | 0
F3_Commercial_Miscellaneous (ID)_New_Food Preparation_Natural Gas_Griddle_E9 | F3 | Commercial | Miscellaneous (ID) | New | Food Preparation | Natural Gas | Griddle | E9 | System - kBTUs of Consumption | 0 | 0 | 0 | 0 | 0 | 0 | 0 | 0 | 0 | 0 | 0 | 0 | 0 | 0 | 0 | 0 | 0 | 0 | 0 | 0 | 0 | 0 | 0 | 0 | 0 | 0 | 0
F3_Commercial_Miscellaneous (ID)_New_Food Preparation_Natural Gas_Griddle_E10 | F3 | Commercial | Miscellaneous (ID) | New | Food Preparation | Natural Gas | Griddle | E10 | System - kBTUs of Consumption | 0 | 0 | 0 | 0 | 0 | 0 | 0 | 0 | 0 | 0 | 0 | 0 | 0 | 0 | 0 | 0 | 0 | 0 | 0 | 0 | 0 | 0 | 0 | 0 | 0 | 0 | 0
F4_Commercial_Miscellaneous (ID)_New_Food Preparation_Natural Gas_Griddle_E1 | F4 | Commercial | Miscellaneous (ID) | New | Food Preparation | Natural Gas | Griddle | E1 | Utility - Cost of Equipment | 0.0028519 | 0.0028519 | 0.0028519 | 0.0028519 | 0.0028519 | 0.0028519 | 0.0028519 | 0.0028519 | 0.0028519 | 0.0028519 | 0.0028519 | 0.0028519 | 0.0028519 | 0.0028519 | 0.0028519 | 0.0028519 | 0.0028519 | 0.0028519 | 0.0028519 | 0.0028519 | 0.0028519 | 0.0028519 | 0.0028519 | 0.0028519 | 0.0028519 | 0.0028519 | 0.0028519
F4_Commercial_Miscellaneous (ID)_New_Food Preparation_Natural Gas_Griddle_E2 | F4 | Commercial | Miscellaneous (ID) | New | Food Preparation | Natural Gas | Griddle | E2 | Utility - Cost of Equipment | 0.0030512 | 0.0030512 | 0.0030512 | 0.0030512 | 0.0030512 | 0.0030512 | 0.0030512 | 0.0030512 | 0.0030512 | 0.0030512 | 0.0030512 | 0.0030512 | 0.0030512 | 0.0030512 | 0.0030512 | 0.0030512 | 0.0030512 | 0.0030512 | 0.0030512 | 0.0030512 | 0.0030512 | 0.0030512 | 0.0030512 | 0.0030512 | 0.0030512 | 0.0030512 | 0.0030512
F4_Commercial_Miscellaneous (ID)_New_Food Preparation_Natural Gas_Griddle_E3 | F4 | Commercial | Miscellaneous (ID) | New | Food Preparation | Natural Gas | Griddle | E3 | Utility - Cost of Equipment | 0 | 0 | 0 | 0 | 0 | 0 | 0 | 0 | 0 | 0 | 0 | 0 | 0 | 0 | 0 | 0 | 0 | 0 | 0 | 0 | 0 | 0 | 0 | 0 | 0 | 0 | 0
F4_Commercial_Miscellaneous (ID)_New_Food Preparation_Natural Gas_Griddle_E4 | F4 | Commercial | Miscellaneous (ID) | New | Food Preparation | Natural Gas | Griddle | E4 | Utility - Cost of Equipment | 0 | 0 | 0 | 0 | 0 | 0 | 0 | 0 | 0 | 0 | 0 | 0 | 0 | 0 | 0 | 0 | 0 | 0 | 0 | 0 | 0 | 0 | 0 | 0 | 0 | 0 | 0
F4_Commercial_Miscellaneous (ID)_New_Food Preparation_Natural Gas_Griddle_E5 | F4 | Commercial | Miscellaneous (ID) | New | Food Preparation | Natural Gas | Griddle | E5 | Utility - Cost of Equipment | 0 | 0 | 0 | 0 | 0 | 0 | 0 | 0 | 0 | 0 | 0 | 0 | 0 | 0 | 0 | 0 | 0 | 0 | 0 | 0 | 0 | 0 | 0 | 0 | 0 | 0 | 0
F4_Commercial_Miscellaneous (ID)_New_Food Preparation_Natural Gas_Griddle_E6 | F4 | Commercial | Miscellaneous (ID) | New | Food Preparation | Natural Gas | Griddle | E6 | Utility - Cost of Equipment | 0 | 0 | 0 | 0 | 0 | 0 | 0 | 0 | 0 | 0 | 0 | 0 | 0 | 0 | 0 | 0 | 0 | 0 | 0 | 0 | 0 | 0 | 0 | 0 | 0 | 0 | 0
F4_Commercial_Miscellaneous (ID)_New_Food Preparation_Natural Gas_Griddle_E7 | F4 | Commercial | Miscellaneous (ID) | New | Food Preparation | Natural Gas | Griddle | E7 | Utility - Cost of Equipment | 0 | 0 | 0 | 0 | 0 | 0 | 0 | 0 | 0 | 0 | 0 | 0 | 0 | 0 | 0 | 0 | 0 | 0 | 0 | 0 | 0 | 0 | 0 | 0 | 0 | 0 | 0
F4_Commercial_Miscellaneous (ID)_New_Food Preparation_Natural Gas_Griddle_E8 | F4 | Commercial | Miscellaneous (ID) | New | Food Preparation | Natural Gas | Griddle | E8 | Utility - Cost of Equipment | 0 | 0 | 0 | 0 | 0 | 0 | 0 | 0 | 0 | 0 | 0 | 0 | 0 | 0 | 0 | 0 | 0 | 0 | 0 | 0 | 0 | 0 | 0 | 0 | 0 | 0 | 0
F4_Commercial_Miscellaneous (ID)_New_Food Preparation_Natural Gas_Griddle_E9 | F4 | Commercial | Miscellaneous (ID) | New | Food Preparation | Natural Gas | Griddle | E9 | Utility - Cost of Equipment | 0 | 0 | 0 | 0 | 0 | 0 | 0 | 0 | 0 | 0 | 0 | 0 | 0 | 0 | 0 | 0 | 0 | 0 | 0 | 0 | 0 | 0 | 0 | 0 | 0 | 0 | 0
F4_Commercial_Miscellaneous (ID)_New_Food Preparation_Natural Gas_Griddle_E10 | F4 | Commercial | Miscellaneous (ID) | New | Food Preparation | Natural Gas | Griddle | E10 | Utility - Cost of Equipment | 0 | 0 | 0 | 0 | 0 | 0 | 0 | 0 | 0 | 0 | 0 | 0 | 0 | 0 | 0 | 0 | 0 | 0 | 0 | 0 | 0 | 0 | 0 | 0 | 0 | 0 | 0
F5_Commercial_Miscellaneous (ID)_New_Food Preparation_Natural Gas_Griddle_E1 | F5 | Commercial | Miscellaneous (ID) | New | Food Preparation | Natural Gas | Griddle | E1 | Utility - Cost of Operation | 0.0050098 | 0.005136 | 0.0052856 | 0.005457 | 0.0056509 | 0.0058867 | 0.0061295 | 0.0063699 | 0.0066014 | 0.006836 | 0.0070228 | 0.0071977 | 0.0073856 | 0.0075696 | 0.0077341 | 0.0078881 | 0.0080261 | 0.0081624 | 0.008308 | 0.00845 | 0.0085959 | 0.0087476 | 0.0089009 | 0.009059 | 0.00922 | 0.0093838 | 0.0095505
F5_Commercial_Miscellaneous (ID)_New_Food Preparation_Natural Gas_Griddle_E2 | F5 | Commercial | Miscellaneous (ID) | New | Food Preparation | Natural Gas | Griddle | E2 | Utility - Cost of Operation | 0.0043971 | 0.0045079 | 0.0046392 | 0.0047897 | 0.0049598 | 0.0051668 | 0.0053799 | 0.0055909 | 0.0057941 | 0.006 | 0.0061639 | 0.0063175 | 0.0064824 | 0.0066439 | 0.0067883 | 0.0069234 | 0.0070446 | 0.0071642 | 0.007292 | 0.0074167 | 0.0075447 | 0.0076779 | 0.0078124 | 0.0079512 | 0.0080925 | 0.0082362 | 0.0083825
F5_Commercial_Miscellaneous (ID)_New_Food Preparation_Natural Gas_Griddle_E3 | F5 | Commercial | Miscellaneous (ID) | New | Food Preparation | Natural Gas | Griddle | E3 | Utility - Cost of Operation | 0 | 0 | 0 | 0 | 0 | 0 | 0 | 0 | 0 | 0 | 0 | 0 | 0 | 0 | 0 | 0 | 0 | 0 | 0 | 0 | 0 | 0 | 0 | 0 | 0 | 0 | 0
F5_Commercial_Miscellaneous (ID)_New_Food Preparation_Natural Gas_Griddle_E4 | F5 | Commercial | Miscellaneous (ID) | New | Food Preparation | Natural Gas | Griddle | E4 | Utility - Cost of Operation | 0 | 0 | 0 | 0 | 0 | 0 | 0 | 0 | 0 | 0 | 0 | 0 | 0 | 0 | 0 | 0 | 0 | 0 | 0 | 0 | 0 | 0 | 0 | 0 | 0 | 0 | 0
F5_Commercial_Miscellaneous (ID)_New_Food Preparation_Natural Gas_Griddle_E5 | F5 | Commercial | Miscellaneous (ID) | New | Food Preparation | Natural Gas | Griddle | E5 | Utility - Cost of Operation | 0 | 0 | 0 | 0 | 0 | 0 | 0 | 0 | 0 | 0 | 0 | 0 | 0 | 0 | 0 | 0 | 0 | 0 | 0 | 0 | 0 | 0 | 0 | 0 | 0 | 0 | 0
F5_Commercial_Miscellaneous (ID)_New_Food Preparation_Natural Gas_Griddle_E6 | F5 | Commercial | Miscellaneous (ID) | New | Food Preparation | Natural Gas | Griddle | E6 | Utility - Cost of Operation | 0 | 0 | 0 | 0 | 0 | 0 | 0 | 0 | 0 | 0 | 0 | 0 | 0 | 0 | 0 | 0 | 0 | 0 | 0 | 0 | 0 | 0 | 0 | 0 | 0 | 0 | 0
F5_Commercial_Miscellaneous (ID)_New_Food Preparation_Natural Gas_Griddle_E7 | F5 | Commercial | Miscellaneous (ID) | New | Food Preparation | Natural Gas | Griddle | E7 | Utility - Cost of Operation | 0 | 0 | 0 | 0 | 0 | 0 | 0 | 0 | 0 | 0 | 0 | 0 | 0 | 0 | 0 | 0 | 0 | 0 | 0 | 0 | 0 | 0 | 0 | 0 | 0 | 0 | 0
F5_Commercial_Miscellaneous (ID)_New_Food Preparation_Natural Gas_Griddle_E8 | F5 | Commercial | Miscellaneous (ID) | New | Food Preparation | Natural Gas | Griddle | E8 | Utility - Cost of Operation | 0 | 0 | 0 | 0 | 0 | 0 | 0 | 0 | 0 | 0 | 0 | 0 | 0 | 0 | 0 | 0 | 0 | 0 | 0 | 0 | 0 | 0 | 0 | 0 | 0 | 0 | 0
F5_Commercial_Miscellaneous (ID)_New_Food Preparation_Natural Gas_Griddle_E9 | F5 | Commercial | Miscellaneous (ID) | New | Food Preparation | Natural Gas | Griddle | E9 | Utility - Cost of Operation | 0 | 0 | 0 | 0 | 0 | 0 | 0 | 0 | 0 | 0 | 0 | 0 | 0 | 0 | 0 | 0 | 0 | 0 | 0 | 0 | 0 | 0 | 0 | 0 | 0 | 0 | 0
F5_Commercial_Miscellaneous (ID)_New_Food Preparation_Natural Gas_Griddle_E10 | F5 | Commercial | Miscellaneous (ID) | New | Food Preparation | Natural Gas | Griddle | E10 | Utility - Cost of Operation | 0 | 0 | 0 | 0 | 0 | 0 | 0 | 0 | 0 | 0 | 0 | 0 | 0 | 0 | 0 | 0 | 0 | 0 | 0 | 0 | 0 | 0 | 0 | 0 | 0 | 0 | 0
F6_Commercial_Miscellaneous (ID)_New_Food Preparation_Natural Gas_Griddle_E1 | F6 | Commercial | Miscellaneous (ID) | New | Food Preparation | Natural Gas | Griddle | E1 | Utility - Value of Sales | 0.0059005 | 0.0060119 | 0.0061428 | 0.0062953 | 0.00647 | 0.0066881 | 0.0069068 | 0.0071144 | 0.0073024 | 0.0074846 | 0.0076734 | 0.0078449 | 0.008026 | 0.0081974 | 0.0083447 | 0.0084777 | 0.0085903 | 0.0086977 | 0.008812 | 0.0089187 | 0.0090257 | 0.009185 | 0.009346 | 0.009512 | 0.009681 | 0.009853 | 0.010028
F6_Commercial_Miscellaneous (ID)_New_Food Preparation_Natural Gas_Griddle_E2 | F6 | Commercial | Miscellaneous (ID) | New | Food Preparation | Natural Gas | Griddle | E2 | Utility - Value of Sales | 0.0051789 | 0.0052767 | 0.0053916 | 0.0055254 | 0.0056788 | 0.0058702 | 0.0060621 | 0.0062444 | 0.0064093 | 0.0065693 | 0.006735 | 0.0068856 | 0.0070445 | 0.0071949 | 0.0073242 | 0.007441 | 0.0075397 | 0.007634 | 0.0077343 | 0.007828 | 0.007922 | 0.0080617 | 0.008203 | 0.0083488 | 0.0084971 | 0.008648 | 0.0088017
F6_Commercial_Miscellaneous (ID)_New_Food Preparation_Natural Gas_Griddle_E3 | F6 | Commercial | Miscellaneous (ID) | New | Food Preparation | Natural Gas | Griddle | E3 | Utility - Value of Sales | 0 | 0 | 0 | 0 | 0 | 0 | 0 | 0 | 0 | 0 | 0 | 0 | 0 | 0 | 0 | 0 | 0 | 0 | 0 | 0 | 0 | 0 | 0 | 0 | 0 | 0 | 0
F6_Commercial_Miscellaneous (ID)_New_Food Preparation_Natural Gas_Griddle_E4 | F6 | Commercial | Miscellaneous (ID) | New | Food Preparation | Natural Gas | Griddle | E4 | Utility - Value of Sales | 0 | 0 | 0 | 0 | 0 | 0 | 0 | 0 | 0 | 0 | 0 | 0 | 0 | 0 | 0 | 0 | 0 | 0 | 0 | 0 | 0 | 0 | 0 | 0 | 0 | 0 | 0
F6_Commercial_Miscellaneous (ID)_New_Food Preparation_Natural Gas_Griddle_E5 | F6 | Commercial | Miscellaneous (ID) | New | Food Preparation | Natural Gas | Griddle | E5 | Utility - Value of Sales | 0 | 0 | 0 | 0 | 0 | 0 | 0 | 0 | 0 | 0 | 0 | 0 | 0 | 0 | 0 | 0 | 0 | 0 | 0 | 0 | 0 | 0 | 0 | 0 | 0 | 0 | 0
F6_Commercial_Miscellaneous (ID)_New_Food Preparation_Natural Gas_Griddle_E6 | F6 | Commercial | Miscellaneous (ID) | New | Food Preparation | Natural Gas | Griddle | E6 | Utility - Value of Sales | 0 | 0 | 0 | 0 | 0 | 0 | 0 | 0 | 0 | 0 | 0 | 0 | 0 | 0 | 0 | 0 | 0 | 0 | 0 | 0 | 0 | 0 | 0 | 0 | 0 | 0 | 0
F6_Commercial_Miscellaneous (ID)_New_Food Preparation_Natural Gas_Griddle_E7 | F6 | Commercial | Miscellaneous (ID) | New | Food Preparation | Natural Gas | Griddle | E7 | Utility - Value of Sales | 0 | 0 | 0 | 0 | 0 | 0 | 0 | 0 | 0 | 0 | 0 | 0 | 0 | 0 | 0 | 0 | 0 | 0 | 0 | 0 | 0 | 0 | 0 | 0 | 0 | 0 | 0
F6_Commercial_Miscellaneous (ID)_New_Food Preparation_Natural Gas_Griddle_E8 | F6 | Commercial | Miscellaneous (ID) | New | Food Preparation | Natural Gas | Griddle | E8 | Utility - Value of Sales | 0 | 0 | 0 | 0 | 0 | 0 | 0 | 0 | 0 | 0 | 0 | 0 | 0 | 0 | 0 | 0 | 0 | 0 | 0 | 0 | 0 | 0 | 0 | 0 | 0 | 0 | 0
F6_Commercial_Miscellaneous (ID)_New_Food Preparation_Natural Gas_Griddle_E9 | F6 | Commercial | Miscellaneous (ID) | New | Food Preparation | Natural Gas | Griddle | E9 | Utility - Value of Sales | 0 | 0 | 0 | 0 | 0 | 0 | 0 | 0 | 0 | 0 | 0 | 0 | 0 | 0 | 0 | 0 | 0 | 0 | 0 | 0 | 0 | 0 | 0 | 0 | 0 | 0 | 0
F6_Commercial_Miscellaneous (ID)_New_Food Preparation_Natural Gas_Griddle_E10 | F6 | Commercial | Miscellaneous (ID) | New | Food Preparation | Natural Gas | Griddle | E10 | Utility - Value of Sales | 0 | 0 | 0 | 0 | 0 | 0 | 0 | 0 | 0 | 0 | 0 | 0 | 0 | 0 | 0 | 0 | 0 | 0 | 0 | 0 | 0 | 0 | 0 | 0 | 0 | 0 | 0
F1_Commercial_Miscellaneous (ID)_New_Food Preparation_Natural Gas_Range_E1 | F1 | Commercial | Miscellaneous (ID) | New | Food Preparation | Natural Gas | Range | E1 | RVT - Cost of Equipment | 0.0036946 | 0.0036946 | 0.0036946 | 0.0036946 | 0.0036946 | 0.0036946 | 0.0036946 | 0.0036946 | 0.0036946 | 0.0036946 | 0.0036946 | 0.0036946 | 0.0036946 | 0.0036946 | 0.0036946 | 0.0036946 | 0.0036946 | 0.0036946 | 0.0036946 | 0.0036946 | 0.0036946 | 0.0036946 | 0.0036946 | 0.0036946 | 0.0036946 | 0.0036946 | 0.0036946
F1_Commercial_Miscellaneous (ID)_New_Food Preparation_Natural Gas_Range_E2 | F1 | Commercial | Miscellaneous (ID) | New | Food Preparation | Natural Gas | Range | E2 | RVT - Cost of Equipment | 0.004023 | 0.004023 | 0.004023 | 0.004023 | 0.004023 | 0.004023 | 0.004023 | 0.004023 | 0.004023 | 0.004023 | 0.004023 | 0.004023 | 0.004023 | 0.004023 | 0.004023 | 0.004023 | 0.004023 | 0.004023 | 0.004023 | 0.004023 | 0.004023 | 0.004023 | 0.004023 | 0.004023 | 0.004023 | 0.004023 | 0.004023
F1_Commercial_Miscellaneous (ID)_New_Food Preparation_Natural Gas_Range_E3 | F1 | Commercial | Miscellaneous (ID) | New | Food Preparation | Natural Gas | Range | E3 | RVT - Cost of Equipment | 0 | 0 | 0 | 0 | 0 | 0 | 0 | 0 | 0 | 0 | 0 | 0 | 0 | 0 | 0 | 0 | 0 | 0 | 0 | 0 | 0 | 0 | 0 | 0 | 0 | 0 | 0
F1_Commercial_Miscellaneous (ID)_New_Food Preparation_Natural Gas_Range_E4 | F1 | Commercial | Miscellaneous (ID) | New | Food Preparation | Natural Gas | Range | E4 | RVT - Cost of Equipment | 0 | 0 | 0 | 0 | 0 | 0 | 0 | 0 | 0 | 0 | 0 | 0 | 0 | 0 | 0 | 0 | 0 | 0 | 0 | 0 | 0 | 0 | 0 | 0 | 0 | 0 | 0
F1_Commercial_Miscellaneous (ID)_New_Food Preparation_Natural Gas_Range_E5 | F1 | Commercial | Miscellaneous (ID) | New | Food Preparation | Natural Gas | Range | E5 | RVT - Cost of Equipment | 0 | 0 | 0 | 0 | 0 | 0 | 0 | 0 | 0 | 0 | 0 | 0 | 0 | 0 | 0 | 0 | 0 | 0 | 0 | 0 | 0 | 0 | 0 | 0 | 0 | 0 | 0
F1_Commercial_Miscellaneous (ID)_New_Food Preparation_Natural Gas_Range_E6 | F1 | Commercial | Miscellaneous (ID) | New | Food Preparation | Natural Gas | Range | E6 | RVT - Cost of Equipment | 0 | 0 | 0 | 0 | 0 | 0 | 0 | 0 | 0 | 0 | 0 | 0 | 0 | 0 | 0 | 0 | 0 | 0 | 0 | 0 | 0 | 0 | 0 | 0 | 0 | 0 | 0
F1_Commercial_Miscellaneous (ID)_New_Food Preparation_Natural Gas_Range_E7 | F1 | Commercial | Miscellaneous (ID) | New | Food Preparation | Natural Gas | Range | E7 | RVT - Cost of Equipment | 0 | 0 | 0 | 0 | 0 | 0 | 0 | 0 | 0 | 0 | 0 | 0 | 0 | 0 | 0 | 0 | 0 | 0 | 0 | 0 | 0 | 0 | 0 | 0 | 0 | 0 | 0
F1_Commercial_Miscellaneous (ID)_New_Food Preparation_Natural Gas_Range_E8 | F1 | Commercial | Miscellaneous (ID) | New | Food Preparation | Natural Gas | Range | E8 | RVT - Cost of Equipment | 0 | 0 | 0 | 0 | 0 | 0 | 0 | 0 | 0 | 0 | 0 | 0 | 0 | 0 | 0 | 0 | 0 | 0 | 0 | 0 | 0 | 0 | 0 | 0 | 0 | 0 | 0
F1_Commercial_Miscellaneous (ID)_New_Food Preparation_Natural Gas_Range_E9 | F1 | Commercial | Miscellaneous (ID) | New | Food Preparation | Natural Gas | Range | E9 | RVT - Cost of Equipment | 0 | 0 | 0 | 0 | 0 | 0 | 0 | 0 | 0 | 0 | 0 | 0 | 0 | 0 | 0 | 0 | 0 | 0 | 0 | 0 | 0 | 0 | 0 | 0 | 0 | 0 | 0
F1_Commercial_Miscellaneous (ID)_New_Food Preparation_Natural Gas_Range_E10 | F1 | Commercial | Miscellaneous (ID) | New | Food Preparation | Natural Gas | Range | E10 | RVT - Cost of Equipment | 0 | 0 | 0 | 0 | 0 | 0 | 0 | 0 | 0 | 0 | 0 | 0 | 0 | 0 | 0 | 0 | 0 | 0 | 0 | 0 | 0 | 0 | 0 | 0 | 0 | 0 | 0
F2_Commercial_Miscellaneous (ID)_New_Food Preparation_Natural Gas_Range_E1 | F2 | Commercial | Miscellaneous (ID) | New | Food Preparation | Natural Gas | Range | E1 | RVT - Cost of Operation | 0.0078492 | 0.0079798 | 0.008139 | 0.0083326 | 0.0085628 | 0.0088671 | 0.0091792 | 0.0094812 | 0.0097592 | 0.010026 | 0.0103 | 0.010545 | 0.010801 | 0.011037 | 0.011236 | 0.011412 | 0.011557 | 0.011693 | 0.011839 | 0.011973 | 0.012107 | 0.012321 | 0.012536 | 0.012759 | 0.012985 | 0.013216 | 0.013451
F2_Commercial_Miscellaneous (ID)_New_Food Preparation_Natural Gas_Range_E2 | F2 | Commercial | Miscellaneous (ID) | New | Food Preparation | Natural Gas | Range | E2 | RVT - Cost of Operation | 0.0039246 | 0.0039899 | 0.0040695 | 0.0041663 | 0.0042814 | 0.0044335 | 0.0045896 | 0.0047406 | 0.0048796 | 0.0050131 | 0.0051502 | 0.0052726 | 0.0054004 | 0.0055184 | 0.0056179 | 0.005706 | 0.0057783 | 0.0058464 | 0.0059195 | 0.0059865 | 0.0060536 | 0.0061603 | 0.006268 | 0.0063794 | 0.0064927 | 0.0066081 | 0.0067255
F2_Commercial_Miscellaneous (ID)_New_Food Preparation_Natural Gas_Range_E3 | F2 | Commercial | Miscellaneous (ID) | New | Food Preparation | Natural Gas | Range | E3 | RVT - Cost of Operation | 0 | 0 | 0 | 0 | 0 | 0 | 0 | 0 | 0 | 0 | 0 | 0 | 0 | 0 | 0 | 0 | 0 | 0 | 0 | 0 | 0 | 0 | 0 | 0 | 0 | 0 | 0
F2_Commercial_Miscellaneous (ID)_New_Food Preparation_Natural Gas_Range_E4 | F2 | Commercial | Miscellaneous (ID) | New | Food Preparation | Natural Gas | Range | E4 | RVT - Cost of Operation | 0 | 0 | 0 | 0 | 0 | 0 | 0 | 0 | 0 | 0 | 0 | 0 | 0 | 0 | 0 | 0 | 0 | 0 | 0 | 0 | 0 | 0 | 0 | 0 | 0 | 0 | 0
F2_Commercial_Miscellaneous (ID)_New_Food Preparation_Natural Gas_Range_E5 | F2 | Commercial | Miscellaneous (ID) | New | Food Preparation | Natural Gas | Range | E5 | RVT - Cost of Operation | 0 | 0 | 0 | 0 | 0 | 0 | 0 | 0 | 0 | 0 | 0 | 0 | 0 | 0 | 0 | 0 | 0 | 0 | 0 | 0 | 0 | 0 | 0 | 0 | 0 | 0 | 0
F2_Commercial_Miscellaneous (ID)_New_Food Preparation_Natural Gas_Range_E6 | F2 | Commercial | Miscellaneous (ID) | New | Food Preparation | Natural Gas | Range | E6 | RVT - Cost of Operation | 0 | 0 | 0 | 0 | 0 | 0 | 0 | 0 | 0 | 0 | 0 | 0 | 0 | 0 | 0 | 0 | 0 | 0 | 0 | 0 | 0 | 0 | 0 | 0 | 0 | 0 | 0
F2_Commercial_Miscellaneous (ID)_New_Food Preparation_Natural Gas_Range_E7 | F2 | Commercial | Miscellaneous (ID) | New | Food Preparation | Natural Gas | Range | E7 | RVT - Cost of Operation | 0 | 0 | 0 | 0 | 0 | 0 | 0 | 0 | 0 | 0 | 0 | 0 | 0 | 0 | 0 | 0 | 0 | 0 | 0 | 0 | 0 | 0 | 0 | 0 | 0 | 0 | 0
F2_Commercial_Miscellaneous (ID)_New_Food Preparation_Natural Gas_Range_E8 | F2 | Commercial | Miscellaneous (ID) | New | Food Preparation | Natural Gas | Range | E8 | RVT - Cost of Operation | 0 | 0 | 0 | 0 | 0 | 0 | 0 | 0 | 0 | 0 | 0 | 0 | 0 | 0 | 0 | 0 | 0 | 0 | 0 | 0 | 0 | 0 | 0 | 0 | 0 | 0 | 0
F2_Commercial_Miscellaneous (ID)_New_Food Preparation_Natural Gas_Range_E9 | F2 | Commercial | Miscellaneous (ID) | New | Food Preparation | Natural Gas | Range | E9 | RVT - Cost of Operation | 0 | 0 | 0 | 0 | 0 | 0 | 0 | 0 | 0 | 0 | 0 | 0 | 0 | 0 | 0 | 0 | 0 | 0 | 0 | 0 | 0 | 0 | 0 | 0 | 0 | 0 | 0
F2_Commercial_Miscellaneous (ID)_New_Food Preparation_Natural Gas_Range_E10 | F2 | Commercial | Miscellaneous (ID) | New | Food Preparation | Natural Gas | Range | E10 | RVT - Cost of Operation | 0 | 0 | 0 | 0 | 0 | 0 | 0 | 0 | 0 | 0 | 0 | 0 | 0 | 0 | 0 | 0 | 0 | 0 | 0 | 0 | 0 | 0 | 0 | 0 | 0 | 0 | 0
F3_Commercial_Miscellaneous (ID)_New_Food Preparation_Natural Gas_Range_E1 | F3 | Commercial | Miscellaneous (ID) | New | Food Preparation | Natural Gas | Range | E1 | System - kBTUs of Consumption | 1.9026 | 1.9026 | 1.9026 | 1.9026 | 1.9026 | 1.9026 | 1.9026 | 1.9026 | 1.9026 | 1.9026 | 1.9026 | 1.9026 | 1.9026 | 1.9026 | 1.9026 | 1.9026 | 1.9026 | 1.9026 | 1.9026 | 1.9026 | 1.9026 | 1.9026 | 1.9026 | 1.9026 | 1.9026 | 1.9026 | 1.9026
F3_Commercial_Miscellaneous (ID)_New_Food Preparation_Natural Gas_Range_E2 | F3 | Commercial | Miscellaneous (ID) | New | Food Preparation | Natural Gas | Range | E2 | System - kBTUs of Consumption | 0.95128 | 0.95128 | 0.95128 | 0.95128 | 0.95128 | 0.95128 | 0.95128 | 0.95128 | 0.95128 | 0.95128 | 0.95128 | 0.95128 | 0.95128 | 0.95128 | 0.95128 | 0.95128 | 0.95128 | 0.95128 | 0.95128 | 0.95128 | 0.95128 | 0.95128 | 0.95128 | 0.95128 | 0.95128 | 0.95128 | 0.95128
F3_Commercial_Miscellaneous (ID)_New_Food Preparation_Natural Gas_Range_E3 | F3 | Commercial | Miscellaneous (ID) | New | Food Preparation | Natural Gas | Range | E3 | System - kBTUs of Consumption | 0 | 0 | 0 | 0 | 0 | 0 | 0 | 0 | 0 | 0 | 0 | 0 | 0 | 0 | 0 | 0 | 0 | 0 | 0 | 0 | 0 | 0 | 0 | 0 | 0 | 0 | 0
F3_Commercial_Miscellaneous (ID)_New_Food Preparation_Natural Gas_Range_E4 | F3 | Commercial | Miscellaneous (ID) | New | Food Preparation | Natural Gas | Range | E4 | System - kBTUs of Consumption | 0 | 0 | 0 | 0 | 0 | 0 | 0 | 0 | 0 | 0 | 0 | 0 | 0 | 0 | 0 | 0 | 0 | 0 | 0 | 0 | 0 | 0 | 0 | 0 | 0 | 0 | 0
F3_Commercial_Miscellaneous (ID)_New_Food Preparation_Natural Gas_Range_E5 | F3 | Commercial | Miscellaneous (ID) | New | Food Preparation | Natural Gas | Range | E5 | System - kBTUs of Consumption | 0 | 0 | 0 | 0 | 0 | 0 | 0 | 0 | 0 | 0 | 0 | 0 | 0 | 0 | 0 | 0 | 0 | 0 | 0 | 0 | 0 | 0 | 0 | 0 | 0 | 0 | 0
F3_Commercial_Miscellaneous (ID)_New_Food Preparation_Natural Gas_Range_E6 | F3 | Commercial | Miscellaneous (ID) | New | Food Preparation | Natural Gas | Range | E6 | System - kBTUs of Consumption | 0 | 0 | 0 | 0 | 0 | 0 | 0 | 0 | 0 | 0 | 0 | 0 | 0 | 0 | 0 | 0 | 0 | 0 | 0 | 0 | 0 | 0 | 0 | 0 | 0 | 0 | 0
F3_Commercial_Miscellaneous (ID)_New_Food Preparation_Natural Gas_Range_E7 | F3 | Commercial | Miscellaneous (ID) | New | Food Preparation | Natural Gas | Range | E7 | System - kBTUs of Consumption | 0 | 0 | 0 | 0 | 0 | 0 | 0 | 0 | 0 | 0 | 0 | 0 | 0 | 0 | 0 | 0 | 0 | 0 | 0 | 0 | 0 | 0 | 0 | 0 | 0 | 0 | 0
F3_Commercial_Miscellaneous (ID)_New_Food Preparation_Natural Gas_Range_E8 | F3 | Commercial | Miscellaneous (ID) | New | Food Preparation | Natural Gas | Range | E8 | System - kBTUs of Consumption | 0 | 0 | 0 | 0 | 0 | 0 | 0 | 0 | 0 | 0 | 0 | 0 | 0 | 0 | 0 | 0 | 0 | 0 | 0 | 0 | 0 | 0 | 0 | 0 | 0 | 0 | 0
F3_Commercial_Miscellaneous (ID)_New_Food Preparation_Natural Gas_Range_E9 | F3 | Commercial | Miscellaneous (ID) | New | Food Preparation | Natural Gas | Range | E9 | System - kBTUs of Consumption | 0 | 0 | 0 | 0 | 0 | 0 | 0 | 0 | 0 | 0 | 0 | 0 | 0 | 0 | 0 | 0 | 0 | 0 | 0 | 0 | 0 | 0 | 0 | 0 | 0 | 0 | 0
F3_Commercial_Miscellaneous (ID)_New_Food Preparation_Natural Gas_Range_E10 | F3 | Commercial | Miscellaneous (ID) | New | Food Preparation | Natural Gas | Range | E10 | System - kBTUs of Consumption | 0 | 0 | 0 | 0 | 0 | 0 | 0 | 0 | 0 | 0 | 0 | 0 | 0 | 0 | 0 | 0 | 0 | 0 | 0 | 0 | 0 | 0 | 0 | 0 | 0 | 0 | 0
F4_Commercial_Miscellaneous (ID)_New_Food Preparation_Natural Gas_Range_E1 | F4 | Commercial | Miscellaneous (ID) | New | Food Preparation | Natural Gas | Range | E1 | Utility - Cost of Equipment | 0.0036946 | 0.0036946 | 0.0036946 | 0.0036946 | 0.0036946 | 0.0036946 | 0.0036946 | 0.0036946 | 0.0036946 | 0.0036946 | 0.0036946 | 0.0036946 | 0.0036946 | 0.0036946 | 0.0036946 | 0.0036946 | 0.0036946 | 0.0036946 | 0.0036946 | 0.0036946 | 0.0036946 | 0.0036946 | 0.0036946 | 0.0036946 | 0.0036946 | 0.0036946 | 0.0036946
F4_Commercial_Miscellaneous (ID)_New_Food Preparation_Natural Gas_Range_E2 | F4 | Commercial | Miscellaneous (ID) | New | Food Preparation | Natural Gas | Range | E2 | Utility - Cost of Equipment | 0.004023 | 0.004023 | 0.004023 | 0.004023 | 0.004023 | 0.004023 | 0.004023 | 0.004023 | 0.004023 | 0.004023 | 0.004023 | 0.004023 | 0.004023 | 0.004023 | 0.004023 | 0.004023 | 0.004023 | 0.004023 | 0.004023 | 0.004023 | 0.004023 | 0.004023 | 0.004023 | 0.004023 | 0.004023 | 0.004023 | 0.004023
F4_Commercial_Miscellaneous (ID)_New_Food Preparation_Natural Gas_Range_E3 | F4 | Commercial | Miscellaneous (ID) | New | Food Preparation | Natural Gas | Range | E3 | Utility - Cost of Equipment | 0 | 0 | 0 | 0 | 0 | 0 | 0 | 0 | 0 | 0 | 0 | 0 | 0 | 0 | 0 | 0 | 0 | 0 | 0 | 0 | 0 | 0 | 0 | 0 | 0 | 0 | 0
F4_Commercial_Miscellaneous (ID)_New_Food Preparation_Natural Gas_Range_E4 | F4 | Commercial | Miscellaneous (ID) | New | Food Preparation | Natural Gas | Range | E4 | Utility - Cost of Equipment | 0 | 0 | 0 | 0 | 0 | 0 | 0 | 0 | 0 | 0 | 0 | 0 | 0 | 0 | 0 | 0 | 0 | 0 | 0 | 0 | 0 | 0 | 0 | 0 | 0 | 0 | 0
F4_Commercial_Miscellaneous (ID)_New_Food Preparation_Natural Gas_Range_E5 | F4 | Commercial | Miscellaneous (ID) | New | Food Preparation | Natural Gas | Range | E5 | Utility - Cost of Equipment | 0 | 0 | 0 | 0 | 0 | 0 | 0 | 0 | 0 | 0 | 0 | 0 | 0 | 0 | 0 | 0 | 0 | 0 | 0 | 0 | 0 | 0 | 0 | 0 | 0 | 0 | 0
F4_Commercial_Miscellaneous (ID)_New_Food Preparation_Natural Gas_Range_E6 | F4 | Commercial | Miscellaneous (ID) | New | Food Preparation | Natural Gas | Range | E6 | Utility - Cost of Equipment | 0 | 0 | 0 | 0 | 0 | 0 | 0 | 0 | 0 | 0 | 0 | 0 | 0 | 0 | 0 | 0 | 0 | 0 | 0 | 0 | 0 | 0 | 0 | 0 | 0 | 0 | 0
F4_Commercial_Miscellaneous (ID)_New_Food Preparation_Natural Gas_Range_E7 | F4 | Commercial | Miscellaneous (ID) | New | Food Preparation | Natural Gas | Range | E7 | Utility - Cost of Equipment | 0 | 0 | 0 | 0 | 0 | 0 | 0 | 0 | 0 | 0 | 0 | 0 | 0 | 0 | 0 | 0 | 0 | 0 | 0 | 0 | 0 | 0 | 0 | 0 | 0 | 0 | 0
F4_Commercial_Miscellaneous (ID)_New_Food Preparation_Natural Gas_Range_E8 | F4 | Commercial | Miscellaneous (ID) | New | Food Preparation | Natural Gas | Range | E8 | Utility - Cost of Equipment | 0 | 0 | 0 | 0 | 0 | 0 | 0 | 0 | 0 | 0 | 0 | 0 | 0 | 0 | 0 | 0 | 0 | 0 | 0 | 0 | 0 | 0 | 0 | 0 | 0 | 0 | 0
F4_Commercial_Miscellaneous (ID)_New_Food Preparation_Natural Gas_Range_E9 | F4 | Commercial | Miscellaneous (ID) | New | Food Preparation | Natural Gas | Range | E9 | Utility - Cost of Equipment | 0 | 0 | 0 | 0 | 0 | 0 | 0 | 0 | 0 | 0 | 0 | 0 | 0 | 0 | 0 | 0 | 0 | 0 | 0 | 0 | 0 | 0 | 0 | 0 | 0 | 0 | 0
F4_Commercial_Miscellaneous (ID)_New_Food Preparation_Natural Gas_Range_E10 | F4 | Commercial | Miscellaneous (ID) | New | Food Preparation | Natural Gas | Range | E10 | Utility - Cost of Equipment | 0 | 0 | 0 | 0 | 0 | 0 | 0 | 0 | 0 | 0 | 0 | 0 | 0 | 0 | 0 | 0 | 0 | 0 | 0 | 0 | 0 | 0 | 0 | 0 | 0 | 0 | 0
F5_Commercial_Miscellaneous (ID)_New_Food Preparation_Natural Gas_Range_E1 | F5 | Commercial | Miscellaneous (ID) | New | Food Preparation | Natural Gas | Range | E1 | Utility - Cost of Operation | 0.0065983 | 0.0067506 | 0.0069422 | 0.0071682 | 0.0074311 | 0.0077626 | 0.0081079 | 0.0084522 | 0.0087842 | 0.0091209 | 0.0093836 | 0.009628 | 0.0098915 | 0.010148 | 0.010375 | 0.010584 | 0.010769 | 0.010951 | 0.011146 | 0.011336 | 0.011531 | 0.011734 | 0.011939 | 0.012151 | 0.012367 | 0.012587 | 0.01281
F5_Commercial_Miscellaneous (ID)_New_Food Preparation_Natural Gas_Range_E2 | F5 | Commercial | Miscellaneous (ID) | New | Food Preparation | Natural Gas | Range | E2 | Utility - Cost of Operation | 0.0032991 | 0.0033753 | 0.0034711 | 0.0035841 | 0.0037155 | 0.0038813 | 0.0040539 | 0.0042261 | 0.0043921 | 0.0045604 | 0.0046918 | 0.004814 | 0.0049458 | 0.0050741 | 0.0051873 | 0.0052921 | 0.0053845 | 0.0054754 | 0.0055731 | 0.0056678 | 0.0057653 | 0.0058669 | 0.0059695 | 0.0060756 | 0.0061835 | 0.0062934 | 0.0064052
F5_Commercial_Miscellaneous (ID)_New_Food Preparation_Natural Gas_Range_E3 | F5 | Commercial | Miscellaneous (ID) | New | Food Preparation | Natural Gas | Range | E3 | Utility - Cost of Operation | 0 | 0 | 0 | 0 | 0 | 0 | 0 | 0 | 0 | 0 | 0 | 0 | 0 | 0 | 0 | 0 | 0 | 0 | 0 | 0 | 0 | 0 | 0 | 0 | 0 | 0 | 0
F5_Commercial_Miscellaneous (ID)_New_Food Preparation_Natural Gas_Range_E4 | F5 | Commercial | Miscellaneous (ID) | New | Food Preparation | Natural Gas | Range | E4 | Utility - Cost of Operation | 0 | 0 | 0 | 0 | 0 | 0 | 0 | 0 | 0 | 0 | 0 | 0 | 0 | 0 | 0 | 0 | 0 | 0 | 0 | 0 | 0 | 0 | 0 | 0 | 0 | 0 | 0
F5_Commercial_Miscellaneous (ID)_New_Food Preparation_Natural Gas_Range_E5 | F5 | Commercial | Miscellaneous (ID) | New | Food Preparation | Natural Gas | Range | E5 | Utility - Cost of Operation | 0 | 0 | 0 | 0 | 0 | 0 | 0 | 0 | 0 | 0 | 0 | 0 | 0 | 0 | 0 | 0 | 0 | 0 | 0 | 0 | 0 | 0 | 0 | 0 | 0 | 0 | 0
F5_Commercial_Miscellaneous (ID)_New_Food Preparation_Natural Gas_Range_E6 | F5 | Commercial | Miscellaneous (ID) | New | Food Preparation | Natural Gas | Range | E6 | Utility - Cost of Operation | 0 | 0 | 0 | 0 | 0 | 0 | 0 | 0 | 0 | 0 | 0 | 0 | 0 | 0 | 0 | 0 | 0 | 0 | 0 | 0 | 0 | 0 | 0 | 0 | 0 | 0 | 0
F5_Commercial_Miscellaneous (ID)_New_Food Preparation_Natural Gas_Range_E7 | F5 | Commercial | Miscellaneous (ID) | New | Food Preparation | Natural Gas | Range | E7 | Utility - Cost of Operation | 0 | 0 | 0 | 0 | 0 | 0 | 0 | 0 | 0 | 0 | 0 | 0 | 0 | 0 | 0 | 0 | 0 | 0 | 0 | 0 | 0 | 0 | 0 | 0 | 0 | 0 | 0
F5_Commercial_Miscellaneous (ID)_New_Food Preparation_Natural Gas_Range_E8 | F5 | Commercial | Miscellaneous (ID) | New | Food Preparation | Natural Gas | Range | E8 | Utility - Cost of Operation | 0 | 0 | 0 | 0 | 0 | 0 | 0 | 0 | 0 | 0 | 0 | 0 | 0 | 0 | 0 | 0 | 0 | 0 | 0 | 0 | 0 | 0 | 0 | 0 | 0 | 0 | 0
F5_Commercial_Miscellaneous (ID)_New_Food Preparation_Natural Gas_Range_E9 | F5 | Commercial | Miscellaneous (ID) | New | Food Preparation | Natural Gas | Range | E9 | Utility - Cost of Operation | 0 | 0 | 0 | 0 | 0 | 0 | 0 | 0 | 0 | 0 | 0 | 0 | 0 | 0 | 0 | 0 | 0 | 0 | 0 | 0 | 0 | 0 | 0 | 0 | 0 | 0 | 0
F5_Commercial_Miscellaneous (ID)_New_Food Preparation_Natural Gas_Range_E10 | F5 | Commercial | Miscellaneous (ID) | New | Food Preparation | Natural Gas | Range | E10 | Utility - Cost of Operation | 0 | 0 | 0 | 0 | 0 | 0 | 0 | 0 | 0 | 0 | 0 | 0 | 0 | 0 | 0 | 0 | 0 | 0 | 0 | 0 | 0 | 0 | 0 | 0 | 0 | 0 | 0
F6_Commercial_Miscellaneous (ID)_New_Food Preparation_Natural Gas_Range_E1 | F6 | Commercial | Miscellaneous (ID) | New | Food Preparation | Natural Gas | Range | E1 | Utility - Value of Sales | 0.0078492 | 0.0079798 | 0.008139 | 0.0083326 | 0.0085628 | 0.0088671 | 0.0091792 | 0.0094812 | 0.0097592 | 0.010026 | 0.0103 | 0.010545 | 0.010801 | 0.011037 | 0.011236 | 0.011412 | 0.011557 | 0.011693 | 0.011839 | 0.011973 | 0.012107 | 0.012321 | 0.012536 | 0.012759 | 0.012985 | 0.013216 | 0.013451
F6_Commercial_Miscellaneous (ID)_New_Food Preparation_Natural Gas_Range_E2 | F6 | Commercial | Miscellaneous (ID) | New | Food Preparation | Natural Gas | Range | E2 | Utility - Value of Sales | 0.0039246 | 0.0039899 | 0.0040695 | 0.0041663 | 0.0042814 | 0.0044335 | 0.0045896 | 0.0047406 | 0.0048796 | 0.0050131 | 0.0051502 | 0.0052726 | 0.0054004 | 0.0055184 | 0.0056179 | 0.005706 | 0.0057783 | 0.0058464 | 0.0059195 | 0.0059865 | 0.0060536 | 0.0061603 | 0.006268 | 0.0063794 | 0.0064927 | 0.0066081 | 0.0067255
F6_Commercial_Miscellaneous (ID)_New_Food Preparation_Natural Gas_Range_E3 | F6 | Commercial | Miscellaneous (ID) | New | Food Preparation | Natural Gas | Range | E3 | Utility - Value of Sales | 0 | 0 | 0 | 0 | 0 | 0 | 0 | 0 | 0 | 0 | 0 | 0 | 0 | 0 | 0 | 0 | 0 | 0 | 0 | 0 | 0 | 0 | 0 | 0 | 0 | 0 | 0
F6_Commercial_Miscellaneous (ID)_New_Food Preparation_Natural Gas_Range_E4 | F6 | Commercial | Miscellaneous (ID) | New | Food Preparation | Natural Gas | Range | E4 | Utility - Value of Sales | 0 | 0 | 0 | 0 | 0 | 0 | 0 | 0 | 0 | 0 | 0 | 0 | 0 | 0 | 0 | 0 | 0 | 0 | 0 | 0 | 0 | 0 | 0 | 0 | 0 | 0 | 0
F6_Commercial_Miscellaneous (ID)_New_Food Preparation_Natural Gas_Range_E5 | F6 | Commercial | Miscellaneous (ID) | New | Food Preparation | Natural Gas | Range | E5 | Utility - Value of Sales | 0 | 0 | 0 | 0 | 0 | 0 | 0 | 0 | 0 | 0 | 0 | 0 | 0 | 0 | 0 | 0 | 0 | 0 | 0 | 0 | 0 | 0 | 0 | 0 | 0 | 0 | 0
F6_Commercial_Miscellaneous (ID)_New_Food Preparation_Natural Gas_Range_E6 | F6 | Commercial | Miscellaneous (ID) | New | Food Preparation | Natural Gas | Range | E6 | Utility - Value of Sales | 0 | 0 | 0 | 0 | 0 | 0 | 0 | 0 | 0 | 0 | 0 | 0 | 0 | 0 | 0 | 0 | 0 | 0 | 0 | 0 | 0 | 0 | 0 | 0 | 0 | 0 | 0
F6_Commercial_Miscellaneous (ID)_New_Food Preparation_Natural Gas_Range_E7 | F6 | Commercial | Miscellaneous (ID) | New | Food Preparation | Natural Gas | Range | E7 | Utility - Value of Sales | 0 | 0 | 0 | 0 | 0 | 0 | 0 | 0 | 0 | 0 | 0 | 0 | 0 | 0 | 0 | 0 | 0 | 0 | 0 | 0 | 0 | 0 | 0 | 0 | 0 | 0 | 0
F6_Commercial_Miscellaneous (ID)_New_Food Preparation_Natural Gas_Range_E8 | F6 | Commercial | Miscellaneous (ID) | New | Food Preparation | Natural Gas | Range | E8 | Utility - Value of Sales | 0 | 0 | 0 | 0 | 0 | 0 | 0 | 0 | 0 | 0 | 0 | 0 | 0 | 0 | 0 | 0 | 0 | 0 | 0 | 0 | 0 | 0 | 0 | 0 | 0 | 0 | 0
F6_Commercial_Miscellaneous (ID)_New_Food Preparation_Natural Gas_Range_E9 | F6 | Commercial | Miscellaneous (ID) | New | Food Preparation | Natural Gas | Range | E9 | Utility - Value of Sales | 0 | 0 | 0 | 0 | 0 | 0 | 0 | 0 | 0 | 0 | 0 | 0 | 0 | 0 | 0 | 0 | 0 | 0 | 0 | 0 | 0 | 0 | 0 | 0 | 0 | 0 | 0
F6_Commercial_Miscellaneous (ID)_New_Food Preparation_Natural Gas_Range_E10 | F6 | Commercial | Miscellaneous (ID) | New | Food Preparation | Natural Gas | Range | E10 | Utility - Value of Sales | 0 | 0 | 0 | 0 | 0 | 0 | 0 | 0 | 0 | 0 | 0 | 0 | 0 | 0 | 0 | 0 | 0 | 0 | 0 | 0 | 0 | 0 | 0 | 0 | 0 | 0 | 0
F1_Commercial_Miscellaneous (ID)_New_Food Preparation_Natural Gas_Steamer_E1 | F1 | Commercial | Miscellaneous (ID) | New | Food Preparation | Natural Gas | Steamer | E1 | RVT - Cost of Equipment | 0.00052297 | 0.00052297 | 0.00052297 | 0.00052297 | 0.00052297 | 0.00052297 | 0.00052297 | 0.00052297 | 0.00052297 | 0.00052297 | 0.00052297 | 0.00052297 | 0.00052297 | 0.00052297 | 0.00052297 | 0.00052297 | 0.00052297 | 0.00052297 | 0.00052297 | 0.00052297 | 0.00052297 | 0.00052297 | 0.00052297 | 0.00052297 | 0.00052297 | 0.00052297 | 0.00052297
F1_Commercial_Miscellaneous (ID)_New_Food Preparation_Natural Gas_Steamer_E2 | F1 | Commercial | Miscellaneous (ID) | New | Food Preparation | Natural Gas | Steamer | E2 | RVT - Cost of Equipment | 0.00056192 | 0.00056192 | 0.00056192 | 0.00056192 | 0.00056192 | 0.00056192 | 0.00056192 | 0.00056192 | 0.00056192 | 0.00056192 | 0.00056192 | 0.00056192 | 0.00056192 | 0.00056192 | 0.00056192 | 0.00056192 | 0.00056192 | 0.00056192 | 0.00056192 | 0.00056192 | 0.00056192 | 0.00056192 | 0.00056192 | 0.00056192 | 0.00056192 | 0.00056192 | 0.00056192
F1_Commercial_Miscellaneous (ID)_New_Food Preparation_Natural Gas_Steamer_E3 | F1 | Commercial | Miscellaneous (ID) | New | Food Preparation | Natural Gas | Steamer | E3 | RVT - Cost of Equipment | 0 | 0 | 0 | 0 | 0 | 0 | 0 | 0 | 0 | 0 | 0 | 0 | 0 | 0 | 0 | 0 | 0 | 0 | 0 | 0 | 0 | 0 | 0 | 0 | 0 | 0 | 0
F1_Commercial_Miscellaneous (ID)_New_Food Preparation_Natural Gas_Steamer_E4 | F1 | Commercial | Miscellaneous (ID) | New | Food Preparation | Natural Gas | Steamer | E4 | RVT - Cost of Equipment | 0 | 0 | 0 | 0 | 0 | 0 | 0 | 0 | 0 | 0 | 0 | 0 | 0 | 0 | 0 | 0 | 0 | 0 | 0 | 0 | 0 | 0 | 0 | 0 | 0 | 0 | 0
F1_Commercial_Miscellaneous (ID)_New_Food Preparation_Natural Gas_Steamer_E5 | F1 | Commercial | Miscellaneous (ID) | New | Food Preparation | Natural Gas | Steamer | E5 | RVT - Cost of Equipment | 0 | 0 | 0 | 0 | 0 | 0 | 0 | 0 | 0 | 0 | 0 | 0 | 0 | 0 | 0 | 0 | 0 | 0 | 0 | 0 | 0 | 0 | 0 | 0 | 0 | 0 | 0
F1_Commercial_Miscellaneous (ID)_New_Food Preparation_Natural Gas_Steamer_E6 | F1 | Commercial | Miscellaneous (ID) | New | Food Preparation | Natural Gas | Steamer | E6 | RVT - Cost of Equipment | 0 | 0 | 0 | 0 | 0 | 0 | 0 | 0 | 0 | 0 | 0 | 0 | 0 | 0 | 0 | 0 | 0 | 0 | 0 | 0 | 0 | 0 | 0 | 0 | 0 | 0 | 0
F1_Commercial_Miscellaneous (ID)_New_Food Preparation_Natural Gas_Steamer_E7 | F1 | Commercial | Miscellaneous (ID) | New | Food Preparation | Natural Gas | Steamer | E7 | RVT - Cost of Equipment | 0 | 0 | 0 | 0 | 0 | 0 | 0 | 0 | 0 | 0 | 0 | 0 | 0 | 0 | 0 | 0 | 0 | 0 | 0 | 0 | 0 | 0 | 0 | 0 | 0 | 0 | 0
F1_Commercial_Miscellaneous (ID)_New_Food Preparation_Natural Gas_Steamer_E8 | F1 | Commercial | Miscellaneous (ID) | New | Food Preparation | Natural Gas | Steamer | E8 | RVT - Cost of Equipment | 0 | 0 | 0 | 0 | 0 | 0 | 0 | 0 | 0 | 0 | 0 | 0 | 0 | 0 | 0 | 0 | 0 | 0 | 0 | 0 | 0 | 0 | 0 | 0 | 0 | 0 | 0
F1_Commercial_Miscellaneous (ID)_New_Food Preparation_Natural Gas_Steamer_E9 | F1 | Commercial | Miscellaneous (ID) | New | Food Preparation | Natural Gas | Steamer | E9 | RVT - Cost of Equipment | 0 | 0 | 0 | 0 | 0 | 0 | 0 | 0 | 0 | 0 | 0 | 0 | 0 | 0 | 0 | 0 | 0 | 0 | 0 | 0 | 0 | 0 | 0 | 0 | 0 | 0 | 0
F1_Commercial_Miscellaneous (ID)_New_Food Preparation_Natural Gas_Steamer_E10 | F1 | Commercial | Miscellaneous (ID) | New | Food Preparation | Natural Gas | Steamer | E10 | RVT - Cost of Equipment | 0 | 0 | 0 | 0 | 0 | 0 | 0 | 0 | 0 | 0 | 0 | 0 | 0 | 0 | 0 | 0 | 0 | 0 | 0 | 0 | 0 | 0 | 0 | 0 | 0 | 0 | 0
F2_Commercial_Miscellaneous (ID)_New_Food Preparation_Natural Gas_Steamer_E1 | F2 | Commercial | Miscellaneous (ID) | New | Food Preparation | Natural Gas | Steamer | E1 | RVT - Cost of Operation | 0.010932 | 0.011139 | 0.011381 | 0.011664 | 0.011987 | 0.012391 | 0.012796 | 0.013181 | 0.013529 | 0.013867 | 0.014217 | 0.014535 | 0.01487 | 0.015188 | 0.015461 | 0.015707 | 0.015916 | 0.016115 | 0.016326 | 0.016524 | 0.016722 | 0.017017 | 0.017316 | 0.017623 | 0.017936 | 0.018255 | 0.018579
F2_Commercial_Miscellaneous (ID)_New_Food Preparation_Natural Gas_Steamer_E2 | F2 | Commercial | Miscellaneous (ID) | New | Food Preparation | Natural Gas | Steamer | E2 | RVT - Cost of Operation | 0.0020626 | 0.0021016 | 0.0021473 | 0.0022006 | 0.0022617 | 0.0023379 | 0.0024144 | 0.0024869 | 0.0025526 | 0.0026163 | 0.0026823 | 0.0027423 | 0.0028056 | 0.0028655 | 0.002917 | 0.0029635 | 0.0030028 | 0.0030404 | 0.0030803 | 0.0031176 | 0.0031551 | 0.0032107 | 0.003267 | 0.0033251 | 0.0033841 | 0.0034442 | 0.0035054
F2_Commercial_Miscellaneous (ID)_New_Food Preparation_Natural Gas_Steamer_E3 | F2 | Commercial | Miscellaneous (ID) | New | Food Preparation | Natural Gas | Steamer | E3 | RVT - Cost of Operation | 0 | 0 | 0 | 0 | 0 | 0 | 0 | 0 | 0 | 0 | 0 | 0 | 0 | 0 | 0 | 0 | 0 | 0 | 0 | 0 | 0 | 0 | 0 | 0 | 0 | 0 | 0
F2_Commercial_Miscellaneous (ID)_New_Food Preparation_Natural Gas_Steamer_E4 | F2 | Commercial | Miscellaneous (ID) | New | Food Preparation | Natural Gas | Steamer | E4 | RVT - Cost of Operation | 0 | 0 | 0 | 0 | 0 | 0 | 0 | 0 | 0 | 0 | 0 | 0 | 0 | 0 | 0 | 0 | 0 | 0 | 0 | 0 | 0 | 0 | 0 | 0 | 0 | 0 | 0
F2_Commercial_Miscellaneous (ID)_New_Food Preparation_Natural Gas_Steamer_E5 | F2 | Commercial | Miscellaneous (ID) | New | Food Preparation | Natural Gas | Steamer | E5 | RVT - Cost of Operation | 0 | 0 | 0 | 0 | 0 | 0 | 0 | 0 | 0 | 0 | 0 | 0 | 0 | 0 | 0 | 0 | 0 | 0 | 0 | 0 | 0 | 0 | 0 | 0 | 0 | 0 | 0
F2_Commercial_Miscellaneous (ID)_New_Food Preparation_Natural Gas_Steamer_E6 | F2 | Commercial | Miscellaneous (ID) | New | Food Preparation | Natural Gas | Steamer | E6 | RVT - Cost of Operation | 0 | 0 | 0 | 0 | 0 | 0 | 0 | 0 | 0 | 0 | 0 | 0 | 0 | 0 | 0 | 0 | 0 | 0 | 0 | 0 | 0 | 0 | 0 | 0 | 0 | 0 | 0
F2_Commercial_Miscellaneous (ID)_New_Food Preparation_Natural Gas_Steamer_E7 | F2 | Commercial | Miscellaneous (ID) | New | Food Preparation | Natural Gas | Steamer | E7 | RVT - Cost of Operation | 0 | 0 | 0 | 0 | 0 | 0 | 0 | 0 | 0 | 0 | 0 | 0 | 0 | 0 | 0 | 0 | 0 | 0 | 0 | 0 | 0 | 0 | 0 | 0 | 0 | 0 | 0
F2_Commercial_Miscellaneous (ID)_New_Food Preparation_Natural Gas_Steamer_E8 | F2 | Commercial | Miscellaneous (ID) | New | Food Preparation | Natural Gas | Steamer | E8 | RVT - Cost of Operation | 0 | 0 | 0 | 0 | 0 | 0 | 0 | 0 | 0 | 0 | 0 | 0 | 0 | 0 | 0 | 0 | 0 | 0 | 0 | 0 | 0 | 0 | 0 | 0 | 0 | 0 | 0
F2_Commercial_Miscellaneous (ID)_New_Food Preparation_Natural Gas_Steamer_E9 | F2 | Commercial | Miscellaneous (ID) | New | Food Preparation | Natural Gas | Steamer | E9 | RVT - Cost of Operation | 0 | 0 | 0 | 0 | 0 | 0 | 0 | 0 | 0 | 0 | 0 | 0 | 0 | 0 | 0 | 0 | 0 | 0 | 0 | 0 | 0 | 0 | 0 | 0 | 0 | 0 | 0
F2_Commercial_Miscellaneous (ID)_New_Food Preparation_Natural Gas_Steamer_E10 | F2 | Commercial | Miscellaneous (ID) | New | Food Preparation | Natural Gas | Steamer | E10 | RVT - Cost of Operation | 0 | 0 | 0 | 0 | 0 | 0 | 0 | 0 | 0 | 0 | 0 | 0 | 0 | 0 | 0 | 0 | 0 | 0 | 0 | 0 | 0 | 0 | 0 | 0 | 0 | 0 | 0
F3_Commercial_Miscellaneous (ID)_New_Food Preparation_Natural Gas_Steamer_E1 | F3 | Commercial | Miscellaneous (ID) | New | Food Preparation | Natural Gas | Steamer | E1 | System - kBTUs of Consumption | 2.608 | 2.608 | 2.608 | 2.608 | 2.608 | 2.608 | 2.608 | 2.608 | 2.608 | 2.608 | 2.608 | 2.608 | 2.608 | 2.608 | 2.608 | 2.608 | 2.608 | 2.608 | 2.608 | 2.608 | 2.608 | 2.608 | 2.608 | 2.608 | 2.608 | 2.608 | 2.608
F3_Commercial_Miscellaneous (ID)_New_Food Preparation_Natural Gas_Steamer_E2 | F3 | Commercial | Miscellaneous (ID) | New | Food Preparation | Natural Gas | Steamer | E2 | System - kBTUs of Consumption | 0.49206 | 0.49206 | 0.49206 | 0.49206 | 0.49206 | 0.49206 | 0.49206 | 0.49206 | 0.49206 | 0.49206 | 0.49206 | 0.49206 | 0.49206 | 0.49206 | 0.49206 | 0.49206 | 0.49206 | 0.49206 | 0.49206 | 0.49206 | 0.49206 | 0.49206 | 0.49206 | 0.49206 | 0.49206 | 0.49206 | 0.49206
F3_Commercial_Miscellaneous (ID)_New_Food Preparation_Natural Gas_Steamer_E3 | F3 | Commercial | Miscellaneous (ID) | New | Food Preparation | Natural Gas | Steamer | E3 | System - kBTUs of Consumption | 0 | 0 | 0 | 0 | 0 | 0 | 0 | 0 | 0 | 0 | 0 | 0 | 0 | 0 | 0 | 0 | 0 | 0 | 0 | 0 | 0 | 0 | 0 | 0 | 0 | 0 | 0
F3_Commercial_Miscellaneous (ID)_New_Food Preparation_Natural Gas_Steamer_E4 | F3 | Commercial | Miscellaneous (ID) | New | Food Preparation | Natural Gas | Steamer | E4 | System - kBTUs of Consumption | 0 | 0 | 0 | 0 | 0 | 0 | 0 | 0 | 0 | 0 | 0 | 0 | 0 | 0 | 0 | 0 | 0 | 0 | 0 | 0 | 0 | 0 | 0 | 0 | 0 | 0 | 0
F3_Commercial_Miscellaneous (ID)_New_Food Preparation_Natural Gas_Steamer_E5 | F3 | Commercial | Miscellaneous (ID) | New | Food Preparation | Natural Gas | Steamer | E5 | System - kBTUs of Consumption | 0 | 0 | 0 | 0 | 0 | 0 | 0 | 0 | 0 | 0 | 0 | 0 | 0 | 0 | 0 | 0 | 0 | 0 | 0 | 0 | 0 | 0 | 0 | 0 | 0 | 0 | 0
F3_Commercial_Miscellaneous (ID)_New_Food Preparation_Natural Gas_Steamer_E6 | F3 | Commercial | Miscellaneous (ID) | New | Food Preparation | Natural Gas | Steamer | E6 | System - kBTUs of Consumption | 0 | 0 | 0 | 0 | 0 | 0 | 0 | 0 | 0 | 0 | 0 | 0 | 0 | 0 | 0 | 0 | 0 | 0 | 0 | 0 | 0 | 0 | 0 | 0 | 0 | 0 | 0
F3_Commercial_Miscellaneous (ID)_New_Food Preparation_Natural Gas_Steamer_E7 | F3 | Commercial | Miscellaneous (ID) | New | Food Preparation | Natural Gas | Steamer | E7 | System - kBTUs of Consumption | 0 | 0 | 0 | 0 | 0 | 0 | 0 | 0 | 0 | 0 | 0 | 0 | 0 | 0 | 0 | 0 | 0 | 0 | 0 | 0 | 0 | 0 | 0 | 0 | 0 | 0 | 0
F3_Commercial_Miscellaneous (ID)_New_Food Preparation_Natural Gas_Steamer_E8 | F3 | Commercial | Miscellaneous (ID) | New | Food Preparation | Natural Gas | Steamer | E8 | System - kBTUs of Consumption | 0 | 0 | 0 | 0 | 0 | 0 | 0 | 0 | 0 | 0 | 0 | 0 | 0 | 0 | 0 | 0 | 0 | 0 | 0 | 0 | 0 | 0 | 0 | 0 | 0 | 0 | 0
F3_Commercial_Miscellaneous (ID)_New_Food Preparation_Natural Gas_Steamer_E9 | F3 | Commercial | Miscellaneous (ID) | New | Food Preparation | Natural Gas | Steamer | E9 | System - kBTUs of Consumption | 0 | 0 | 0 | 0 | 0 | 0 | 0 | 0 | 0 | 0 | 0 | 0 | 0 | 0 | 0 | 0 | 0 | 0 | 0 | 0 | 0 | 0 | 0 | 0 | 0 | 0 | 0
F3_Commercial_Miscellaneous (ID)_New_Food Preparation_Natural Gas_Steamer_E10 | F3 | Commercial | Miscellaneous (ID) | New | Food Preparation | Natural Gas | Steamer | E10 | System - kBTUs of Consumption | 0 | 0 | 0 | 0 | 0 | 0 | 0 | 0 | 0 | 0 | 0 | 0 | 0 | 0 | 0 | 0 | 0 | 0 | 0 | 0 | 0 | 0 | 0 | 0 | 0 | 0 | 0
F4_Commercial_Miscellaneous (ID)_New_Food Preparation_Natural Gas_Steamer_E1 | F4 | Commercial | Miscellaneous (ID) | New | Food Preparation | Natural Gas | Steamer | E1 | Utility - Cost of Equipment | 0.00052297 | 0.00052297 | 0.00052297 | 0.00052297 | 0.00052297 | 0.00052297 | 0.00052297 | 0.00052297 | 0.00052297 | 0.00052297 | 0.00052297 | 0.00052297 | 0.00052297 | 0.00052297 | 0.00052297 | 0.00052297 | 0.00052297 | 0.00052297 | 0.00052297 | 0.00052297 | 0.00052297 | 0.00052297 | 0.00052297 | 0.00052297 | 0.00052297 | 0.00052297 | 0.00052297
F4_Commercial_Miscellaneous (ID)_New_Food Preparation_Natural Gas_Steamer_E2 | F4 | Commercial | Miscellaneous (ID) | New | Food Preparation | Natural Gas | Steamer | E2 | Utility - Cost of Equipment | 0.00056192 | 0.00056192 | 0.00056192 | 0.00056192 | 0.00056192 | 0.00056192 | 0.00056192 | 0.00056192 | 0.00056192 | 0.00056192 | 0.00056192 | 0.00056192 | 0.00056192 | 0.00056192 | 0.00056192 | 0.00056192 | 0.00056192 | 0.00056192 | 0.00056192 | 0.00056192 | 0.00056192 | 0.00056192 | 0.00056192 | 0.00056192 | 0.00056192 | 0.00056192 | 0.00056192
F4_Commercial_Miscellaneous (ID)_New_Food Preparation_Natural Gas_Steamer_E3 | F4 | Commercial | Miscellaneous (ID) | New | Food Preparation | Natural Gas | Steamer | E3 | Utility - Cost of Equipment | 0 | 0 | 0 | 0 | 0 | 0 | 0 | 0 | 0 | 0 | 0 | 0 | 0 | 0 | 0 | 0 | 0 | 0 | 0 | 0 | 0 | 0 | 0 | 0 | 0 | 0 | 0
F4_Commercial_Miscellaneous (ID)_New_Food Preparation_Natural Gas_Steamer_E4 | F4 | Commercial | Miscellaneous (ID) | New | Food Preparation | Natural Gas | Steamer | E4 | Utility - Cost of Equipment | 0 | 0 | 0 | 0 | 0 | 0 | 0 | 0 | 0 | 0 | 0 | 0 | 0 | 0 | 0 | 0 | 0 | 0 | 0 | 0 | 0 | 0 | 0 | 0 | 0 | 0 | 0
F4_Commercial_Miscellaneous (ID)_New_Food Preparation_Natural Gas_Steamer_E5 | F4 | Commercial | Miscellaneous (ID) | New | Food Preparation | Natural Gas | Steamer | E5 | Utility - Cost of Equipment | 0 | 0 | 0 | 0 | 0 | 0 | 0 | 0 | 0 | 0 | 0 | 0 | 0 | 0 | 0 | 0 | 0 | 0 | 0 | 0 | 0 | 0 | 0 | 0 | 0 | 0 | 0
F4_Commercial_Miscellaneous (ID)_New_Food Preparation_Natural Gas_Steamer_E6 | F4 | Commercial | Miscellaneous (ID) | New | Food Preparation | Natural Gas | Steamer | E6 | Utility - Cost of Equipment | 0 | 0 | 0 | 0 | 0 | 0 | 0 | 0 | 0 | 0 | 0 | 0 | 0 | 0 | 0 | 0 | 0 | 0 | 0 | 0 | 0 | 0 | 0 | 0 | 0 | 0 | 0
F4_Commercial_Miscellaneous (ID)_New_Food Preparation_Natural Gas_Steamer_E7 | F4 | Commercial | Miscellaneous (ID) | New | Food Preparation | Natural Gas | Steamer | E7 | Utility - Cost of Equipment | 0 | 0 | 0 | 0 | 0 | 0 | 0 | 0 | 0 | 0 | 0 | 0 | 0 | 0 | 0 | 0 | 0 | 0 | 0 | 0 | 0 | 0 | 0 | 0 | 0 | 0 | 0
F4_Commercial_Miscellaneous (ID)_New_Food Preparation_Natural Gas_Steamer_E8 | F4 | Commercial | Miscellaneous (ID) | New | Food Preparation | Natural Gas | Steamer | E8 | Utility - Cost of Equipment | 0 | 0 | 0 | 0 | 0 | 0 | 0 | 0 | 0 | 0 | 0 | 0 | 0 | 0 | 0 | 0 | 0 | 0 | 0 | 0 | 0 | 0 | 0 | 0 | 0 | 0 | 0
F4_Commercial_Miscellaneous (ID)_New_Food Preparation_Natural Gas_Steamer_E9 | F4 | Commercial | Miscellaneous (ID) | New | Food Preparation | Natural Gas | Steamer | E9 | Utility - Cost of Equipment | 0 | 0 | 0 | 0 | 0 | 0 | 0 | 0 | 0 | 0 | 0 | 0 | 0 | 0 | 0 | 0 | 0 | 0 | 0 | 0 | 0 | 0 | 0 | 0 | 0 | 0 | 0
F4_Commercial_Miscellaneous (ID)_New_Food Preparation_Natural Gas_Steamer_E10 | F4 | Commercial | Miscellaneous (ID) | New | Food Preparation | Natural Gas | Steamer | E10 | Utility - Cost of Equipment | 0 | 0 | 0 | 0 | 0 | 0 | 0 | 0 | 0 | 0 | 0 | 0 | 0 | 0 | 0 | 0 | 0 | 0 | 0 | 0 | 0 | 0 | 0 | 0 | 0 | 0 | 0
F5_Commercial_Miscellaneous (ID)_New_Food Preparation_Natural Gas_Steamer_E1 | F5 | Commercial | Miscellaneous (ID) | New | Food Preparation | Natural Gas | Steamer | E1 | Utility - Cost of Operation | 0.0092818 | 0.0095157 | 0.0097928 | 0.01011 | 0.01047 | 0.010907 | 0.011356 | 0.011802 | 0.012231 | 0.012665 | 0.013011 | 0.013335 | 0.013684 | 0.014025 | 0.014329 | 0.014615 | 0.01487 | 0.015123 | 0.015393 | 0.015656 | 0.015926 | 0.016207 | 0.016491 | 0.016784 | 0.017082 | 0.017386 | 0.017695
F5_Commercial_Miscellaneous (ID)_New_Food Preparation_Natural Gas_Steamer_E2 | F5 | Commercial | Miscellaneous (ID) | New | Food Preparation | Natural Gas | Steamer | E2 | Utility - Cost of Operation | 0.0017512 | 0.0017954 | 0.0018477 | 0.0019076 | 0.0019753 | 0.0020578 | 0.0021427 | 0.0022267 | 0.0023076 | 0.0023896 | 0.0024549 | 0.0025161 | 0.0025818 | 0.0026461 | 0.0027036 | 0.0027574 | 0.0028056 | 0.0028533 | 0.0029042 | 0.0029538 | 0.0030048 | 0.0030579 | 0.0031114 | 0.0031667 | 0.003223 | 0.0032802 | 0.0033385
F5_Commercial_Miscellaneous (ID)_New_Food Preparation_Natural Gas_Steamer_E3 | F5 | Commercial | Miscellaneous (ID) | New | Food Preparation | Natural Gas | Steamer | E3 | Utility - Cost of Operation | 0 | 0 | 0 | 0 | 0 | 0 | 0 | 0 | 0 | 0 | 0 | 0 | 0 | 0 | 0 | 0 | 0 | 0 | 0 | 0 | 0 | 0 | 0 | 0 | 0 | 0 | 0
F5_Commercial_Miscellaneous (ID)_New_Food Preparation_Natural Gas_Steamer_E4 | F5 | Commercial | Miscellaneous (ID) | New | Food Preparation | Natural Gas | Steamer | E4 | Utility - Cost of Operation | 0 | 0 | 0 | 0 | 0 | 0 | 0 | 0 | 0 | 0 | 0 | 0 | 0 | 0 | 0 | 0 | 0 | 0 | 0 | 0 | 0 | 0 | 0 | 0 | 0 | 0 | 0
F5_Commercial_Miscellaneous (ID)_New_Food Preparation_Natural Gas_Steamer_E5 | F5 | Commercial | Miscellaneous (ID) | New | Food Preparation | Natural Gas | Steamer | E5 | Utility - Cost of Operation | 0 | 0 | 0 | 0 | 0 | 0 | 0 | 0 | 0 | 0 | 0 | 0 | 0 | 0 | 0 | 0 | 0 | 0 | 0 | 0 | 0 | 0 | 0 | 0 | 0 | 0 | 0
F5_Commercial_Miscellaneous (ID)_New_Food Preparation_Natural Gas_Steamer_E6 | F5 | Commercial | Miscellaneous (ID) | New | Food Preparation | Natural Gas | Steamer | E6 | Utility - Cost of Operation | 0 | 0 | 0 | 0 | 0 | 0 | 0 | 0 | 0 | 0 | 0 | 0 | 0 | 0 | 0 | 0 | 0 | 0 | 0 | 0 | 0 | 0 | 0 | 0 | 0 | 0 | 0
F5_Commercial_Miscellaneous (ID)_New_Food Preparation_Natural Gas_Steamer_E7 | F5 | Commercial | Miscellaneous (ID) | New | Food Preparation | Natural Gas | Steamer | E7 | Utility - Cost of Operation | 0 | 0 | 0 | 0 | 0 | 0 | 0 | 0 | 0 | 0 | 0 | 0 | 0 | 0 | 0 | 0 | 0 | 0 | 0 | 0 | 0 | 0 | 0 | 0 | 0 | 0 | 0
F5_Commercial_Miscellaneous (ID)_New_Food Preparation_Natural Gas_Steamer_E8 | F5 | Commercial | Miscellaneous (ID) | New | Food Preparation | Natural Gas | Steamer | E8 | Utility - Cost of Operation | 0 | 0 | 0 | 0 | 0 | 0 | 0 | 0 | 0 | 0 | 0 | 0 | 0 | 0 | 0 | 0 | 0 | 0 | 0 | 0 | 0 | 0 | 0 | 0 | 0 | 0 | 0
F5_Commercial_Miscellaneous (ID)_New_Food Preparation_Natural Gas_Steamer_E9 | F5 | Commercial | Miscellaneous (ID) | New | Food Preparation | Natural Gas | Steamer | E9 | Utility - Cost of Operation | 0 | 0 | 0 | 0 | 0 | 0 | 0 | 0 | 0 | 0 | 0 | 0 | 0 | 0 | 0 | 0 | 0 | 0 | 0 | 0 | 0 | 0 | 0 | 0 | 0 | 0 | 0
F5_Commercial_Miscellaneous (ID)_New_Food Preparation_Natural Gas_Steamer_E10 | F5 | Commercial | Miscellaneous (ID) | New | Food Preparation | Natural Gas | Steamer | E10 | Utility - Cost of Operation | 0 | 0 | 0 | 0 | 0 | 0 | 0 | 0 | 0 | 0 | 0 | 0 | 0 | 0 | 0 | 0 | 0 | 0 | 0 | 0 | 0 | 0 | 0 | 0 | 0 | 0 | 0
F6_Commercial_Miscellaneous (ID)_New_Food Preparation_Natural Gas_Steamer_E1 | F6 | Commercial | Miscellaneous (ID) | New | Food Preparation | Natural Gas | Steamer | E1 | Utility - Value of Sales | 0.010932 | 0.011139 | 0.011381 | 0.011664 | 0.011987 | 0.012391 | 0.012796 | 0.013181 | 0.013529 | 0.013867 | 0.014217 | 0.014535 | 0.01487 | 0.015188 | 0.015461 | 0.015707 | 0.015916 | 0.016115 | 0.016326 | 0.016524 | 0.016722 | 0.017017 | 0.017316 | 0.017623 | 0.017936 | 0.018255 | 0.018579
F6_Commercial_Miscellaneous (ID)_New_Food Preparation_Natural Gas_Steamer_E2 | F6 | Commercial | Miscellaneous (ID) | New | Food Preparation | Natural Gas | Steamer | E2 | Utility - Value of Sales | 0.0020626 | 0.0021016 | 0.0021473 | 0.0022006 | 0.0022617 | 0.0023379 | 0.0024144 | 0.0024869 | 0.0025526 | 0.0026163 | 0.0026823 | 0.0027423 | 0.0028056 | 0.0028655 | 0.002917 | 0.0029635 | 0.0030028 | 0.0030404 | 0.0030803 | 0.0031176 | 0.0031551 | 0.0032107 | 0.003267 | 0.0033251 | 0.0033841 | 0.0034442 | 0.0035054
F6_Commercial_Miscellaneous (ID)_New_Food Preparation_Natural Gas_Steamer_E3 | F6 | Commercial | Miscellaneous (ID) | New | Food Preparation | Natural Gas | Steamer | E3 | Utility - Value of Sales | 0 | 0 | 0 | 0 | 0 | 0 | 0 | 0 | 0 | 0 | 0 | 0 | 0 | 0 | 0 | 0 | 0 | 0 | 0 | 0 | 0 | 0 | 0 | 0 | 0 | 0 | 0
F6_Commercial_Miscellaneous (ID)_New_Food Preparation_Natural Gas_Steamer_E4 | F6 | Commercial | Miscellaneous (ID) | New | Food Preparation | Natural Gas | Steamer | E4 | Utility - Value of Sales | 0 | 0 | 0 | 0 | 0 | 0 | 0 | 0 | 0 | 0 | 0 | 0 | 0 | 0 | 0 | 0 | 0 | 0 | 0 | 0 | 0 | 0 | 0 | 0 | 0 | 0 | 0
F6_Commercial_Miscellaneous (ID)_New_Food Preparation_Natural Gas_Steamer_E5 | F6 | Commercial | Miscellaneous (ID) | New | Food Preparation | Natural Gas | Steamer | E5 | Utility - Value of Sales | 0 | 0 | 0 | 0 | 0 | 0 | 0 | 0 | 0 | 0 | 0 | 0 | 0 | 0 | 0 | 0 | 0 | 0 | 0 | 0 | 0 | 0 | 0 | 0 | 0 | 0 | 0
F6_Commercial_Miscellaneous (ID)_New_Food Preparation_Natural Gas_Steamer_E6 | F6 | Commercial | Miscellaneous (ID) | New | Food Preparation | Natural Gas | Steamer | E6 | Utility - Value of Sales | 0 | 0 | 0 | 0 | 0 | 0 | 0 | 0 | 0 | 0 | 0 | 0 | 0 | 0 | 0 | 0 | 0 | 0 | 0 | 0 | 0 | 0 | 0 | 0 | 0 | 0 | 0
F6_Commercial_Miscellaneous (ID)_New_Food Preparation_Natural Gas_Steamer_E7 | F6 | Commercial | Miscellaneous (ID) | New | Food Preparation | Natural Gas | Steamer | E7 | Utility - Value of Sales | 0 | 0 | 0 | 0 | 0 | 0 | 0 | 0 | 0 | 0 | 0 | 0 | 0 | 0 | 0 | 0 | 0 | 0 | 0 | 0 | 0 | 0 | 0 | 0 | 0 | 0 | 0
F6_Commercial_Miscellaneous (ID)_New_Food Preparation_Natural Gas_Steamer_E8 | F6 | Commercial | Miscellaneous (ID) | New | Food Preparation | Natural Gas | Steamer | E8 | Utility - Value of Sales | 0 | 0 | 0 | 0 | 0 | 0 | 0 | 0 | 0 | 0 | 0 | 0 | 0 | 0 | 0 | 0 | 0 | 0 | 0 | 0 | 0 | 0 | 0 | 0 | 0 | 0 | 0
F6_Commercial_Miscellaneous (ID)_New_Food Preparation_Natural Gas_Steamer_E9 | F6 | Commercial | Miscellaneous (ID) | New | Food Preparation | Natural Gas | Steamer | E9 | Utility - Value of Sales | 0 | 0 | 0 | 0 | 0 | 0 | 0 | 0 | 0 | 0 | 0 | 0 | 0 | 0 | 0 | 0 | 0 | 0 | 0 | 0 | 0 | 0 | 0 | 0 | 0 | 0 | 0
F6_Commercial_Miscellaneous (ID)_New_Food Preparation_Natural Gas_Steamer_E10 | F6 | Commercial | Miscellaneous (ID) | New | Food Preparation | Natural Gas | Steamer | E10 | Utility - Value of Sales | 0 | 0 | 0 | 0 | 0 | 0 | 0 | 0 | 0 | 0 | 0 | 0 | 0 | 0 | 0 | 0 | 0 | 0 | 0 | 0 | 0 | 0 | 0 | 0 | 0 | 0 | 0
F1_Commercial_Miscellaneous (ID)_New_Food Preparation_Natural Gas_Food Prep Other_E1 | F1 | Commercial | Miscellaneous (ID) | New | Food Preparation | Natural Gas | Food Prep Other | E1 | RVT - Cost of Equipment | 0.00062467 | 0.00062467 | 0.00062467 | 0.00062467 | 0.00062467 | 0.00062467 | 0.00062467 | 0.00062467 | 0.00062467 | 0.00062467 | 0.00062467 | 0.00062467 | 0.00062467 | 0.00062467 | 0.00062467 | 0.00062467 | 0.00062467 | 0.00062467 | 0.00062467 | 0.00062467 | 0.00062467 | 0.00062467 | 0.00062467 | 0.00062467 | 0.00062467 | 0.00062467 | 0.00062467
F1_Commercial_Miscellaneous (ID)_New_Food Preparation_Natural Gas_Food Prep Other_E2 | F1 | Commercial | Miscellaneous (ID) | New | Food Preparation | Natural Gas | Food Prep Other | E2 | RVT - Cost of Equipment | 0.0006253 | 0.0006253 | 0.0006253 | 0.0006253 | 0.0006253 | 0.0006253 | 0.0006253 | 0.0006253 | 0.0006253 | 0.0006253 | 0.0006253 | 0.0006253 | 0.0006253 | 0.0006253 | 0.0006253 | 0.0006253 | 0.0006253 | 0.0006253 | 0.0006253 | 0.0006253 | 0.0006253 | 0.0006253 | 0.0006253 | 0.0006253 | 0.0006253 | 0.0006253 | 0.0006253
F1_Commercial_Miscellaneous (ID)_New_Food Preparation_Natural Gas_Food Prep Other_E3 | F1 | Commercial | Miscellaneous (ID) | New | Food Preparation | Natural Gas | Food Prep Other | E3 | RVT - Cost of Equipment | 0 | 0 | 0 | 0 | 0 | 0 | 0 | 0 | 0 | 0 | 0 | 0 | 0 | 0 | 0 | 0 | 0 | 0 | 0 | 0 | 0 | 0 | 0 | 0 | 0 | 0 | 0
F1_Commercial_Miscellaneous (ID)_New_Food Preparation_Natural Gas_Food Prep Other_E4 | F1 | Commercial | Miscellaneous (ID) | New | Food Preparation | Natural Gas | Food Prep Other | E4 | RVT - Cost of Equipment | 0 | 0 | 0 | 0 | 0 | 0 | 0 | 0 | 0 | 0 | 0 | 0 | 0 | 0 | 0 | 0 | 0 | 0 | 0 | 0 | 0 | 0 | 0 | 0 | 0 | 0 | 0
F1_Commercial_Miscellaneous (ID)_New_Food Preparation_Natural Gas_Food Prep Other_E5 | F1 | Commercial | Miscellaneous (ID) | New | Food Preparation | Natural Gas | Food Prep Other | E5 | RVT - Cost of Equipment | 0 | 0 | 0 | 0 | 0 | 0 | 0 | 0 | 0 | 0 | 0 | 0 | 0 | 0 | 0 | 0 | 0 | 0 | 0 | 0 | 0 | 0 | 0 | 0 | 0 | 0 | 0
F1_Commercial_Miscellaneous (ID)_New_Food Preparation_Natural Gas_Food Prep Other_E6 | F1 | Commercial | Miscellaneous (ID) | New | Food Preparation | Natural Gas | Food Prep Other | E6 | RVT - Cost of Equipment | 0 | 0 | 0 | 0 | 0 | 0 | 0 | 0 | 0 | 0 | 0 | 0 | 0 | 0 | 0 | 0 | 0 | 0 | 0 | 0 | 0 | 0 | 0 | 0 | 0 | 0 | 0
F1_Commercial_Miscellaneous (ID)_New_Food Preparation_Natural Gas_Food Prep Other_E7 | F1 | Commercial | Miscellaneous (ID) | New | Food Preparation | Natural Gas | Food Prep Other | E7 | RVT - Cost of Equipment | 0 | 0 | 0 | 0 | 0 | 0 | 0 | 0 | 0 | 0 | 0 | 0 | 0 | 0 | 0 | 0 | 0 | 0 | 0 | 0 | 0 | 0 | 0 | 0 | 0 | 0 | 0
F1_Commercial_Miscellaneous (ID)_New_Food Preparation_Natural Gas_Food Prep Other_E8 | F1 | Commercial | Miscellaneous (ID) | New | Food Preparation | Natural Gas | Food Prep Other | E8 | RVT - Cost of Equipment | 0 | 0 | 0 | 0 | 0 | 0 | 0 | 0 | 0 | 0 | 0 | 0 | 0 | 0 | 0 | 0 | 0 | 0 | 0 | 0 | 0 | 0 | 0 | 0 | 0 | 0 | 0
F1_Commercial_Miscellaneous (ID)_New_Food Preparation_Natural Gas_Food Prep Other_E9 | F1 | Commercial | Miscellaneous (ID) | New | Food Preparation | Natural Gas | Food Prep Other | E9 | RVT - Cost of Equipment | 0 | 0 | 0 | 0 | 0 | 0 | 0 | 0 | 0 | 0 | 0 | 0 | 0 | 0 | 0 | 0 | 0 | 0 | 0 | 0 | 0 | 0 | 0 | 0 | 0 | 0 | 0
F1_Commercial_Miscellaneous (ID)_New_Food Preparation_Natural Gas_Food Prep Other_E10 | F1 | Commercial | Miscellaneous (ID) | New | Food Preparation | Natural Gas | Food Prep Other | E10 | RVT - Cost of Equipment | 0 | 0 | 0 | 0 | 0 | 0 | 0 | 0 | 0 | 0 | 0 | 0 | 0 | 0 | 0 | 0 | 0 | 0 | 0 | 0 | 0 | 0 | 0 | 0 | 0 | 0 | 0
F2_Commercial_Miscellaneous (ID)_New_Food Preparation_Natural Gas_Food Prep Other_E1 | F2 | Commercial | Miscellaneous (ID) | New | Food Preparation | Natural Gas | Food Prep Other | E1 | RVT - Cost of Operation | 0.0023094 | 0.0023478 | 0.0023947 | 0.0024516 | 0.0025194 | 0.0026089 | 0.0027007 | 0.0027896 | 0.0028714 | 0.0029499 | 0.0030306 | 0.0031026 | 0.0031778 | 0.0032473 | 0.0033058 | 0.0033577 | 0.0034002 | 0.0034403 | 0.0034833 | 0.0035227 | 0.0035622 | 0.003625 | 0.0036884 | 0.0037539 | 0.0038206 | 0.0038885 | 0.0039575
F2_Commercial_Miscellaneous (ID)_New_Food Preparation_Natural Gas_Food Prep Other_E2 | F2 | Commercial | Miscellaneous (ID) | New | Food Preparation | Natural Gas | Food Prep Other | E2 | RVT - Cost of Operation | 0.0023094 | 0.0023478 | 0.0023947 | 0.0024516 | 0.0025193 | 0.0026089 | 0.0027007 | 0.0027896 | 0.0028713 | 0.0029499 | 0.0030306 | 0.0031026 | 0.0031778 | 0.0032473 | 0.0033058 | 0.0033576 | 0.0034002 | 0.0034402 | 0.0034832 | 0.0035227 | 0.0035621 | 0.0036249 | 0.0036883 | 0.0037539 | 0.0038206 | 0.0038884 | 0.0039575
F2_Commercial_Miscellaneous (ID)_New_Food Preparation_Natural Gas_Food Prep Other_E3 | F2 | Commercial | Miscellaneous (ID) | New | Food Preparation | Natural Gas | Food Prep Other | E3 | RVT - Cost of Operation | 0 | 0 | 0 | 0 | 0 | 0 | 0 | 0 | 0 | 0 | 0 | 0 | 0 | 0 | 0 | 0 | 0 | 0 | 0 | 0 | 0 | 0 | 0 | 0 | 0 | 0 | 0
F2_Commercial_Miscellaneous (ID)_New_Food Preparation_Natural Gas_Food Prep Other_E4 | F2 | Commercial | Miscellaneous (ID) | New | Food Preparation | Natural Gas | Food Prep Other | E4 | RVT - Cost of Operation | 0 | 0 | 0 | 0 | 0 | 0 | 0 | 0 | 0 | 0 | 0 | 0 | 0 | 0 | 0 | 0 | 0 | 0 | 0 | 0 | 0 | 0 | 0 | 0 | 0 | 0 | 0
F2_Commercial_Miscellaneous (ID)_New_Food Preparation_Natural Gas_Food Prep Other_E5 | F2 | Commercial | Miscellaneous (ID) | New | Food Preparation | Natural Gas | Food Prep Other | E5 | RVT - Cost of Operation | 0 | 0 | 0 | 0 | 0 | 0 | 0 | 0 | 0 | 0 | 0 | 0 | 0 | 0 | 0 | 0 | 0 | 0 | 0 | 0 | 0 | 0 | 0 | 0 | 0 | 0 | 0
F2_Commercial_Miscellaneous (ID)_New_Food Preparation_Natural Gas_Food Prep Other_E6 | F2 | Commercial | Miscellaneous (ID) | New | Food Preparation | Natural Gas | Food Prep Other | E6 | RVT - Cost of Operation | 0 | 0 | 0 | 0 | 0 | 0 | 0 | 0 | 0 | 0 | 0 | 0 | 0 | 0 | 0 | 0 | 0 | 0 | 0 | 0 | 0 | 0 | 0 | 0 | 0 | 0 | 0
F2_Commercial_Miscellaneous (ID)_New_Food Preparation_Natural Gas_Food Prep Other_E7 | F2 | Commercial | Miscellaneous (ID) | New | Food Preparation | Natural Gas | Food Prep Other | E7 | RVT - Cost of Operation | 0 | 0 | 0 | 0 | 0 | 0 | 0 | 0 | 0 | 0 | 0 | 0 | 0 | 0 | 0 | 0 | 0 | 0 | 0 | 0 | 0 | 0 | 0 | 0 | 0 | 0 | 0
F2_Commercial_Miscellaneous (ID)_New_Food Preparation_Natural Gas_Food Prep Other_E8 | F2 | Commercial | Miscellaneous (ID) | New | Food Preparation | Natural Gas | Food Prep Other | E8 | RVT - Cost of Operation | 0 | 0 | 0 | 0 | 0 | 0 | 0 | 0 | 0 | 0 | 0 | 0 | 0 | 0 | 0 | 0 | 0 | 0 | 0 | 0 | 0 | 0 | 0 | 0 | 0 | 0 | 0
F2_Commercial_Miscellaneous (ID)_New_Food Preparation_Natural Gas_Food Prep Other_E9 | F2 | Commercial | Miscellaneous (ID) | New | Food Preparation | Natural Gas | Food Prep Other | E9 | RVT - Cost of Operation | 0 | 0 | 0 | 0 | 0 | 0 | 0 | 0 | 0 | 0 | 0 | 0 | 0 | 0 | 0 | 0 | 0 | 0 | 0 | 0 | 0 | 0 | 0 | 0 | 0 | 0 | 0
F2_Commercial_Miscellaneous (ID)_New_Food Preparation_Natural Gas_Food Prep Other_E10 | F2 | Commercial | Miscellaneous (ID) | New | Food Preparation | Natural Gas | Food Prep Other | E10 | RVT - Cost of Operation | 0 | 0 | 0 | 0 | 0 | 0 | 0 | 0 | 0 | 0 | 0 | 0 | 0 | 0 | 0 | 0 | 0 | 0 | 0 | 0 | 0 | 0 | 0 | 0 | 0 | 0 | 0
F3_Commercial_Miscellaneous (ID)_New_Food Preparation_Natural Gas_Food Prep Other_E1 | F3 | Commercial | Miscellaneous (ID) | New | Food Preparation | Natural Gas | Food Prep Other | E1 | System - kBTUs of Consumption | 0.55978 | 0.55978 | 0.55978 | 0.55978 | 0.55978 | 0.55978 | 0.55978 | 0.55978 | 0.55978 | 0.55978 | 0.55978 | 0.55978 | 0.55978 | 0.55978 | 0.55978 | 0.55978 | 0.55978 | 0.55978 | 0.55978 | 0.55978 | 0.55978 | 0.55978 | 0.55978 | 0.55978 | 0.55978 | 0.55978 | 0.55978
F3_Commercial_Miscellaneous (ID)_New_Food Preparation_Natural Gas_Food Prep Other_E2 | F3 | Commercial | Miscellaneous (ID) | New | Food Preparation | Natural Gas | Food Prep Other | E2 | System - kBTUs of Consumption | 0.55977 | 0.55977 | 0.55977 | 0.55977 | 0.55977 | 0.55977 | 0.55977 | 0.55977 | 0.55977 | 0.55977 | 0.55977 | 0.55977 | 0.55977 | 0.55977 | 0.55977 | 0.55977 | 0.55977 | 0.55977 | 0.55977 | 0.55977 | 0.55977 | 0.55977 | 0.55977 | 0.55977 | 0.55977 | 0.55977 | 0.55977
F3_Commercial_Miscellaneous (ID)_New_Food Preparation_Natural Gas_Food Prep Other_E3 | F3 | Commercial | Miscellaneous (ID) | New | Food Preparation | Natural Gas | Food Prep Other | E3 | System - kBTUs of Consumption | 0 | 0 | 0 | 0 | 0 | 0 | 0 | 0 | 0 | 0 | 0 | 0 | 0 | 0 | 0 | 0 | 0 | 0 | 0 | 0 | 0 | 0 | 0 | 0 | 0 | 0 | 0
F3_Commercial_Miscellaneous (ID)_New_Food Preparation_Natural Gas_Food Prep Other_E4 | F3 | Commercial | Miscellaneous (ID) | New | Food Preparation | Natural Gas | Food Prep Other | E4 | System - kBTUs of Consumption | 0 | 0 | 0 | 0 | 0 | 0 | 0 | 0 | 0 | 0 | 0 | 0 | 0 | 0 | 0 | 0 | 0 | 0 | 0 | 0 | 0 | 0 | 0 | 0 | 0 | 0 | 0
F3_Commercial_Miscellaneous (ID)_New_Food Preparation_Natural Gas_Food Prep Other_E5 | F3 | Commercial | Miscellaneous (ID) | New | Food Preparation | Natural Gas | Food Prep Other | E5 | System - kBTUs of Consumption | 0 | 0 | 0 | 0 | 0 | 0 | 0 | 0 | 0 | 0 | 0 | 0 | 0 | 0 | 0 | 0 | 0 | 0 | 0 | 0 | 0 | 0 | 0 | 0 | 0 | 0 | 0
F3_Commercial_Miscellaneous (ID)_New_Food Preparation_Natural Gas_Food Prep Other_E6 | F3 | Commercial | Miscellaneous (ID) | New | Food Preparation | Natural Gas | Food Prep Other | E6 | System - kBTUs of Consumption | 0 | 0 | 0 | 0 | 0 | 0 | 0 | 0 | 0 | 0 | 0 | 0 | 0 | 0 | 0 | 0 | 0 | 0 | 0 | 0 | 0 | 0 | 0 | 0 | 0 | 0 | 0
F3_Commercial_Miscellaneous (ID)_New_Food Preparation_Natural Gas_Food Prep Other_E7 | F3 | Commercial | Miscellaneous (ID) | New | Food Preparation | Natural Gas | Food Prep Other | E7 | System - kBTUs of Consumption | 0 | 0 | 0 | 0 | 0 | 0 | 0 | 0 | 0 | 0 | 0 | 0 | 0 | 0 | 0 | 0 | 0 | 0 | 0 | 0 | 0 | 0 | 0 | 0 | 0 | 0 | 0
F3_Commercial_Miscellaneous (ID)_New_Food Preparation_Natural Gas_Food Prep Other_E8 | F3 | Commercial | Miscellaneous (ID) | New | Food Preparation | Natural Gas | Food Prep Other | E8 | System - kBTUs of Consumption | 0 | 0 | 0 | 0 | 0 | 0 | 0 | 0 | 0 | 0 | 0 | 0 | 0 | 0 | 0 | 0 | 0 | 0 | 0 | 0 | 0 | 0 | 0 | 0 | 0 | 0 | 0
F3_Commercial_Miscellaneous (ID)_New_Food Preparation_Natural Gas_Food Prep Other_E9 | F3 | Commercial | Miscellaneous (ID) | New | Food Preparation | Natural Gas | Food Prep Other | E9 | System - kBTUs of Consumption | 0 | 0 | 0 | 0 | 0 | 0 | 0 | 0 | 0 | 0 | 0 | 0 | 0 | 0 | 0 | 0 | 0 | 0 | 0 | 0 | 0 | 0 | 0 | 0 | 0 | 0 | 0
F3_Commercial_Miscellaneous (ID)_New_Food Preparation_Natural Gas_Food Prep Other_E10 | F3 | Commercial | Miscellaneous (ID) | New | Food Preparation | Natural Gas | Food Prep Other | E10 | System - kBTUs of Consumption | 0 | 0 | 0 | 0 | 0 | 0 | 0 | 0 | 0 | 0 | 0 | 0 | 0 | 0 | 0 | 0 | 0 | 0 | 0 | 0 | 0 | 0 | 0 | 0 | 0 | 0 | 0
F4_Commercial_Miscellaneous (ID)_New_Food Preparation_Natural Gas_Food Prep Other_E1 | F4 | Commercial | Miscellaneous (ID) | New | Food Preparation | Natural Gas | Food Prep Other | E1 | Utility - Cost of Equipment | 0.00062467 | 0.00062467 | 0.00062467 | 0.00062467 | 0.00062467 | 0.00062467 | 0.00062467 | 0.00062467 | 0.00062467 | 0.00062467 | 0.00062467 | 0.00062467 | 0.00062467 | 0.00062467 | 0.00062467 | 0.00062467 | 0.00062467 | 0.00062467 | 0.00062467 | 0.00062467 | 0.00062467 | 0.00062467 | 0.00062467 | 0.00062467 | 0.00062467 | 0.00062467 | 0.00062467
F4_Commercial_Miscellaneous (ID)_New_Food Preparation_Natural Gas_Food Prep Other_E2 | F4 | Commercial | Miscellaneous (ID) | New | Food Preparation | Natural Gas | Food Prep Other | E2 | Utility - Cost of Equipment | 0.0006253 | 0.0006253 | 0.0006253 | 0.0006253 | 0.0006253 | 0.0006253 | 0.0006253 | 0.0006253 | 0.0006253 | 0.0006253 | 0.0006253 | 0.0006253 | 0.0006253 | 0.0006253 | 0.0006253 | 0.0006253 | 0.0006253 | 0.0006253 | 0.0006253 | 0.0006253 | 0.0006253 | 0.0006253 | 0.0006253 | 0.0006253 | 0.0006253 | 0.0006253 | 0.0006253
F4_Commercial_Miscellaneous (ID)_New_Food Preparation_Natural Gas_Food Prep Other_E3 | F4 | Commercial | Miscellaneous (ID) | New | Food Preparation | Natural Gas | Food Prep Other | E3 | Utility - Cost of Equipment | 0 | 0 | 0 | 0 | 0 | 0 | 0 | 0 | 0 | 0 | 0 | 0 | 0 | 0 | 0 | 0 | 0 | 0 | 0 | 0 | 0 | 0 | 0 | 0 | 0 | 0 | 0
F4_Commercial_Miscellaneous (ID)_New_Food Preparation_Natural Gas_Food Prep Other_E4 | F4 | Commercial | Miscellaneous (ID) | New | Food Preparation | Natural Gas | Food Prep Other | E4 | Utility - Cost of Equipment | 0 | 0 | 0 | 0 | 0 | 0 | 0 | 0 | 0 | 0 | 0 | 0 | 0 | 0 | 0 | 0 | 0 | 0 | 0 | 0 | 0 | 0 | 0 | 0 | 0 | 0 | 0
F4_Commercial_Miscellaneous (ID)_New_Food Preparation_Natural Gas_Food Prep Other_E5 | F4 | Commercial | Miscellaneous (ID) | New | Food Preparation | Natural Gas | Food Prep Other | E5 | Utility - Cost of Equipment | 0 | 0 | 0 | 0 | 0 | 0 | 0 | 0 | 0 | 0 | 0 | 0 | 0 | 0 | 0 | 0 | 0 | 0 | 0 | 0 | 0 | 0 | 0 | 0 | 0 | 0 | 0
F4_Commercial_Miscellaneous (ID)_New_Food Preparation_Natural Gas_Food Prep Other_E6 | F4 | Commercial | Miscellaneous (ID) | New | Food Preparation | Natural Gas | Food Prep Other | E6 | Utility - Cost of Equipment | 0 | 0 | 0 | 0 | 0 | 0 | 0 | 0 | 0 | 0 | 0 | 0 | 0 | 0 | 0 | 0 | 0 | 0 | 0 | 0 | 0 | 0 | 0 | 0 | 0 | 0 | 0
F4_Commercial_Miscellaneous (ID)_New_Food Preparation_Natural Gas_Food Prep Other_E7 | F4 | Commercial | Miscellaneous (ID) | New | Food Preparation | Natural Gas | Food Prep Other | E7 | Utility - Cost of Equipment | 0 | 0 | 0 | 0 | 0 | 0 | 0 | 0 | 0 | 0 | 0 | 0 | 0 | 0 | 0 | 0 | 0 | 0 | 0 | 0 | 0 | 0 | 0 | 0 | 0 | 0 | 0
F4_Commercial_Miscellaneous (ID)_New_Food Preparation_Natural Gas_Food Prep Other_E8 | F4 | Commercial | Miscellaneous (ID) | New | Food Preparation | Natural Gas | Food Prep Other | E8 | Utility - Cost of Equipment | 0 | 0 | 0 | 0 | 0 | 0 | 0 | 0 | 0 | 0 | 0 | 0 | 0 | 0 | 0 | 0 | 0 | 0 | 0 | 0 | 0 | 0 | 0 | 0 | 0 | 0 | 0
F4_Commercial_Miscellaneous (ID)_New_Food Preparation_Natural Gas_Food Prep Other_E9 | F4 | Commercial | Miscellaneous (ID) | New | Food Preparation | Natural Gas | Food Prep Other | E9 | Utility - Cost of Equipment | 0 | 0 | 0 | 0 | 0 | 0 | 0 | 0 | 0 | 0 | 0 | 0 | 0 | 0 | 0 | 0 | 0 | 0 | 0 | 0 | 0 | 0 | 0 | 0 | 0 | 0 | 0
F4_Commercial_Miscellaneous (ID)_New_Food Preparation_Natural Gas_Food Prep Other_E10 | F4 | Commercial | Miscellaneous (ID) | New | Food Preparation | Natural Gas | Food Prep Other | E10 | Utility - Cost of Equipment | 0 | 0 | 0 | 0 | 0 | 0 | 0 | 0 | 0 | 0 | 0 | 0 | 0 | 0 | 0 | 0 | 0 | 0 | 0 | 0 | 0 | 0 | 0 | 0 | 0 | 0 | 0
F5_Commercial_Miscellaneous (ID)_New_Food Preparation_Natural Gas_Food Prep Other_E1 | F5 | Commercial | Miscellaneous (ID) | New | Food Preparation | Natural Gas | Food Prep Other | E1 | Utility - Cost of Operation | 0.0019413 | 0.0019862 | 0.0020425 | 0.002109 | 0.0021864 | 0.0022839 | 0.0023855 | 0.0024868 | 0.0025845 | 0.0026836 | 0.0027609 | 0.0028328 | 0.0029103 | 0.0029858 | 0.0030524 | 0.0031141 | 0.0031685 | 0.0032219 | 0.0032794 | 0.0033352 | 0.0033925 | 0.0034524 | 0.0035127 | 0.0035751 | 0.0036387 | 0.0037033 | 0.0037691
F5_Commercial_Miscellaneous (ID)_New_Food Preparation_Natural Gas_Food Prep Other_E2 | F5 | Commercial | Miscellaneous (ID) | New | Food Preparation | Natural Gas | Food Prep Other | E2 | Utility - Cost of Operation | 0.0019413 | 0.0019862 | 0.0020425 | 0.002109 | 0.0021864 | 0.0022839 | 0.0023855 | 0.0024868 | 0.0025845 | 0.0026835 | 0.0027608 | 0.0028327 | 0.0029103 | 0.0029858 | 0.0030524 | 0.0031141 | 0.0031685 | 0.0032219 | 0.0032794 | 0.0033352 | 0.0033925 | 0.0034523 | 0.0035127 | 0.0035751 | 0.0036386 | 0.0037033 | 0.0037691
F5_Commercial_Miscellaneous (ID)_New_Food Preparation_Natural Gas_Food Prep Other_E3 | F5 | Commercial | Miscellaneous (ID) | New | Food Preparation | Natural Gas | Food Prep Other | E3 | Utility - Cost of Operation | 0 | 0 | 0 | 0 | 0 | 0 | 0 | 0 | 0 | 0 | 0 | 0 | 0 | 0 | 0 | 0 | 0 | 0 | 0 | 0 | 0 | 0 | 0 | 0 | 0 | 0 | 0
F5_Commercial_Miscellaneous (ID)_New_Food Preparation_Natural Gas_Food Prep Other_E4 | F5 | Commercial | Miscellaneous (ID) | New | Food Preparation | Natural Gas | Food Prep Other | E4 | Utility - Cost of Operation | 0 | 0 | 0 | 0 | 0 | 0 | 0 | 0 | 0 | 0 | 0 | 0 | 0 | 0 | 0 | 0 | 0 | 0 | 0 | 0 | 0 | 0 | 0 | 0 | 0 | 0 | 0
F5_Commercial_Miscellaneous (ID)_New_Food Preparation_Natural Gas_Food Prep Other_E5 | F5 | Commercial | Miscellaneous (ID) | New | Food Preparation | Natural Gas | Food Prep Other | E5 | Utility - Cost of Operation | 0 | 0 | 0 | 0 | 0 | 0 | 0 | 0 | 0 | 0 | 0 | 0 | 0 | 0 | 0 | 0 | 0 | 0 | 0 | 0 | 0 | 0 | 0 | 0 | 0 | 0 | 0
F5_Commercial_Miscellaneous (ID)_New_Food Preparation_Natural Gas_Food Prep Other_E6 | F5 | Commercial | Miscellaneous (ID) | New | Food Preparation | Natural Gas | Food Prep Other | E6 | Utility - Cost of Operation | 0 | 0 | 0 | 0 | 0 | 0 | 0 | 0 | 0 | 0 | 0 | 0 | 0 | 0 | 0 | 0 | 0 | 0 | 0 | 0 | 0 | 0 | 0 | 0 | 0 | 0 | 0
F5_Commercial_Miscellaneous (ID)_New_Food Preparation_Natural Gas_Food Prep Other_E7 | F5 | Commercial | Miscellaneous (ID) | New | Food Preparation | Natural Gas | Food Prep Other | E7 | Utility - Cost of Operation | 0 | 0 | 0 | 0 | 0 | 0 | 0 | 0 | 0 | 0 | 0 | 0 | 0 | 0 | 0 | 0 | 0 | 0 | 0 | 0 | 0 | 0 | 0 | 0 | 0 | 0 | 0
F5_Commercial_Miscellaneous (ID)_New_Food Preparation_Natural Gas_Food Prep Other_E8 | F5 | Commercial | Miscellaneous (ID) | New | Food Preparation | Natural Gas | Food Prep Other | E8 | Utility - Cost of Operation | 0 | 0 | 0 | 0 | 0 | 0 | 0 | 0 | 0 | 0 | 0 | 0 | 0 | 0 | 0 | 0 | 0 | 0 | 0 | 0 | 0 | 0 | 0 | 0 | 0 | 0 | 0
F5_Commercial_Miscellaneous (ID)_New_Food Preparation_Natural Gas_Food Prep Other_E9 | F5 | Commercial | Miscellaneous (ID) | New | Food Preparation | Natural Gas | Food Prep Other | E9 | Utility - Cost of Operation | 0 | 0 | 0 | 0 | 0 | 0 | 0 | 0 | 0 | 0 | 0 | 0 | 0 | 0 | 0 | 0 | 0 | 0 | 0 | 0 | 0 | 0 | 0 | 0 | 0 | 0 | 0
F5_Commercial_Miscellaneous (ID)_New_Food Preparation_Natural Gas_Food Prep Other_E10 | F5 | Commercial | Miscellaneous (ID) | New | Food Preparation | Natural Gas | Food Prep Other | E10 | Utility - Cost of Operation | 0 | 0 | 0 | 0 | 0 | 0 | 0 | 0 | 0 | 0 | 0 | 0 | 0 | 0 | 0 | 0 | 0 | 0 | 0 | 0 | 0 | 0 | 0 | 0 | 0 | 0 | 0
F6_Commercial_Miscellaneous (ID)_New_Food Preparation_Natural Gas_Food Prep Other_E1 | F6 | Commercial | Miscellaneous (ID) | New | Food Preparation | Natural Gas | Food Prep Other | E1 | Utility - Value of Sales | 0.0023094 | 0.0023478 | 0.0023947 | 0.0024516 | 0.0025194 | 0.0026089 | 0.0027007 | 0.0027896 | 0.0028714 | 0.0029499 | 0.0030306 | 0.0031026 | 0.0031778 | 0.0032473 | 0.0033058 | 0.0033577 | 0.0034002 | 0.0034403 | 0.0034833 | 0.0035227 | 0.0035622 | 0.003625 | 0.0036884 | 0.0037539 | 0.0038206 | 0.0038885 | 0.0039575
F6_Commercial_Miscellaneous (ID)_New_Food Preparation_Natural Gas_Food Prep Other_E2 | F6 | Commercial | Miscellaneous (ID) | New | Food Preparation | Natural Gas | Food Prep Other | E2 | Utility - Value of Sales | 0.0023094 | 0.0023478 | 0.0023947 | 0.0024516 | 0.0025193 | 0.0026089 | 0.0027007 | 0.0027896 | 0.0028713 | 0.0029499 | 0.0030306 | 0.0031026 | 0.0031778 | 0.0032473 | 0.0033058 | 0.0033576 | 0.0034002 | 0.0034402 | 0.0034832 | 0.0035227 | 0.0035621 | 0.0036249 | 0.0036883 | 0.0037539 | 0.0038206 | 0.0038884 | 0.0039575
F6_Commercial_Miscellaneous (ID)_New_Food Preparation_Natural Gas_Food Prep Other_E3 | F6 | Commercial | Miscellaneous (ID) | New | Food Preparation | Natural Gas | Food Prep Other | E3 | Utility - Value of Sales | 0 | 0 | 0 | 0 | 0 | 0 | 0 | 0 | 0 | 0 | 0 | 0 | 0 | 0 | 0 | 0 | 0 | 0 | 0 | 0 | 0 | 0 | 0 | 0 | 0 | 0 | 0
F6_Commercial_Miscellaneous (ID)_New_Food Preparation_Natural Gas_Food Prep Other_E4 | F6 | Commercial | Miscellaneous (ID) | New | Food Preparation | Natural Gas | Food Prep Other | E4 | Utility - Value of Sales | 0 | 0 | 0 | 0 | 0 | 0 | 0 | 0 | 0 | 0 | 0 | 0 | 0 | 0 | 0 | 0 | 0 | 0 | 0 | 0 | 0 | 0 | 0 | 0 | 0 | 0 | 0
F6_Commercial_Miscellaneous (ID)_New_Food Preparation_Natural Gas_Food Prep Other_E5 | F6 | Commercial | Miscellaneous (ID) | New | Food Preparation | Natural Gas | Food Prep Other | E5 | Utility - Value of Sales | 0 | 0 | 0 | 0 | 0 | 0 | 0 | 0 | 0 | 0 | 0 | 0 | 0 | 0 | 0 | 0 | 0 | 0 | 0 | 0 | 0 | 0 | 0 | 0 | 0 | 0 | 0
F6_Commercial_Miscellaneous (ID)_New_Food Preparation_Natural Gas_Food Prep Other_E6 | F6 | Commercial | Miscellaneous (ID) | New | Food Preparation | Natural Gas | Food Prep Other | E6 | Utility - Value of Sales | 0 | 0 | 0 | 0 | 0 | 0 | 0 | 0 | 0 | 0 | 0 | 0 | 0 | 0 | 0 | 0 | 0 | 0 | 0 | 0 | 0 | 0 | 0 | 0 | 0 | 0 | 0
F6_Commercial_Miscellaneous (ID)_New_Food Preparation_Natural Gas_Food Prep Other_E7 | F6 | Commercial | Miscellaneous (ID) | New | Food Preparation | Natural Gas | Food Prep Other | E7 | Utility - Value of Sales | 0 | 0 | 0 | 0 | 0 | 0 | 0 | 0 | 0 | 0 | 0 | 0 | 0 | 0 | 0 | 0 | 0 | 0 | 0 | 0 | 0 | 0 | 0 | 0 | 0 | 0 | 0
F6_Commercial_Miscellaneous (ID)_New_Food Preparation_Natural Gas_Food Prep Other_E8 | F6 | Commercial | Miscellaneous (ID) | New | Food Preparation | Natural Gas | Food Prep Other | E8 | Utility - Value of Sales | 0 | 0 | 0 | 0 | 0 | 0 | 0 | 0 | 0 | 0 | 0 | 0 | 0 | 0 | 0 | 0 | 0 | 0 | 0 | 0 | 0 | 0 | 0 | 0 | 0 | 0 | 0
F6_Commercial_Miscellaneous (ID)_New_Food Preparation_Natural Gas_Food Prep Other_E9 | F6 | Commercial | Miscellaneous (ID) | New | Food Preparation | Natural Gas | Food Prep Other | E9 | Utility - Value of Sales | 0 | 0 | 0 | 0 | 0 | 0 | 0 | 0 | 0 | 0 | 0 | 0 | 0 | 0 | 0 | 0 | 0 | 0 | 0 | 0 | 0 | 0 | 0 | 0 | 0 | 0 | 0
F6_Commercial_Miscellaneous (ID)_New_Food Preparation_Natural Gas_Food Prep Other_E10 | F6 | Commercial | Miscellaneous (ID) | New | Food Preparation | Natural Gas | Food Prep Other | E10 | Utility - Value of Sales | 0 | 0 | 0 | 0 | 0 | 0 | 0 | 0 | 0 | 0 | 0 | 0 | 0 | 0 | 0 | 0 | 0 | 0 | 0 | 0 | 0 | 0 | 0 | 0 | 0 | 0 | 0
F1_Commercial_Miscellaneous (ID)_New_Miscellaneous_Natural Gas_Pool Heater_E1 | F1 | Commercial | Miscellaneous (ID) | New | Miscellaneous | Natural Gas | Pool Heater | E1 | RVT - Cost of Equipment | 0.00010159 | 0.00010159 | 0.00010159 | 0.00010159 | 0.00010159 | 0.00010159 | 0.00010159 | 0.00010159 | 0.00010159 | 0.00010159 | 0.00010159 | 0.00010159 | 0.00010159 | 0.00010159 | 0.00010159 | 0.00010159 | 0.00010159 | 0.00010159 | 0.00010159 | 0.00010159 | 0.00010159 | 0.00010159 | 0.00010159 | 0.00010159 | 0.00010159 | 0.00010159 | 0.00010159
F1_Commercial_Miscellaneous (ID)_New_Miscellaneous_Natural Gas_Pool Heater_E2 | F1 | Commercial | Miscellaneous (ID) | New | Miscellaneous | Natural Gas | Pool Heater | E2 | RVT - Cost of Equipment | 0.00016635 | 0.00016635 | 0.00016635 | 0.00016635 | 0.00016635 | 0.00016635 | 0.00016635 | 0.00016635 | 0.00016635 | 0.00016635 | 0.00016635 | 0.00016635 | 0.00016635 | 0.00016635 | 0.00016635 | 0.00016635 | 0.00016635 | 0.00016635 | 0.00016635 | 0.00016635 | 0.00016635 | 0.00016635 | 0.00016635 | 0.00016635 | 0.00016635 | 0.00016635 | 0.00016635
F1_Commercial_Miscellaneous (ID)_New_Miscellaneous_Natural Gas_Pool Heater_E3 | F1 | Commercial | Miscellaneous (ID) | New | Miscellaneous | Natural Gas | Pool Heater | E3 | RVT - Cost of Equipment | 0 | 0 | 0 | 0 | 0 | 0 | 0 | 0 | 0 | 0 | 0 | 0 | 0 | 0 | 0 | 0 | 0 | 0 | 0 | 0 | 0 | 0 | 0 | 0 | 0 | 0 | 0
F1_Commercial_Miscellaneous (ID)_New_Miscellaneous_Natural Gas_Pool Heater_E4 | F1 | Commercial | Miscellaneous (ID) | New | Miscellaneous | Natural Gas | Pool Heater | E4 | RVT - Cost of Equipment | 0 | 0 | 0 | 0 | 0 | 0 | 0 | 0 | 0 | 0 | 0 | 0 | 0 | 0 | 0 | 0 | 0 | 0 | 0 | 0 | 0 | 0 | 0 | 0 | 0 | 0 | 0
F1_Commercial_Miscellaneous (ID)_New_Miscellaneous_Natural Gas_Pool Heater_E5 | F1 | Commercial | Miscellaneous (ID) | New | Miscellaneous | Natural Gas | Pool Heater | E5 | RVT - Cost of Equipment | 0 | 0 | 0 | 0 | 0 | 0 | 0 | 0 | 0 | 0 | 0 | 0 | 0 | 0 | 0 | 0 | 0 | 0 | 0 | 0 | 0 | 0 | 0 | 0 | 0 | 0 | 0
F1_Commercial_Miscellaneous (ID)_New_Miscellaneous_Natural Gas_Pool Heater_E6 | F1 | Commercial | Miscellaneous (ID) | New | Miscellaneous | Natural Gas | Pool Heater | E6 | RVT - Cost of Equipment | 0 | 0 | 0 | 0 | 0 | 0 | 0 | 0 | 0 | 0 | 0 | 0 | 0 | 0 | 0 | 0 | 0 | 0 | 0 | 0 | 0 | 0 | 0 | 0 | 0 | 0 | 0
F1_Commercial_Miscellaneous (ID)_New_Miscellaneous_Natural Gas_Pool Heater_E7 | F1 | Commercial | Miscellaneous (ID) | New | Miscellaneous | Natural Gas | Pool Heater | E7 | RVT - Cost of Equipment | 0 | 0 | 0 | 0 | 0 | 0 | 0 | 0 | 0 | 0 | 0 | 0 | 0 | 0 | 0 | 0 | 0 | 0 | 0 | 0 | 0 | 0 | 0 | 0 | 0 | 0 | 0
F1_Commercial_Miscellaneous (ID)_New_Miscellaneous_Natural Gas_Pool Heater_E8 | F1 | Commercial | Miscellaneous (ID) | New | Miscellaneous | Natural Gas | Pool Heater | E8 | RVT - Cost of Equipment | 0 | 0 | 0 | 0 | 0 | 0 | 0 | 0 | 0 | 0 | 0 | 0 | 0 | 0 | 0 | 0 | 0 | 0 | 0 | 0 | 0 | 0 | 0 | 0 | 0 | 0 | 0
F1_Commercial_Miscellaneous (ID)_New_Miscellaneous_Natural Gas_Pool Heater_E9 | F1 | Commercial | Miscellaneous (ID) | New | Miscellaneous | Natural Gas | Pool Heater | E9 | RVT - Cost of Equipment | 0 | 0 | 0 | 0 | 0 | 0 | 0 | 0 | 0 | 0 | 0 | 0 | 0 | 0 | 0 | 0 | 0 | 0 | 0 | 0 | 0 | 0 | 0 | 0 | 0 | 0 | 0
F1_Commercial_Miscellaneous (ID)_New_Miscellaneous_Natural Gas_Pool Heater_E10 | F1 | Commercial | Miscellaneous (ID) | New | Miscellaneous | Natural Gas | Pool Heater | E10 | RVT - Cost of Equipment | 0 | 0 | 0 | 0 | 0 | 0 | 0 | 0 | 0 | 0 | 0 | 0 | 0 | 0 | 0 | 0 | 0 | 0 | 0 | 0 | 0 | 0 | 0 | 0 | 0 | 0 | 0
F2_Commercial_Miscellaneous (ID)_New_Miscellaneous_Natural Gas_Pool Heater_E1 | F2 | Commercial | Miscellaneous (ID) | New | Miscellaneous | Natural Gas | Pool Heater | E1 | RVT - Cost of Operation | 0.012566 | 0.012661 | 0.012833 | 0.013093 | 0.013434 | 0.013931 | 0.014432 | 0.014913 | 0.015346 | 0.015802 | 0.016325 | 0.016815 | 0.01737 | 0.017883 | 0.018284 | 0.018609 | 0.018828 | 0.018995 | 0.019183 | 0.019336 | 0.019487 | 0.019829 | 0.020173 | 0.020531 | 0.020896 | 0.021267 | 0.021645
F2_Commercial_Miscellaneous (ID)_New_Miscellaneous_Natural Gas_Pool Heater_E2 | F2 | Commercial | Miscellaneous (ID) | New | Miscellaneous | Natural Gas | Pool Heater | E2 | RVT - Cost of Operation | 0.010681 | 0.010762 | 0.010908 | 0.011129 | 0.011419 | 0.011841 | 0.012267 | 0.012676 | 0.013044 | 0.013432 | 0.013876 | 0.014293 | 0.014764 | 0.015201 | 0.015541 | 0.015818 | 0.016004 | 0.016146 | 0.016305 | 0.016436 | 0.016564 | 0.016855 | 0.017147 | 0.017452 | 0.017762 | 0.018077 | 0.018398
F2_Commercial_Miscellaneous (ID)_New_Miscellaneous_Natural Gas_Pool Heater_E3 | F2 | Commercial | Miscellaneous (ID) | New | Miscellaneous | Natural Gas | Pool Heater | E3 | RVT - Cost of Operation | 0 | 0 | 0 | 0 | 0 | 0 | 0 | 0 | 0 | 0 | 0 | 0 | 0 | 0 | 0 | 0 | 0 | 0 | 0 | 0 | 0 | 0 | 0 | 0 | 0 | 0 | 0
F2_Commercial_Miscellaneous (ID)_New_Miscellaneous_Natural Gas_Pool Heater_E4 | F2 | Commercial | Miscellaneous (ID) | New | Miscellaneous | Natural Gas | Pool Heater | E4 | RVT - Cost of Operation | 0 | 0 | 0 | 0 | 0 | 0 | 0 | 0 | 0 | 0 | 0 | 0 | 0 | 0 | 0 | 0 | 0 | 0 | 0 | 0 | 0 | 0 | 0 | 0 | 0 | 0 | 0
F2_Commercial_Miscellaneous (ID)_New_Miscellaneous_Natural Gas_Pool Heater_E5 | F2 | Commercial | Miscellaneous (ID) | New | Miscellaneous | Natural Gas | Pool Heater | E5 | RVT - Cost of Operation | 0 | 0 | 0 | 0 | 0 | 0 | 0 | 0 | 0 | 0 | 0 | 0 | 0 | 0 | 0 | 0 | 0 | 0 | 0 | 0 | 0 | 0 | 0 | 0 | 0 | 0 | 0
F2_Commercial_Miscellaneous (ID)_New_Miscellaneous_Natural Gas_Pool Heater_E6 | F2 | Commercial | Miscellaneous (ID) | New | Miscellaneous | Natural Gas | Pool Heater | E6 | RVT - Cost of Operation | 0 | 0 | 0 | 0 | 0 | 0 | 0 | 0 | 0 | 0 | 0 | 0 | 0 | 0 | 0 | 0 | 0 | 0 | 0 | 0 | 0 | 0 | 0 | 0 | 0 | 0 | 0
F2_Commercial_Miscellaneous (ID)_New_Miscellaneous_Natural Gas_Pool Heater_E7 | F2 | Commercial | Miscellaneous (ID) | New | Miscellaneous | Natural Gas | Pool Heater | E7 | RVT - Cost of Operation | 0 | 0 | 0 | 0 | 0 | 0 | 0 | 0 | 0 | 0 | 0 | 0 | 0 | 0 | 0 | 0 | 0 | 0 | 0 | 0 | 0 | 0 | 0 | 0 | 0 | 0 | 0
F2_Commercial_Miscellaneous (ID)_New_Miscellaneous_Natural Gas_Pool Heater_E8 | F2 | Commercial | Miscellaneous (ID) | New | Miscellaneous | Natural Gas | Pool Heater | E8 | RVT - Cost of Operation | 0 | 0 | 0 | 0 | 0 | 0 | 0 | 0 | 0 | 0 | 0 | 0 | 0 | 0 | 0 | 0 | 0 | 0 | 0 | 0 | 0 | 0 | 0 | 0 | 0 | 0 | 0
F2_Commercial_Miscellaneous (ID)_New_Miscellaneous_Natural Gas_Pool Heater_E9 | F2 | Commercial | Miscellaneous (ID) | New | Miscellaneous | Natural Gas | Pool Heater | E9 | RVT - Cost of Operation | 0 | 0 | 0 | 0 | 0 | 0 | 0 | 0 | 0 | 0 | 0 | 0 | 0 | 0 | 0 | 0 | 0 | 0 | 0 | 0 | 0 | 0 | 0 | 0 | 0 | 0 | 0
F2_Commercial_Miscellaneous (ID)_New_Miscellaneous_Natural Gas_Pool Heater_E10 | F2 | Commercial | Miscellaneous (ID) | New | Miscellaneous | Natural Gas | Pool Heater | E10 | RVT - Cost of Operation | 0 | 0 | 0 | 0 | 0 | 0 | 0 | 0 | 0 | 0 | 0 | 0 | 0 | 0 | 0 | 0 | 0 | 0 | 0 | 0 | 0 | 0 | 0 | 0 | 0 | 0 | 0
F3_Commercial_Miscellaneous (ID)_New_Miscellaneous_Natural Gas_Pool Heater_E1 | F3 | Commercial | Miscellaneous (ID) | New | Miscellaneous | Natural Gas | Pool Heater | E1 | System - kBTUs of Consumption | 3.1645 | 3.1645 | 3.1645 | 3.1645 | 3.1645 | 3.1645 | 3.1645 | 3.1645 | 3.1645 | 3.1645 | 3.1645 | 3.1645 | 3.1645 | 3.1645 | 3.1645 | 3.1645 | 3.1645 | 3.1645 | 3.1645 | 3.1645 | 3.1645 | 3.1645 | 3.1645 | 3.1645 | 3.1645 | 3.1645 | 3.1645
F3_Commercial_Miscellaneous (ID)_New_Miscellaneous_Natural Gas_Pool Heater_E2 | F3 | Commercial | Miscellaneous (ID) | New | Miscellaneous | Natural Gas | Pool Heater | E2 | System - kBTUs of Consumption | 2.6899 | 2.6899 | 2.6899 | 2.6899 | 2.6899 | 2.6899 | 2.6899 | 2.6899 | 2.6899 | 2.6899 | 2.6899 | 2.6899 | 2.6899 | 2.6899 | 2.6899 | 2.6899 | 2.6899 | 2.6899 | 2.6899 | 2.6899 | 2.6899 | 2.6899 | 2.6899 | 2.6899 | 2.6899 | 2.6899 | 2.6899
F3_Commercial_Miscellaneous (ID)_New_Miscellaneous_Natural Gas_Pool Heater_E3 | F3 | Commercial | Miscellaneous (ID) | New | Miscellaneous | Natural Gas | Pool Heater | E3 | System - kBTUs of Consumption | 0 | 0 | 0 | 0 | 0 | 0 | 0 | 0 | 0 | 0 | 0 | 0 | 0 | 0 | 0 | 0 | 0 | 0 | 0 | 0 | 0 | 0 | 0 | 0 | 0 | 0 | 0
F3_Commercial_Miscellaneous (ID)_New_Miscellaneous_Natural Gas_Pool Heater_E4 | F3 | Commercial | Miscellaneous (ID) | New | Miscellaneous | Natural Gas | Pool Heater | E4 | System - kBTUs of Consumption | 0 | 0 | 0 | 0 | 0 | 0 | 0 | 0 | 0 | 0 | 0 | 0 | 0 | 0 | 0 | 0 | 0 | 0 | 0 | 0 | 0 | 0 | 0 | 0 | 0 | 0 | 0
F3_Commercial_Miscellaneous (ID)_New_Miscellaneous_Natural Gas_Pool Heater_E5 | F3 | Commercial | Miscellaneous (ID) | New | Miscellaneous | Natural Gas | Pool Heater | E5 | System - kBTUs of Consumption | 0 | 0 | 0 | 0 | 0 | 0 | 0 | 0 | 0 | 0 | 0 | 0 | 0 | 0 | 0 | 0 | 0 | 0 | 0 | 0 | 0 | 0 | 0 | 0 | 0 | 0 | 0
F3_Commercial_Miscellaneous (ID)_New_Miscellaneous_Natural Gas_Pool Heater_E6 | F3 | Commercial | Miscellaneous (ID) | New | Miscellaneous | Natural Gas | Pool Heater | E6 | System - kBTUs of Consumption | 0 | 0 | 0 | 0 | 0 | 0 | 0 | 0 | 0 | 0 | 0 | 0 | 0 | 0 | 0 | 0 | 0 | 0 | 0 | 0 | 0 | 0 | 0 | 0 | 0 | 0 | 0
F3_Commercial_Miscellaneous (ID)_New_Miscellaneous_Natural Gas_Pool Heater_E7 | F3 | Commercial | Miscellaneous (ID) | New | Miscellaneous | Natural Gas | Pool Heater | E7 | System - kBTUs of Consumption | 0 | 0 | 0 | 0 | 0 | 0 | 0 | 0 | 0 | 0 | 0 | 0 | 0 | 0 | 0 | 0 | 0 | 0 | 0 | 0 | 0 | 0 | 0 | 0 | 0 | 0 | 0
F3_Commercial_Miscellaneous (ID)_New_Miscellaneous_Natural Gas_Pool Heater_E8 | F3 | Commercial | Miscellaneous (ID) | New | Miscellaneous | Natural Gas | Pool Heater | E8 | System - kBTUs of Consumption | 0 | 0 | 0 | 0 | 0 | 0 | 0 | 0 | 0 | 0 | 0 | 0 | 0 | 0 | 0 | 0 | 0 | 0 | 0 | 0 | 0 | 0 | 0 | 0 | 0 | 0 | 0
F3_Commercial_Miscellaneous (ID)_New_Miscellaneous_Natural Gas_Pool Heater_E9 | F3 | Commercial | Miscellaneous (ID) | New | Miscellaneous | Natural Gas | Pool Heater | E9 | System - kBTUs of Consumption | 0 | 0 | 0 | 0 | 0 | 0 | 0 | 0 | 0 | 0 | 0 | 0 | 0 | 0 | 0 | 0 | 0 | 0 | 0 | 0 | 0 | 0 | 0 | 0 | 0 | 0 | 0
F3_Commercial_Miscellaneous (ID)_New_Miscellaneous_Natural Gas_Pool Heater_E10 | F3 | Commercial | Miscellaneous (ID) | New | Miscellaneous | Natural Gas | Pool Heater | E10 | System - kBTUs of Consumption | 0 | 0 | 0 | 0 | 0 | 0 | 0 | 0 | 0 | 0 | 0 | 0 | 0 | 0 | 0 | 0 | 0 | 0 | 0 | 0 | 0 | 0 | 0 | 0 | 0 | 0 | 0
F4_Commercial_Miscellaneous (ID)_New_Miscellaneous_Natural Gas_Pool Heater_E1 | F4 | Commercial | Miscellaneous (ID) | New | Miscellaneous | Natural Gas | Pool Heater | E1 | Utility - Cost of Equipment | 0.00010159 | 0.00010159 | 0.00010159 | 0.00010159 | 0.00010159 | 0.00010159 | 0.00010159 | 0.00010159 | 0.00010159 | 0.00010159 | 0.00010159 | 0.00010159 | 0.00010159 | 0.00010159 | 0.00010159 | 0.00010159 | 0.00010159 | 0.00010159 | 0.00010159 | 0.00010159 | 0.00010159 | 0.00010159 | 0.00010159 | 0.00010159 | 0.00010159 | 0.00010159 | 0.00010159
F4_Commercial_Miscellaneous (ID)_New_Miscellaneous_Natural Gas_Pool Heater_E2 | F4 | Commercial | Miscellaneous (ID) | New | Miscellaneous | Natural Gas | Pool Heater | E2 | Utility - Cost of Equipment | 0.00016635 | 0.00016635 | 0.00016635 | 0.00016635 | 0.00016635 | 0.00016635 | 0.00016635 | 0.00016635 | 0.00016635 | 0.00016635 | 0.00016635 | 0.00016635 | 0.00016635 | 0.00016635 | 0.00016635 | 0.00016635 | 0.00016635 | 0.00016635 | 0.00016635 | 0.00016635 | 0.00016635 | 0.00016635 | 0.00016635 | 0.00016635 | 0.00016635 | 0.00016635 | 0.00016635
F4_Commercial_Miscellaneous (ID)_New_Miscellaneous_Natural Gas_Pool Heater_E3 | F4 | Commercial | Miscellaneous (ID) | New | Miscellaneous | Natural Gas | Pool Heater | E3 | Utility - Cost of Equipment | 0 | 0 | 0 | 0 | 0 | 0 | 0 | 0 | 0 | 0 | 0 | 0 | 0 | 0 | 0 | 0 | 0 | 0 | 0 | 0 | 0 | 0 | 0 | 0 | 0 | 0 | 0
F4_Commercial_Miscellaneous (ID)_New_Miscellaneous_Natural Gas_Pool Heater_E4 | F4 | Commercial | Miscellaneous (ID) | New | Miscellaneous | Natural Gas | Pool Heater | E4 | Utility - Cost of Equipment | 0 | 0 | 0 | 0 | 0 | 0 | 0 | 0 | 0 | 0 | 0 | 0 | 0 | 0 | 0 | 0 | 0 | 0 | 0 | 0 | 0 | 0 | 0 | 0 | 0 | 0 | 0
F4_Commercial_Miscellaneous (ID)_New_Miscellaneous_Natural Gas_Pool Heater_E5 | F4 | Commercial | Miscellaneous (ID) | New | Miscellaneous | Natural Gas | Pool Heater | E5 | Utility - Cost of Equipment | 0 | 0 | 0 | 0 | 0 | 0 | 0 | 0 | 0 | 0 | 0 | 0 | 0 | 0 | 0 | 0 | 0 | 0 | 0 | 0 | 0 | 0 | 0 | 0 | 0 | 0 | 0
F4_Commercial_Miscellaneous (ID)_New_Miscellaneous_Natural Gas_Pool Heater_E6 | F4 | Commercial | Miscellaneous (ID) | New | Miscellaneous | Natural Gas | Pool Heater | E6 | Utility - Cost of Equipment | 0 | 0 | 0 | 0 | 0 | 0 | 0 | 0 | 0 | 0 | 0 | 0 | 0 | 0 | 0 | 0 | 0 | 0 | 0 | 0 | 0 | 0 | 0 | 0 | 0 | 0 | 0
F4_Commercial_Miscellaneous (ID)_New_Miscellaneous_Natural Gas_Pool Heater_E7 | F4 | Commercial | Miscellaneous (ID) | New | Miscellaneous | Natural Gas | Pool Heater | E7 | Utility - Cost of Equipment | 0 | 0 | 0 | 0 | 0 | 0 | 0 | 0 | 0 | 0 | 0 | 0 | 0 | 0 | 0 | 0 | 0 | 0 | 0 | 0 | 0 | 0 | 0 | 0 | 0 | 0 | 0
F4_Commercial_Miscellaneous (ID)_New_Miscellaneous_Natural Gas_Pool Heater_E8 | F4 | Commercial | Miscellaneous (ID) | New | Miscellaneous | Natural Gas | Pool Heater | E8 | Utility - Cost of Equipment | 0 | 0 | 0 | 0 | 0 | 0 | 0 | 0 | 0 | 0 | 0 | 0 | 0 | 0 | 0 | 0 | 0 | 0 | 0 | 0 | 0 | 0 | 0 | 0 | 0 | 0 | 0
F4_Commercial_Miscellaneous (ID)_New_Miscellaneous_Natural Gas_Pool Heater_E9 | F4 | Commercial | Miscellaneous (ID) | New | Miscellaneous | Natural Gas | Pool Heater | E9 | Utility - Cost of Equipment | 0 | 0 | 0 | 0 | 0 | 0 | 0 | 0 | 0 | 0 | 0 | 0 | 0 | 0 | 0 | 0 | 0 | 0 | 0 | 0 | 0 | 0 | 0 | 0 | 0 | 0 | 0
F4_Commercial_Miscellaneous (ID)_New_Miscellaneous_Natural Gas_Pool Heater_E10 | F4 | Commercial | Miscellaneous (ID) | New | Miscellaneous | Natural Gas | Pool Heater | E10 | Utility - Cost of Equipment | 0 | 0 | 0 | 0 | 0 | 0 | 0 | 0 | 0 | 0 | 0 | 0 | 0 | 0 | 0 | 0 | 0 | 0 | 0 | 0 | 0 | 0 | 0 | 0 | 0 | 0 | 0
F5_Commercial_Miscellaneous (ID)_New_Miscellaneous_Natural Gas_Pool Heater_E1 | F5 | Commercial | Miscellaneous (ID) | New | Miscellaneous | Natural Gas | Pool Heater | E1 | Utility - Cost of Operation | 0.010471 | 0.010551 | 0.010722 | 0.010998 | 0.011379 | 0.011932 | 0.012538 | 0.013147 | 0.013736 | 0.014365 | 0.014841 | 0.015287 | 0.015791 | 0.016277 | 0.016685 | 0.01705 | 0.017349 | 0.017636 | 0.017953 | 0.018251 | 0.018559 | 0.018885 | 0.019212 | 0.019554 | 0.019901 | 0.020255 | 0.020614
F5_Commercial_Miscellaneous (ID)_New_Miscellaneous_Natural Gas_Pool Heater_E2 | F5 | Commercial | Miscellaneous (ID) | New | Miscellaneous | Natural Gas | Pool Heater | E2 | Utility - Cost of Operation | 0.0089007 | 0.0089683 | 0.0091134 | 0.0093482 | 0.0096719 | 0.010142 | 0.010658 | 0.011175 | 0.011675 | 0.012211 | 0.012615 | 0.012994 | 0.013422 | 0.013836 | 0.014182 | 0.014493 | 0.014747 | 0.01499 | 0.01526 | 0.015513 | 0.015775 | 0.016052 | 0.01633 | 0.016621 | 0.016916 | 0.017216 | 0.017522
F5_Commercial_Miscellaneous (ID)_New_Miscellaneous_Natural Gas_Pool Heater_E3 | F5 | Commercial | Miscellaneous (ID) | New | Miscellaneous | Natural Gas | Pool Heater | E3 | Utility - Cost of Operation | 0 | 0 | 0 | 0 | 0 | 0 | 0 | 0 | 0 | 0 | 0 | 0 | 0 | 0 | 0 | 0 | 0 | 0 | 0 | 0 | 0 | 0 | 0 | 0 | 0 | 0 | 0
F5_Commercial_Miscellaneous (ID)_New_Miscellaneous_Natural Gas_Pool Heater_E4 | F5 | Commercial | Miscellaneous (ID) | New | Miscellaneous | Natural Gas | Pool Heater | E4 | Utility - Cost of Operation | 0 | 0 | 0 | 0 | 0 | 0 | 0 | 0 | 0 | 0 | 0 | 0 | 0 | 0 | 0 | 0 | 0 | 0 | 0 | 0 | 0 | 0 | 0 | 0 | 0 | 0 | 0
F5_Commercial_Miscellaneous (ID)_New_Miscellaneous_Natural Gas_Pool Heater_E5 | F5 | Commercial | Miscellaneous (ID) | New | Miscellaneous | Natural Gas | Pool Heater | E5 | Utility - Cost of Operation | 0 | 0 | 0 | 0 | 0 | 0 | 0 | 0 | 0 | 0 | 0 | 0 | 0 | 0 | 0 | 0 | 0 | 0 | 0 | 0 | 0 | 0 | 0 | 0 | 0 | 0 | 0
F5_Commercial_Miscellaneous (ID)_New_Miscellaneous_Natural Gas_Pool Heater_E6 | F5 | Commercial | Miscellaneous (ID) | New | Miscellaneous | Natural Gas | Pool Heater | E6 | Utility - Cost of Operation | 0 | 0 | 0 | 0 | 0 | 0 | 0 | 0 | 0 | 0 | 0 | 0 | 0 | 0 | 0 | 0 | 0 | 0 | 0 | 0 | 0 | 0 | 0 | 0 | 0 | 0 | 0
F5_Commercial_Miscellaneous (ID)_New_Miscellaneous_Natural Gas_Pool Heater_E7 | F5 | Commercial | Miscellaneous (ID) | New | Miscellaneous | Natural Gas | Pool Heater | E7 | Utility - Cost of Operation | 0 | 0 | 0 | 0 | 0 | 0 | 0 | 0 | 0 | 0 | 0 | 0 | 0 | 0 | 0 | 0 | 0 | 0 | 0 | 0 | 0 | 0 | 0 | 0 | 0 | 0 | 0
F5_Commercial_Miscellaneous (ID)_New_Miscellaneous_Natural Gas_Pool Heater_E8 | F5 | Commercial | Miscellaneous (ID) | New | Miscellaneous | Natural Gas | Pool Heater | E8 | Utility - Cost of Operation | 0 | 0 | 0 | 0 | 0 | 0 | 0 | 0 | 0 | 0 | 0 | 0 | 0 | 0 | 0 | 0 | 0 | 0 | 0 | 0 | 0 | 0 | 0 | 0 | 0 | 0 | 0
F5_Commercial_Miscellaneous (ID)_New_Miscellaneous_Natural Gas_Pool Heater_E9 | F5 | Commercial | Miscellaneous (ID) | New | Miscellaneous | Natural Gas | Pool Heater | E9 | Utility - Cost of Operation | 0 | 0 | 0 | 0 | 0 | 0 | 0 | 0 | 0 | 0 | 0 | 0 | 0 | 0 | 0 | 0 | 0 | 0 | 0 | 0 | 0 | 0 | 0 | 0 | 0 | 0 | 0
F5_Commercial_Miscellaneous (ID)_New_Miscellaneous_Natural Gas_Pool Heater_E10 | F5 | Commercial | Miscellaneous (ID) | New | Miscellaneous | Natural Gas | Pool Heater | E10 | Utility - Cost of Operation | 0 | 0 | 0 | 0 | 0 | 0 | 0 | 0 | 0 | 0 | 0 | 0 | 0 | 0 | 0 | 0 | 0 | 0 | 0 | 0 | 0 | 0 | 0 | 0 | 0 | 0 | 0
F6_Commercial_Miscellaneous (ID)_New_Miscellaneous_Natural Gas_Pool Heater_E1 | F6 | Commercial | Miscellaneous (ID) | New | Miscellaneous | Natural Gas | Pool Heater | E1 | Utility - Value of Sales | 0.012566 | 0.012661 | 0.012833 | 0.013093 | 0.013434 | 0.013931 | 0.014432 | 0.014913 | 0.015346 | 0.015802 | 0.016325 | 0.016815 | 0.01737 | 0.017883 | 0.018284 | 0.018609 | 0.018828 | 0.018995 | 0.019183 | 0.019336 | 0.019487 | 0.019829 | 0.020173 | 0.020531 | 0.020896 | 0.021267 | 0.021645
F6_Commercial_Miscellaneous (ID)_New_Miscellaneous_Natural Gas_Pool Heater_E2 | F6 | Commercial | Miscellaneous (ID) | New | Miscellaneous | Natural Gas | Pool Heater | E2 | Utility - Value of Sales | 0.010681 | 0.010762 | 0.010908 | 0.011129 | 0.011419 | 0.011841 | 0.012267 | 0.012676 | 0.013044 | 0.013432 | 0.013876 | 0.014293 | 0.014764 | 0.015201 | 0.015541 | 0.015818 | 0.016004 | 0.016146 | 0.016305 | 0.016436 | 0.016564 | 0.016855 | 0.017147 | 0.017452 | 0.017762 | 0.018077 | 0.018398
F6_Commercial_Miscellaneous (ID)_New_Miscellaneous_Natural Gas_Pool Heater_E3 | F6 | Commercial | Miscellaneous (ID) | New | Miscellaneous | Natural Gas | Pool Heater | E3 | Utility - Value of Sales | 0 | 0 | 0 | 0 | 0 | 0 | 0 | 0 | 0 | 0 | 0 | 0 | 0 | 0 | 0 | 0 | 0 | 0 | 0 | 0 | 0 | 0 | 0 | 0 | 0 | 0 | 0
F6_Commercial_Miscellaneous (ID)_New_Miscellaneous_Natural Gas_Pool Heater_E4 | F6 | Commercial | Miscellaneous (ID) | New | Miscellaneous | Natural Gas | Pool Heater | E4 | Utility - Value of Sales | 0 | 0 | 0 | 0 | 0 | 0 | 0 | 0 | 0 | 0 | 0 | 0 | 0 | 0 | 0 | 0 | 0 | 0 | 0 | 0 | 0 | 0 | 0 | 0 | 0 | 0 | 0
F6_Commercial_Miscellaneous (ID)_New_Miscellaneous_Natural Gas_Pool Heater_E5 | F6 | Commercial | Miscellaneous (ID) | New | Miscellaneous | Natural Gas | Pool Heater | E5 | Utility - Value of Sales | 0 | 0 | 0 | 0 | 0 | 0 | 0 | 0 | 0 | 0 | 0 | 0 | 0 | 0 | 0 | 0 | 0 | 0 | 0 | 0 | 0 | 0 | 0 | 0 | 0 | 0 | 0
F6_Commercial_Miscellaneous (ID)_New_Miscellaneous_Natural Gas_Pool Heater_E6 | F6 | Commercial | Miscellaneous (ID) | New | Miscellaneous | Natural Gas | Pool Heater | E6 | Utility - Value of Sales | 0 | 0 | 0 | 0 | 0 | 0 | 0 | 0 | 0 | 0 | 0 | 0 | 0 | 0 | 0 | 0 | 0 | 0 | 0 | 0 | 0 | 0 | 0 | 0 | 0 | 0 | 0
F6_Commercial_Miscellaneous (ID)_New_Miscellaneous_Natural Gas_Pool Heater_E7 | F6 | Commercial | Miscellaneous (ID) | New | Miscellaneous | Natural Gas | Pool Heater | E7 | Utility - Value of Sales | 0 | 0 | 0 | 0 | 0 | 0 | 0 | 0 | 0 | 0 | 0 | 0 | 0 | 0 | 0 | 0 | 0 | 0 | 0 | 0 | 0 | 0 | 0 | 0 | 0 | 0 | 0
F6_Commercial_Miscellaneous (ID)_New_Miscellaneous_Natural Gas_Pool Heater_E8 | F6 | Commercial | Miscellaneous (ID) | New | Miscellaneous | Natural Gas | Pool Heater | E8 | Utility - Value of Sales | 0 | 0 | 0 | 0 | 0 | 0 | 0 | 0 | 0 | 0 | 0 | 0 | 0 | 0 | 0 | 0 | 0 | 0 | 0 | 0 | 0 | 0 | 0 | 0 | 0 | 0 | 0
F6_Commercial_Miscellaneous (ID)_New_Miscellaneous_Natural Gas_Pool Heater_E9 | F6 | Commercial | Miscellaneous (ID) | New | Miscellaneous | Natural Gas | Pool Heater | E9 | Utility - Value of Sales | 0 | 0 | 0 | 0 | 0 | 0 | 0 | 0 | 0 | 0 | 0 | 0 | 0 | 0 | 0 | 0 | 0 | 0 | 0 | 0 | 0 | 0 | 0 | 0 | 0 | 0 | 0
F6_Commercial_Miscellaneous (ID)_New_Miscellaneous_Natural Gas_Pool Heater_E10 | F6 | Commercial | Miscellaneous (ID) | New | Miscellaneous | Natural Gas | Pool Heater | E10 | Utility - Value of Sales | 0 | 0 | 0 | 0 | 0 | 0 | 0 | 0 | 0 | 0 | 0 | 0 | 0 | 0 | 0 | 0 | 0 | 0 | 0 | 0 | 0 | 0 | 0 | 0 | 0 | 0 | 0
F1_Commercial_Miscellaneous (ID)_New_Miscellaneous_Natural Gas_Miscellaneous_E1 | F1 | Commercial | Miscellaneous (ID) | New | Miscellaneous | Natural Gas | Miscellaneous | E1 | RVT - Cost of Equipment | 0.24753 | 0.24753 | 0.24753 | 0.24753 | 0.24753 | 0.24753 | 0.24753 | 0.24753 | 0.24753 | 0.24753 | 0.24753 | 0.24753 | 0.24753 | 0.24753 | 0.24753 | 0.24753 | 0.24753 | 0.24753 | 0.24753 | 0.24753 | 0.24753 | 0.24753 | 0.24753 | 0.24753 | 0.24753 | 0.24753 | 0.24753
F1_Commercial_Miscellaneous (ID)_New_Miscellaneous_Natural Gas_Miscellaneous_E2 | F1 | Commercial | Miscellaneous (ID) | New | Miscellaneous | Natural Gas | Miscellaneous | E2 | RVT - Cost of Equipment | 0 | 0 | 0 | 0 | 0 | 0 | 0 | 0 | 0 | 0 | 0 | 0 | 0 | 0 | 0 | 0 | 0 | 0 | 0 | 0 | 0 | 0 | 0 | 0 | 0 | 0 | 0
F1_Commercial_Miscellaneous (ID)_New_Miscellaneous_Natural Gas_Miscellaneous_E3 | F1 | Commercial | Miscellaneous (ID) | New | Miscellaneous | Natural Gas | Miscellaneous | E3 | RVT - Cost of Equipment | 0 | 0 | 0 | 0 | 0 | 0 | 0 | 0 | 0 | 0 | 0 | 0 | 0 | 0 | 0 | 0 | 0 | 0 | 0 | 0 | 0 | 0 | 0 | 0 | 0 | 0 | 0
F1_Commercial_Miscellaneous (ID)_New_Miscellaneous_Natural Gas_Miscellaneous_E4 | F1 | Commercial | Miscellaneous (ID) | New | Miscellaneous | Natural Gas | Miscellaneous | E4 | RVT - Cost of Equipment | 0 | 0 | 0 | 0 | 0 | 0 | 0 | 0 | 0 | 0 | 0 | 0 | 0 | 0 | 0 | 0 | 0 | 0 | 0 | 0 | 0 | 0 | 0 | 0 | 0 | 0 | 0
F1_Commercial_Miscellaneous (ID)_New_Miscellaneous_Natural Gas_Miscellaneous_E5 | F1 | Commercial | Miscellaneous (ID) | New | Miscellaneous | Natural Gas | Miscellaneous | E5 | RVT - Cost of Equipment | 0 | 0 | 0 | 0 | 0 | 0 | 0 | 0 | 0 | 0 | 0 | 0 | 0 | 0 | 0 | 0 | 0 | 0 | 0 | 0 | 0 | 0 | 0 | 0 | 0 | 0 | 0
F1_Commercial_Miscellaneous (ID)_New_Miscellaneous_Natural Gas_Miscellaneous_E6 | F1 | Commercial | Miscellaneous (ID) | New | Miscellaneous | Natural Gas | Miscellaneous | E6 | RVT - Cost of Equipment | 0 | 0 | 0 | 0 | 0 | 0 | 0 | 0 | 0 | 0 | 0 | 0 | 0 | 0 | 0 | 0 | 0 | 0 | 0 | 0 | 0 | 0 | 0 | 0 | 0 | 0 | 0
F1_Commercial_Miscellaneous (ID)_New_Miscellaneous_Natural Gas_Miscellaneous_E7 | F1 | Commercial | Miscellaneous (ID) | New | Miscellaneous | Natural Gas | Miscellaneous | E7 | RVT - Cost of Equipment | 0 | 0 | 0 | 0 | 0 | 0 | 0 | 0 | 0 | 0 | 0 | 0 | 0 | 0 | 0 | 0 | 0 | 0 | 0 | 0 | 0 | 0 | 0 | 0 | 0 | 0 | 0
F1_Commercial_Miscellaneous (ID)_New_Miscellaneous_Natural Gas_Miscellaneous_E8 | F1 | Commercial | Miscellaneous (ID) | New | Miscellaneous | Natural Gas | Miscellaneous | E8 | RVT - Cost of Equipment | 0 | 0 | 0 | 0 | 0 | 0 | 0 | 0 | 0 | 0 | 0 | 0 | 0 | 0 | 0 | 0 | 0 | 0 | 0 | 0 | 0 | 0 | 0 | 0 | 0 | 0 | 0
F1_Commercial_Miscellaneous (ID)_New_Miscellaneous_Natural Gas_Miscellaneous_E9 | F1 | Commercial | Miscellaneous (ID) | New | Miscellaneous | Natural Gas | Miscellaneous | E9 | RVT - Cost of Equipment | 0 | 0 | 0 | 0 | 0 | 0 | 0 | 0 | 0 | 0 | 0 | 0 | 0 | 0 | 0 | 0 | 0 | 0 | 0 | 0 | 0 | 0 | 0 | 0 | 0 | 0 | 0
F1_Commercial_Miscellaneous (ID)_New_Miscellaneous_Natural Gas_Miscellaneous_E10 | F1 | Commercial | Miscellaneous (ID) | New | Miscellaneous | Natural Gas | Miscellaneous | E10 | RVT - Cost of Equipment | 0 | 0 | 0 | 0 | 0 | 0 | 0 | 0 | 0 | 0 | 0 | 0 | 0 | 0 | 0 | 0 | 0 | 0 | 0 | 0 | 0 | 0 | 0 | 0 | 0 | 0 | 0
F2_Commercial_Miscellaneous (ID)_New_Miscellaneous_Natural Gas_Miscellaneous_E1 | F2 | Commercial | Miscellaneous (ID) | New | Miscellaneous | Natural Gas | Miscellaneous | E1 | RVT - Cost of Operation | 0.050755 | 0.05108 | 0.051622 | 0.052465 | 0.053709 | 0.055757 | 0.057864 | 0.059832 | 0.061552 | 0.063337 | 0.065382 | 0.067305 | 0.069595 | 0.071787 | 0.073533 | 0.074948 | 0.075899 | 0.076665 | 0.077428 | 0.07792 | 0.07839 | 0.079763 | 0.081141 | 0.082582 | 0.084049 | 0.085542 | 0.087062
F2_Commercial_Miscellaneous (ID)_New_Miscellaneous_Natural Gas_Miscellaneous_E2 | F2 | Commercial | Miscellaneous (ID) | New | Miscellaneous | Natural Gas | Miscellaneous | E2 | RVT - Cost of Operation | 0 | 0 | 0 | 0 | 0 | 0 | 0 | 0 | 0 | 0 | 0 | 0 | 0 | 0 | 0 | 0 | 0 | 0 | 0 | 0 | 0 | 0 | 0 | 0 | 0 | 0 | 0
F2_Commercial_Miscellaneous (ID)_New_Miscellaneous_Natural Gas_Miscellaneous_E3 | F2 | Commercial | Miscellaneous (ID) | New | Miscellaneous | Natural Gas | Miscellaneous | E3 | RVT - Cost of Operation | 0 | 0 | 0 | 0 | 0 | 0 | 0 | 0 | 0 | 0 | 0 | 0 | 0 | 0 | 0 | 0 | 0 | 0 | 0 | 0 | 0 | 0 | 0 | 0 | 0 | 0 | 0
F2_Commercial_Miscellaneous (ID)_New_Miscellaneous_Natural Gas_Miscellaneous_E4 | F2 | Commercial | Miscellaneous (ID) | New | Miscellaneous | Natural Gas | Miscellaneous | E4 | RVT - Cost of Operation | 0 | 0 | 0 | 0 | 0 | 0 | 0 | 0 | 0 | 0 | 0 | 0 | 0 | 0 | 0 | 0 | 0 | 0 | 0 | 0 | 0 | 0 | 0 | 0 | 0 | 0 | 0
F2_Commercial_Miscellaneous (ID)_New_Miscellaneous_Natural Gas_Miscellaneous_E5 | F2 | Commercial | Miscellaneous (ID) | New | Miscellaneous | Natural Gas | Miscellaneous | E5 | RVT - Cost of Operation | 0 | 0 | 0 | 0 | 0 | 0 | 0 | 0 | 0 | 0 | 0 | 0 | 0 | 0 | 0 | 0 | 0 | 0 | 0 | 0 | 0 | 0 | 0 | 0 | 0 | 0 | 0
F2_Commercial_Miscellaneous (ID)_New_Miscellaneous_Natural Gas_Miscellaneous_E6 | F2 | Commercial | Miscellaneous (ID) | New | Miscellaneous | Natural Gas | Miscellaneous | E6 | RVT - Cost of Operation | 0 | 0 | 0 | 0 | 0 | 0 | 0 | 0 | 0 | 0 | 0 | 0 | 0 | 0 | 0 | 0 | 0 | 0 | 0 | 0 | 0 | 0 | 0 | 0 | 0 | 0 | 0
F2_Commercial_Miscellaneous (ID)_New_Miscellaneous_Natural Gas_Miscellaneous_E7 | F2 | Commercial | Miscellaneous (ID) | New | Miscellaneous | Natural Gas | Miscellaneous | E7 | RVT - Cost of Operation | 0 | 0 | 0 | 0 | 0 | 0 | 0 | 0 | 0 | 0 | 0 | 0 | 0 | 0 | 0 | 0 | 0 | 0 | 0 | 0 | 0 | 0 | 0 | 0 | 0 | 0 | 0
F2_Commercial_Miscellaneous (ID)_New_Miscellaneous_Natural Gas_Miscellaneous_E8 | F2 | Commercial | Miscellaneous (ID) | New | Miscellaneous | Natural Gas | Miscellaneous | E8 | RVT - Cost of Operation | 0 | 0 | 0 | 0 | 0 | 0 | 0 | 0 | 0 | 0 | 0 | 0 | 0 | 0 | 0 | 0 | 0 | 0 | 0 | 0 | 0 | 0 | 0 | 0 | 0 | 0 | 0
F2_Commercial_Miscellaneous (ID)_New_Miscellaneous_Natural Gas_Miscellaneous_E9 | F2 | Commercial | Miscellaneous (ID) | New | Miscellaneous | Natural Gas | Miscellaneous | E9 | RVT - Cost of Operation | 0 | 0 | 0 | 0 | 0 | 0 | 0 | 0 | 0 | 0 | 0 | 0 | 0 | 0 | 0 | 0 | 0 | 0 | 0 | 0 | 0 | 0 | 0 | 0 | 0 | 0 | 0
F2_Commercial_Miscellaneous (ID)_New_Miscellaneous_Natural Gas_Miscellaneous_E10 | F2 | Commercial | Miscellaneous (ID) | New | Miscellaneous | Natural Gas | Miscellaneous | E10 | RVT - Cost of Operation | 0 | 0 | 0 | 0 | 0 | 0 | 0 | 0 | 0 | 0 | 0 | 0 | 0 | 0 | 0 | 0 | 0 | 0 | 0 | 0 | 0 | 0 | 0 | 0 | 0 | 0 | 0
F3_Commercial_Miscellaneous (ID)_New_Miscellaneous_Natural Gas_Miscellaneous_E1 | F3 | Commercial | Miscellaneous (ID) | New | Miscellaneous | Natural Gas | Miscellaneous | E1 | System - kBTUs of Consumption | 12.9641 | 12.9641 | 12.9641 | 12.9641 | 12.9641 | 12.9641 | 12.9641 | 12.9641 | 12.9641 | 12.9641 | 12.9641 | 12.9641 | 12.9641 | 12.9641 | 12.9641 | 12.9641 | 12.9641 | 12.9641 | 12.9641 | 12.9641 | 12.9641 | 12.9641 | 12.9641 | 12.9641 | 12.9641 | 12.9641 | 12.9641
F3_Commercial_Miscellaneous (ID)_New_Miscellaneous_Natural Gas_Miscellaneous_E2 | F3 | Commercial | Miscellaneous (ID) | New | Miscellaneous | Natural Gas | Miscellaneous | E2 | System - kBTUs of Consumption | 0 | 0 | 0 | 0 | 0 | 0 | 0 | 0 | 0 | 0 | 0 | 0 | 0 | 0 | 0 | 0 | 0 | 0 | 0 | 0 | 0 | 0 | 0 | 0 | 0 | 0 | 0
F3_Commercial_Miscellaneous (ID)_New_Miscellaneous_Natural Gas_Miscellaneous_E3 | F3 | Commercial | Miscellaneous (ID) | New | Miscellaneous | Natural Gas | Miscellaneous | E3 | System - kBTUs of Consumption | 0 | 0 | 0 | 0 | 0 | 0 | 0 | 0 | 0 | 0 | 0 | 0 | 0 | 0 | 0 | 0 | 0 | 0 | 0 | 0 | 0 | 0 | 0 | 0 | 0 | 0 | 0
F3_Commercial_Miscellaneous (ID)_New_Miscellaneous_Natural Gas_Miscellaneous_E4 | F3 | Commercial | Miscellaneous (ID) | New | Miscellaneous | Natural Gas | Miscellaneous | E4 | System - kBTUs of Consumption | 0 | 0 | 0 | 0 | 0 | 0 | 0 | 0 | 0 | 0 | 0 | 0 | 0 | 0 | 0 | 0 | 0 | 0 | 0 | 0 | 0 | 0 | 0 | 0 | 0 | 0 | 0
F3_Commercial_Miscellaneous (ID)_New_Miscellaneous_Natural Gas_Miscellaneous_E5 | F3 | Commercial | Miscellaneous (ID) | New | Miscellaneous | Natural Gas | Miscellaneous | E5 | System - kBTUs of Consumption | 0 | 0 | 0 | 0 | 0 | 0 | 0 | 0 | 0 | 0 | 0 | 0 | 0 | 0 | 0 | 0 | 0 | 0 | 0 | 0 | 0 | 0 | 0 | 0 | 0 | 0 | 0
F3_Commercial_Miscellaneous (ID)_New_Miscellaneous_Natural Gas_Miscellaneous_E6 | F3 | Commercial | Miscellaneous (ID) | New | Miscellaneous | Natural Gas | Miscellaneous | E6 | System - kBTUs of Consumption | 0 | 0 | 0 | 0 | 0 | 0 | 0 | 0 | 0 | 0 | 0 | 0 | 0 | 0 | 0 | 0 | 0 | 0 | 0 | 0 | 0 | 0 | 0 | 0 | 0 | 0 | 0
F3_Commercial_Miscellaneous (ID)_New_Miscellaneous_Natural Gas_Miscellaneous_E7 | F3 | Commercial | Miscellaneous (ID) | New | Miscellaneous | Natural Gas | Miscellaneous | E7 | System - kBTUs of Consumption | 0 | 0 | 0 | 0 | 0 | 0 | 0 | 0 | 0 | 0 | 0 | 0 | 0 | 0 | 0 | 0 | 0 | 0 | 0 | 0 | 0 | 0 | 0 | 0 | 0 | 0 | 0
F3_Commercial_Miscellaneous (ID)_New_Miscellaneous_Natural Gas_Miscellaneous_E8 | F3 | Commercial | Miscellaneous (ID) | New | Miscellaneous | Natural Gas | Miscellaneous | E8 | System - kBTUs of Consumption | 0 | 0 | 0 | 0 | 0 | 0 | 0 | 0 | 0 | 0 | 0 | 0 | 0 | 0 | 0 | 0 | 0 | 0 | 0 | 0 | 0 | 0 | 0 | 0 | 0 | 0 | 0
F3_Commercial_Miscellaneous (ID)_New_Miscellaneous_Natural Gas_Miscellaneous_E9 | F3 | Commercial | Miscellaneous (ID) | New | Miscellaneous | Natural Gas | Miscellaneous | E9 | System - kBTUs of Consumption | 0 | 0 | 0 | 0 | 0 | 0 | 0 | 0 | 0 | 0 | 0 | 0 | 0 | 0 | 0 | 0 | 0 | 0 | 0 | 0 | 0 | 0 | 0 | 0 | 0 | 0 | 0
F3_Commercial_Miscellaneous (ID)_New_Miscellaneous_Natural Gas_Miscellaneous_E10 | F3 | Commercial | Miscellaneous (ID) | New | Miscellaneous | Natural Gas | Miscellaneous | E10 | System - kBTUs of Consumption | 0 | 0 | 0 | 0 | 0 | 0 | 0 | 0 | 0 | 0 | 0 | 0 | 0 | 0 | 0 | 0 | 0 | 0 | 0 | 0 | 0 | 0 | 0 | 0 | 0 | 0 | 0
F4_Commercial_Miscellaneous (ID)_New_Miscellaneous_Natural Gas_Miscellaneous_E1 | F4 | Commercial | Miscellaneous (ID) | New | Miscellaneous | Natural Gas | Miscellaneous | E1 | Utility - Cost of Equipment | 0.24753 | 0.24753 | 0.24753 | 0.24753 | 0.24753 | 0.24753 | 0.24753 | 0.24753 | 0.24753 | 0.24753 | 0.24753 | 0.24753 | 0.24753 | 0.24753 | 0.24753 | 0.24753 | 0.24753 | 0.24753 | 0.24753 | 0.24753 | 0.24753 | 0.24753 | 0.24753 | 0.24753 | 0.24753 | 0.24753 | 0.24753
F4_Commercial_Miscellaneous (ID)_New_Miscellaneous_Natural Gas_Miscellaneous_E2 | F4 | Commercial | Miscellaneous (ID) | New | Miscellaneous | Natural Gas | Miscellaneous | E2 | Utility - Cost of Equipment | 0 | 0 | 0 | 0 | 0 | 0 | 0 | 0 | 0 | 0 | 0 | 0 | 0 | 0 | 0 | 0 | 0 | 0 | 0 | 0 | 0 | 0 | 0 | 0 | 0 | 0 | 0
F4_Commercial_Miscellaneous (ID)_New_Miscellaneous_Natural Gas_Miscellaneous_E3 | F4 | Commercial | Miscellaneous (ID) | New | Miscellaneous | Natural Gas | Miscellaneous | E3 | Utility - Cost of Equipment | 0 | 0 | 0 | 0 | 0 | 0 | 0 | 0 | 0 | 0 | 0 | 0 | 0 | 0 | 0 | 0 | 0 | 0 | 0 | 0 | 0 | 0 | 0 | 0 | 0 | 0 | 0
F4_Commercial_Miscellaneous (ID)_New_Miscellaneous_Natural Gas_Miscellaneous_E4 | F4 | Commercial | Miscellaneous (ID) | New | Miscellaneous | Natural Gas | Miscellaneous | E4 | Utility - Cost of Equipment | 0 | 0 | 0 | 0 | 0 | 0 | 0 | 0 | 0 | 0 | 0 | 0 | 0 | 0 | 0 | 0 | 0 | 0 | 0 | 0 | 0 | 0 | 0 | 0 | 0 | 0 | 0
F4_Commercial_Miscellaneous (ID)_New_Miscellaneous_Natural Gas_Miscellaneous_E5 | F4 | Commercial | Miscellaneous (ID) | New | Miscellaneous | Natural Gas | Miscellaneous | E5 | Utility - Cost of Equipment | 0 | 0 | 0 | 0 | 0 | 0 | 0 | 0 | 0 | 0 | 0 | 0 | 0 | 0 | 0 | 0 | 0 | 0 | 0 | 0 | 0 | 0 | 0 | 0 | 0 | 0 | 0
F4_Commercial_Miscellaneous (ID)_New_Miscellaneous_Natural Gas_Miscellaneous_E6 | F4 | Commercial | Miscellaneous (ID) | New | Miscellaneous | Natural Gas | Miscellaneous | E6 | Utility - Cost of Equipment | 0 | 0 | 0 | 0 | 0 | 0 | 0 | 0 | 0 | 0 | 0 | 0 | 0 | 0 | 0 | 0 | 0 | 0 | 0 | 0 | 0 | 0 | 0 | 0 | 0 | 0 | 0
F4_Commercial_Miscellaneous (ID)_New_Miscellaneous_Natural Gas_Miscellaneous_E7 | F4 | Commercial | Miscellaneous (ID) | New | Miscellaneous | Natural Gas | Miscellaneous | E7 | Utility - Cost of Equipment | 0 | 0 | 0 | 0 | 0 | 0 | 0 | 0 | 0 | 0 | 0 | 0 | 0 | 0 | 0 | 0 | 0 | 0 | 0 | 0 | 0 | 0 | 0 | 0 | 0 | 0 | 0
F4_Commercial_Miscellaneous (ID)_New_Miscellaneous_Natural Gas_Miscellaneous_E8 | F4 | Commercial | Miscellaneous (ID) | New | Miscellaneous | Natural Gas | Miscellaneous | E8 | Utility - Cost of Equipment | 0 | 0 | 0 | 0 | 0 | 0 | 0 | 0 | 0 | 0 | 0 | 0 | 0 | 0 | 0 | 0 | 0 | 0 | 0 | 0 | 0 | 0 | 0 | 0 | 0 | 0 | 0
F4_Commercial_Miscellaneous (ID)_New_Miscellaneous_Natural Gas_Miscellaneous_E9 | F4 | Commercial | Miscellaneous (ID) | New | Miscellaneous | Natural Gas | Miscellaneous | E9 | Utility - Cost of Equipment | 0 | 0 | 0 | 0 | 0 | 0 | 0 | 0 | 0 | 0 | 0 | 0 | 0 | 0 | 0 | 0 | 0 | 0 | 0 | 0 | 0 | 0 | 0 | 0 | 0 | 0 | 0
F4_Commercial_Miscellaneous (ID)_New_Miscellaneous_Natural Gas_Miscellaneous_E10 | F4 | Commercial | Miscellaneous (ID) | New | Miscellaneous | Natural Gas | Miscellaneous | E10 | Utility - Cost of Equipment | 0 | 0 | 0 | 0 | 0 | 0 | 0 | 0 | 0 | 0 | 0 | 0 | 0 | 0 | 0 | 0 | 0 | 0 | 0 | 0 | 0 | 0 | 0 | 0 | 0 | 0 | 0
F5_Commercial_Miscellaneous (ID)_New_Miscellaneous_Natural Gas_Miscellaneous_E1 | F5 | Commercial | Miscellaneous (ID) | New | Miscellaneous | Natural Gas | Miscellaneous | E1 | Utility - Cost of Operation | 0.042296 | 0.042566 | 0.043111 | 0.044017 | 0.045383 | 0.047564 | 0.049962 | 0.052439 | 0.054931 | 0.057579 | 0.059438 | 0.061186 | 0.063268 | 0.065329 | 0.067063 | 0.068587 | 0.069792 | 0.070947 | 0.072233 | 0.073423 | 0.074657 | 0.075965 | 0.077277 | 0.07865 | 0.080047 | 0.081469 | 0.082916
F5_Commercial_Miscellaneous (ID)_New_Miscellaneous_Natural Gas_Miscellaneous_E2 | F5 | Commercial | Miscellaneous (ID) | New | Miscellaneous | Natural Gas | Miscellaneous | E2 | Utility - Cost of Operation | 0 | 0 | 0 | 0 | 0 | 0 | 0 | 0 | 0 | 0 | 0 | 0 | 0 | 0 | 0 | 0 | 0 | 0 | 0 | 0 | 0 | 0 | 0 | 0 | 0 | 0 | 0
F5_Commercial_Miscellaneous (ID)_New_Miscellaneous_Natural Gas_Miscellaneous_E3 | F5 | Commercial | Miscellaneous (ID) | New | Miscellaneous | Natural Gas | Miscellaneous | E3 | Utility - Cost of Operation | 0 | 0 | 0 | 0 | 0 | 0 | 0 | 0 | 0 | 0 | 0 | 0 | 0 | 0 | 0 | 0 | 0 | 0 | 0 | 0 | 0 | 0 | 0 | 0 | 0 | 0 | 0
F5_Commercial_Miscellaneous (ID)_New_Miscellaneous_Natural Gas_Miscellaneous_E4 | F5 | Commercial | Miscellaneous (ID) | New | Miscellaneous | Natural Gas | Miscellaneous | E4 | Utility - Cost of Operation | 0 | 0 | 0 | 0 | 0 | 0 | 0 | 0 | 0 | 0 | 0 | 0 | 0 | 0 | 0 | 0 | 0 | 0 | 0 | 0 | 0 | 0 | 0 | 0 | 0 | 0 | 0
F5_Commercial_Miscellaneous (ID)_New_Miscellaneous_Natural Gas_Miscellaneous_E5 | F5 | Commercial | Miscellaneous (ID) | New | Miscellaneous | Natural Gas | Miscellaneous | E5 | Utility - Cost of Operation | 0 | 0 | 0 | 0 | 0 | 0 | 0 | 0 | 0 | 0 | 0 | 0 | 0 | 0 | 0 | 0 | 0 | 0 | 0 | 0 | 0 | 0 | 0 | 0 | 0 | 0 | 0
F5_Commercial_Miscellaneous (ID)_New_Miscellaneous_Natural Gas_Miscellaneous_E6 | F5 | Commercial | Miscellaneous (ID) | New | Miscellaneous | Natural Gas | Miscellaneous | E6 | Utility - Cost of Operation | 0 | 0 | 0 | 0 | 0 | 0 | 0 | 0 | 0 | 0 | 0 | 0 | 0 | 0 | 0 | 0 | 0 | 0 | 0 | 0 | 0 | 0 | 0 | 0 | 0 | 0 | 0
F5_Commercial_Miscellaneous (ID)_New_Miscellaneous_Natural Gas_Miscellaneous_E7 | F5 | Commercial | Miscellaneous (ID) | New | Miscellaneous | Natural Gas | Miscellaneous | E7 | Utility - Cost of Operation | 0 | 0 | 0 | 0 | 0 | 0 | 0 | 0 | 0 | 0 | 0 | 0 | 0 | 0 | 0 | 0 | 0 | 0 | 0 | 0 | 0 | 0 | 0 | 0 | 0 | 0 | 0
F5_Commercial_Miscellaneous (ID)_New_Miscellaneous_Natural Gas_Miscellaneous_E8 | F5 | Commercial | Miscellaneous (ID) | New | Miscellaneous | Natural Gas | Miscellaneous | E8 | Utility - Cost of Operation | 0 | 0 | 0 | 0 | 0 | 0 | 0 | 0 | 0 | 0 | 0 | 0 | 0 | 0 | 0 | 0 | 0 | 0 | 0 | 0 | 0 | 0 | 0 | 0 | 0 | 0 | 0
F5_Commercial_Miscellaneous (ID)_New_Miscellaneous_Natural Gas_Miscellaneous_E9 | F5 | Commercial | Miscellaneous (ID) | New | Miscellaneous | Natural Gas | Miscellaneous | E9 | Utility - Cost of Operation | 0 | 0 | 0 | 0 | 0 | 0 | 0 | 0 | 0 | 0 | 0 | 0 | 0 | 0 | 0 | 0 | 0 | 0 | 0 | 0 | 0 | 0 | 0 | 0 | 0 | 0 | 0
F5_Commercial_Miscellaneous (ID)_New_Miscellaneous_Natural Gas_Miscellaneous_E10 | F5 | Commercial | Miscellaneous (ID) | New | Miscellaneous | Natural Gas | Miscellaneous | E10 | Utility - Cost of Operation | 0 | 0 | 0 | 0 | 0 | 0 | 0 | 0 | 0 | 0 | 0 | 0 | 0 | 0 | 0 | 0 | 0 | 0 | 0 | 0 | 0 | 0 | 0 | 0 | 0 | 0 | 0
F6_Commercial_Miscellaneous (ID)_New_Miscellaneous_Natural Gas_Miscellaneous_E1 | F6 | Commercial | Miscellaneous (ID) | New | Miscellaneous | Natural Gas | Miscellaneous | E1 | Utility - Value of Sales | 0.050755 | 0.05108 | 0.051622 | 0.052465 | 0.053709 | 0.055757 | 0.057864 | 0.059832 | 0.061552 | 0.063337 | 0.065382 | 0.067305 | 0.069595 | 0.071787 | 0.073533 | 0.074948 | 0.075899 | 0.076665 | 0.077428 | 0.07792 | 0.07839 | 0.079763 | 0.081141 | 0.082582 | 0.084049 | 0.085542 | 0.087062
F6_Commercial_Miscellaneous (ID)_New_Miscellaneous_Natural Gas_Miscellaneous_E2 | F6 | Commercial | Miscellaneous (ID) | New | Miscellaneous | Natural Gas | Miscellaneous | E2 | Utility - Value of Sales | 0 | 0 | 0 | 0 | 0 | 0 | 0 | 0 | 0 | 0 | 0 | 0 | 0 | 0 | 0 | 0 | 0 | 0 | 0 | 0 | 0 | 0 | 0 | 0 | 0 | 0 | 0
F6_Commercial_Miscellaneous (ID)_New_Miscellaneous_Natural Gas_Miscellaneous_E3 | F6 | Commercial | Miscellaneous (ID) | New | Miscellaneous | Natural Gas | Miscellaneous | E3 | Utility - Value of Sales | 0 | 0 | 0 | 0 | 0 | 0 | 0 | 0 | 0 | 0 | 0 | 0 | 0 | 0 | 0 | 0 | 0 | 0 | 0 | 0 | 0 | 0 | 0 | 0 | 0 | 0 | 0
F6_Commercial_Miscellaneous (ID)_New_Miscellaneous_Natural Gas_Miscellaneous_E4 | F6 | Commercial | Miscellaneous (ID) | New | Miscellaneous | Natural Gas | Miscellaneous | E4 | Utility - Value of Sales | 0 | 0 | 0 | 0 | 0 | 0 | 0 | 0 | 0 | 0 | 0 | 0 | 0 | 0 | 0 | 0 | 0 | 0 | 0 | 0 | 0 | 0 | 0 | 0 | 0 | 0 | 0
F6_Commercial_Miscellaneous (ID)_New_Miscellaneous_Natural Gas_Miscellaneous_E5 | F6 | Commercial | Miscellaneous (ID) | New | Miscellaneous | Natural Gas | Miscellaneous | E5 | Utility - Value of Sales | 0 | 0 | 0 | 0 | 0 | 0 | 0 | 0 | 0 | 0 | 0 | 0 | 0 | 0 | 0 | 0 | 0 | 0 | 0 | 0 | 0 | 0 | 0 | 0 | 0 | 0 | 0
F6_Commercial_Miscellaneous (ID)_New_Miscellaneous_Natural Gas_Miscellaneous_E6 | F6 | Commercial | Miscellaneous (ID) | New | Miscellaneous | Natural Gas | Miscellaneous | E6 | Utility - Value of Sales | 0 | 0 | 0 | 0 | 0 | 0 | 0 | 0 | 0 | 0 | 0 | 0 | 0 | 0 | 0 | 0 | 0 | 0 | 0 | 0 | 0 | 0 | 0 | 0 | 0 | 0 | 0
F6_Commercial_Miscellaneous (ID)_New_Miscellaneous_Natural Gas_Miscellaneous_E7 | F6 | Commercial | Miscellaneous (ID) | New | Miscellaneous | Natural Gas | Miscellaneous | E7 | Utility - Value of Sales | 0 | 0 | 0 | 0 | 0 | 0 | 0 | 0 | 0 | 0 | 0 | 0 | 0 | 0 | 0 | 0 | 0 | 0 | 0 | 0 | 0 | 0 | 0 | 0 | 0 | 0 | 0
F6_Commercial_Miscellaneous (ID)_New_Miscellaneous_Natural Gas_Miscellaneous_E8 | F6 | Commercial | Miscellaneous (ID) | New | Miscellaneous | Natural Gas | Miscellaneous | E8 | Utility - Value of Sales | 0 | 0 | 0 | 0 | 0 | 0 | 0 | 0 | 0 | 0 | 0 | 0 | 0 | 0 | 0 | 0 | 0 | 0 | 0 | 0 | 0 | 0 | 0 | 0 | 0 | 0 | 0
F6_Commercial_Miscellaneous (ID)_New_Miscellaneous_Natural Gas_Miscellaneous_E9 | F6 | Commercial | Miscellaneous (ID) | New | Miscellaneous | Natural Gas | Miscellaneous | E9 | Utility - Value of Sales | 0 | 0 | 0 | 0 | 0 | 0 | 0 | 0 | 0 | 0 | 0 | 0 | 0 | 0 | 0 | 0 | 0 | 0 | 0 | 0 | 0 | 0 | 0 | 0 | 0 | 0 | 0
F6_Commercial_Miscellaneous (ID)_New_Miscellaneous_Natural Gas_Miscellaneous_E10 | F6 | Commercial | Miscellaneous (ID) | New | Miscellaneous | Natural Gas | Miscellaneous | E10 | Utility - Value of Sales | 0 | 0 | 0 | 0 | 0 | 0 | 0 | 0 | 0 | 0 | 0 | 0 | 0 | 0 | 0 | 0 | 0 | 0 | 0 | 0 | 0 | 0 | 0 | 0 | 0 | 0 | 0

## Technology Economics
Key | Field | Sector | Segment | Vintage | End Use | Fuel | Technology | Equipment | Label | 2019 | 2020 | 2021 | 2022 | 2023 | 2024 | 2025 | 2026 | 2027 | 2028 | 2029 | 2030 | 2031 | 2032 | 2033 | 2034 | 2035 | 2036 | 2037 | 2038 | 2039 | 2040 | 2041 | 2042
F0_Commercial_Office (WA)_Existing_Space Heating_Natural Gas_Furnace_E0 | F0 | Commercial | Office (WA) | Existing | Space Heating | Natural Gas | Furnace | E0 | Economic Unit | AFUE 80% (Standard) | AFUE 80% (Standard) | AFUE 80% (Standard) | AFUE 80% (Standard) | AFUE 80% (Standard) | AFUE 80% (Standard) | AFUE 80% (Standard) | AFUE 80% (Standard) | AFUE 80% (Standard) | AFUE 80% (Standard) | AFUE 80% (Standard) | AFUE 80% (Standard) | AFUE 80% (Standard) | AFUE 80% (Standard) | AFUE 80% (Standard) | AFUE 96% | AFUE 96% | AFUE 96% | AFUE 96% | AFUE 96% | AFUE 96% | AFUE 96% | AFUE 96% | AFUE 96% | AFUE 96% | AFUE 96% | AFUE 96%
F1_Commercial_Office (WA)_Existing_Space Heating_Natural Gas_Furnace_E1 | F1 | Commercial | Office (WA) | Existing | Space Heating | Natural Gas | Furnace | E1 | CCE | 0 | 0 | 0 | 0 | 0 | 0 | 0 | 0 | 0 | 0 | 0 | 0 | 0 | 0 | 0 | 0 | 0 | 0 | 0 | 0 | 0 | 0 | 0 | 0 | 0 | 0 | 0
F1_Commercial_Office (WA)_Existing_Space Heating_Natural Gas_Furnace_E2 | F1 | Commercial | Office (WA) | Existing | Space Heating | Natural Gas | Furnace | E2 | CCE | 0.03738 | 0.038792 | 0.038792 | 0.038792 | 0.038792 | 0.038792 | 0.038792 | 0.038792 | 0.038792 | 0.038792 | 0.038792 | 0.038792 | 0.038792 | 0.038792 | 0.038792 | 0.038792 | 0.038792 | 0.038792 | 0.038792 | 0.038792 | 0.038792 | 0.038792 | 0.038792 | 0.038792 | 0.038792 | 0.038792 | 0.038792
F1_Commercial_Office (WA)_Existing_Space Heating_Natural Gas_Furnace_E3 | F1 | Commercial | Office (WA) | Existing | Space Heating | Natural Gas | Furnace | E3 | CCE | 0.0055887 | 0.0057997 | 0.0057997 | 0.0057997 | 0.0057997 | 0.0057997 | 0.0057997 | 0.0057997 | 0.0057997 | 0.0057997 | 0.0057997 | 0.0057997 | 0.0057997 | 0.0057997 | 0.0057997 | 0.0057997 | 0.0057997 | 0.0057997 | 0.0057997 | 0.0057997 | 0.0057997 | 0.0057997 | 0.0057997 | 0.0057997 | 0.0057997 | 0.0057997 | 0.0057997
F1_Commercial_Office (WA)_Existing_Space Heating_Natural Gas_Furnace_E4 | F1 | Commercial | Office (WA) | Existing | Space Heating | Natural Gas | Furnace | E4 | CCE | 0 | 0 | 0 | 0 | 0 | 0 | 0 | 0 | 0 | 0 | 0 | 0 | 0 | 0 | 0 | 0 | 0 | 0 | 0 | 0 | 0 | 0 | 0 | 0 | 0 | 0 | 0
F1_Commercial_Office (WA)_Existing_Space Heating_Natural Gas_Furnace_E5 | F1 | Commercial | Office (WA) | Existing | Space Heating | Natural Gas | Furnace | E5 | CCE | 0 | 0 | 0 | 0 | 0 | 0 | 0 | 0 | 0 | 0 | 0 | 0 | 0 | 0 | 0 | 0 | 0 | 0 | 0 | 0 | 0 | 0 | 0 | 0 | 0 | 0 | 0
F1_Commercial_Office (WA)_Existing_Space Heating_Natural Gas_Furnace_E6 | F1 | Commercial | Office (WA) | Existing | Space Heating | Natural Gas | Furnace | E6 | CCE | 0 | 0 | 0 | 0 | 0 | 0 | 0 | 0 | 0 | 0 | 0 | 0 | 0 | 0 | 0 | 0 | 0 | 0 | 0 | 0 | 0 | 0 | 0 | 0 | 0 | 0 | 0
F1_Commercial_Office (WA)_Existing_Space Heating_Natural Gas_Furnace_E7 | F1 | Commercial | Office (WA) | Existing | Space Heating | Natural Gas | Furnace | E7 | CCE | 0 | 0 | 0 | 0 | 0 | 0 | 0 | 0 | 0 | 0 | 0 | 0 | 0 | 0 | 0 | 0 | 0 | 0 | 0 | 0 | 0 | 0 | 0 | 0 | 0 | 0 | 0
F1_Commercial_Office (WA)_Existing_Space Heating_Natural Gas_Furnace_E8 | F1 | Commercial | Office (WA) | Existing | Space Heating | Natural Gas | Furnace | E8 | CCE | 0 | 0 | 0 | 0 | 0 | 0 | 0 | 0 | 0 | 0 | 0 | 0 | 0 | 0 | 0 | 0 | 0 | 0 | 0 | 0 | 0 | 0 | 0 | 0 | 0 | 0 | 0
F1_Commercial_Office (WA)_Existing_Space Heating_Natural Gas_Furnace_E9 | F1 | Commercial | Office (WA) | Existing | Space Heating | Natural Gas | Furnace | E9 | CCE | 0 | 0 | 0 | 0 | 0 | 0 | 0 | 0 | 0 | 0 | 0 | 0 | 0 | 0 | 0 | 0 | 0 | 0 | 0 | 0 | 0 | 0 | 0 | 0 | 0 | 0 | 0
F1_Commercial_Office (WA)_Existing_Space Heating_Natural Gas_Furnace_E10 | F1 | Commercial | Office (WA) | Existing | Space Heating | Natural Gas | Furnace | E10 | CCE | 0 | 0 | 0 | 0 | 0 | 0 | 0 | 0 | 0 | 0 | 0 | 0 | 0 | 0 | 0 | 0 | 0 | 0 | 0 | 0 | 0 | 0 | 0 | 0 | 0 | 0 | 0
F2_Commercial_Office (WA)_Existing_Space Heating_Natural Gas_Furnace_E1 | F2 | Commercial | Office (WA) | Existing | Space Heating | Natural Gas | Furnace | E1 | TRC BC Ratio | [24 empty] | 1 | 1 | 1 | bar: 2019 to 2042
F2_Commercial_Office (WA)_Existing_Space Heating_Natural Gas_Furnace_E2 | F2 | Commercial | Office (WA) | Existing | Space Heating | Natural Gas | Furnace | E2 | TRC BC Ratio | 0.10061 | 0.10207 | 0.10415 | 0.10651 | 0.1092 | 0.1131 | 0.11709 | 0.12132 | 0.1253 | 0.12934 | 0.13287 | 0.13606 | 0.13961 | 0.14329 | 0.14665 | 0.14995 | 0.15296 | 0.15608 | 0.15934 | 0.16268 | 0.16609 | 0.16971 | 0.17401 | 0.1777 | 0.18147 | 0.18532 | 0.18926
F2_Commercial_Office (WA)_Existing_Space Heating_Natural Gas_Furnace_E3 | F2 | Commercial | Office (WA) | Existing | Space Heating | Natural Gas | Furnace | E3 | TRC BC Ratio | 0.67293 | 0.68271 | 0.69658 | 0.71241 | 0.73036 | 0.75648 | 0.78314 | 0.81144 | 0.83808 | 0.86508 | 0.88872 | 0.91008 | 0.93379 | 0.95838 | 0.98089 | 1.0029 | 1.0231 | 1.0439 | 1.0657 | 1.0881 | 1.1109 | 1.1351 | 1.1639 | 1.1886 | 1.2138 | 1.2396 | 1.2659
F2_Commercial_Office (WA)_Existing_Space Heating_Natural Gas_Furnace_E4 | F2 | Commercial | Office (WA) | Existing | Space Heating | Natural Gas | Furnace | E4 | TRC BC Ratio | 0 | 0 | 0 | 0 | 0 | 0 | 0 | 0 | 0 | 0 | 0 | 0 | 0 | 0 | 0 | 0 | 0 | 0 | 0 | 0 | 0 | 0 | 0 | 0 | 0 | 0 | 0
F2_Commercial_Office (WA)_Existing_Space Heating_Natural Gas_Furnace_E5 | F2 | Commercial | Office (WA) | Existing | Space Heating | Natural Gas | Furnace | E5 | TRC BC Ratio | 0 | 0 | 0 | 0 | 0 | 0 | 0 | 0 | 0 | 0 | 0 | 0 | 0 | 0 | 0 | 0 | 0 | 0 | 0 | 0 | 0 | 0 | 0 | 0 | 0 | 0 | 0
F2_Commercial_Office (WA)_Existing_Space Heating_Natural Gas_Furnace_E6 | F2 | Commercial | Office (WA) | Existing | Space Heating | Natural Gas | Furnace | E6 | TRC BC Ratio | 0 | 0 | 0 | 0 | 0 | 0 | 0 | 0 | 0 | 0 | 0 | 0 | 0 | 0 | 0 | 0 | 0 | 0 | 0 | 0 | 0 | 0 | 0 | 0 | 0 | 0 | 0
F2_Commercial_Office (WA)_Existing_Space Heating_Natural Gas_Furnace_E7 | F2 | Commercial | Office (WA) | Existing | Space Heating | Natural Gas | Furnace | E7 | TRC BC Ratio | 0 | 0 | 0 | 0 | 0 | 0 | 0 | 0 | 0 | 0 | 0 | 0 | 0 | 0 | 0 | 0 | 0 | 0 | 0 | 0 | 0 | 0 | 0 | 0 | 0 | 0 | 0
F2_Commercial_Office (WA)_Existing_Space Heating_Natural Gas_Furnace_E8 | F2 | Commercial | Office (WA) | Existing | Space Heating | Natural Gas | Furnace | E8 | TRC BC Ratio | 0 | 0 | 0 | 0 | 0 | 0 | 0 | 0 | 0 | 0 | 0 | 0 | 0 | 0 | 0 | 0 | 0 | 0 | 0 | 0 | 0 | 0 | 0 | 0 | 0 | 0 | 0
F2_Commercial_Office (WA)_Existing_Space Heating_Natural Gas_Furnace_E9 | F2 | Commercial | Office (WA) | Existing | Space Heating | Natural Gas | Furnace | E9 | TRC BC Ratio | 0 | 0 | 0 | 0 | 0 | 0 | 0 | 0 | 0 | 0 | 0 | 0 | 0 | 0 | 0 | 0 | 0 | 0 | 0 | 0 | 0 | 0 | 0 | 0 | 0 | 0 | 0
F2_Commercial_Office (WA)_Existing_Space Heating_Natural Gas_Furnace_E10 | F2 | Commercial | Office (WA) | Existing | Space Heating | Natural Gas | Furnace | E10 | TRC BC Ratio | 0 | 0 | 0 | 0 | 0 | 0 | 0 | 0 | 0 | 0 | 0 | 0 | 0 | 0 | 0 | 0 | 0 | 0 | 0 | 0 | 0 | 0 | 0 | 0 | 0 | 0 | 0
F3_Commercial_Office (WA)_Existing_Space Heating_Natural Gas_Furnace_E1 | F3 | Commercial | Office (WA) | Existing | Space Heating | Natural Gas | Furnace | E1 | PACT BC Ratio | [24 empty] | 1 | 1 | 1 | bar: 2019 to 2042
F3_Commercial_Office (WA)_Existing_Space Heating_Natural Gas_Furnace_E2 | F3 | Commercial | Office (WA) | Existing | Space Heating | Natural Gas | Furnace | E2 | PACT BC Ratio | 0.2818 | 0.28589 | 0.2917 | 0.29833 | 0.30585 | 0.31678 | 0.32795 | 0.3398 | 0.35096 | 0.36226 | 0.37216 | 0.3811 | 0.39103 | 0.40133 | 0.41076 | 0.41999 | 0.42843 | 0.43716 | 0.44629 | 0.45566 | 0.46521 | 0.47535 | 0.48738 | 0.49772 | 0.50829 | 0.51908 | 0.5301
F3_Commercial_Office (WA)_Existing_Space Heating_Natural Gas_Furnace_E3 | F3 | Commercial | Office (WA) | Existing | Space Heating | Natural Gas | Furnace | E3 | PACT BC Ratio | 1.8848 | 1.9122 | 1.9511 | 1.9954 | 2.0457 | 2.1188 | 2.1935 | 2.2728 | 2.3474 | 2.423 | 2.4892 | 2.549 | 2.6155 | 2.6843 | 2.7474 | 2.8091 | 2.8656 | 2.924 | 2.985 | 3.0477 | 3.1116 | 3.1794 | 3.2599 | 3.3291 | 3.3997 | 3.4719 | 3.5456
F3_Commercial_Office (WA)_Existing_Space Heating_Natural Gas_Furnace_E4 | F3 | Commercial | Office (WA) | Existing | Space Heating | Natural Gas | Furnace | E4 | PACT BC Ratio | 0 | 0 | 0 | 0 | 0 | 0 | 0 | 0 | 0 | 0 | 0 | 0 | 0 | 0 | 0 | 0 | 0 | 0 | 0 | 0 | 0 | 0 | 0 | 0 | 0 | 0 | 0
F3_Commercial_Office (WA)_Existing_Space Heating_Natural Gas_Furnace_E5 | F3 | Commercial | Office (WA) | Existing | Space Heating | Natural Gas | Furnace | E5 | PACT BC Ratio | 0 | 0 | 0 | 0 | 0 | 0 | 0 | 0 | 0 | 0 | 0 | 0 | 0 | 0 | 0 | 0 | 0 | 0 | 0 | 0 | 0 | 0 | 0 | 0 | 0 | 0 | 0
F3_Commercial_Office (WA)_Existing_Space Heating_Natural Gas_Furnace_E6 | F3 | Commercial | Office (WA) | Existing | Space Heating | Natural Gas | Furnace | E6 | PACT BC Ratio | 0 | 0 | 0 | 0 | 0 | 0 | 0 | 0 | 0 | 0 | 0 | 0 | 0 | 0 | 0 | 0 | 0 | 0 | 0 | 0 | 0 | 0 | 0 | 0 | 0 | 0 | 0
F3_Commercial_Office (WA)_Existing_Space Heating_Natural Gas_Furnace_E7 | F3 | Commercial | Office (WA) | Existing | Space Heating | Natural Gas | Furnace | E7 | PACT BC Ratio | 0 | 0 | 0 | 0 | 0 | 0 | 0 | 0 | 0 | 0 | 0 | 0 | 0 | 0 | 0 | 0 | 0 | 0 | 0 | 0 | 0 | 0 | 0 | 0 | 0 | 0 | 0
F3_Commercial_Office (WA)_Existing_Space Heating_Natural Gas_Furnace_E8 | F3 | Commercial | Office (WA) | Existing | Space Heating | Natural Gas | Furnace | E8 | PACT BC Ratio | 0 | 0 | 0 | 0 | 0 | 0 | 0 | 0 | 0 | 0 | 0 | 0 | 0 | 0 | 0 | 0 | 0 | 0 | 0 | 0 | 0 | 0 | 0 | 0 | 0 | 0 | 0
F3_Commercial_Office (WA)_Existing_Space Heating_Natural Gas_Furnace_E9 | F3 | Commercial | Office (WA) | Existing | Space Heating | Natural Gas | Furnace | E9 | PACT BC Ratio | 0 | 0 | 0 | 0 | 0 | 0 | 0 | 0 | 0 | 0 | 0 | 0 | 0 | 0 | 0 | 0 | 0 | 0 | 0 | 0 | 0 | 0 | 0 | 0 | 0 | 0 | 0
F3_Commercial_Office (WA)_Existing_Space Heating_Natural Gas_Furnace_E10 | F3 | Commercial | Office (WA) | Existing | Space Heating | Natural Gas | Furnace | E10 | PACT BC Ratio | 0 | 0 | 0 | 0 | 0 | 0 | 0 | 0 | 0 | 0 | 0 | 0 | 0 | 0 | 0 | 0 | 0 | 0 | 0 | 0 | 0 | 0 | 0 | 0 | 0 | 0 | 0
F4_Commercial_Office (WA)_Existing_Space Heating_Natural Gas_Furnace_E1 | F4 | Commercial | Office (WA) | Existing | Space Heating | Natural Gas | Furnace | E1 | RVT BC Ratio | [24 empty] | 1 | 1 | 1 | bar: 2019 to 2042
F4_Commercial_Office (WA)_Existing_Space Heating_Natural Gas_Furnace_E2 | F4 | Commercial | Office (WA) | Existing | Space Heating | Natural Gas | Furnace | E2 | RVT BC Ratio | 0.36936 | 0.37053 | 0.37248 | 0.37473 | 0.37731 | 0.38151 | 0.38568 | 0.39004 | 0.39387 | 0.39758 | 0.40179 | 0.40547 | 0.40956 | 0.41378 | 0.41753 | 0.42113 | 0.42431 | 0.42755 | 0.43091 | 0.43431 | 0.43771 | 0.44227 | 0.44768 | 0.45234 | 0.45709 | 0.46194 | 0.4669
F4_Commercial_Office (WA)_Existing_Space Heating_Natural Gas_Furnace_E3 | F4 | Commercial | Office (WA) | Existing | Space Heating | Natural Gas | Furnace | E3 | RVT BC Ratio | 1.171 | 1.1788 | 1.1919 | 1.2069 | 1.2242 | 1.2523 | 1.2802 | 1.3094 | 1.335 | 1.3598 | 1.388 | 1.4125 | 1.4399 | 1.4681 | 1.4932 | 1.5173 | 1.5386 | 1.5602 | 1.5827 | 1.6054 | 1.6282 | 1.6587 | 1.6949 | 1.726 | 1.7578 | 1.7903 | 1.8234
F4_Commercial_Office (WA)_Existing_Space Heating_Natural Gas_Furnace_E4 | F4 | Commercial | Office (WA) | Existing | Space Heating | Natural Gas | Furnace | E4 | RVT BC Ratio | 0 | 0 | 0 | 0 | 0 | 0 | 0 | 0 | 0 | 0 | 0 | 0 | 0 | 0 | 0 | 0 | 0 | 0 | 0 | 0 | 0 | 0 | 0 | 0 | 0 | 0 | 0
F4_Commercial_Office (WA)_Existing_Space Heating_Natural Gas_Furnace_E5 | F4 | Commercial | Office (WA) | Existing | Space Heating | Natural Gas | Furnace | E5 | RVT BC Ratio | 0 | 0 | 0 | 0 | 0 | 0 | 0 | 0 | 0 | 0 | 0 | 0 | 0 | 0 | 0 | 0 | 0 | 0 | 0 | 0 | 0 | 0 | 0 | 0 | 0 | 0 | 0
F4_Commercial_Office (WA)_Existing_Space Heating_Natural Gas_Furnace_E6 | F4 | Commercial | Office (WA) | Existing | Space Heating | Natural Gas | Furnace | E6 | RVT BC Ratio | 0 | 0 | 0 | 0 | 0 | 0 | 0 | 0 | 0 | 0 | 0 | 0 | 0 | 0 | 0 | 0 | 0 | 0 | 0 | 0 | 0 | 0 | 0 | 0 | 0 | 0 | 0
F4_Commercial_Office (WA)_Existing_Space Heating_Natural Gas_Furnace_E7 | F4 | Commercial | Office (WA) | Existing | Space Heating | Natural Gas | Furnace | E7 | RVT BC Ratio | 0 | 0 | 0 | 0 | 0 | 0 | 0 | 0 | 0 | 0 | 0 | 0 | 0 | 0 | 0 | 0 | 0 | 0 | 0 | 0 | 0 | 0 | 0 | 0 | 0 | 0 | 0
F4_Commercial_Office (WA)_Existing_Space Heating_Natural Gas_Furnace_E8 | F4 | Commercial | Office (WA) | Existing | Space Heating | Natural Gas | Furnace | E8 | RVT BC Ratio | 0 | 0 | 0 | 0 | 0 | 0 | 0 | 0 | 0 | 0 | 0 | 0 | 0 | 0 | 0 | 0 | 0 | 0 | 0 | 0 | 0 | 0 | 0 | 0 | 0 | 0 | 0
F4_Commercial_Office (WA)_Existing_Space Heating_Natural Gas_Furnace_E9 | F4 | Commercial | Office (WA) | Existing | Space Heating | Natural Gas | Furnace | E9 | RVT BC Ratio | 0 | 0 | 0 | 0 | 0 | 0 | 0 | 0 | 0 | 0 | 0 | 0 | 0 | 0 | 0 | 0 | 0 | 0 | 0 | 0 | 0 | 0 | 0 | 0 | 0 | 0 | 0
F4_Commercial_Office (WA)_Existing_Space Heating_Natural Gas_Furnace_E10 | F4 | Commercial | Office (WA) | Existing | Space Heating | Natural Gas | Furnace | E10 | RVT BC Ratio | 0 | 0 | 0 | 0 | 0 | 0 | 0 | 0 | 0 | 0 | 0 | 0 | 0 | 0 | 0 | 0 | 0 | 0 | 0 | 0 | 0 | 0 | 0 | 0 | 0 | 0 | 0
F5_Commercial_Office (WA)_Existing_Space Heating_Natural Gas_Furnace_E1 | F5 | Commercial | Office (WA) | Existing | Space Heating | Natural Gas | Furnace | E1 | RIM BC Ratio | [24 empty] | 1 | 1 | 1 | bar: 2019 to 2042
F5_Commercial_Office (WA)_Existing_Space Heating_Natural Gas_Furnace_E2 | F5 | Commercial | Office (WA) | Existing | Space Heating | Natural Gas | Furnace | E2 | RIM BC Ratio | 0.21205 | 0.21469 | 0.21831 | 0.22239 | 0.22697 | 0.23339 | 0.2399 | 0.24673 | 0.25319 | 0.25972 | 0.26495 | 0.26967 | 0.27484 | 0.28014 | 0.28498 | 0.28969 | 0.29401 | 0.29845 | 0.30306 | 0.30777 | 0.31254 | 0.31709 | 0.32239 | 0.32689 | 0.33141 | 0.33597 | 0.34055
F5_Commercial_Office (WA)_Existing_Space Heating_Natural Gas_Furnace_E3 | F5 | Commercial | Office (WA) | Existing | Space Heating | Natural Gas | Furnace | E3 | RIM BC Ratio | 0.589 | 0.59416 | 0.60056 | 0.60762 | 0.61538 | 0.62505 | 0.63489 | 0.64512 | 0.65519 | 0.66553 | 0.67159 | 0.67725 | 0.68329 | 0.68943 | 0.69516 | 0.7008 | 0.70617 | 0.71168 | 0.71739 | 0.72323 | 0.72919 | 0.73286 | 0.73705 | 0.74053 | 0.74397 | 0.74737 | 0.75073
F5_Commercial_Office (WA)_Existing_Space Heating_Natural Gas_Furnace_E4 | F5 | Commercial | Office (WA) | Existing | Space Heating | Natural Gas | Furnace | E4 | RIM BC Ratio | 0 | 0 | 0 | 0 | 0 | 0 | 0 | 0 | 0 | 0 | 0 | 0 | 0 | 0 | 0 | 0 | 0 | 0 | 0 | 0 | 0 | 0 | 0 | 0 | 0 | 0 | 0
F5_Commercial_Office (WA)_Existing_Space Heating_Natural Gas_Furnace_E5 | F5 | Commercial | Office (WA) | Existing | Space Heating | Natural Gas | Furnace | E5 | RIM BC Ratio | 0 | 0 | 0 | 0 | 0 | 0 | 0 | 0 | 0 | 0 | 0 | 0 | 0 | 0 | 0 | 0 | 0 | 0 | 0 | 0 | 0 | 0 | 0 | 0 | 0 | 0 | 0
F5_Commercial_Office (WA)_Existing_Space Heating_Natural Gas_Furnace_E6 | F5 | Commercial | Office (WA) | Existing | Space Heating | Natural Gas | Furnace | E6 | RIM BC Ratio | 0 | 0 | 0 | 0 | 0 | 0 | 0 | 0 | 0 | 0 | 0 | 0 | 0 | 0 | 0 | 0 | 0 | 0 | 0 | 0 | 0 | 0 | 0 | 0 | 0 | 0 | 0
F5_Commercial_Office (WA)_Existing_Space Heating_Natural Gas_Furnace_E7 | F5 | Commercial | Office (WA) | Existing | Space Heating | Natural Gas | Furnace | E7 | RIM BC Ratio | 0 | 0 | 0 | 0 | 0 | 0 | 0 | 0 | 0 | 0 | 0 | 0 | 0 | 0 | 0 | 0 | 0 | 0 | 0 | 0 | 0 | 0 | 0 | 0 | 0 | 0 | 0
F5_Commercial_Office (WA)_Existing_Space Heating_Natural Gas_Furnace_E8 | F5 | Commercial | Office (WA) | Existing | Space Heating | Natural Gas | Furnace | E8 | RIM BC Ratio | 0 | 0 | 0 | 0 | 0 | 0 | 0 | 0 | 0 | 0 | 0 | 0 | 0 | 0 | 0 | 0 | 0 | 0 | 0 | 0 | 0 | 0 | 0 | 0 | 0 | 0 | 0
F5_Commercial_Office (WA)_Existing_Space Heating_Natural Gas_Furnace_E9 | F5 | Commercial | Office (WA) | Existing | Space Heating | Natural Gas | Furnace | E9 | RIM BC Ratio | 0 | 0 | 0 | 0 | 0 | 0 | 0 | 0 | 0 | 0 | 0 | 0 | 0 | 0 | 0 | 0 | 0 | 0 | 0 | 0 | 0 | 0 | 0 | 0 | 0 | 0 | 0
F5_Commercial_Office (WA)_Existing_Space Heating_Natural Gas_Furnace_E10 | F5 | Commercial | Office (WA) | Existing | Space Heating | Natural Gas | Furnace | E10 | RIM BC Ratio | 0 | 0 | 0 | 0 | 0 | 0 | 0 | 0 | 0 | 0 | 0 | 0 | 0 | 0 | 0 | 0 | 0 | 0 | 0 | 0 | 0 | 0 | 0 | 0 | 0 | 0 | 0
F0_Commercial_Office (WA)_Existing_Space Heating_Natural Gas_Boiler_E0 | F0 | Commercial | Office (WA) | Existing | Space Heating | Natural Gas | Boiler | E0 | Economic Unit | AFUE 97% | AFUE 97% | AFUE 97% | AFUE 97% | AFUE 97% | AFUE 97% | AFUE 97% | AFUE 97% | AFUE 97% | AFUE 97% | AFUE 97% | AFUE 97% | AFUE 97% | AFUE 97% | AFUE 97% | AFUE 97% | AFUE 97% | AFUE 97% | AFUE 97% | AFUE 97% | AFUE 97% | AFUE 97% | AFUE 97% | AFUE 97% | AFUE 97% | AFUE 97% | AFUE 97%
F1_Commercial_Office (WA)_Existing_Space Heating_Natural Gas_Boiler_E1 | F1 | Commercial | Office (WA) | Existing | Space Heating | Natural Gas | Boiler | E1 | CCE | 0 | 0 | 0 | 0 | 0 | 0 | 0 | 0 | 0 | 0 | 0 | 0 | 0 | 0 | 0 | 0 | 0 | 0 | 0 | 0 | 0 | 0 | 0 | 0 | 0 | 0 | 0
F1_Commercial_Office (WA)_Existing_Space Heating_Natural Gas_Boiler_E2 | F1 | Commercial | Office (WA) | Existing | Space Heating | Natural Gas | Boiler | E2 | CCE | 0.0012298 | 0.0012762 | 0.0012762 | 0.0012762 | 0.0012762 | 0.0012762 | 0.0012762 | 0.0012762 | 0.0012762 | 0.0012762 | 0.0012762 | 0.0012762 | 0.0012762 | 0.0012762 | 0.0012762 | 0.0012762 | 0.0012762 | 0.0012762 | 0.0012762 | 0.0012762 | 0.0012762 | 0.0012762 | 0.0012762 | 0.0012762 | 0.0012762 | 0.0012762 | 0.0012762
F1_Commercial_Office (WA)_Existing_Space Heating_Natural Gas_Boiler_E3 | F1 | Commercial | Office (WA) | Existing | Space Heating | Natural Gas | Boiler | E3 | CCE | -0.00026888 | -0.00027903 | -0.00027903 | -0.00027903 | -0.00027903 | -0.00027903 | -0.00027903 | -0.00027903 | -0.00027903 | -0.00027903 | -0.00027903 | -0.00027903 | -0.00027903 | -0.00027903 | -0.00027903 | -0.00027903 | -0.00027903 | -0.00027903 | -0.00027903 | -0.00027903 | -0.00027903 | -0.00027903 | -0.00027903 | -0.00027903 | -0.00027903 | -0.00027903 | -0.00027903
F1_Commercial_Office (WA)_Existing_Space Heating_Natural Gas_Boiler_E4 | F1 | Commercial | Office (WA) | Existing | Space Heating | Natural Gas | Boiler | E4 | CCE | 0.028278 | 0.029346 | 0.029346 | 0.029346 | 0.029346 | 0.029346 | 0.029346 | 0.029346 | 0.029346 | 0.029346 | 0.029346 | 0.029346 | 0.029346 | 0.029346 | 0.029346 | 0.029346 | 0.029346 | 0.029346 | 0.029346 | 0.029346 | 0.029346 | 0.029346 | 0.029346 | 0.029346 | 0.029346 | 0.029346 | 0.029346
F1_Commercial_Office (WA)_Existing_Space Heating_Natural Gas_Boiler_E5 | F1 | Commercial | Office (WA) | Existing | Space Heating | Natural Gas | Boiler | E5 | CCE | 0 | 0 | 0 | 0 | 0 | 0 | 0 | 0 | 0 | 0 | 0 | 0 | 0 | 0 | 0 | 0 | 0 | 0 | 0 | 0 | 0 | 0 | 0 | 0 | 0 | 0 | 0
F1_Commercial_Office (WA)_Existing_Space Heating_Natural Gas_Boiler_E6 | F1 | Commercial | Office (WA) | Existing | Space Heating | Natural Gas | Boiler | E6 | CCE | 0 | 0 | 0 | 0 | 0 | 0 | 0 | 0 | 0 | 0 | 0 | 0 | 0 | 0 | 0 | 0 | 0 | 0 | 0 | 0 | 0 | 0 | 0 | 0 | 0 | 0 | 0
F1_Commercial_Office (WA)_Existing_Space Heating_Natural Gas_Boiler_E7 | F1 | Commercial | Office (WA) | Existing | Space Heating | Natural Gas | Boiler | E7 | CCE | 0 | 0 | 0 | 0 | 0 | 0 | 0 | 0 | 0 | 0 | 0 | 0 | 0 | 0 | 0 | 0 | 0 | 0 | 0 | 0 | 0 | 0 | 0 | 0 | 0 | 0 | 0
F1_Commercial_Office (WA)_Existing_Space Heating_Natural Gas_Boiler_E8 | F1 | Commercial | Office (WA) | Existing | Space Heating | Natural Gas | Boiler | E8 | CCE | 0 | 0 | 0 | 0 | 0 | 0 | 0 | 0 | 0 | 0 | 0 | 0 | 0 | 0 | 0 | 0 | 0 | 0 | 0 | 0 | 0 | 0 | 0 | 0 | 0 | 0 | 0
F1_Commercial_Office (WA)_Existing_Space Heating_Natural Gas_Boiler_E9 | F1 | Commercial | Office (WA) | Existing | Space Heating | Natural Gas | Boiler | E9 | CCE | 0 | 0 | 0 | 0 | 0 | 0 | 0 | 0 | 0 | 0 | 0 | 0 | 0 | 0 | 0 | 0 | 0 | 0 | 0 | 0 | 0 | 0 | 0 | 0 | 0 | 0 | 0
F1_Commercial_Office (WA)_Existing_Space Heating_Natural Gas_Boiler_E10 | F1 | Commercial | Office (WA) | Existing | Space Heating | Natural Gas | Boiler | E10 | CCE | 0 | 0 | 0 | 0 | 0 | 0 | 0 | 0 | 0 | 0 | 0 | 0 | 0 | 0 | 0 | 0 | 0 | 0 | 0 | 0 | 0 | 0 | 0 | 0 | 0 | 0 | 0
F2_Commercial_Office (WA)_Existing_Space Heating_Natural Gas_Boiler_E1 | F2 | Commercial | Office (WA) | Existing | Space Heating | Natural Gas | Boiler | E1 | TRC BC Ratio | [24 empty] | 1 | 1 | 1 | bar: 2019 to 2042
F2_Commercial_Office (WA)_Existing_Space Heating_Natural Gas_Boiler_E2 | F2 | Commercial | Office (WA) | Existing | Space Heating | Natural Gas | Boiler | E2 | TRC BC Ratio | 3.4532 | 3.5134 | 3.5879 | 3.6688 | 3.7567 | 3.8721 | 3.9896 | 4.1135 | 4.2326 | 4.3536 | 4.4643 | 4.5681 | 4.6804 | 4.7956 | 4.9046 | 5.0127 | 5.1154 | 5.221 | 5.3307 | 5.443 | 5.5576 | 5.677 | 5.8115 | 5.9323 | 6.0543 | 6.1475 | 6.2314
F2_Commercial_Office (WA)_Existing_Space Heating_Natural Gas_Boiler_E3 | F2 | Commercial | Office (WA) | Existing | Space Heating | Natural Gas | Boiler | E3 | TRC BC Ratio | [24 empty] | 1 | 1 | 1 | bar: 2019 to 2042
F2_Commercial_Office (WA)_Existing_Space Heating_Natural Gas_Boiler_E4 | F2 | Commercial | Office (WA) | Existing | Space Heating | Natural Gas | Boiler | E4 | TRC BC Ratio | 0.17308 | 0.17662 | 0.18052 | 0.18456 | 0.18876 | 0.19358 | 0.19848 | 0.20359 | 0.20866 | 0.21383 | 0.21882 | 0.22373 | 0.22888 | 0.23409 | 0.23922 | 0.24438 | 0.24949 | 0.25472 | 0.2601 | 0.2656 | 0.27122 | 0.27696 | 0.28303 | 0.28878 | 0.29451 | 0.29719 | 0.29877
F2_Commercial_Office (WA)_Existing_Space Heating_Natural Gas_Boiler_E5 | F2 | Commercial | Office (WA) | Existing | Space Heating | Natural Gas | Boiler | E5 | TRC BC Ratio | 0 | 0 | 0 | 0 | 0 | 0 | 0 | 0 | 0 | 0 | 0 | 0 | 0 | 0 | 0 | 0 | 0 | 0 | 0 | 0 | 0 | 0 | 0 | 0 | 0 | 0 | 0
F2_Commercial_Office (WA)_Existing_Space Heating_Natural Gas_Boiler_E6 | F2 | Commercial | Office (WA) | Existing | Space Heating | Natural Gas | Boiler | E6 | TRC BC Ratio | 0 | 0 | 0 | 0 | 0 | 0 | 0 | 0 | 0 | 0 | 0 | 0 | 0 | 0 | 0 | 0 | 0 | 0 | 0 | 0 | 0 | 0 | 0 | 0 | 0 | 0 | 0
F2_Commercial_Office (WA)_Existing_Space Heating_Natural Gas_Boiler_E7 | F2 | Commercial | Office (WA) | Existing | Space Heating | Natural Gas | Boiler | E7 | TRC BC Ratio | 0 | 0 | 0 | 0 | 0 | 0 | 0 | 0 | 0 | 0 | 0 | 0 | 0 | 0 | 0 | 0 | 0 | 0 | 0 | 0 | 0 | 0 | 0 | 0 | 0 | 0 | 0
F2_Commercial_Office (WA)_Existing_Space Heating_Natural Gas_Boiler_E8 | F2 | Commercial | Office (WA) | Existing | Space Heating | Natural Gas | Boiler | E8 | TRC BC Ratio | 0 | 0 | 0 | 0 | 0 | 0 | 0 | 0 | 0 | 0 | 0 | 0 | 0 | 0 | 0 | 0 | 0 | 0 | 0 | 0 | 0 | 0 | 0 | 0 | 0 | 0 | 0
F2_Commercial_Office (WA)_Existing_Space Heating_Natural Gas_Boiler_E9 | F2 | Commercial | Office (WA) | Existing | Space Heating | Natural Gas | Boiler | E9 | TRC BC Ratio | 0 | 0 | 0 | 0 | 0 | 0 | 0 | 0 | 0 | 0 | 0 | 0 | 0 | 0 | 0 | 0 | 0 | 0 | 0 | 0 | 0 | 0 | 0 | 0 | 0 | 0 | 0
F2_Commercial_Office (WA)_Existing_Space Heating_Natural Gas_Boiler_E10 | F2 | Commercial | Office (WA) | Existing | Space Heating | Natural Gas | Boiler | E10 | TRC BC Ratio | 0 | 0 | 0 | 0 | 0 | 0 | 0 | 0 | 0 | 0 | 0 | 0 | 0 | 0 | 0 | 0 | 0 | 0 | 0 | 0 | 0 | 0 | 0 | 0 | 0 | 0 | 0
F3_Commercial_Office (WA)_Existing_Space Heating_Natural Gas_Boiler_E1 | F3 | Commercial | Office (WA) | Existing | Space Heating | Natural Gas | Boiler | E1 | PACT BC Ratio | [24 empty] | 1 | 1 | 1 | bar: 2019 to 2042
F3_Commercial_Office (WA)_Existing_Space Heating_Natural Gas_Boiler_E2 | F3 | Commercial | Office (WA) | Existing | Space Heating | Natural Gas | Boiler | E2 | PACT BC Ratio | 9.672 | 9.8407 | 10.0493 | 10.276 | 10.5222 | 10.8453 | 11.1746 | 11.5215 | 11.8551 | 12.1941 | 12.504 | 12.7948 | 13.1093 | 13.4319 | 13.7372 | 14.0401 | 14.3278 | 14.6237 | 14.9307 | 15.2454 | 15.5662 | 15.9008 | 16.2774 | 16.6157 | 16.9574 | 17.2187 | 17.4537
F3_Commercial_Office (WA)_Existing_Space Heating_Natural Gas_Boiler_E3 | F3 | Commercial | Office (WA) | Existing | Space Heating | Natural Gas | Boiler | E3 | PACT BC Ratio | [24 empty] | 1 | 1 | 1 | bar: 2019 to 2042
F3_Commercial_Office (WA)_Existing_Space Heating_Natural Gas_Boiler_E4 | F3 | Commercial | Office (WA) | Existing | Space Heating | Natural Gas | Boiler | E4 | PACT BC Ratio | 0.48479 | 0.4947 | 0.50562 | 0.51695 | 0.52869 | 0.54219 | 0.55593 | 0.57024 | 0.58443 | 0.59891 | 0.61291 | 0.62665 | 0.64107 | 0.65566 | 0.67002 | 0.6845 | 0.69879 | 0.71345 | 0.72851 | 0.74393 | 0.75966 | 0.77573 | 0.79274 | 0.80884 | 0.8249 | 0.83239 | 0.83682
F3_Commercial_Office (WA)_Existing_Space Heating_Natural Gas_Boiler_E5 | F3 | Commercial | Office (WA) | Existing | Space Heating | Natural Gas | Boiler | E5 | PACT BC Ratio | 0 | 0 | 0 | 0 | 0 | 0 | 0 | 0 | 0 | 0 | 0 | 0 | 0 | 0 | 0 | 0 | 0 | 0 | 0 | 0 | 0 | 0 | 0 | 0 | 0 | 0 | 0
F3_Commercial_Office (WA)_Existing_Space Heating_Natural Gas_Boiler_E6 | F3 | Commercial | Office (WA) | Existing | Space Heating | Natural Gas | Boiler | E6 | PACT BC Ratio | 0 | 0 | 0 | 0 | 0 | 0 | 0 | 0 | 0 | 0 | 0 | 0 | 0 | 0 | 0 | 0 | 0 | 0 | 0 | 0 | 0 | 0 | 0 | 0 | 0 | 0 | 0
F3_Commercial_Office (WA)_Existing_Space Heating_Natural Gas_Boiler_E7 | F3 | Commercial | Office (WA) | Existing | Space Heating | Natural Gas | Boiler | E7 | PACT BC Ratio | 0 | 0 | 0 | 0 | 0 | 0 | 0 | 0 | 0 | 0 | 0 | 0 | 0 | 0 | 0 | 0 | 0 | 0 | 0 | 0 | 0 | 0 | 0 | 0 | 0 | 0 | 0
F3_Commercial_Office (WA)_Existing_Space Heating_Natural Gas_Boiler_E8 | F3 | Commercial | Office (WA) | Existing | Space Heating | Natural Gas | Boiler | E8 | PACT BC Ratio | 0 | 0 | 0 | 0 | 0 | 0 | 0 | 0 | 0 | 0 | 0 | 0 | 0 | 0 | 0 | 0 | 0 | 0 | 0 | 0 | 0 | 0 | 0 | 0 | 0 | 0 | 0
F3_Commercial_Office (WA)_Existing_Space Heating_Natural Gas_Boiler_E9 | F3 | Commercial | Office (WA) | Existing | Space Heating | Natural Gas | Boiler | E9 | PACT BC Ratio | 0 | 0 | 0 | 0 | 0 | 0 | 0 | 0 | 0 | 0 | 0 | 0 | 0 | 0 | 0 | 0 | 0 | 0 | 0 | 0 | 0 | 0 | 0 | 0 | 0 | 0 | 0
F3_Commercial_Office (WA)_Existing_Space Heating_Natural Gas_Boiler_E10 | F3 | Commercial | Office (WA) | Existing | Space Heating | Natural Gas | Boiler | E10 | PACT BC Ratio | 0 | 0 | 0 | 0 | 0 | 0 | 0 | 0 | 0 | 0 | 0 | 0 | 0 | 0 | 0 | 0 | 0 | 0 | 0 | 0 | 0 | 0 | 0 | 0 | 0 | 0 | 0
F4_Commercial_Office (WA)_Existing_Space Heating_Natural Gas_Boiler_E1 | F4 | Commercial | Office (WA) | Existing | Space Heating | Natural Gas | Boiler | E1 | RVT BC Ratio | [24 empty] | 1 | 1 | 1 | bar: 2019 to 2042
F4_Commercial_Office (WA)_Existing_Space Heating_Natural Gas_Boiler_E2 | F4 | Commercial | Office (WA) | Existing | Space Heating | Natural Gas | Boiler | E2 | RVT BC Ratio | 4.9261 | 4.9827 | 5.0574 | 5.139 | 5.228 | 5.3537 | 5.4795 | 5.611 | 5.7322 | 5.8525 | 5.9855 | 6.1086 | 6.2418 | 6.3777 | 6.5042 | 6.6282 | 6.7437 | 6.8616 | 6.9831 | 7.1065 | 7.231 | 7.3815 | 7.5509 | 7.7031 | 7.8568 | 7.9743 | 8.0801
F4_Commercial_Office (WA)_Existing_Space Heating_Natural Gas_Boiler_E3 | F4 | Commercial | Office (WA) | Existing | Space Heating | Natural Gas | Boiler | E3 | RVT BC Ratio | [24 empty] | 1 | 1 | 1 | bar: 2019 to 2042
F4_Commercial_Office (WA)_Existing_Space Heating_Natural Gas_Boiler_E4 | F4 | Commercial | Office (WA) | Existing | Space Heating | Natural Gas | Boiler | E4 | RVT BC Ratio | 0.45675 | 0.46043 | 0.46458 | 0.46889 | 0.47337 | 0.47871 | 0.48413 | 0.48979 | 0.49534 | 0.501 | 0.50709 | 0.5131 | 0.5194 | 0.52576 | 0.53198 | 0.53822 | 0.54434 | 0.55059 | 0.557 | 0.56353 | 0.57017 | 0.5774 | 0.58505 | 0.59229 | 0.59952 | 0.60289 | 0.60488
F4_Commercial_Office (WA)_Existing_Space Heating_Natural Gas_Boiler_E5 | F4 | Commercial | Office (WA) | Existing | Space Heating | Natural Gas | Boiler | E5 | RVT BC Ratio | 0 | 0 | 0 | 0 | 0 | 0 | 0 | 0 | 0 | 0 | 0 | 0 | 0 | 0 | 0 | 0 | 0 | 0 | 0 | 0 | 0 | 0 | 0 | 0 | 0 | 0 | 0
F4_Commercial_Office (WA)_Existing_Space Heating_Natural Gas_Boiler_E6 | F4 | Commercial | Office (WA) | Existing | Space Heating | Natural Gas | Boiler | E6 | RVT BC Ratio | 0 | 0 | 0 | 0 | 0 | 0 | 0 | 0 | 0 | 0 | 0 | 0 | 0 | 0 | 0 | 0 | 0 | 0 | 0 | 0 | 0 | 0 | 0 | 0 | 0 | 0 | 0
F4_Commercial_Office (WA)_Existing_Space Heating_Natural Gas_Boiler_E7 | F4 | Commercial | Office (WA) | Existing | Space Heating | Natural Gas | Boiler | E7 | RVT BC Ratio | 0 | 0 | 0 | 0 | 0 | 0 | 0 | 0 | 0 | 0 | 0 | 0 | 0 | 0 | 0 | 0 | 0 | 0 | 0 | 0 | 0 | 0 | 0 | 0 | 0 | 0 | 0
F4_Commercial_Office (WA)_Existing_Space Heating_Natural Gas_Boiler_E8 | F4 | Commercial | Office (WA) | Existing | Space Heating | Natural Gas | Boiler | E8 | RVT BC Ratio | 0 | 0 | 0 | 0 | 0 | 0 | 0 | 0 | 0 | 0 | 0 | 0 | 0 | 0 | 0 | 0 | 0 | 0 | 0 | 0 | 0 | 0 | 0 | 0 | 0 | 0 | 0
F4_Commercial_Office (WA)_Existing_Space Heating_Natural Gas_Boiler_E9 | F4 | Commercial | Office (WA) | Existing | Space Heating | Natural Gas | Boiler | E9 | RVT BC Ratio | 0 | 0 | 0 | 0 | 0 | 0 | 0 | 0 | 0 | 0 | 0 | 0 | 0 | 0 | 0 | 0 | 0 | 0 | 0 | 0 | 0 | 0 | 0 | 0 | 0 | 0 | 0
F4_Commercial_Office (WA)_Existing_Space Heating_Natural Gas_Boiler_E10 | F4 | Commercial | Office (WA) | Existing | Space Heating | Natural Gas | Boiler | E10 | RVT BC Ratio | 0 | 0 | 0 | 0 | 0 | 0 | 0 | 0 | 0 | 0 | 0 | 0 | 0 | 0 | 0 | 0 | 0 | 0 | 0 | 0 | 0 | 0 | 0 | 0 | 0 | 0 | 0
F5_Commercial_Office (WA)_Existing_Space Heating_Natural Gas_Boiler_E1 | F5 | Commercial | Office (WA) | Existing | Space Heating | Natural Gas | Boiler | E1 | RIM BC Ratio | [24 empty] | 1 | 1 | 1 | bar: 2019 to 2042
F5_Commercial_Office (WA)_Existing_Space Heating_Natural Gas_Boiler_E2 | F5 | Commercial | Office (WA) | Existing | Space Heating | Natural Gas | Boiler | E2 | RIM BC Ratio | 0.80837 | 0.81349 | 0.81892 | 0.8246 | 0.83052 | 0.83665 | 0.84296 | 0.84946 | 0.85619 | 0.86318 | 0.86607 | 0.86892 | 0.87188 | 0.87488 | 0.87788 | 0.88094 | 0.88403 | 0.88723 | 0.89054 | 0.89395 | 0.89747 | 0.89856 | 0.89974 | 0.90075 | 0.90174 | 0.90246 | 0.9031
F5_Commercial_Office (WA)_Existing_Space Heating_Natural Gas_Boiler_E3 | F5 | Commercial | Office (WA) | Existing | Space Heating | Natural Gas | Boiler | E3 | RIM BC Ratio | [24 empty] | 1 | 1 | 1 | bar: 2019 to 2042
F5_Commercial_Office (WA)_Existing_Space Heating_Natural Gas_Boiler_E4 | F5 | Commercial | Office (WA) | Existing | Space Heating | Natural Gas | Boiler | E4 | RIM BC Ratio | 0.31626 | 0.32092 | 0.32596 | 0.33111 | 0.33638 | 0.34226 | 0.34815 | 0.35418 | 0.3601 | 0.36604 | 0.37137 | 0.3765 | 0.38178 | 0.38705 | 0.39217 | 0.39726 | 0.40222 | 0.40723 | 0.41231 | 0.41743 | 0.42259 | 0.42751 | 0.43263 | 0.43738 | 0.44203 | 0.44418 | 0.44544
F5_Commercial_Office (WA)_Existing_Space Heating_Natural Gas_Boiler_E5 | F5 | Commercial | Office (WA) | Existing | Space Heating | Natural Gas | Boiler | E5 | RIM BC Ratio | 0 | 0 | 0 | 0 | 0 | 0 | 0 | 0 | 0 | 0 | 0 | 0 | 0 | 0 | 0 | 0 | 0 | 0 | 0 | 0 | 0 | 0 | 0 | 0 | 0 | 0 | 0
F5_Commercial_Office (WA)_Existing_Space Heating_Natural Gas_Boiler_E6 | F5 | Commercial | Office (WA) | Existing | Space Heating | Natural Gas | Boiler | E6 | RIM BC Ratio | 0 | 0 | 0 | 0 | 0 | 0 | 0 | 0 | 0 | 0 | 0 | 0 | 0 | 0 | 0 | 0 | 0 | 0 | 0 | 0 | 0 | 0 | 0 | 0 | 0 | 0 | 0
F5_Commercial_Office (WA)_Existing_Space Heating_Natural Gas_Boiler_E7 | F5 | Commercial | Office (WA) | Existing | Space Heating | Natural Gas | Boiler | E7 | RIM BC Ratio | 0 | 0 | 0 | 0 | 0 | 0 | 0 | 0 | 0 | 0 | 0 | 0 | 0 | 0 | 0 | 0 | 0 | 0 | 0 | 0 | 0 | 0 | 0 | 0 | 0 | 0 | 0
F5_Commercial_Office (WA)_Existing_Space Heating_Natural Gas_Boiler_E8 | F5 | Commercial | Office (WA) | Existing | Space Heating | Natural Gas | Boiler | E8 | RIM BC Ratio | 0 | 0 | 0 | 0 | 0 | 0 | 0 | 0 | 0 | 0 | 0 | 0 | 0 | 0 | 0 | 0 | 0 | 0 | 0 | 0 | 0 | 0 | 0 | 0 | 0 | 0 | 0
F5_Commercial_Office (WA)_Existing_Space Heating_Natural Gas_Boiler_E9 | F5 | Commercial | Office (WA) | Existing | Space Heating | Natural Gas | Boiler | E9 | RIM BC Ratio | 0 | 0 | 0 | 0 | 0 | 0 | 0 | 0 | 0 | 0 | 0 | 0 | 0 | 0 | 0 | 0 | 0 | 0 | 0 | 0 | 0 | 0 | 0 | 0 | 0 | 0 | 0
F5_Commercial_Office (WA)_Existing_Space Heating_Natural Gas_Boiler_E10 | F5 | Commercial | Office (WA) | Existing | Space Heating | Natural Gas | Boiler | E10 | RIM BC Ratio | 0 | 0 | 0 | 0 | 0 | 0 | 0 | 0 | 0 | 0 | 0 | 0 | 0 | 0 | 0 | 0 | 0 | 0 | 0 | 0 | 0 | 0 | 0 | 0 | 0 | 0 | 0
F0_Commercial_Office (WA)_Existing_Space Heating_Natural Gas_Unit Heater_E0 | F0 | Commercial | Office (WA) | Existing | Space Heating | Natural Gas | Unit Heater | E0 | Economic Unit | Infrared Radiant | Infrared Radiant | Infrared Radiant | Infrared Radiant | Infrared Radiant | Infrared Radiant | Infrared Radiant | Infrared Radiant | Infrared Radiant | Infrared Radiant | Infrared Radiant | Infrared Radiant | Infrared Radiant | Infrared Radiant | Infrared Radiant | Infrared Radiant | Infrared Radiant | Infrared Radiant | Infrared Radiant | Infrared Radiant | Infrared Radiant | Infrared Radiant | Infrared Radiant | Infrared Radiant | Infrared Radiant | Infrared Radiant | Infrared Radiant
F1_Commercial_Office (WA)_Existing_Space Heating_Natural Gas_Unit Heater_E1 | F1 | Commercial | Office (WA) | Existing | Space Heating | Natural Gas | Unit Heater | E1 | CCE | 0 | 0 | 0 | 0 | 0 | 0 | 0 | 0 | 0 | 0 | 0 | 0 | 0 | 0 | 0 | 0 | 0 | 0 | 0 | 0 | 0 | 0 | 0 | 0 | 0 | 0 | 0
F1_Commercial_Office (WA)_Existing_Space Heating_Natural Gas_Unit Heater_E2 | F1 | Commercial | Office (WA) | Existing | Space Heating | Natural Gas | Unit Heater | E2 | CCE | 0.00010749 | 0.00011155 | 0.00011155 | 0.00011155 | 0.00011155 | 0.00011155 | 0.00011155 | 0.00011155 | 0.00011155 | 0.00011155 | 0.00011155 | 0.00011155 | 0.00011155 | 0.00011155 | 0.00011155 | 0.00011155 | 0.00011155 | 0.00011155 | 0.00011155 | 0.00011155 | 0.00011155 | 0.00011155 | 0.00011155 | 0.00011155 | 0.00011155 | 0.00011155 | 0.00011155
F1_Commercial_Office (WA)_Existing_Space Heating_Natural Gas_Unit Heater_E3 | F1 | Commercial | Office (WA) | Existing | Space Heating | Natural Gas | Unit Heater | E3 | CCE | 3.3737e-05 | 3.5011e-05 | 3.5011e-05 | 3.5011e-05 | 3.5011e-05 | 3.5011e-05 | 3.5011e-05 | 3.5011e-05 | 3.5011e-05 | 3.5011e-05 | 3.5011e-05 | 3.5011e-05 | 3.5011e-05 | 3.5011e-05 | 3.5011e-05 | 3.5011e-05 | 3.5011e-05 | 3.5011e-05 | 3.5011e-05 | 3.5011e-05 | 3.5011e-05 | 3.5011e-05 | 3.5011e-05 | 3.5011e-05 | 3.5011e-05 | 3.5011e-05 | 3.5011e-05
F1_Commercial_Office (WA)_Existing_Space Heating_Natural Gas_Unit Heater_E4 | F1 | Commercial | Office (WA) | Existing | Space Heating | Natural Gas | Unit Heater | E4 | CCE | 0 | 0 | 0 | 0 | 0 | 0 | 0 | 0 | 0 | 0 | 0 | 0 | 0 | 0 | 0 | 0 | 0 | 0 | 0 | 0 | 0 | 0 | 0 | 0 | 0 | 0 | 0
F1_Commercial_Office (WA)_Existing_Space Heating_Natural Gas_Unit Heater_E5 | F1 | Commercial | Office (WA) | Existing | Space Heating | Natural Gas | Unit Heater | E5 | CCE | 0 | 0 | 0 | 0 | 0 | 0 | 0 | 0 | 0 | 0 | 0 | 0 | 0 | 0 | 0 | 0 | 0 | 0 | 0 | 0 | 0 | 0 | 0 | 0 | 0 | 0 | 0
F1_Commercial_Office (WA)_Existing_Space Heating_Natural Gas_Unit Heater_E6 | F1 | Commercial | Office (WA) | Existing | Space Heating | Natural Gas | Unit Heater | E6 | CCE | 0 | 0 | 0 | 0 | 0 | 0 | 0 | 0 | 0 | 0 | 0 | 0 | 0 | 0 | 0 | 0 | 0 | 0 | 0 | 0 | 0 | 0 | 0 | 0 | 0 | 0 | 0
F1_Commercial_Office (WA)_Existing_Space Heating_Natural Gas_Unit Heater_E7 | F1 | Commercial | Office (WA) | Existing | Space Heating | Natural Gas | Unit Heater | E7 | CCE | 0 | 0 | 0 | 0 | 0 | 0 | 0 | 0 | 0 | 0 | 0 | 0 | 0 | 0 | 0 | 0 | 0 | 0 | 0 | 0 | 0 | 0 | 0 | 0 | 0 | 0 | 0
F1_Commercial_Office (WA)_Existing_Space Heating_Natural Gas_Unit Heater_E8 | F1 | Commercial | Office (WA) | Existing | Space Heating | Natural Gas | Unit Heater | E8 | CCE | 0 | 0 | 0 | 0 | 0 | 0 | 0 | 0 | 0 | 0 | 0 | 0 | 0 | 0 | 0 | 0 | 0 | 0 | 0 | 0 | 0 | 0 | 0 | 0 | 0 | 0 | 0
F1_Commercial_Office (WA)_Existing_Space Heating_Natural Gas_Unit Heater_E9 | F1 | Commercial | Office (WA) | Existing | Space Heating | Natural Gas | Unit Heater | E9 | CCE | 0 | 0 | 0 | 0 | 0 | 0 | 0 | 0 | 0 | 0 | 0 | 0 | 0 | 0 | 0 | 0 | 0 | 0 | 0 | 0 | 0 | 0 | 0 | 0 | 0 | 0 | 0
F1_Commercial_Office (WA)_Existing_Space Heating_Natural Gas_Unit Heater_E10 | F1 | Commercial | Office (WA) | Existing | Space Heating | Natural Gas | Unit Heater | E10 | CCE | 0 | 0 | 0 | 0 | 0 | 0 | 0 | 0 | 0 | 0 | 0 | 0 | 0 | 0 | 0 | 0 | 0 | 0 | 0 | 0 | 0 | 0 | 0 | 0 | 0 | 0 | 0
F2_Commercial_Office (WA)_Existing_Space Heating_Natural Gas_Unit Heater_E1 | F2 | Commercial | Office (WA) | Existing | Space Heating | Natural Gas | Unit Heater | E1 | TRC BC Ratio | [24 empty] | 1 | 1 | 1 | bar: 2019 to 2042
F2_Commercial_Office (WA)_Existing_Space Heating_Natural Gas_Unit Heater_E2 | F2 | Commercial | Office (WA) | Existing | Space Heating | Natural Gas | Unit Heater | E2 | TRC BC Ratio | 36.8788 | 37.4849 | 38.2758 | 39.1479 | 40.108 | 41.4309 | 42.7782 | 44.205 | 45.5702 | 46.9567 | 48.1979 | 49.3427 | 50.5958 | 51.8827 | 53.0808 | 54.2616 | 55.3636 | 56.4995 | 57.6826 | 58.8962 | 60.133 | 61.4381 | 62.949 | 64.2851 | 65.6496 | 67.043 | 68.466
F2_Commercial_Office (WA)_Existing_Space Heating_Natural Gas_Unit Heater_E3 | F2 | Commercial | Office (WA) | Existing | Space Heating | Natural Gas | Unit Heater | E3 | TRC BC Ratio | 163.7076 | 168.0224 | 172.2504 | 176.2282 | 179.9396 | 183.3004 | 186.6411 | 190.0988 | 193.9675 | 197.9607 | 202.2159 | 206.7008 | 211.1901 | 215.4944 | 219.9873 | 224.6112 | 229.4202 | 234.3225 | 239.3096 | 244.398 | 249.5965 | 254.8701 | 260.1067 | 265.6275 | 271.2655 | 277.0232 | 282.9031
F2_Commercial_Office (WA)_Existing_Space Heating_Natural Gas_Unit Heater_E4 | F2 | Commercial | Office (WA) | Existing | Space Heating | Natural Gas | Unit Heater | E4 | TRC BC Ratio | 0 | 0 | 0 | 0 | 0 | 0 | 0 | 0 | 0 | 0 | 0 | 0 | 0 | 0 | 0 | 0 | 0 | 0 | 0 | 0 | 0 | 0 | 0 | 0 | 0 | 0 | 0
F2_Commercial_Office (WA)_Existing_Space Heating_Natural Gas_Unit Heater_E5 | F2 | Commercial | Office (WA) | Existing | Space Heating | Natural Gas | Unit Heater | E5 | TRC BC Ratio | 0 | 0 | 0 | 0 | 0 | 0 | 0 | 0 | 0 | 0 | 0 | 0 | 0 | 0 | 0 | 0 | 0 | 0 | 0 | 0 | 0 | 0 | 0 | 0 | 0 | 0 | 0
F2_Commercial_Office (WA)_Existing_Space Heating_Natural Gas_Unit Heater_E6 | F2 | Commercial | Office (WA) | Existing | Space Heating | Natural Gas | Unit Heater | E6 | TRC BC Ratio | 0 | 0 | 0 | 0 | 0 | 0 | 0 | 0 | 0 | 0 | 0 | 0 | 0 | 0 | 0 | 0 | 0 | 0 | 0 | 0 | 0 | 0 | 0 | 0 | 0 | 0 | 0
F2_Commercial_Office (WA)_Existing_Space Heating_Natural Gas_Unit Heater_E7 | F2 | Commercial | Office (WA) | Existing | Space Heating | Natural Gas | Unit Heater | E7 | TRC BC Ratio | 0 | 0 | 0 | 0 | 0 | 0 | 0 | 0 | 0 | 0 | 0 | 0 | 0 | 0 | 0 | 0 | 0 | 0 | 0 | 0 | 0 | 0 | 0 | 0 | 0 | 0 | 0
F2_Commercial_Office (WA)_Existing_Space Heating_Natural Gas_Unit Heater_E8 | F2 | Commercial | Office (WA) | Existing | Space Heating | Natural Gas | Unit Heater | E8 | TRC BC Ratio | 0 | 0 | 0 | 0 | 0 | 0 | 0 | 0 | 0 | 0 | 0 | 0 | 0 | 0 | 0 | 0 | 0 | 0 | 0 | 0 | 0 | 0 | 0 | 0 | 0 | 0 | 0
F2_Commercial_Office (WA)_Existing_Space Heating_Natural Gas_Unit Heater_E9 | F2 | Commercial | Office (WA) | Existing | Space Heating | Natural Gas | Unit Heater | E9 | TRC BC Ratio | 0 | 0 | 0 | 0 | 0 | 0 | 0 | 0 | 0 | 0 | 0 | 0 | 0 | 0 | 0 | 0 | 0 | 0 | 0 | 0 | 0 | 0 | 0 | 0 | 0 | 0 | 0
F2_Commercial_Office (WA)_Existing_Space Heating_Natural Gas_Unit Heater_E10 | F2 | Commercial | Office (WA) | Existing | Space Heating | Natural Gas | Unit Heater | E10 | TRC BC Ratio | 0 | 0 | 0 | 0 | 0 | 0 | 0 | 0 | 0 | 0 | 0 | 0 | 0 | 0 | 0 | 0 | 0 | 0 | 0 | 0 | 0 | 0 | 0 | 0 | 0 | 0 | 0
F3_Commercial_Office (WA)_Existing_Space Heating_Natural Gas_Unit Heater_E1 | F3 | Commercial | Office (WA) | Existing | Space Heating | Natural Gas | Unit Heater | E1 | PACT BC Ratio | [24 empty] | 1 | 1 | 1 | bar: 2019 to 2042
F3_Commercial_Office (WA)_Existing_Space Heating_Natural Gas_Unit Heater_E2 | F3 | Commercial | Office (WA) | Existing | Space Heating | Natural Gas | Unit Heater | E2 | PACT BC Ratio | 103.2941 | 104.9918 | 107.2072 | 109.6496 | 112.3387 | 116.0442 | 119.8179 | 123.8142 | 127.6379 | 131.5214 | 134.9981 | 138.2044 | 141.7143 | 145.3186 | 148.6744 | 151.9819 | 155.0685 | 158.25 | 161.5637 | 164.9628 | 168.4272 | 172.0827 | 176.3145 | 180.0568 | 183.8786 | 187.7815 | 191.7672
F3_Commercial_Office (WA)_Existing_Space Heating_Natural Gas_Unit Heater_E3 | F3 | Commercial | Office (WA) | Existing | Space Heating | Natural Gas | Unit Heater | E3 | PACT BC Ratio | 458.5301 | 470.6156 | 482.4577 | 493.5991 | 503.9946 | 513.4079 | 522.7647 | 532.4494 | 543.2852 | 554.47 | 566.3884 | 578.9502 | 591.5242 | 603.5803 | 616.1643 | 629.1155 | 642.5852 | 656.3161 | 670.2844 | 684.5366 | 699.097 | 713.8681 | 728.5353 | 743.9986 | 759.7902 | 775.9169 | 792.3859
F3_Commercial_Office (WA)_Existing_Space Heating_Natural Gas_Unit Heater_E4 | F3 | Commercial | Office (WA) | Existing | Space Heating | Natural Gas | Unit Heater | E4 | PACT BC Ratio | 0 | 0 | 0 | 0 | 0 | 0 | 0 | 0 | 0 | 0 | 0 | 0 | 0 | 0 | 0 | 0 | 0 | 0 | 0 | 0 | 0 | 0 | 0 | 0 | 0 | 0 | 0
F3_Commercial_Office (WA)_Existing_Space Heating_Natural Gas_Unit Heater_E5 | F3 | Commercial | Office (WA) | Existing | Space Heating | Natural Gas | Unit Heater | E5 | PACT BC Ratio | 0 | 0 | 0 | 0 | 0 | 0 | 0 | 0 | 0 | 0 | 0 | 0 | 0 | 0 | 0 | 0 | 0 | 0 | 0 | 0 | 0 | 0 | 0 | 0 | 0 | 0 | 0
F3_Commercial_Office (WA)_Existing_Space Heating_Natural Gas_Unit Heater_E6 | F3 | Commercial | Office (WA) | Existing | Space Heating | Natural Gas | Unit Heater | E6 | PACT BC Ratio | 0 | 0 | 0 | 0 | 0 | 0 | 0 | 0 | 0 | 0 | 0 | 0 | 0 | 0 | 0 | 0 | 0 | 0 | 0 | 0 | 0 | 0 | 0 | 0 | 0 | 0 | 0
F3_Commercial_Office (WA)_Existing_Space Heating_Natural Gas_Unit Heater_E7 | F3 | Commercial | Office (WA) | Existing | Space Heating | Natural Gas | Unit Heater | E7 | PACT BC Ratio | 0 | 0 | 0 | 0 | 0 | 0 | 0 | 0 | 0 | 0 | 0 | 0 | 0 | 0 | 0 | 0 | 0 | 0 | 0 | 0 | 0 | 0 | 0 | 0 | 0 | 0 | 0
F3_Commercial_Office (WA)_Existing_Space Heating_Natural Gas_Unit Heater_E8 | F3 | Commercial | Office (WA) | Existing | Space Heating | Natural Gas | Unit Heater | E8 | PACT BC Ratio | 0 | 0 | 0 | 0 | 0 | 0 | 0 | 0 | 0 | 0 | 0 | 0 | 0 | 0 | 0 | 0 | 0 | 0 | 0 | 0 | 0 | 0 | 0 | 0 | 0 | 0 | 0
F3_Commercial_Office (WA)_Existing_Space Heating_Natural Gas_Unit Heater_E9 | F3 | Commercial | Office (WA) | Existing | Space Heating | Natural Gas | Unit Heater | E9 | PACT BC Ratio | 0 | 0 | 0 | 0 | 0 | 0 | 0 | 0 | 0 | 0 | 0 | 0 | 0 | 0 | 0 | 0 | 0 | 0 | 0 | 0 | 0 | 0 | 0 | 0 | 0 | 0 | 0
F3_Commercial_Office (WA)_Existing_Space Heating_Natural Gas_Unit Heater_E10 | F3 | Commercial | Office (WA) | Existing | Space Heating | Natural Gas | Unit Heater | E10 | PACT BC Ratio | 0 | 0 | 0 | 0 | 0 | 0 | 0 | 0 | 0 | 0 | 0 | 0 | 0 | 0 | 0 | 0 | 0 | 0 | 0 | 0 | 0 | 0 | 0 | 0 | 0 | 0 | 0
F4_Commercial_Office (WA)_Existing_Space Heating_Natural Gas_Unit Heater_E1 | F4 | Commercial | Office (WA) | Existing | Space Heating | Natural Gas | Unit Heater | E1 | RVT BC Ratio | [24 empty] | 1 | 1 | 1 | bar: 2019 to 2042
F4_Commercial_Office (WA)_Existing_Space Heating_Natural Gas_Unit Heater_E2 | F4 | Commercial | Office (WA) | Existing | Space Heating | Natural Gas | Unit Heater | E2 | RVT BC Ratio | 51.2421 | 51.7792 | 52.5479 | 53.3958 | 54.3293 | 55.7406 | 57.138 | 58.6067 | 59.9393 | 61.2532 | 62.7321 | 64.0706 | 65.5382 | 67.0354 | 68.3993 | 69.7234 | 70.9249 | 72.1514 | 73.4191 | 74.7043 | 75.996 | 77.6405 | 79.5442 | 81.2277 | 82.9469 | 84.7027 | 86.4956
F4_Commercial_Office (WA)_Existing_Space Heating_Natural Gas_Unit Heater_E3 | F4 | Commercial | Office (WA) | Existing | Space Heating | Natural Gas | Unit Heater | E3 | RVT BC Ratio | 211.7928 | 216.6749 | 221.3545 | 225.6304 | 229.4763 | 232.7489 | 235.9135 | 239.4253 | 243.7166 | 248.4565 | 253.5356 | 259.2735 | 265.0231 | 270.5506 | 276.3335 | 282.2967 | 288.5126 | 294.8608 | 301.3312 | 307.9467 | 314.72 | 321.3648 | 327.9629 | 334.9191 | 342.023 | 349.2777 | 356.6863
F4_Commercial_Office (WA)_Existing_Space Heating_Natural Gas_Unit Heater_E4 | F4 | Commercial | Office (WA) | Existing | Space Heating | Natural Gas | Unit Heater | E4 | RVT BC Ratio | 0 | 0 | 0 | 0 | 0 | 0 | 0 | 0 | 0 | 0 | 0 | 0 | 0 | 0 | 0 | 0 | 0 | 0 | 0 | 0 | 0 | 0 | 0 | 0 | 0 | 0 | 0
F4_Commercial_Office (WA)_Existing_Space Heating_Natural Gas_Unit Heater_E5 | F4 | Commercial | Office (WA) | Existing | Space Heating | Natural Gas | Unit Heater | E5 | RVT BC Ratio | 0 | 0 | 0 | 0 | 0 | 0 | 0 | 0 | 0 | 0 | 0 | 0 | 0 | 0 | 0 | 0 | 0 | 0 | 0 | 0 | 0 | 0 | 0 | 0 | 0 | 0 | 0
F4_Commercial_Office (WA)_Existing_Space Heating_Natural Gas_Unit Heater_E6 | F4 | Commercial | Office (WA) | Existing | Space Heating | Natural Gas | Unit Heater | E6 | RVT BC Ratio | 0 | 0 | 0 | 0 | 0 | 0 | 0 | 0 | 0 | 0 | 0 | 0 | 0 | 0 | 0 | 0 | 0 | 0 | 0 | 0 | 0 | 0 | 0 | 0 | 0 | 0 | 0
F4_Commercial_Office (WA)_Existing_Space Heating_Natural Gas_Unit Heater_E7 | F4 | Commercial | Office (WA) | Existing | Space Heating | Natural Gas | Unit Heater | E7 | RVT BC Ratio | 0 | 0 | 0 | 0 | 0 | 0 | 0 | 0 | 0 | 0 | 0 | 0 | 0 | 0 | 0 | 0 | 0 | 0 | 0 | 0 | 0 | 0 | 0 | 0 | 0 | 0 | 0
F4_Commercial_Office (WA)_Existing_Space Heating_Natural Gas_Unit Heater_E8 | F4 | Commercial | Office (WA) | Existing | Space Heating | Natural Gas | Unit Heater | E8 | RVT BC Ratio | 0 | 0 | 0 | 0 | 0 | 0 | 0 | 0 | 0 | 0 | 0 | 0 | 0 | 0 | 0 | 0 | 0 | 0 | 0 | 0 | 0 | 0 | 0 | 0 | 0 | 0 | 0
F4_Commercial_Office (WA)_Existing_Space Heating_Natural Gas_Unit Heater_E9 | F4 | Commercial | Office (WA) | Existing | Space Heating | Natural Gas | Unit Heater | E9 | RVT BC Ratio | 0 | 0 | 0 | 0 | 0 | 0 | 0 | 0 | 0 | 0 | 0 | 0 | 0 | 0 | 0 | 0 | 0 | 0 | 0 | 0 | 0 | 0 | 0 | 0 | 0 | 0 | 0
F4_Commercial_Office (WA)_Existing_Space Heating_Natural Gas_Unit Heater_E10 | F4 | Commercial | Office (WA) | Existing | Space Heating | Natural Gas | Unit Heater | E10 | RVT BC Ratio | 0 | 0 | 0 | 0 | 0 | 0 | 0 | 0 | 0 | 0 | 0 | 0 | 0 | 0 | 0 | 0 | 0 | 0 | 0 | 0 | 0 | 0 | 0 | 0 | 0 | 0 | 0
F5_Commercial_Office (WA)_Existing_Space Heating_Natural Gas_Unit Heater_E1 | F5 | Commercial | Office (WA) | Existing | Space Heating | Natural Gas | Unit Heater | E1 | RIM BC Ratio | [24 empty] | 1 | 1 | 1 | bar: 2019 to 2042
F5_Commercial_Office (WA)_Existing_Space Heating_Natural Gas_Unit Heater_E2 | F5 | Commercial | Office (WA) | Existing | Space Heating | Natural Gas | Unit Heater | E2 | RIM BC Ratio | 0.86028 | 0.86538 | 0.87076 | 0.87651 | 0.88264 | 0.88875 | 0.89529 | 0.90204 | 0.90929 | 0.91693 | 0.91905 | 0.92128 | 0.92359 | 0.92599 | 0.92854 | 0.93122 | 0.93408 | 0.93708 | 0.94023 | 0.94354 | 0.94703 | 0.94714 | 0.94726 | 0.94737 | 0.94747 | 0.94758 | 0.94767
F5_Commercial_Office (WA)_Existing_Space Heating_Natural Gas_Unit Heater_E3 | F5 | Commercial | Office (WA) | Existing | Space Heating | Natural Gas | Unit Heater | E3 | RIM BC Ratio | 0.92668 | 0.92969 | 0.93296 | 0.93643 | 0.94014 | 0.94424 | 0.94857 | 0.95198 | 0.95426 | 0.95535 | 0.95635 | 0.95594 | 0.95553 | 0.9551 | 0.95462 | 0.95411 | 0.95356 | 0.95298 | 0.95238 | 0.95175 | 0.95109 | 0.95111 | 0.95114 | 0.95116 | 0.95119 | 0.95121 | 0.95124
F5_Commercial_Office (WA)_Existing_Space Heating_Natural Gas_Unit Heater_E4 | F5 | Commercial | Office (WA) | Existing | Space Heating | Natural Gas | Unit Heater | E4 | RIM BC Ratio | 0 | 0 | 0 | 0 | 0 | 0 | 0 | 0 | 0 | 0 | 0 | 0 | 0 | 0 | 0 | 0 | 0 | 0 | 0 | 0 | 0 | 0 | 0 | 0 | 0 | 0 | 0
F5_Commercial_Office (WA)_Existing_Space Heating_Natural Gas_Unit Heater_E5 | F5 | Commercial | Office (WA) | Existing | Space Heating | Natural Gas | Unit Heater | E5 | RIM BC Ratio | 0 | 0 | 0 | 0 | 0 | 0 | 0 | 0 | 0 | 0 | 0 | 0 | 0 | 0 | 0 | 0 | 0 | 0 | 0 | 0 | 0 | 0 | 0 | 0 | 0 | 0 | 0
F5_Commercial_Office (WA)_Existing_Space Heating_Natural Gas_Unit Heater_E6 | F5 | Commercial | Office (WA) | Existing | Space Heating | Natural Gas | Unit Heater | E6 | RIM BC Ratio | 0 | 0 | 0 | 0 | 0 | 0 | 0 | 0 | 0 | 0 | 0 | 0 | 0 | 0 | 0 | 0 | 0 | 0 | 0 | 0 | 0 | 0 | 0 | 0 | 0 | 0 | 0
F5_Commercial_Office (WA)_Existing_Space Heating_Natural Gas_Unit Heater_E7 | F5 | Commercial | Office (WA) | Existing | Space Heating | Natural Gas | Unit Heater | E7 | RIM BC Ratio | 0 | 0 | 0 | 0 | 0 | 0 | 0 | 0 | 0 | 0 | 0 | 0 | 0 | 0 | 0 | 0 | 0 | 0 | 0 | 0 | 0 | 0 | 0 | 0 | 0 | 0 | 0
F5_Commercial_Office (WA)_Existing_Space Heating_Natural Gas_Unit Heater_E8 | F5 | Commercial | Office (WA) | Existing | Space Heating | Natural Gas | Unit Heater | E8 | RIM BC Ratio | 0 | 0 | 0 | 0 | 0 | 0 | 0 | 0 | 0 | 0 | 0 | 0 | 0 | 0 | 0 | 0 | 0 | 0 | 0 | 0 | 0 | 0 | 0 | 0 | 0 | 0 | 0
F5_Commercial_Office (WA)_Existing_Space Heating_Natural Gas_Unit Heater_E9 | F5 | Commercial | Office (WA) | Existing | Space Heating | Natural Gas | Unit Heater | E9 | RIM BC Ratio | 0 | 0 | 0 | 0 | 0 | 0 | 0 | 0 | 0 | 0 | 0 | 0 | 0 | 0 | 0 | 0 | 0 | 0 | 0 | 0 | 0 | 0 | 0 | 0 | 0 | 0 | 0
F5_Commercial_Office (WA)_Existing_Space Heating_Natural Gas_Unit Heater_E10 | F5 | Commercial | Office (WA) | Existing | Space Heating | Natural Gas | Unit Heater | E10 | RIM BC Ratio | 0 | 0 | 0 | 0 | 0 | 0 | 0 | 0 | 0 | 0 | 0 | 0 | 0 | 0 | 0 | 0 | 0 | 0 | 0 | 0 | 0 | 0 | 0 | 0 | 0 | 0 | 0
F0_Commercial_Office (WA)_Existing_Water Heating_Natural Gas_Water Heater_E0 | F0 | Commercial | Office (WA) | Existing | Water Heating | Natural Gas | Water Heater | E0 | Economic Unit | Gas-Fired Absorption HPWH | Gas-Fired Absorption HPWH | Gas-Fired Absorption HPWH | Gas-Fired Absorption HPWH | Gas-Fired Absorption HPWH | Gas-Fired Absorption HPWH | Gas-Fired Absorption HPWH | Gas-Fired Absorption HPWH | Gas-Fired Absorption HPWH | Gas-Fired Absorption HPWH | Gas-Fired Absorption HPWH | Gas-Fired Absorption HPWH | Gas-Fired Absorption HPWH | Gas-Fired Absorption HPWH | Gas-Fired Absorption HPWH | Gas-Fired Absorption HPWH | Gas-Fired Absorption HPWH | Gas-Fired Absorption HPWH | Gas-Fired Absorption HPWH | Gas-Fired Absorption HPWH | Gas-Fired Absorption HPWH | Gas-Fired Absorption HPWH | Gas-Fired Absorption HPWH | Gas-Fired Absorption HPWH | Gas-Fired Absorption HPWH | Gas-Fired Absorption HPWH | Gas-Fired Absorption HPWH
F1_Commercial_Office (WA)_Existing_Water Heating_Natural Gas_Water Heater_E1 | F1 | Commercial | Office (WA) | Existing | Water Heating | Natural Gas | Water Heater | E1 | CCE | 0 | 0 | 0 | 0 | 0 | 0 | 0 | 0 | 0 | 0 | 0 | 0 | 0 | 0 | 0 | 0 | 0 | 0 | 0 | 0 | 0 | 0 | 0 | 0 | 0 | 0 | 0
F1_Commercial_Office (WA)_Existing_Water Heating_Natural Gas_Water Heater_E2 | F1 | Commercial | Office (WA) | Existing | Water Heating | Natural Gas | Water Heater | E2 | CCE | 0.0013959 | 0.0013959 | 0.0013959 | 0.0013959 | 0.0013959 | 0.0013959 | 0.0013959 | 0.0013959 | 0.0013959 | 0.0013959 | 0.0013959 | 0.0013959 | 0.0013959 | 0.0013959 | 0.0013959 | 0.0013959 | 0.0013959 | 0.0013959 | 0.0013959 | 0.0013959 | 0.0013959 | 0.0013959 | 0.0013959 | 0.0013959 | 0.0013959 | 0.0013959 | 0.0013959
F1_Commercial_Office (WA)_Existing_Water Heating_Natural Gas_Water Heater_E3 | F1 | Commercial | Office (WA) | Existing | Water Heating | Natural Gas | Water Heater | E3 | CCE | 0.0024739 | 0.0024739 | 0.0024739 | 0.0024739 | 0.0024739 | 0.0024739 | 0.0024739 | 0.0024739 | 0.0024739 | 0.0024739 | 0.0024739 | 0.0024739 | 0.0024739 | 0.0024739 | 0.0024739 | 0.0024739 | 0.0024739 | 0.0024739 | 0.0024739 | 0.0024739 | 0.0024739 | 0.0024739 | 0.0024739 | 0.0024739 | 0.0024739 | 0.0024739 | 0.0024739
F1_Commercial_Office (WA)_Existing_Water Heating_Natural Gas_Water Heater_E4 | F1 | Commercial | Office (WA) | Existing | Water Heating | Natural Gas | Water Heater | E4 | CCE | 0.0025193 | 0.0025193 | 0.0025193 | 0.0025193 | 0.0025193 | 0.0025193 | 0.0025193 | 0.0025193 | 0.0025193 | 0.0025193 | 0.0025193 | 0.0025193 | 0.0025193 | 0.0025193 | 0.0025193 | 0.0025193 | 0.0025193 | 0.0025193 | 0.0025193 | 0.0025193 | 0.0025193 | 0.0025193 | 0.0025193 | 0.0025193 | 0.0025193 | 0.0025193 | 0.0025193
F1_Commercial_Office (WA)_Existing_Water Heating_Natural Gas_Water Heater_E5 | F1 | Commercial | Office (WA) | Existing | Water Heating | Natural Gas | Water Heater | E5 | CCE | 0.0036715 | 0.0036715 | 0.0036715 | 0.0036715 | 0.0036715 | 0.0036715 | 0.0036715 | 0.0036715 | 0.0036715 | 0.0036715 | 0.0036715 | 0.0036715 | 0.0036715 | 0.0036715 | 0.0036715 | 0.0036715 | 0.0036715 | 0.0036715 | 0.0036715 | 0.0036715 | 0.0036715 | 0.0036715 | 0.0036715 | 0.0036715 | 0.0036715 | 0.0036715 | 0.0036715
F1_Commercial_Office (WA)_Existing_Water Heating_Natural Gas_Water Heater_E6 | F1 | Commercial | Office (WA) | Existing | Water Heating | Natural Gas | Water Heater | E6 | CCE | 0 | 0 | 0 | 0 | 0 | 0 | 0 | 0 | 0 | 0 | 0 | 0 | 0 | 0 | 0 | 0 | 0 | 0 | 0 | 0 | 0 | 0 | 0 | 0 | 0 | 0 | 0
F1_Commercial_Office (WA)_Existing_Water Heating_Natural Gas_Water Heater_E7 | F1 | Commercial | Office (WA) | Existing | Water Heating | Natural Gas | Water Heater | E7 | CCE | 0 | 0 | 0 | 0 | 0 | 0 | 0 | 0 | 0 | 0 | 0 | 0 | 0 | 0 | 0 | 0 | 0 | 0 | 0 | 0 | 0 | 0 | 0 | 0 | 0 | 0 | 0
F1_Commercial_Office (WA)_Existing_Water Heating_Natural Gas_Water Heater_E8 | F1 | Commercial | Office (WA) | Existing | Water Heating | Natural Gas | Water Heater | E8 | CCE | 0 | 0 | 0 | 0 | 0 | 0 | 0 | 0 | 0 | 0 | 0 | 0 | 0 | 0 | 0 | 0 | 0 | 0 | 0 | 0 | 0 | 0 | 0 | 0 | 0 | 0 | 0
F1_Commercial_Office (WA)_Existing_Water Heating_Natural Gas_Water Heater_E9 | F1 | Commercial | Office (WA) | Existing | Water Heating | Natural Gas | Water Heater | E9 | CCE | 0 | 0 | 0 | 0 | 0 | 0 | 0 | 0 | 0 | 0 | 0 | 0 | 0 | 0 | 0 | 0 | 0 | 0 | 0 | 0 | 0 | 0 | 0 | 0 | 0 | 0 | 0
F1_Commercial_Office (WA)_Existing_Water Heating_Natural Gas_Water Heater_E10 | F1 | Commercial | Office (WA) | Existing | Water Heating | Natural Gas | Water Heater | E10 | CCE | 0 | 0 | 0 | 0 | 0 | 0 | 0 | 0 | 0 | 0 | 0 | 0 | 0 | 0 | 0 | 0 | 0 | 0 | 0 | 0 | 0 | 0 | 0 | 0 | 0 | 0 | 0
F2_Commercial_Office (WA)_Existing_Water Heating_Natural Gas_Water Heater_E1 | F2 | Commercial | Office (WA) | Existing | Water Heating | Natural Gas | Water Heater | E1 | TRC BC Ratio | [24 empty] | 1 | 1 | 1 | bar: 2019 to 2042
F2_Commercial_Office (WA)_Existing_Water Heating_Natural Gas_Water Heater_E2 | F2 | Commercial | Office (WA) | Existing | Water Heating | Natural Gas | Water Heater | E2 | TRC BC Ratio | 2.6562 | 2.7259 | 2.8042 | 2.8919 | 2.9896 | 3.1052 | 3.2228 | 3.3388 | 3.4502 | 3.5634 | 3.6555 | 3.7424 | 3.8353 | 3.9268 | 4.0098 | 4.0884 | 4.1601 | 4.2312 | 4.3066 | 4.3806 | 4.4566 | 4.5353 | 4.615 | 4.6969 | 4.7804 | 4.8653 | 4.9518
F2_Commercial_Office (WA)_Existing_Water Heating_Natural Gas_Water Heater_E3 | F2 | Commercial | Office (WA) | Existing | Water Heating | Natural Gas | Water Heater | E3 | TRC BC Ratio | 1.4987 | 1.5381 | 1.5823 | 1.6318 | 1.6869 | 1.7521 | 1.8185 | 1.8839 | 1.9468 | 2.0106 | 2.0626 | 2.1116 | 2.1641 | 2.2157 | 2.2625 | 2.3069 | 2.3473 | 2.3874 | 2.43 | 2.4718 | 2.5146 | 2.559 | 2.604 | 2.6502 | 2.6973 | 2.7452 | 2.794
F2_Commercial_Office (WA)_Existing_Water Heating_Natural Gas_Water Heater_E4 | F2 | Commercial | Office (WA) | Existing | Water Heating | Natural Gas | Water Heater | E4 | TRC BC Ratio | 0.94593 | 0.97473 | 1.0137 | 1.0646 | 1.1276 | 1.2097 | 1.2944 | 1.3768 | 1.454 | 1.5323 | 1.5886 | 1.6389 | 1.6946 | 1.748 | 1.7923 | 1.8315 | 1.8631 | 1.8934 | 1.9273 | 1.959 | 1.992 | 2.0269 | 2.062 | 2.0986 | 2.1359 | 2.1738 | 2.2125
F2_Commercial_Office (WA)_Existing_Water Heating_Natural Gas_Water Heater_E5 | F2 | Commercial | Office (WA) | Existing | Water Heating | Natural Gas | Water Heater | E5 | TRC BC Ratio | 1.0361 | 1.0632 | 1.0932 | 1.126 | 1.162 | 1.204 | 1.2466 | 1.2886 | 1.3293 | 1.3705 | 1.4046 | 1.437 | 1.4716 | 1.5057 | 1.5369 | 1.5667 | 1.5942 | 1.6216 | 1.6505 | 1.679 | 1.7082 | 1.7384 | 1.7689 | 1.8004 | 1.8324 | 1.8649 | 1.898
F2_Commercial_Office (WA)_Existing_Water Heating_Natural Gas_Water Heater_E6 | F2 | Commercial | Office (WA) | Existing | Water Heating | Natural Gas | Water Heater | E6 | TRC BC Ratio | 0 | 0 | 0 | 0 | 0 | 0 | 0 | 0 | 0 | 0 | 0 | 0 | 0 | 0 | 0 | 0 | 0 | 0 | 0 | 0 | 0 | 0 | 0 | 0 | 0 | 0 | 0
F2_Commercial_Office (WA)_Existing_Water Heating_Natural Gas_Water Heater_E7 | F2 | Commercial | Office (WA) | Existing | Water Heating | Natural Gas | Water Heater | E7 | TRC BC Ratio | 0 | 0 | 0 | 0 | 0 | 0 | 0 | 0 | 0 | 0 | 0 | 0 | 0 | 0 | 0 | 0 | 0 | 0 | 0 | 0 | 0 | 0 | 0 | 0 | 0 | 0 | 0
F2_Commercial_Office (WA)_Existing_Water Heating_Natural Gas_Water Heater_E8 | F2 | Commercial | Office (WA) | Existing | Water Heating | Natural Gas | Water Heater | E8 | TRC BC Ratio | 0 | 0 | 0 | 0 | 0 | 0 | 0 | 0 | 0 | 0 | 0 | 0 | 0 | 0 | 0 | 0 | 0 | 0 | 0 | 0 | 0 | 0 | 0 | 0 | 0 | 0 | 0
F2_Commercial_Office (WA)_Existing_Water Heating_Natural Gas_Water Heater_E9 | F2 | Commercial | Office (WA) | Existing | Water Heating | Natural Gas | Water Heater | E9 | TRC BC Ratio | 0 | 0 | 0 | 0 | 0 | 0 | 0 | 0 | 0 | 0 | 0 | 0 | 0 | 0 | 0 | 0 | 0 | 0 | 0 | 0 | 0 | 0 | 0 | 0 | 0 | 0 | 0
F2_Commercial_Office (WA)_Existing_Water Heating_Natural Gas_Water Heater_E10 | F2 | Commercial | Office (WA) | Existing | Water Heating | Natural Gas | Water Heater | E10 | TRC BC Ratio | 0 | 0 | 0 | 0 | 0 | 0 | 0 | 0 | 0 | 0 | 0 | 0 | 0 | 0 | 0 | 0 | 0 | 0 | 0 | 0 | 0 | 0 | 0 | 0 | 0 | 0 | 0
F3_Commercial_Office (WA)_Existing_Water Heating_Natural Gas_Water Heater_E1 | F3 | Commercial | Office (WA) | Existing | Water Heating | Natural Gas | Water Heater | E1 | PACT BC Ratio | [24 empty] | 1 | 1 | 1 | bar: 2019 to 2042
F3_Commercial_Office (WA)_Existing_Water Heating_Natural Gas_Water Heater_E2 | F3 | Commercial | Office (WA) | Existing | Water Heating | Natural Gas | Water Heater | E2 | PACT BC Ratio | 6.5903 | 6.7635 | 6.9578 | 7.1754 | 7.4177 | 7.7044 | 7.9964 | 8.284 | 8.5606 | 8.8413 | 9.0698 | 9.2854 | 9.516 | 9.7429 | 9.9489 | 10.1439 | 10.3218 | 10.4982 | 10.6854 | 10.8691 | 11.0575 | 11.2529 | 11.4504 | 11.6539 | 11.8609 | 12.0716 | 12.2861
F3_Commercial_Office (WA)_Existing_Water Heating_Natural Gas_Water Heater_E3 | F3 | Commercial | Office (WA) | Existing | Water Heating | Natural Gas | Water Heater | E3 | PACT BC Ratio | 3.7186 | 3.8163 | 3.9259 | 4.0487 | 4.1854 | 4.3472 | 4.5119 | 4.6742 | 4.8303 | 4.9887 | 5.1176 | 5.2393 | 5.3694 | 5.4974 | 5.6137 | 5.7237 | 5.8241 | 5.9236 | 6.0292 | 6.1329 | 6.2392 | 6.3494 | 6.4609 | 6.5757 | 6.6925 | 6.8114 | 6.9324
F3_Commercial_Office (WA)_Existing_Water Heating_Natural Gas_Water Heater_E4 | F3 | Commercial | Office (WA) | Existing | Water Heating | Natural Gas | Water Heater | E4 | PACT BC Ratio | 2.347 | 2.4185 | 2.5151 | 2.6414 | 2.7977 | 3.0014 | 3.2117 | 3.4161 | 3.6076 | 3.8018 | 3.9416 | 4.0664 | 4.2046 | 4.3371 | 4.4469 | 4.5441 | 4.6226 | 4.6978 | 4.7819 | 4.8607 | 4.9424 | 5.0291 | 5.1161 | 5.207 | 5.2995 | 5.3937 | 5.4895
F3_Commercial_Office (WA)_Existing_Water Heating_Natural Gas_Water Heater_E5 | F3 | Commercial | Office (WA) | Existing | Water Heating | Natural Gas | Water Heater | E5 | PACT BC Ratio | 2.5706 | 2.6381 | 2.7124 | 2.7939 | 2.8832 | 2.9873 | 3.093 | 3.1973 | 3.2981 | 3.4004 | 3.485 | 3.5655 | 3.6512 | 3.7358 | 3.8133 | 3.8873 | 3.9556 | 4.0235 | 4.0952 | 4.1659 | 4.2383 | 4.3132 | 4.389 | 4.467 | 4.5464 | 4.6271 | 4.7093
F3_Commercial_Office (WA)_Existing_Water Heating_Natural Gas_Water Heater_E6 | F3 | Commercial | Office (WA) | Existing | Water Heating | Natural Gas | Water Heater | E6 | PACT BC Ratio | 0 | 0 | 0 | 0 | 0 | 0 | 0 | 0 | 0 | 0 | 0 | 0 | 0 | 0 | 0 | 0 | 0 | 0 | 0 | 0 | 0 | 0 | 0 | 0 | 0 | 0 | 0
F3_Commercial_Office (WA)_Existing_Water Heating_Natural Gas_Water Heater_E7 | F3 | Commercial | Office (WA) | Existing | Water Heating | Natural Gas | Water Heater | E7 | PACT BC Ratio | 0 | 0 | 0 | 0 | 0 | 0 | 0 | 0 | 0 | 0 | 0 | 0 | 0 | 0 | 0 | 0 | 0 | 0 | 0 | 0 | 0 | 0 | 0 | 0 | 0 | 0 | 0
F3_Commercial_Office (WA)_Existing_Water Heating_Natural Gas_Water Heater_E8 | F3 | Commercial | Office (WA) | Existing | Water Heating | Natural Gas | Water Heater | E8 | PACT BC Ratio | 0 | 0 | 0 | 0 | 0 | 0 | 0 | 0 | 0 | 0 | 0 | 0 | 0 | 0 | 0 | 0 | 0 | 0 | 0 | 0 | 0 | 0 | 0 | 0 | 0 | 0 | 0
F3_Commercial_Office (WA)_Existing_Water Heating_Natural Gas_Water Heater_E9 | F3 | Commercial | Office (WA) | Existing | Water Heating | Natural Gas | Water Heater | E9 | PACT BC Ratio | 0 | 0 | 0 | 0 | 0 | 0 | 0 | 0 | 0 | 0 | 0 | 0 | 0 | 0 | 0 | 0 | 0 | 0 | 0 | 0 | 0 | 0 | 0 | 0 | 0 | 0 | 0
F3_Commercial_Office (WA)_Existing_Water Heating_Natural Gas_Water Heater_E10 | F3 | Commercial | Office (WA) | Existing | Water Heating | Natural Gas | Water Heater | E10 | PACT BC Ratio | 0 | 0 | 0 | 0 | 0 | 0 | 0 | 0 | 0 | 0 | 0 | 0 | 0 | 0 | 0 | 0 | 0 | 0 | 0 | 0 | 0 | 0 | 0 | 0 | 0 | 0 | 0
F4_Commercial_Office (WA)_Existing_Water Heating_Natural Gas_Water Heater_E1 | F4 | Commercial | Office (WA) | Existing | Water Heating | Natural Gas | Water Heater | E1 | RVT BC Ratio | [24 empty] | 1 | 1 | 1 | bar: 2019 to 2042
F4_Commercial_Office (WA)_Existing_Water Heating_Natural Gas_Water Heater_E2 | F4 | Commercial | Office (WA) | Existing | Water Heating | Natural Gas | Water Heater | E2 | RVT BC Ratio | 3.9994 | 4.074 | 4.1581 | 4.2525 | 4.3577 | 4.485 | 4.6112 | 4.7306 | 4.8388 | 4.9442 | 5.0534 | 5.1535 | 5.2604 | 5.364 | 5.4551 | 5.5389 | 5.612 | 5.6826 | 5.7571 | 5.8278 | 5.899 | 5.9982 | 6.0985 | 6.2018 | 6.3069 | 6.414 | 6.5229
F4_Commercial_Office (WA)_Existing_Water Heating_Natural Gas_Water Heater_E3 | F4 | Commercial | Office (WA) | Existing | Water Heating | Natural Gas | Water Heater | E3 | RVT BC Ratio | 2.3802 | 2.4224 | 2.4698 | 2.5231 | 2.5824 | 2.6542 | 2.7255 | 2.7928 | 2.8539 | 2.9134 | 2.975 | 3.0315 | 3.0918 | 3.1502 | 3.2016 | 3.2489 | 3.2901 | 3.33 | 3.372 | 3.4119 | 3.4521 | 3.508 | 3.5647 | 3.623 | 3.6823 | 3.7427 | 3.8041
F4_Commercial_Office (WA)_Existing_Water Heating_Natural Gas_Water Heater_E4 | F4 | Commercial | Office (WA) | Existing | Water Heating | Natural Gas | Water Heater | E4 | RVT BC Ratio | 1.7642 | 1.7938 | 1.8356 | 1.892 | 1.9629 | 2.0583 | 2.1545 | 2.2415 | 2.3144 | 2.3817 | 2.449 | 2.503 | 2.5629 | 2.6186 | 2.6609 | 2.695 | 2.7176 | 2.7369 | 2.7591 | 2.7765 | 2.7935 | 2.8376 | 2.8817 | 2.9279 | 2.9749 | 3.0227 | 3.0714
F4_Commercial_Office (WA)_Existing_Water Heating_Natural Gas_Water Heater_E5 | F4 | Commercial | Office (WA) | Existing | Water Heating | Natural Gas | Water Heater | E5 | RVT BC Ratio | 1.7227 | 1.7523 | 1.7846 | 1.8197 | 1.8576 | 1.9029 | 1.948 | 1.9909 | 2.0303 | 2.069 | 2.1093 | 2.147 | 2.187 | 2.226 | 2.2608 | 2.2931 | 2.3219 | 2.35 | 2.3794 | 2.4075 | 2.436 | 2.474 | 2.5125 | 2.5521 | 2.5924 | 2.6334 | 2.6752
F4_Commercial_Office (WA)_Existing_Water Heating_Natural Gas_Water Heater_E6 | F4 | Commercial | Office (WA) | Existing | Water Heating | Natural Gas | Water Heater | E6 | RVT BC Ratio | 0 | 0 | 0 | 0 | 0 | 0 | 0 | 0 | 0 | 0 | 0 | 0 | 0 | 0 | 0 | 0 | 0 | 0 | 0 | 0 | 0 | 0 | 0 | 0 | 0 | 0 | 0
F4_Commercial_Office (WA)_Existing_Water Heating_Natural Gas_Water Heater_E7 | F4 | Commercial | Office (WA) | Existing | Water Heating | Natural Gas | Water Heater | E7 | RVT BC Ratio | 0 | 0 | 0 | 0 | 0 | 0 | 0 | 0 | 0 | 0 | 0 | 0 | 0 | 0 | 0 | 0 | 0 | 0 | 0 | 0 | 0 | 0 | 0 | 0 | 0 | 0 | 0
F4_Commercial_Office (WA)_Existing_Water Heating_Natural Gas_Water Heater_E8 | F4 | Commercial | Office (WA) | Existing | Water Heating | Natural Gas | Water Heater | E8 | RVT BC Ratio | 0 | 0 | 0 | 0 | 0 | 0 | 0 | 0 | 0 | 0 | 0 | 0 | 0 | 0 | 0 | 0 | 0 | 0 | 0 | 0 | 0 | 0 | 0 | 0 | 0 | 0 | 0
F4_Commercial_Office (WA)_Existing_Water Heating_Natural Gas_Water Heater_E9 | F4 | Commercial | Office (WA) | Existing | Water Heating | Natural Gas | Water Heater | E9 | RVT BC Ratio | 0 | 0 | 0 | 0 | 0 | 0 | 0 | 0 | 0 | 0 | 0 | 0 | 0 | 0 | 0 | 0 | 0 | 0 | 0 | 0 | 0 | 0 | 0 | 0 | 0 | 0 | 0
F4_Commercial_Office (WA)_Existing_Water Heating_Natural Gas_Water Heater_E10 | F4 | Commercial | Office (WA) | Existing | Water Heating | Natural Gas | Water Heater | E10 | RVT BC Ratio | 0 | 0 | 0 | 0 | 0 | 0 | 0 | 0 | 0 | 0 | 0 | 0 | 0 | 0 | 0 | 0 | 0 | 0 | 0 | 0 | 0 | 0 | 0 | 0 | 0 | 0 | 0
F5_Commercial_Office (WA)_Existing_Water Heating_Natural Gas_Water Heater_E1 | F5 | Commercial | Office (WA) | Existing | Water Heating | Natural Gas | Water Heater | E1 | RIM BC Ratio | [24 empty] | 1 | 1 | 1 | bar: 2019 to 2042
F5_Commercial_Office (WA)_Existing_Water Heating_Natural Gas_Water Heater_E2 | F5 | Commercial | Office (WA) | Existing | Water Heating | Natural Gas | Water Heater | E2 | RIM BC Ratio | 0.75902 | 0.76535 | 0.77215 | 0.77942 | 0.78713 | 0.79535 | 0.80383 | 0.81258 | 0.82168 | 0.83123 | 0.83499 | 0.83886 | 0.84286 | 0.84689 | 0.85087 | 0.85488 | 0.85893 | 0.86313 | 0.86753 | 0.87209 | 0.87686 | 0.87807 | 0.87925 | 0.88043 | 0.88159 | 0.88274 | 0.88387
F5_Commercial_Office (WA)_Existing_Water Heating_Natural Gas_Water Heater_E3 | F5 | Commercial | Office (WA) | Existing | Water Heating | Natural Gas | Water Heater | E3 | RIM BC Ratio | 0.69702 | 0.70384 | 0.71119 | 0.71909 | 0.72751 | 0.73663 | 0.74592 | 0.75536 | 0.76497 | 0.77496 | 0.77956 | 0.78415 | 0.7889 | 0.79362 | 0.79815 | 0.80264 | 0.80706 | 0.81159 | 0.81634 | 0.8212 | 0.82626 | 0.82816 | 0.83003 | 0.83189 | 0.83374 | 0.83555 | 0.83735
F5_Commercial_Office (WA)_Existing_Water Heating_Natural Gas_Water Heater_E4 | F5 | Commercial | Office (WA) | Existing | Water Heating | Natural Gas | Water Heater | E4 | RIM BC Ratio | 0.57792 | 0.58667 | 0.59757 | 0.61067 | 0.6256 | 0.64278 | 0.65973 | 0.67672 | 0.69391 | 0.71221 | 0.71965 | 0.72761 | 0.73601 | 0.7442 | 0.75177 | 0.75915 | 0.76627 | 0.77363 | 0.78157 | 0.78979 | 0.79851 | 0.80074 | 0.80292 | 0.80512 | 0.8073 | 0.80945 | 0.81158
F5_Commercial_Office (WA)_Existing_Water Heating_Natural Gas_Water Heater_E5 | F5 | Commercial | Office (WA) | Existing | Water Heating | Natural Gas | Water Heater | E5 | RIM BC Ratio | 0.64663 | 0.65352 | 0.66099 | 0.66905 | 0.67771 | 0.68703 | 0.69643 | 0.70582 | 0.71521 | 0.72481 | 0.72988 | 0.73475 | 0.73979 | 0.74476 | 0.74948 | 0.7541 | 0.75858 | 0.76313 | 0.76787 | 0.77268 | 0.77764 | 0.78012 | 0.78257 | 0.78501 | 0.78743 | 0.78982 | 0.79218
F5_Commercial_Office (WA)_Existing_Water Heating_Natural Gas_Water Heater_E6 | F5 | Commercial | Office (WA) | Existing | Water Heating | Natural Gas | Water Heater | E6 | RIM BC Ratio | 0 | 0 | 0 | 0 | 0 | 0 | 0 | 0 | 0 | 0 | 0 | 0 | 0 | 0 | 0 | 0 | 0 | 0 | 0 | 0 | 0 | 0 | 0 | 0 | 0 | 0 | 0
F5_Commercial_Office (WA)_Existing_Water Heating_Natural Gas_Water Heater_E7 | F5 | Commercial | Office (WA) | Existing | Water Heating | Natural Gas | Water Heater | E7 | RIM BC Ratio | 0 | 0 | 0 | 0 | 0 | 0 | 0 | 0 | 0 | 0 | 0 | 0 | 0 | 0 | 0 | 0 | 0 | 0 | 0 | 0 | 0 | 0 | 0 | 0 | 0 | 0 | 0
F5_Commercial_Office (WA)_Existing_Water Heating_Natural Gas_Water Heater_E8 | F5 | Commercial | Office (WA) | Existing | Water Heating | Natural Gas | Water Heater | E8 | RIM BC Ratio | 0 | 0 | 0 | 0 | 0 | 0 | 0 | 0 | 0 | 0 | 0 | 0 | 0 | 0 | 0 | 0 | 0 | 0 | 0 | 0 | 0 | 0 | 0 | 0 | 0 | 0 | 0
F5_Commercial_Office (WA)_Existing_Water Heating_Natural Gas_Water Heater_E9 | F5 | Commercial | Office (WA) | Existing | Water Heating | Natural Gas | Water Heater | E9 | RIM BC Ratio | 0 | 0 | 0 | 0 | 0 | 0 | 0 | 0 | 0 | 0 | 0 | 0 | 0 | 0 | 0 | 0 | 0 | 0 | 0 | 0 | 0 | 0 | 0 | 0 | 0 | 0 | 0
F5_Commercial_Office (WA)_Existing_Water Heating_Natural Gas_Water Heater_E10 | F5 | Commercial | Office (WA) | Existing | Water Heating | Natural Gas | Water Heater | E10 | RIM BC Ratio | 0 | 0 | 0 | 0 | 0 | 0 | 0 | 0 | 0 | 0 | 0 | 0 | 0 | 0 | 0 | 0 | 0 | 0 | 0 | 0 | 0 | 0 | 0 | 0 | 0 | 0 | 0
F0_Commercial_Office (WA)_Existing_Food Preparation_Natural Gas_Oven_E0 | F0 | Commercial | Office (WA) | Existing | Food Preparation | Natural Gas | Oven | E0 | Economic Unit | ENERGY STAR (>42% Baking Efficiency) | ENERGY STAR (>42% Baking Efficiency) | ENERGY STAR (>42% Baking Efficiency) | ENERGY STAR (>42% Baking Efficiency) | ENERGY STAR (>42% Baking Efficiency) | ENERGY STAR (>42% Baking Efficiency) | ENERGY STAR (>42% Baking Efficiency) | ENERGY STAR (>42% Baking Efficiency) | ENERGY STAR (>42% Baking Efficiency) | ENERGY STAR (>42% Baking Efficiency) | ENERGY STAR (>42% Baking Efficiency) | ENERGY STAR (>42% Baking Efficiency) | ENERGY STAR (>42% Baking Efficiency) | ENERGY STAR (>42% Baking Efficiency) | ENERGY STAR (>42% Baking Efficiency) | ENERGY STAR (>42% Baking Efficiency) | ENERGY STAR (>42% Baking Efficiency) | ENERGY STAR (>42% Baking Efficiency) | ENERGY STAR (>42% Baking Efficiency) | ENERGY STAR (>42% Baking Efficiency) | ENERGY STAR (>42% Baking Efficiency) | ENERGY STAR (>42% Baking Efficiency) | ENERGY STAR (>42% Baking Efficiency) | ENERGY STAR (>42% Baking Efficiency) | ENERGY STAR (>42% Baking Efficiency) | ENERGY STAR (>42% Baking Efficiency) | ENERGY STAR (>42% Baking Efficiency)
F1_Commercial_Office (WA)_Existing_Food Preparation_Natural Gas_Oven_E1 | F1 | Commercial | Office (WA) | Existing | Food Preparation | Natural Gas | Oven | E1 | CCE | 0 | 0 | 0 | 0 | 0 | 0 | 0 | 0 | 0 | 0 | 0 | 0 | 0 | 0 | 0 | 0 | 0 | 0 | 0 | 0 | 0 | 0 | 0 | 0 | 0 | 0 | 0
F1_Commercial_Office (WA)_Existing_Food Preparation_Natural Gas_Oven_E2 | F1 | Commercial | Office (WA) | Existing | Food Preparation | Natural Gas | Oven | E2 | CCE | 8.3372e-06 | 8.3372e-06 | 8.3372e-06 | 8.3372e-06 | 8.3372e-06 | 8.3372e-06 | 8.3372e-06 | 8.3372e-06 | 8.3372e-06 | 8.3372e-06 | 8.3372e-06 | 8.3372e-06 | 8.3372e-06 | 8.3372e-06 | 8.3372e-06 | 8.3372e-06 | 8.3372e-06 | 8.3372e-06 | 8.3372e-06 | 8.3372e-06 | 8.3372e-06 | 8.3372e-06 | 8.3372e-06 | 8.3372e-06 | 8.3372e-06 | 8.3372e-06 | 8.3372e-06
F1_Commercial_Office (WA)_Existing_Food Preparation_Natural Gas_Oven_E3 | F1 | Commercial | Office (WA) | Existing | Food Preparation | Natural Gas | Oven | E3 | CCE | 0 | 0 | 0 | 0 | 0 | 0 | 0 | 0 | 0 | 0 | 0 | 0 | 0 | 0 | 0 | 0 | 0 | 0 | 0 | 0 | 0 | 0 | 0 | 0 | 0 | 0 | 0
F1_Commercial_Office (WA)_Existing_Food Preparation_Natural Gas_Oven_E4 | F1 | Commercial | Office (WA) | Existing | Food Preparation | Natural Gas | Oven | E4 | CCE | 0 | 0 | 0 | 0 | 0 | 0 | 0 | 0 | 0 | 0 | 0 | 0 | 0 | 0 | 0 | 0 | 0 | 0 | 0 | 0 | 0 | 0 | 0 | 0 | 0 | 0 | 0
F1_Commercial_Office (WA)_Existing_Food Preparation_Natural Gas_Oven_E5 | F1 | Commercial | Office (WA) | Existing | Food Preparation | Natural Gas | Oven | E5 | CCE | 0 | 0 | 0 | 0 | 0 | 0 | 0 | 0 | 0 | 0 | 0 | 0 | 0 | 0 | 0 | 0 | 0 | 0 | 0 | 0 | 0 | 0 | 0 | 0 | 0 | 0 | 0
F1_Commercial_Office (WA)_Existing_Food Preparation_Natural Gas_Oven_E6 | F1 | Commercial | Office (WA) | Existing | Food Preparation | Natural Gas | Oven | E6 | CCE | 0 | 0 | 0 | 0 | 0 | 0 | 0 | 0 | 0 | 0 | 0 | 0 | 0 | 0 | 0 | 0 | 0 | 0 | 0 | 0 | 0 | 0 | 0 | 0 | 0 | 0 | 0
F1_Commercial_Office (WA)_Existing_Food Preparation_Natural Gas_Oven_E7 | F1 | Commercial | Office (WA) | Existing | Food Preparation | Natural Gas | Oven | E7 | CCE | 0 | 0 | 0 | 0 | 0 | 0 | 0 | 0 | 0 | 0 | 0 | 0 | 0 | 0 | 0 | 0 | 0 | 0 | 0 | 0 | 0 | 0 | 0 | 0 | 0 | 0 | 0
F1_Commercial_Office (WA)_Existing_Food Preparation_Natural Gas_Oven_E8 | F1 | Commercial | Office (WA) | Existing | Food Preparation | Natural Gas | Oven | E8 | CCE | 0 | 0 | 0 | 0 | 0 | 0 | 0 | 0 | 0 | 0 | 0 | 0 | 0 | 0 | 0 | 0 | 0 | 0 | 0 | 0 | 0 | 0 | 0 | 0 | 0 | 0 | 0
F1_Commercial_Office (WA)_Existing_Food Preparation_Natural Gas_Oven_E9 | F1 | Commercial | Office (WA) | Existing | Food Preparation | Natural Gas | Oven | E9 | CCE | 0 | 0 | 0 | 0 | 0 | 0 | 0 | 0 | 0 | 0 | 0 | 0 | 0 | 0 | 0 | 0 | 0 | 0 | 0 | 0 | 0 | 0 | 0 | 0 | 0 | 0 | 0
F1_Commercial_Office (WA)_Existing_Food Preparation_Natural Gas_Oven_E10 | F1 | Commercial | Office (WA) | Existing | Food Preparation | Natural Gas | Oven | E10 | CCE | 0 | 0 | 0 | 0 | 0 | 0 | 0 | 0 | 0 | 0 | 0 | 0 | 0 | 0 | 0 | 0 | 0 | 0 | 0 | 0 | 0 | 0 | 0 | 0 | 0 | 0 | 0
F2_Commercial_Office (WA)_Existing_Food Preparation_Natural Gas_Oven_E1 | F2 | Commercial | Office (WA) | Existing | Food Preparation | Natural Gas | Oven | E1 | TRC BC Ratio | [24 empty] | 1 | 1 | 1 | bar: 2019 to 2042
F2_Commercial_Office (WA)_Existing_Food Preparation_Natural Gas_Oven_E2 | F2 | Commercial | Office (WA) | Existing | Food Preparation | Natural Gas | Oven | E2 | TRC BC Ratio | 415.9799 | 425.5832 | 437.6631 | 451.9131 | 468.4845 | 489.384 | 511.1526 | 532.8573 | 553.7923 | 575.0153 | 591.5792 | 606.9871 | 623.5989 | 639.7812 | 654.0529 | 667.2675 | 678.9212 | 690.3765 | 702.6968 | 714.6429 | 726.9319 | 739.7473 | 752.6857 | 766.0579 | 779.6676 | 793.5191 | 807.6167
F2_Commercial_Office (WA)_Existing_Food Preparation_Natural Gas_Oven_E3 | F2 | Commercial | Office (WA) | Existing | Food Preparation | Natural Gas | Oven | E3 | TRC BC Ratio | 0 | 0 | 0 | 0 | 0 | 0 | 0 | 0 | 0 | 0 | 0 | 0 | 0 | 0 | 0 | 0 | 0 | 0 | 0 | 0 | 0 | 0 | 0 | 0 | 0 | 0 | 0
F2_Commercial_Office (WA)_Existing_Food Preparation_Natural Gas_Oven_E4 | F2 | Commercial | Office (WA) | Existing | Food Preparation | Natural Gas | Oven | E4 | TRC BC Ratio | 0 | 0 | 0 | 0 | 0 | 0 | 0 | 0 | 0 | 0 | 0 | 0 | 0 | 0 | 0 | 0 | 0 | 0 | 0 | 0 | 0 | 0 | 0 | 0 | 0 | 0 | 0
F2_Commercial_Office (WA)_Existing_Food Preparation_Natural Gas_Oven_E5 | F2 | Commercial | Office (WA) | Existing | Food Preparation | Natural Gas | Oven | E5 | TRC BC Ratio | 0 | 0 | 0 | 0 | 0 | 0 | 0 | 0 | 0 | 0 | 0 | 0 | 0 | 0 | 0 | 0 | 0 | 0 | 0 | 0 | 0 | 0 | 0 | 0 | 0 | 0 | 0
F2_Commercial_Office (WA)_Existing_Food Preparation_Natural Gas_Oven_E6 | F2 | Commercial | Office (WA) | Existing | Food Preparation | Natural Gas | Oven | E6 | TRC BC Ratio | 0 | 0 | 0 | 0 | 0 | 0 | 0 | 0 | 0 | 0 | 0 | 0 | 0 | 0 | 0 | 0 | 0 | 0 | 0 | 0 | 0 | 0 | 0 | 0 | 0 | 0 | 0
F2_Commercial_Office (WA)_Existing_Food Preparation_Natural Gas_Oven_E7 | F2 | Commercial | Office (WA) | Existing | Food Preparation | Natural Gas | Oven | E7 | TRC BC Ratio | 0 | 0 | 0 | 0 | 0 | 0 | 0 | 0 | 0 | 0 | 0 | 0 | 0 | 0 | 0 | 0 | 0 | 0 | 0 | 0 | 0 | 0 | 0 | 0 | 0 | 0 | 0
F2_Commercial_Office (WA)_Existing_Food Preparation_Natural Gas_Oven_E8 | F2 | Commercial | Office (WA) | Existing | Food Preparation | Natural Gas | Oven | E8 | TRC BC Ratio | 0 | 0 | 0 | 0 | 0 | 0 | 0 | 0 | 0 | 0 | 0 | 0 | 0 | 0 | 0 | 0 | 0 | 0 | 0 | 0 | 0 | 0 | 0 | 0 | 0 | 0 | 0
F2_Commercial_Office (WA)_Existing_Food Preparation_Natural Gas_Oven_E9 | F2 | Commercial | Office (WA) | Existing | Food Preparation | Natural Gas | Oven | E9 | TRC BC Ratio | 0 | 0 | 0 | 0 | 0 | 0 | 0 | 0 | 0 | 0 | 0 | 0 | 0 | 0 | 0 | 0 | 0 | 0 | 0 | 0 | 0 | 0 | 0 | 0 | 0 | 0 | 0
F2_Commercial_Office (WA)_Existing_Food Preparation_Natural Gas_Oven_E10 | F2 | Commercial | Office (WA) | Existing | Food Preparation | Natural Gas | Oven | E10 | TRC BC Ratio | 0 | 0 | 0 | 0 | 0 | 0 | 0 | 0 | 0 | 0 | 0 | 0 | 0 | 0 | 0 | 0 | 0 | 0 | 0 | 0 | 0 | 0 | 0 | 0 | 0 | 0 | 0
F3_Commercial_Office (WA)_Existing_Food Preparation_Natural Gas_Oven_E1 | F3 | Commercial | Office (WA) | Existing | Food Preparation | Natural Gas | Oven | E1 | PACT BC Ratio | [24 empty] | 1 | 1 | 1 | bar: 2019 to 2042
F3_Commercial_Office (WA)_Existing_Food Preparation_Natural Gas_Oven_E2 | F3 | Commercial | Office (WA) | Existing | Food Preparation | Natural Gas | Oven | E2 | PACT BC Ratio | 838.3507 | 857.7049 | 882.0503 | 910.7693 | 944.1665 | 986.2868 | 1030.1584 | 1073.9012 | 1116.0928 | 1158.8648 | 1192.2471 | 1223.2997 | 1256.7784 | 1289.3917 | 1318.1544 | 1344.7865 | 1368.2731 | 1391.3596 | 1416.1896 | 1440.2652 | 1465.032 | 1490.8599 | 1516.9354 | 1543.8852 | 1571.3137 | 1599.2295 | 1627.6412
F3_Commercial_Office (WA)_Existing_Food Preparation_Natural Gas_Oven_E3 | F3 | Commercial | Office (WA) | Existing | Food Preparation | Natural Gas | Oven | E3 | PACT BC Ratio | 0 | 0 | 0 | 0 | 0 | 0 | 0 | 0 | 0 | 0 | 0 | 0 | 0 | 0 | 0 | 0 | 0 | 0 | 0 | 0 | 0 | 0 | 0 | 0 | 0 | 0 | 0
F3_Commercial_Office (WA)_Existing_Food Preparation_Natural Gas_Oven_E4 | F3 | Commercial | Office (WA) | Existing | Food Preparation | Natural Gas | Oven | E4 | PACT BC Ratio | 0 | 0 | 0 | 0 | 0 | 0 | 0 | 0 | 0 | 0 | 0 | 0 | 0 | 0 | 0 | 0 | 0 | 0 | 0 | 0 | 0 | 0 | 0 | 0 | 0 | 0 | 0
F3_Commercial_Office (WA)_Existing_Food Preparation_Natural Gas_Oven_E5 | F3 | Commercial | Office (WA) | Existing | Food Preparation | Natural Gas | Oven | E5 | PACT BC Ratio | 0 | 0 | 0 | 0 | 0 | 0 | 0 | 0 | 0 | 0 | 0 | 0 | 0 | 0 | 0 | 0 | 0 | 0 | 0 | 0 | 0 | 0 | 0 | 0 | 0 | 0 | 0
F3_Commercial_Office (WA)_Existing_Food Preparation_Natural Gas_Oven_E6 | F3 | Commercial | Office (WA) | Existing | Food Preparation | Natural Gas | Oven | E6 | PACT BC Ratio | 0 | 0 | 0 | 0 | 0 | 0 | 0 | 0 | 0 | 0 | 0 | 0 | 0 | 0 | 0 | 0 | 0 | 0 | 0 | 0 | 0 | 0 | 0 | 0 | 0 | 0 | 0
F3_Commercial_Office (WA)_Existing_Food Preparation_Natural Gas_Oven_E7 | F3 | Commercial | Office (WA) | Existing | Food Preparation | Natural Gas | Oven | E7 | PACT BC Ratio | 0 | 0 | 0 | 0 | 0 | 0 | 0 | 0 | 0 | 0 | 0 | 0 | 0 | 0 | 0 | 0 | 0 | 0 | 0 | 0 | 0 | 0 | 0 | 0 | 0 | 0 | 0
F3_Commercial_Office (WA)_Existing_Food Preparation_Natural Gas_Oven_E8 | F3 | Commercial | Office (WA) | Existing | Food Preparation | Natural Gas | Oven | E8 | PACT BC Ratio | 0 | 0 | 0 | 0 | 0 | 0 | 0 | 0 | 0 | 0 | 0 | 0 | 0 | 0 | 0 | 0 | 0 | 0 | 0 | 0 | 0 | 0 | 0 | 0 | 0 | 0 | 0
F3_Commercial_Office (WA)_Existing_Food Preparation_Natural Gas_Oven_E9 | F3 | Commercial | Office (WA) | Existing | Food Preparation | Natural Gas | Oven | E9 | PACT BC Ratio | 0 | 0 | 0 | 0 | 0 | 0 | 0 | 0 | 0 | 0 | 0 | 0 | 0 | 0 | 0 | 0 | 0 | 0 | 0 | 0 | 0 | 0 | 0 | 0 | 0 | 0 | 0
F3_Commercial_Office (WA)_Existing_Food Preparation_Natural Gas_Oven_E10 | F3 | Commercial | Office (WA) | Existing | Food Preparation | Natural Gas | Oven | E10 | PACT BC Ratio | 0 | 0 | 0 | 0 | 0 | 0 | 0 | 0 | 0 | 0 | 0 | 0 | 0 | 0 | 0 | 0 | 0 | 0 | 0 | 0 | 0 | 0 | 0 | 0 | 0 | 0 | 0
F4_Commercial_Office (WA)_Existing_Food Preparation_Natural Gas_Oven_E1 | F4 | Commercial | Office (WA) | Existing | Food Preparation | Natural Gas | Oven | E1 | RVT BC Ratio | [24 empty] | 1 | 1 | 1 | bar: 2019 to 2042
F4_Commercial_Office (WA)_Existing_Food Preparation_Natural Gas_Oven_E2 | F4 | Commercial | Office (WA) | Existing | Food Preparation | Natural Gas | Oven | E2 | RVT BC Ratio | 594.2051 | 604.0891 | 616.1346 | 630.7752 | 648.1917 | 671.2131 | 694.8286 | 717.6731 | 738.7013 | 758.8964 | 779.6409 | 798.1701 | 817.4995 | 835.363 | 850.4089 | 863.7431 | 874.6765 | 884.9828 | 896.0397 | 906.183 | 916.3296 | 932.4771 | 948.7795 | 965.6284 | 982.7766 | 1000.2295 | 1017.9924
F4_Commercial_Office (WA)_Existing_Food Preparation_Natural Gas_Oven_E3 | F4 | Commercial | Office (WA) | Existing | Food Preparation | Natural Gas | Oven | E3 | RVT BC Ratio | 0 | 0 | 0 | 0 | 0 | 0 | 0 | 0 | 0 | 0 | 0 | 0 | 0 | 0 | 0 | 0 | 0 | 0 | 0 | 0 | 0 | 0 | 0 | 0 | 0 | 0 | 0
F4_Commercial_Office (WA)_Existing_Food Preparation_Natural Gas_Oven_E4 | F4 | Commercial | Office (WA) | Existing | Food Preparation | Natural Gas | Oven | E4 | RVT BC Ratio | 0 | 0 | 0 | 0 | 0 | 0 | 0 | 0 | 0 | 0 | 0 | 0 | 0 | 0 | 0 | 0 | 0 | 0 | 0 | 0 | 0 | 0 | 0 | 0 | 0 | 0 | 0
F4_Commercial_Office (WA)_Existing_Food Preparation_Natural Gas_Oven_E5 | F4 | Commercial | Office (WA) | Existing | Food Preparation | Natural Gas | Oven | E5 | RVT BC Ratio | 0 | 0 | 0 | 0 | 0 | 0 | 0 | 0 | 0 | 0 | 0 | 0 | 0 | 0 | 0 | 0 | 0 | 0 | 0 | 0 | 0 | 0 | 0 | 0 | 0 | 0 | 0
F4_Commercial_Office (WA)_Existing_Food Preparation_Natural Gas_Oven_E6 | F4 | Commercial | Office (WA) | Existing | Food Preparation | Natural Gas | Oven | E6 | RVT BC Ratio | 0 | 0 | 0 | 0 | 0 | 0 | 0 | 0 | 0 | 0 | 0 | 0 | 0 | 0 | 0 | 0 | 0 | 0 | 0 | 0 | 0 | 0 | 0 | 0 | 0 | 0 | 0
F4_Commercial_Office (WA)_Existing_Food Preparation_Natural Gas_Oven_E7 | F4 | Commercial | Office (WA) | Existing | Food Preparation | Natural Gas | Oven | E7 | RVT BC Ratio | 0 | 0 | 0 | 0 | 0 | 0 | 0 | 0 | 0 | 0 | 0 | 0 | 0 | 0 | 0 | 0 | 0 | 0 | 0 | 0 | 0 | 0 | 0 | 0 | 0 | 0 | 0
F4_Commercial_Office (WA)_Existing_Food Preparation_Natural Gas_Oven_E8 | F4 | Commercial | Office (WA) | Existing | Food Preparation | Natural Gas | Oven | E8 | RVT BC Ratio | 0 | 0 | 0 | 0 | 0 | 0 | 0 | 0 | 0 | 0 | 0 | 0 | 0 | 0 | 0 | 0 | 0 | 0 | 0 | 0 | 0 | 0 | 0 | 0 | 0 | 0 | 0
F4_Commercial_Office (WA)_Existing_Food Preparation_Natural Gas_Oven_E9 | F4 | Commercial | Office (WA) | Existing | Food Preparation | Natural Gas | Oven | E9 | RVT BC Ratio | 0 | 0 | 0 | 0 | 0 | 0 | 0 | 0 | 0 | 0 | 0 | 0 | 0 | 0 | 0 | 0 | 0 | 0 | 0 | 0 | 0 | 0 | 0 | 0 | 0 | 0 | 0
F4_Commercial_Office (WA)_Existing_Food Preparation_Natural Gas_Oven_E10 | F4 | Commercial | Office (WA) | Existing | Food Preparation | Natural Gas | Oven | E10 | RVT BC Ratio | 0 | 0 | 0 | 0 | 0 | 0 | 0 | 0 | 0 | 0 | 0 | 0 | 0 | 0 | 0 | 0 | 0 | 0 | 0 | 0 | 0 | 0 | 0 | 0 | 0 | 0 | 0
F5_Commercial_Office (WA)_Existing_Food Preparation_Natural Gas_Oven_E1 | F5 | Commercial | Office (WA) | Existing | Food Preparation | Natural Gas | Oven | E1 | RIM BC Ratio | [24 empty] | 1 | 1 | 1 | bar: 2019 to 2042
F5_Commercial_Office (WA)_Existing_Food Preparation_Natural Gas_Oven_E2 | F5 | Commercial | Office (WA) | Existing | Food Preparation | Natural Gas | Oven | E2 | RIM BC Ratio | 0.83979 | 0.84513 | 0.85213 | 0.85946 | 0.86704 | 0.87466 | 0.88253 | 0.89073 | 0.89938 | 0.909 | 0.91031 | 0.91234 | 0.91515 | 0.91883 | 0.92271 | 0.92682 | 0.93122 | 0.93591 | 0.94086 | 0.94615 | 0.95176 | 0.95177 | 0.95178 | 0.95179 | 0.9518 | 0.95181 | 0.95182
F5_Commercial_Office (WA)_Existing_Food Preparation_Natural Gas_Oven_E3 | F5 | Commercial | Office (WA) | Existing | Food Preparation | Natural Gas | Oven | E3 | RIM BC Ratio | 0 | 0 | 0 | 0 | 0 | 0 | 0 | 0 | 0 | 0 | 0 | 0 | 0 | 0 | 0 | 0 | 0 | 0 | 0 | 0 | 0 | 0 | 0 | 0 | 0 | 0 | 0
F5_Commercial_Office (WA)_Existing_Food Preparation_Natural Gas_Oven_E4 | F5 | Commercial | Office (WA) | Existing | Food Preparation | Natural Gas | Oven | E4 | RIM BC Ratio | 0 | 0 | 0 | 0 | 0 | 0 | 0 | 0 | 0 | 0 | 0 | 0 | 0 | 0 | 0 | 0 | 0 | 0 | 0 | 0 | 0 | 0 | 0 | 0 | 0 | 0 | 0
F5_Commercial_Office (WA)_Existing_Food Preparation_Natural Gas_Oven_E5 | F5 | Commercial | Office (WA) | Existing | Food Preparation | Natural Gas | Oven | E5 | RIM BC Ratio | 0 | 0 | 0 | 0 | 0 | 0 | 0 | 0 | 0 | 0 | 0 | 0 | 0 | 0 | 0 | 0 | 0 | 0 | 0 | 0 | 0 | 0 | 0 | 0 | 0 | 0 | 0
F5_Commercial_Office (WA)_Existing_Food Preparation_Natural Gas_Oven_E6 | F5 | Commercial | Office (WA) | Existing | Food Preparation | Natural Gas | Oven | E6 | RIM BC Ratio | 0 | 0 | 0 | 0 | 0 | 0 | 0 | 0 | 0 | 0 | 0 | 0 | 0 | 0 | 0 | 0 | 0 | 0 | 0 | 0 | 0 | 0 | 0 | 0 | 0 | 0 | 0
F5_Commercial_Office (WA)_Existing_Food Preparation_Natural Gas_Oven_E7 | F5 | Commercial | Office (WA) | Existing | Food Preparation | Natural Gas | Oven | E7 | RIM BC Ratio | 0 | 0 | 0 | 0 | 0 | 0 | 0 | 0 | 0 | 0 | 0 | 0 | 0 | 0 | 0 | 0 | 0 | 0 | 0 | 0 | 0 | 0 | 0 | 0 | 0 | 0 | 0
F5_Commercial_Office (WA)_Existing_Food Preparation_Natural Gas_Oven_E8 | F5 | Commercial | Office (WA) | Existing | Food Preparation | Natural Gas | Oven | E8 | RIM BC Ratio | 0 | 0 | 0 | 0 | 0 | 0 | 0 | 0 | 0 | 0 | 0 | 0 | 0 | 0 | 0 | 0 | 0 | 0 | 0 | 0 | 0 | 0 | 0 | 0 | 0 | 0 | 0
F5_Commercial_Office (WA)_Existing_Food Preparation_Natural Gas_Oven_E9 | F5 | Commercial | Office (WA) | Existing | Food Preparation | Natural Gas | Oven | E9 | RIM BC Ratio | 0 | 0 | 0 | 0 | 0 | 0 | 0 | 0 | 0 | 0 | 0 | 0 | 0 | 0 | 0 | 0 | 0 | 0 | 0 | 0 | 0 | 0 | 0 | 0 | 0 | 0 | 0
F5_Commercial_Office (WA)_Existing_Food Preparation_Natural Gas_Oven_E10 | F5 | Commercial | Office (WA) | Existing | Food Preparation | Natural Gas | Oven | E10 | RIM BC Ratio | 0 | 0 | 0 | 0 | 0 | 0 | 0 | 0 | 0 | 0 | 0 | 0 | 0 | 0 | 0 | 0 | 0 | 0 | 0 | 0 | 0 | 0 | 0 | 0 | 0 | 0 | 0
F0_Commercial_Office (WA)_Existing_Food Preparation_Natural Gas_Conveyor Oven_E0 | F0 | Commercial | Office (WA) | Existing | Food Preparation | Natural Gas | Conveyor Oven | E0 | Economic Unit | ENERGY STAR (>42% Baking Efficiency) | ENERGY STAR (>42% Baking Efficiency) | ENERGY STAR (>42% Baking Efficiency) | ENERGY STAR (>42% Baking Efficiency) | ENERGY STAR (>42% Baking Efficiency) | ENERGY STAR (>42% Baking Efficiency) | ENERGY STAR (>42% Baking Efficiency) | ENERGY STAR (>42% Baking Efficiency) | ENERGY STAR (>42% Baking Efficiency) | ENERGY STAR (>42% Baking Efficiency) | ENERGY STAR (>42% Baking Efficiency) | ENERGY STAR (>42% Baking Efficiency) | ENERGY STAR (>42% Baking Efficiency) | ENERGY STAR (>42% Baking Efficiency) | ENERGY STAR (>42% Baking Efficiency) | ENERGY STAR (>42% Baking Efficiency) | ENERGY STAR (>42% Baking Efficiency) | ENERGY STAR (>42% Baking Efficiency) | ENERGY STAR (>42% Baking Efficiency) | ENERGY STAR (>42% Baking Efficiency) | ENERGY STAR (>42% Baking Efficiency) | ENERGY STAR (>42% Baking Efficiency) | ENERGY STAR (>42% Baking Efficiency) | ENERGY STAR (>42% Baking Efficiency) | ENERGY STAR (>42% Baking Efficiency) | ENERGY STAR (>42% Baking Efficiency) | ENERGY STAR (>42% Baking Efficiency)
F1_Commercial_Office (WA)_Existing_Food Preparation_Natural Gas_Conveyor Oven_E1 | F1 | Commercial | Office (WA) | Existing | Food Preparation | Natural Gas | Conveyor Oven | E1 | CCE | 0 | 0 | 0 | 0 | 0 | 0 | 0 | 0 | 0 | 0 | 0 | 0 | 0 | 0 | 0 | 0 | 0 | 0 | 0 | 0 | 0 | 0 | 0 | 0 | 0 | 0 | 0
F1_Commercial_Office (WA)_Existing_Food Preparation_Natural Gas_Conveyor Oven_E2 | F1 | Commercial | Office (WA) | Existing | Food Preparation | Natural Gas | Conveyor Oven | E2 | CCE | 1.3039e-05 | 1.3039e-05 | 1.3039e-05 | 1.3039e-05 | 1.3039e-05 | 1.3039e-05 | 1.3039e-05 | 1.3039e-05 | 1.3039e-05 | 1.3039e-05 | 1.3039e-05 | 1.3039e-05 | 1.3039e-05 | 1.3039e-05 | 1.3039e-05 | 1.3039e-05 | 1.3039e-05 | 1.3039e-05 | 1.3039e-05 | 1.3039e-05 | 1.3039e-05 | 1.3039e-05 | 1.3039e-05 | 1.3039e-05 | 1.3039e-05 | 1.3039e-05 | 1.3039e-05
F1_Commercial_Office (WA)_Existing_Food Preparation_Natural Gas_Conveyor Oven_E3 | F1 | Commercial | Office (WA) | Existing | Food Preparation | Natural Gas | Conveyor Oven | E3 | CCE | 0 | 0 | 0 | 0 | 0 | 0 | 0 | 0 | 0 | 0 | 0 | 0 | 0 | 0 | 0 | 0 | 0 | 0 | 0 | 0 | 0 | 0 | 0 | 0 | 0 | 0 | 0
F1_Commercial_Office (WA)_Existing_Food Preparation_Natural Gas_Conveyor Oven_E4 | F1 | Commercial | Office (WA) | Existing | Food Preparation | Natural Gas | Conveyor Oven | E4 | CCE | 0 | 0 | 0 | 0 | 0 | 0 | 0 | 0 | 0 | 0 | 0 | 0 | 0 | 0 | 0 | 0 | 0 | 0 | 0 | 0 | 0 | 0 | 0 | 0 | 0 | 0 | 0
F1_Commercial_Office (WA)_Existing_Food Preparation_Natural Gas_Conveyor Oven_E5 | F1 | Commercial | Office (WA) | Existing | Food Preparation | Natural Gas | Conveyor Oven | E5 | CCE | 0 | 0 | 0 | 0 | 0 | 0 | 0 | 0 | 0 | 0 | 0 | 0 | 0 | 0 | 0 | 0 | 0 | 0 | 0 | 0 | 0 | 0 | 0 | 0 | 0 | 0 | 0
F1_Commercial_Office (WA)_Existing_Food Preparation_Natural Gas_Conveyor Oven_E6 | F1 | Commercial | Office (WA) | Existing | Food Preparation | Natural Gas | Conveyor Oven | E6 | CCE | 0 | 0 | 0 | 0 | 0 | 0 | 0 | 0 | 0 | 0 | 0 | 0 | 0 | 0 | 0 | 0 | 0 | 0 | 0 | 0 | 0 | 0 | 0 | 0 | 0 | 0 | 0
F1_Commercial_Office (WA)_Existing_Food Preparation_Natural Gas_Conveyor Oven_E7 | F1 | Commercial | Office (WA) | Existing | Food Preparation | Natural Gas | Conveyor Oven | E7 | CCE | 0 | 0 | 0 | 0 | 0 | 0 | 0 | 0 | 0 | 0 | 0 | 0 | 0 | 0 | 0 | 0 | 0 | 0 | 0 | 0 | 0 | 0 | 0 | 0 | 0 | 0 | 0
F1_Commercial_Office (WA)_Existing_Food Preparation_Natural Gas_Conveyor Oven_E8 | F1 | Commercial | Office (WA) | Existing | Food Preparation | Natural Gas | Conveyor Oven | E8 | CCE | 0 | 0 | 0 | 0 | 0 | 0 | 0 | 0 | 0 | 0 | 0 | 0 | 0 | 0 | 0 | 0 | 0 | 0 | 0 | 0 | 0 | 0 | 0 | 0 | 0 | 0 | 0
F1_Commercial_Office (WA)_Existing_Food Preparation_Natural Gas_Conveyor Oven_E9 | F1 | Commercial | Office (WA) | Existing | Food Preparation | Natural Gas | Conveyor Oven | E9 | CCE | 0 | 0 | 0 | 0 | 0 | 0 | 0 | 0 | 0 | 0 | 0 | 0 | 0 | 0 | 0 | 0 | 0 | 0 | 0 | 0 | 0 | 0 | 0 | 0 | 0 | 0 | 0
F1_Commercial_Office (WA)_Existing_Food Preparation_Natural Gas_Conveyor Oven_E10 | F1 | Commercial | Office (WA) | Existing | Food Preparation | Natural Gas | Conveyor Oven | E10 | CCE | 0 | 0 | 0 | 0 | 0 | 0 | 0 | 0 | 0 | 0 | 0 | 0 | 0 | 0 | 0 | 0 | 0 | 0 | 0 | 0 | 0 | 0 | 0 | 0 | 0 | 0 | 0
F2_Commercial_Office (WA)_Existing_Food Preparation_Natural Gas_Conveyor Oven_E1 | F2 | Commercial | Office (WA) | Existing | Food Preparation | Natural Gas | Conveyor Oven | E1 | TRC BC Ratio | [24 empty] | 1 | 1 | 1 | bar: 2019 to 2042
F2_Commercial_Office (WA)_Existing_Food Preparation_Natural Gas_Conveyor Oven_E2 | F2 | Commercial | Office (WA) | Existing | Food Preparation | Natural Gas | Conveyor Oven | E2 | TRC BC Ratio | 294.2299 | 302.1251 | 310.8023 | 320.3076 | 330.721 | 342.8514 | 355.1552 | 367.2939 | 379.0044 | 390.8865 | 400.689 | 409.9929 | 419.9156 | 429.7029 | 438.6597 | 447.1849 | 455.0374 | 462.8431 | 471.0913 | 479.2137 | 487.5404 | 496.1565 | 504.8776 | 513.8472 | 522.9761 | 532.2673 | 541.7235
F2_Commercial_Office (WA)_Existing_Food Preparation_Natural Gas_Conveyor Oven_E3 | F2 | Commercial | Office (WA) | Existing | Food Preparation | Natural Gas | Conveyor Oven | E3 | TRC BC Ratio | 0 | 0 | 0 | 0 | 0 | 0 | 0 | 0 | 0 | 0 | 0 | 0 | 0 | 0 | 0 | 0 | 0 | 0 | 0 | 0 | 0 | 0 | 0 | 0 | 0 | 0 | 0
F2_Commercial_Office (WA)_Existing_Food Preparation_Natural Gas_Conveyor Oven_E4 | F2 | Commercial | Office (WA) | Existing | Food Preparation | Natural Gas | Conveyor Oven | E4 | TRC BC Ratio | 0 | 0 | 0 | 0 | 0 | 0 | 0 | 0 | 0 | 0 | 0 | 0 | 0 | 0 | 0 | 0 | 0 | 0 | 0 | 0 | 0 | 0 | 0 | 0 | 0 | 0 | 0
F2_Commercial_Office (WA)_Existing_Food Preparation_Natural Gas_Conveyor Oven_E5 | F2 | Commercial | Office (WA) | Existing | Food Preparation | Natural Gas | Conveyor Oven | E5 | TRC BC Ratio | 0 | 0 | 0 | 0 | 0 | 0 | 0 | 0 | 0 | 0 | 0 | 0 | 0 | 0 | 0 | 0 | 0 | 0 | 0 | 0 | 0 | 0 | 0 | 0 | 0 | 0 | 0
F2_Commercial_Office (WA)_Existing_Food Preparation_Natural Gas_Conveyor Oven_E6 | F2 | Commercial | Office (WA) | Existing | Food Preparation | Natural Gas | Conveyor Oven | E6 | TRC BC Ratio | 0 | 0 | 0 | 0 | 0 | 0 | 0 | 0 | 0 | 0 | 0 | 0 | 0 | 0 | 0 | 0 | 0 | 0 | 0 | 0 | 0 | 0 | 0 | 0 | 0 | 0 | 0
F2_Commercial_Office (WA)_Existing_Food Preparation_Natural Gas_Conveyor Oven_E7 | F2 | Commercial | Office (WA) | Existing | Food Preparation | Natural Gas | Conveyor Oven | E7 | TRC BC Ratio | 0 | 0 | 0 | 0 | 0 | 0 | 0 | 0 | 0 | 0 | 0 | 0 | 0 | 0 | 0 | 0 | 0 | 0 | 0 | 0 | 0 | 0 | 0 | 0 | 0 | 0 | 0
F2_Commercial_Office (WA)_Existing_Food Preparation_Natural Gas_Conveyor Oven_E8 | F2 | Commercial | Office (WA) | Existing | Food Preparation | Natural Gas | Conveyor Oven | E8 | TRC BC Ratio | 0 | 0 | 0 | 0 | 0 | 0 | 0 | 0 | 0 | 0 | 0 | 0 | 0 | 0 | 0 | 0 | 0 | 0 | 0 | 0 | 0 | 0 | 0 | 0 | 0 | 0 | 0
F2_Commercial_Office (WA)_Existing_Food Preparation_Natural Gas_Conveyor Oven_E9 | F2 | Commercial | Office (WA) | Existing | Food Preparation | Natural Gas | Conveyor Oven | E9 | TRC BC Ratio | 0 | 0 | 0 | 0 | 0 | 0 | 0 | 0 | 0 | 0 | 0 | 0 | 0 | 0 | 0 | 0 | 0 | 0 | 0 | 0 | 0 | 0 | 0 | 0 | 0 | 0 | 0
F2_Commercial_Office (WA)_Existing_Food Preparation_Natural Gas_Conveyor Oven_E10 | F2 | Commercial | Office (WA) | Existing | Food Preparation | Natural Gas | Conveyor Oven | E10 | TRC BC Ratio | 0 | 0 | 0 | 0 | 0 | 0 | 0 | 0 | 0 | 0 | 0 | 0 | 0 | 0 | 0 | 0 | 0 | 0 | 0 | 0 | 0 | 0 | 0 | 0 | 0 | 0 | 0
F3_Commercial_Office (WA)_Existing_Food Preparation_Natural Gas_Conveyor Oven_E1 | F3 | Commercial | Office (WA) | Existing | Food Preparation | Natural Gas | Conveyor Oven | E1 | PACT BC Ratio | [24 empty] | 1 | 1 | 1 | bar: 2019 to 2042
F3_Commercial_Office (WA)_Existing_Food Preparation_Natural Gas_Conveyor Oven_E2 | F3 | Commercial | Office (WA) | Existing | Food Preparation | Natural Gas | Conveyor Oven | E2 | PACT BC Ratio | 592.9802 | 608.892 | 626.3796 | 645.5362 | 666.523 | 690.9703 | 715.7669 | 740.2307 | 763.8317 | 787.7783 | 807.5339 | 826.2847 | 846.2826 | 866.0076 | 884.0588 | 901.2402 | 917.0657 | 932.7972 | 949.4203 | 965.7898 | 982.5712 | 999.9357 | 1017.5119 | 1035.5889 | 1053.9871 | 1072.7121 | 1091.7698
F3_Commercial_Office (WA)_Existing_Food Preparation_Natural Gas_Conveyor Oven_E3 | F3 | Commercial | Office (WA) | Existing | Food Preparation | Natural Gas | Conveyor Oven | E3 | PACT BC Ratio | 0 | 0 | 0 | 0 | 0 | 0 | 0 | 0 | 0 | 0 | 0 | 0 | 0 | 0 | 0 | 0 | 0 | 0 | 0 | 0 | 0 | 0 | 0 | 0 | 0 | 0 | 0
F3_Commercial_Office (WA)_Existing_Food Preparation_Natural Gas_Conveyor Oven_E4 | F3 | Commercial | Office (WA) | Existing | Food Preparation | Natural Gas | Conveyor Oven | E4 | PACT BC Ratio | 0 | 0 | 0 | 0 | 0 | 0 | 0 | 0 | 0 | 0 | 0 | 0 | 0 | 0 | 0 | 0 | 0 | 0 | 0 | 0 | 0 | 0 | 0 | 0 | 0 | 0 | 0
F3_Commercial_Office (WA)_Existing_Food Preparation_Natural Gas_Conveyor Oven_E5 | F3 | Commercial | Office (WA) | Existing | Food Preparation | Natural Gas | Conveyor Oven | E5 | PACT BC Ratio | 0 | 0 | 0 | 0 | 0 | 0 | 0 | 0 | 0 | 0 | 0 | 0 | 0 | 0 | 0 | 0 | 0 | 0 | 0 | 0 | 0 | 0 | 0 | 0 | 0 | 0 | 0
F3_Commercial_Office (WA)_Existing_Food Preparation_Natural Gas_Conveyor Oven_E6 | F3 | Commercial | Office (WA) | Existing | Food Preparation | Natural Gas | Conveyor Oven | E6 | PACT BC Ratio | 0 | 0 | 0 | 0 | 0 | 0 | 0 | 0 | 0 | 0 | 0 | 0 | 0 | 0 | 0 | 0 | 0 | 0 | 0 | 0 | 0 | 0 | 0 | 0 | 0 | 0 | 0
F3_Commercial_Office (WA)_Existing_Food Preparation_Natural Gas_Conveyor Oven_E7 | F3 | Commercial | Office (WA) | Existing | Food Preparation | Natural Gas | Conveyor Oven | E7 | PACT BC Ratio | 0 | 0 | 0 | 0 | 0 | 0 | 0 | 0 | 0 | 0 | 0 | 0 | 0 | 0 | 0 | 0 | 0 | 0 | 0 | 0 | 0 | 0 | 0 | 0 | 0 | 0 | 0
F3_Commercial_Office (WA)_Existing_Food Preparation_Natural Gas_Conveyor Oven_E8 | F3 | Commercial | Office (WA) | Existing | Food Preparation | Natural Gas | Conveyor Oven | E8 | PACT BC Ratio | 0 | 0 | 0 | 0 | 0 | 0 | 0 | 0 | 0 | 0 | 0 | 0 | 0 | 0 | 0 | 0 | 0 | 0 | 0 | 0 | 0 | 0 | 0 | 0 | 0 | 0 | 0
F3_Commercial_Office (WA)_Existing_Food Preparation_Natural Gas_Conveyor Oven_E9 | F3 | Commercial | Office (WA) | Existing | Food Preparation | Natural Gas | Conveyor Oven | E9 | PACT BC Ratio | 0 | 0 | 0 | 0 | 0 | 0 | 0 | 0 | 0 | 0 | 0 | 0 | 0 | 0 | 0 | 0 | 0 | 0 | 0 | 0 | 0 | 0 | 0 | 0 | 0 | 0 | 0
F3_Commercial_Office (WA)_Existing_Food Preparation_Natural Gas_Conveyor Oven_E10 | F3 | Commercial | Office (WA) | Existing | Food Preparation | Natural Gas | Conveyor Oven | E10 | PACT BC Ratio | 0 | 0 | 0 | 0 | 0 | 0 | 0 | 0 | 0 | 0 | 0 | 0 | 0 | 0 | 0 | 0 | 0 | 0 | 0 | 0 | 0 | 0 | 0 | 0 | 0 | 0 | 0
F4_Commercial_Office (WA)_Existing_Food Preparation_Natural Gas_Conveyor Oven_E1 | F4 | Commercial | Office (WA) | Existing | Food Preparation | Natural Gas | Conveyor Oven | E1 | RVT BC Ratio | [24 empty] | 1 | 1 | 1 | bar: 2019 to 2042
F4_Commercial_Office (WA)_Existing_Food Preparation_Natural Gas_Conveyor Oven_E2 | F4 | Commercial | Office (WA) | Existing | Food Preparation | Natural Gas | Conveyor Oven | E2 | RVT BC Ratio | 409.6981 | 418.4453 | 427.9596 | 438.2706 | 449.4498 | 462.6189 | 475.5045 | 487.7718 | 499.0157 | 510.0695 | 521.6244 | 532.4085 | 543.8889 | 555.0613 | 564.9989 | 574.2184 | 582.391 | 590.3316 | 598.6739 | 606.6548 | 614.6963 | 625.5526 | 636.5412 | 647.8429 | 659.3454 | 671.0522 | 682.967
F4_Commercial_Office (WA)_Existing_Food Preparation_Natural Gas_Conveyor Oven_E3 | F4 | Commercial | Office (WA) | Existing | Food Preparation | Natural Gas | Conveyor Oven | E3 | RVT BC Ratio | 0 | 0 | 0 | 0 | 0 | 0 | 0 | 0 | 0 | 0 | 0 | 0 | 0 | 0 | 0 | 0 | 0 | 0 | 0 | 0 | 0 | 0 | 0 | 0 | 0 | 0 | 0
F4_Commercial_Office (WA)_Existing_Food Preparation_Natural Gas_Conveyor Oven_E4 | F4 | Commercial | Office (WA) | Existing | Food Preparation | Natural Gas | Conveyor Oven | E4 | RVT BC Ratio | 0 | 0 | 0 | 0 | 0 | 0 | 0 | 0 | 0 | 0 | 0 | 0 | 0 | 0 | 0 | 0 | 0 | 0 | 0 | 0 | 0 | 0 | 0 | 0 | 0 | 0 | 0
F4_Commercial_Office (WA)_Existing_Food Preparation_Natural Gas_Conveyor Oven_E5 | F4 | Commercial | Office (WA) | Existing | Food Preparation | Natural Gas | Conveyor Oven | E5 | RVT BC Ratio | 0 | 0 | 0 | 0 | 0 | 0 | 0 | 0 | 0 | 0 | 0 | 0 | 0 | 0 | 0 | 0 | 0 | 0 | 0 | 0 | 0 | 0 | 0 | 0 | 0 | 0 | 0
F4_Commercial_Office (WA)_Existing_Food Preparation_Natural Gas_Conveyor Oven_E6 | F4 | Commercial | Office (WA) | Existing | Food Preparation | Natural Gas | Conveyor Oven | E6 | RVT BC Ratio | 0 | 0 | 0 | 0 | 0 | 0 | 0 | 0 | 0 | 0 | 0 | 0 | 0 | 0 | 0 | 0 | 0 | 0 | 0 | 0 | 0 | 0 | 0 | 0 | 0 | 0 | 0
F4_Commercial_Office (WA)_Existing_Food Preparation_Natural Gas_Conveyor Oven_E7 | F4 | Commercial | Office (WA) | Existing | Food Preparation | Natural Gas | Conveyor Oven | E7 | RVT BC Ratio | 0 | 0 | 0 | 0 | 0 | 0 | 0 | 0 | 0 | 0 | 0 | 0 | 0 | 0 | 0 | 0 | 0 | 0 | 0 | 0 | 0 | 0 | 0 | 0 | 0 | 0 | 0
F4_Commercial_Office (WA)_Existing_Food Preparation_Natural Gas_Conveyor Oven_E8 | F4 | Commercial | Office (WA) | Existing | Food Preparation | Natural Gas | Conveyor Oven | E8 | RVT BC Ratio | 0 | 0 | 0 | 0 | 0 | 0 | 0 | 0 | 0 | 0 | 0 | 0 | 0 | 0 | 0 | 0 | 0 | 0 | 0 | 0 | 0 | 0 | 0 | 0 | 0 | 0 | 0
F4_Commercial_Office (WA)_Existing_Food Preparation_Natural Gas_Conveyor Oven_E9 | F4 | Commercial | Office (WA) | Existing | Food Preparation | Natural Gas | Conveyor Oven | E9 | RVT BC Ratio | 0 | 0 | 0 | 0 | 0 | 0 | 0 | 0 | 0 | 0 | 0 | 0 | 0 | 0 | 0 | 0 | 0 | 0 | 0 | 0 | 0 | 0 | 0 | 0 | 0 | 0 | 0
F4_Commercial_Office (WA)_Existing_Food Preparation_Natural Gas_Conveyor Oven_E10 | F4 | Commercial | Office (WA) | Existing | Food Preparation | Natural Gas | Conveyor Oven | E10 | RVT BC Ratio | 0 | 0 | 0 | 0 | 0 | 0 | 0 | 0 | 0 | 0 | 0 | 0 | 0 | 0 | 0 | 0 | 0 | 0 | 0 | 0 | 0 | 0 | 0 | 0 | 0 | 0 | 0
F5_Commercial_Office (WA)_Existing_Food Preparation_Natural Gas_Conveyor Oven_E1 | F5 | Commercial | Office (WA) | Existing | Food Preparation | Natural Gas | Conveyor Oven | E1 | RIM BC Ratio | [24 empty] | 1 | 1 | 1 | bar: 2019 to 2042
F5_Commercial_Office (WA)_Existing_Food Preparation_Natural Gas_Conveyor Oven_E2 | F5 | Commercial | Office (WA) | Existing | Food Preparation | Natural Gas | Conveyor Oven | E2 | RIM BC Ratio | 0.86137 | 0.86601 | 0.87108 | 0.87661 | 0.88261 | 0.88895 | 0.89591 | 0.90323 | 0.91104 | 0.91925 | 0.92143 | 0.92374 | 0.92613 | 0.92865 | 0.93134 | 0.9342 | 0.93727 | 0.94053 | 0.94395 | 0.9476 | 0.95146 | 0.95147 | 0.95149 | 0.95151 | 0.95152 | 0.95154 | 0.95155
F5_Commercial_Office (WA)_Existing_Food Preparation_Natural Gas_Conveyor Oven_E3 | F5 | Commercial | Office (WA) | Existing | Food Preparation | Natural Gas | Conveyor Oven | E3 | RIM BC Ratio | 0 | 0 | 0 | 0 | 0 | 0 | 0 | 0 | 0 | 0 | 0 | 0 | 0 | 0 | 0 | 0 | 0 | 0 | 0 | 0 | 0 | 0 | 0 | 0 | 0 | 0 | 0
F5_Commercial_Office (WA)_Existing_Food Preparation_Natural Gas_Conveyor Oven_E4 | F5 | Commercial | Office (WA) | Existing | Food Preparation | Natural Gas | Conveyor Oven | E4 | RIM BC Ratio | 0 | 0 | 0 | 0 | 0 | 0 | 0 | 0 | 0 | 0 | 0 | 0 | 0 | 0 | 0 | 0 | 0 | 0 | 0 | 0 | 0 | 0 | 0 | 0 | 0 | 0 | 0
F5_Commercial_Office (WA)_Existing_Food Preparation_Natural Gas_Conveyor Oven_E5 | F5 | Commercial | Office (WA) | Existing | Food Preparation | Natural Gas | Conveyor Oven | E5 | RIM BC Ratio | 0 | 0 | 0 | 0 | 0 | 0 | 0 | 0 | 0 | 0 | 0 | 0 | 0 | 0 | 0 | 0 | 0 | 0 | 0 | 0 | 0 | 0 | 0 | 0 | 0 | 0 | 0
F5_Commercial_Office (WA)_Existing_Food Preparation_Natural Gas_Conveyor Oven_E6 | F5 | Commercial | Office (WA) | Existing | Food Preparation | Natural Gas | Conveyor Oven | E6 | RIM BC Ratio | 0 | 0 | 0 | 0 | 0 | 0 | 0 | 0 | 0 | 0 | 0 | 0 | 0 | 0 | 0 | 0 | 0 | 0 | 0 | 0 | 0 | 0 | 0 | 0 | 0 | 0 | 0
F5_Commercial_Office (WA)_Existing_Food Preparation_Natural Gas_Conveyor Oven_E7 | F5 | Commercial | Office (WA) | Existing | Food Preparation | Natural Gas | Conveyor Oven | E7 | RIM BC Ratio | 0 | 0 | 0 | 0 | 0 | 0 | 0 | 0 | 0 | 0 | 0 | 0 | 0 | 0 | 0 | 0 | 0 | 0 | 0 | 0 | 0 | 0 | 0 | 0 | 0 | 0 | 0
F5_Commercial_Office (WA)_Existing_Food Preparation_Natural Gas_Conveyor Oven_E8 | F5 | Commercial | Office (WA) | Existing | Food Preparation | Natural Gas | Conveyor Oven | E8 | RIM BC Ratio | 0 | 0 | 0 | 0 | 0 | 0 | 0 | 0 | 0 | 0 | 0 | 0 | 0 | 0 | 0 | 0 | 0 | 0 | 0 | 0 | 0 | 0 | 0 | 0 | 0 | 0 | 0
F5_Commercial_Office (WA)_Existing_Food Preparation_Natural Gas_Conveyor Oven_E9 | F5 | Commercial | Office (WA) | Existing | Food Preparation | Natural Gas | Conveyor Oven | E9 | RIM BC Ratio | 0 | 0 | 0 | 0 | 0 | 0 | 0 | 0 | 0 | 0 | 0 | 0 | 0 | 0 | 0 | 0 | 0 | 0 | 0 | 0 | 0 | 0 | 0 | 0 | 0 | 0 | 0
F5_Commercial_Office (WA)_Existing_Food Preparation_Natural Gas_Conveyor Oven_E10 | F5 | Commercial | Office (WA) | Existing | Food Preparation | Natural Gas | Conveyor Oven | E10 | RIM BC Ratio | 0 | 0 | 0 | 0 | 0 | 0 | 0 | 0 | 0 | 0 | 0 | 0 | 0 | 0 | 0 | 0 | 0 | 0 | 0 | 0 | 0 | 0 | 0 | 0 | 0 | 0 | 0
F0_Commercial_Office (WA)_Existing_Food Preparation_Natural Gas_Double Rack Oven_E0 | F0 | Commercial | Office (WA) | Existing | Food Preparation | Natural Gas | Double Rack Oven | E0 | Economic Unit | FTSC Qualified (>50% Cooking Efficiency) | FTSC Qualified (>50% Cooking Efficiency) | FTSC Qualified (>50% Cooking Efficiency) | FTSC Qualified (>50% Cooking Efficiency) | FTSC Qualified (>50% Cooking Efficiency) | FTSC Qualified (>50% Cooking Efficiency) | FTSC Qualified (>50% Cooking Efficiency) | FTSC Qualified (>50% Cooking Efficiency) | FTSC Qualified (>50% Cooking Efficiency) | FTSC Qualified (>50% Cooking Efficiency) | FTSC Qualified (>50% Cooking Efficiency) | FTSC Qualified (>50% Cooking Efficiency) | FTSC Qualified (>50% Cooking Efficiency) | FTSC Qualified (>50% Cooking Efficiency) | FTSC Qualified (>50% Cooking Efficiency) | FTSC Qualified (>50% Cooking Efficiency) | FTSC Qualified (>50% Cooking Efficiency) | FTSC Qualified (>50% Cooking Efficiency) | FTSC Qualified (>50% Cooking Efficiency) | FTSC Qualified (>50% Cooking Efficiency) | FTSC Qualified (>50% Cooking Efficiency) | FTSC Qualified (>50% Cooking Efficiency) | FTSC Qualified (>50% Cooking Efficiency) | FTSC Qualified (>50% Cooking Efficiency) | FTSC Qualified (>50% Cooking Efficiency) | FTSC Qualified (>50% Cooking Efficiency) | FTSC Qualified (>50% Cooking Efficiency)
F1_Commercial_Office (WA)_Existing_Food Preparation_Natural Gas_Double Rack Oven_E1 | F1 | Commercial | Office (WA) | Existing | Food Preparation | Natural Gas | Double Rack Oven | E1 | CCE | 0 | 0 | 0 | 0 | 0 | 0 | 0 | 0 | 0 | 0 | 0 | 0 | 0 | 0 | 0 | 0 | 0 | 0 | 0 | 0 | 0 | 0 | 0 | 0 | 0 | 0 | 0
F1_Commercial_Office (WA)_Existing_Food Preparation_Natural Gas_Double Rack Oven_E2 | F1 | Commercial | Office (WA) | Existing | Food Preparation | Natural Gas | Double Rack Oven | E2 | CCE | 2.7379e-05 | 2.7379e-05 | 2.7379e-05 | 2.7379e-05 | 2.7379e-05 | 2.7379e-05 | 2.7379e-05 | 2.7379e-05 | 2.7379e-05 | 2.7379e-05 | 2.7379e-05 | 2.7379e-05 | 2.7379e-05 | 2.7379e-05 | 2.7379e-05 | 2.7379e-05 | 2.7379e-05 | 2.7379e-05 | 2.7379e-05 | 2.7379e-05 | 2.7379e-05 | 2.7379e-05 | 2.7379e-05 | 2.7379e-05 | 2.7379e-05 | 2.7379e-05 | 2.7379e-05
F1_Commercial_Office (WA)_Existing_Food Preparation_Natural Gas_Double Rack Oven_E3 | F1 | Commercial | Office (WA) | Existing | Food Preparation | Natural Gas | Double Rack Oven | E3 | CCE | 0 | 0 | 0 | 0 | 0 | 0 | 0 | 0 | 0 | 0 | 0 | 0 | 0 | 0 | 0 | 0 | 0 | 0 | 0 | 0 | 0 | 0 | 0 | 0 | 0 | 0 | 0
F1_Commercial_Office (WA)_Existing_Food Preparation_Natural Gas_Double Rack Oven_E4 | F1 | Commercial | Office (WA) | Existing | Food Preparation | Natural Gas | Double Rack Oven | E4 | CCE | 0 | 0 | 0 | 0 | 0 | 0 | 0 | 0 | 0 | 0 | 0 | 0 | 0 | 0 | 0 | 0 | 0 | 0 | 0 | 0 | 0 | 0 | 0 | 0 | 0 | 0 | 0
F1_Commercial_Office (WA)_Existing_Food Preparation_Natural Gas_Double Rack Oven_E5 | F1 | Commercial | Office (WA) | Existing | Food Preparation | Natural Gas | Double Rack Oven | E5 | CCE | 0 | 0 | 0 | 0 | 0 | 0 | 0 | 0 | 0 | 0 | 0 | 0 | 0 | 0 | 0 | 0 | 0 | 0 | 0 | 0 | 0 | 0 | 0 | 0 | 0 | 0 | 0
F1_Commercial_Office (WA)_Existing_Food Preparation_Natural Gas_Double Rack Oven_E6 | F1 | Commercial | Office (WA) | Existing | Food Preparation | Natural Gas | Double Rack Oven | E6 | CCE | 0 | 0 | 0 | 0 | 0 | 0 | 0 | 0 | 0 | 0 | 0 | 0 | 0 | 0 | 0 | 0 | 0 | 0 | 0 | 0 | 0 | 0 | 0 | 0 | 0 | 0 | 0
F1_Commercial_Office (WA)_Existing_Food Preparation_Natural Gas_Double Rack Oven_E7 | F1 | Commercial | Office (WA) | Existing | Food Preparation | Natural Gas | Double Rack Oven | E7 | CCE | 0 | 0 | 0 | 0 | 0 | 0 | 0 | 0 | 0 | 0 | 0 | 0 | 0 | 0 | 0 | 0 | 0 | 0 | 0 | 0 | 0 | 0 | 0 | 0 | 0 | 0 | 0
F1_Commercial_Office (WA)_Existing_Food Preparation_Natural Gas_Double Rack Oven_E8 | F1 | Commercial | Office (WA) | Existing | Food Preparation | Natural Gas | Double Rack Oven | E8 | CCE | 0 | 0 | 0 | 0 | 0 | 0 | 0 | 0 | 0 | 0 | 0 | 0 | 0 | 0 | 0 | 0 | 0 | 0 | 0 | 0 | 0 | 0 | 0 | 0 | 0 | 0 | 0
F1_Commercial_Office (WA)_Existing_Food Preparation_Natural Gas_Double Rack Oven_E9 | F1 | Commercial | Office (WA) | Existing | Food Preparation | Natural Gas | Double Rack Oven | E9 | CCE | 0 | 0 | 0 | 0 | 0 | 0 | 0 | 0 | 0 | 0 | 0 | 0 | 0 | 0 | 0 | 0 | 0 | 0 | 0 | 0 | 0 | 0 | 0 | 0 | 0 | 0 | 0
F1_Commercial_Office (WA)_Existing_Food Preparation_Natural Gas_Double Rack Oven_E10 | F1 | Commercial | Office (WA) | Existing | Food Preparation | Natural Gas | Double Rack Oven | E10 | CCE | 0 | 0 | 0 | 0 | 0 | 0 | 0 | 0 | 0 | 0 | 0 | 0 | 0 | 0 | 0 | 0 | 0 | 0 | 0 | 0 | 0 | 0 | 0 | 0 | 0 | 0 | 0
F2_Commercial_Office (WA)_Existing_Food Preparation_Natural Gas_Double Rack Oven_E1 | F2 | Commercial | Office (WA) | Existing | Food Preparation | Natural Gas | Double Rack Oven | E1 | TRC BC Ratio | [24 empty] | 1 | 1 | 1 | bar: 2019 to 2042
F2_Commercial_Office (WA)_Existing_Food Preparation_Natural Gas_Double Rack Oven_E2 | F2 | Commercial | Office (WA) | Existing | Food Preparation | Natural Gas | Double Rack Oven | E2 | TRC BC Ratio | 129.9897 | 133.2657 | 137.1471 | 141.5949 | 146.6248 | 152.7447 | 159.0438 | 165.282 | 171.2875 | 177.3766 | 182.2216 | 186.7605 | 191.6373 | 196.4112 | 200.6796 | 204.674 | 208.2562 | 211.7929 | 215.5704 | 219.2554 | 223.0411 | 226.9769 | 230.9545 | 235.0576 | 239.2337 | 243.4839 | 247.8096
F2_Commercial_Office (WA)_Existing_Food Preparation_Natural Gas_Double Rack Oven_E3 | F2 | Commercial | Office (WA) | Existing | Food Preparation | Natural Gas | Double Rack Oven | E3 | TRC BC Ratio | 0 | 0 | 0 | 0 | 0 | 0 | 0 | 0 | 0 | 0 | 0 | 0 | 0 | 0 | 0 | 0 | 0 | 0 | 0 | 0 | 0 | 0 | 0 | 0 | 0 | 0 | 0
F2_Commercial_Office (WA)_Existing_Food Preparation_Natural Gas_Double Rack Oven_E4 | F2 | Commercial | Office (WA) | Existing | Food Preparation | Natural Gas | Double Rack Oven | E4 | TRC BC Ratio | 0 | 0 | 0 | 0 | 0 | 0 | 0 | 0 | 0 | 0 | 0 | 0 | 0 | 0 | 0 | 0 | 0 | 0 | 0 | 0 | 0 | 0 | 0 | 0 | 0 | 0 | 0
F2_Commercial_Office (WA)_Existing_Food Preparation_Natural Gas_Double Rack Oven_E5 | F2 | Commercial | Office (WA) | Existing | Food Preparation | Natural Gas | Double Rack Oven | E5 | TRC BC Ratio | 0 | 0 | 0 | 0 | 0 | 0 | 0 | 0 | 0 | 0 | 0 | 0 | 0 | 0 | 0 | 0 | 0 | 0 | 0 | 0 | 0 | 0 | 0 | 0 | 0 | 0 | 0
F2_Commercial_Office (WA)_Existing_Food Preparation_Natural Gas_Double Rack Oven_E6 | F2 | Commercial | Office (WA) | Existing | Food Preparation | Natural Gas | Double Rack Oven | E6 | TRC BC Ratio | 0 | 0 | 0 | 0 | 0 | 0 | 0 | 0 | 0 | 0 | 0 | 0 | 0 | 0 | 0 | 0 | 0 | 0 | 0 | 0 | 0 | 0 | 0 | 0 | 0 | 0 | 0
F2_Commercial_Office (WA)_Existing_Food Preparation_Natural Gas_Double Rack Oven_E7 | F2 | Commercial | Office (WA) | Existing | Food Preparation | Natural Gas | Double Rack Oven | E7 | TRC BC Ratio | 0 | 0 | 0 | 0 | 0 | 0 | 0 | 0 | 0 | 0 | 0 | 0 | 0 | 0 | 0 | 0 | 0 | 0 | 0 | 0 | 0 | 0 | 0 | 0 | 0 | 0 | 0
F2_Commercial_Office (WA)_Existing_Food Preparation_Natural Gas_Double Rack Oven_E8 | F2 | Commercial | Office (WA) | Existing | Food Preparation | Natural Gas | Double Rack Oven | E8 | TRC BC Ratio | 0 | 0 | 0 | 0 | 0 | 0 | 0 | 0 | 0 | 0 | 0 | 0 | 0 | 0 | 0 | 0 | 0 | 0 | 0 | 0 | 0 | 0 | 0 | 0 | 0 | 0 | 0
F2_Commercial_Office (WA)_Existing_Food Preparation_Natural Gas_Double Rack Oven_E9 | F2 | Commercial | Office (WA) | Existing | Food Preparation | Natural Gas | Double Rack Oven | E9 | TRC BC Ratio | 0 | 0 | 0 | 0 | 0 | 0 | 0 | 0 | 0 | 0 | 0 | 0 | 0 | 0 | 0 | 0 | 0 | 0 | 0 | 0 | 0 | 0 | 0 | 0 | 0 | 0 | 0
F2_Commercial_Office (WA)_Existing_Food Preparation_Natural Gas_Double Rack Oven_E10 | F2 | Commercial | Office (WA) | Existing | Food Preparation | Natural Gas | Double Rack Oven | E10 | TRC BC Ratio | 0 | 0 | 0 | 0 | 0 | 0 | 0 | 0 | 0 | 0 | 0 | 0 | 0 | 0 | 0 | 0 | 0 | 0 | 0 | 0 | 0 | 0 | 0 | 0 | 0 | 0 | 0
F3_Commercial_Office (WA)_Existing_Food Preparation_Natural Gas_Double Rack Oven_E1 | F3 | Commercial | Office (WA) | Existing | Food Preparation | Natural Gas | Double Rack Oven | E1 | PACT BC Ratio | [24 empty] | 1 | 1 | 1 | bar: 2019 to 2042
F3_Commercial_Office (WA)_Existing_Food Preparation_Natural Gas_Double Rack Oven_E2 | F3 | Commercial | Office (WA) | Existing | Food Preparation | Natural Gas | Double Rack Oven | E2 | PACT BC Ratio | 261.9765 | 268.5789 | 276.4012 | 285.3651 | 295.5023 | 307.8362 | 320.5312 | 333.1034 | 345.2067 | 357.4783 | 367.2427 | 376.3903 | 386.2188 | 395.84 | 404.4424 | 412.4925 | 419.7119 | 426.8396 | 434.4527 | 441.8794 | 449.5089 | 457.4411 | 465.4574 | 473.7266 | 482.1428 | 490.7085 | 499.4264
F3_Commercial_Office (WA)_Existing_Food Preparation_Natural Gas_Double Rack Oven_E3 | F3 | Commercial | Office (WA) | Existing | Food Preparation | Natural Gas | Double Rack Oven | E3 | PACT BC Ratio | 0 | 0 | 0 | 0 | 0 | 0 | 0 | 0 | 0 | 0 | 0 | 0 | 0 | 0 | 0 | 0 | 0 | 0 | 0 | 0 | 0 | 0 | 0 | 0 | 0 | 0 | 0
F3_Commercial_Office (WA)_Existing_Food Preparation_Natural Gas_Double Rack Oven_E4 | F3 | Commercial | Office (WA) | Existing | Food Preparation | Natural Gas | Double Rack Oven | E4 | PACT BC Ratio | 0 | 0 | 0 | 0 | 0 | 0 | 0 | 0 | 0 | 0 | 0 | 0 | 0 | 0 | 0 | 0 | 0 | 0 | 0 | 0 | 0 | 0 | 0 | 0 | 0 | 0 | 0
F3_Commercial_Office (WA)_Existing_Food Preparation_Natural Gas_Double Rack Oven_E5 | F3 | Commercial | Office (WA) | Existing | Food Preparation | Natural Gas | Double Rack Oven | E5 | PACT BC Ratio | 0 | 0 | 0 | 0 | 0 | 0 | 0 | 0 | 0 | 0 | 0 | 0 | 0 | 0 | 0 | 0 | 0 | 0 | 0 | 0 | 0 | 0 | 0 | 0 | 0 | 0 | 0
F3_Commercial_Office (WA)_Existing_Food Preparation_Natural Gas_Double Rack Oven_E6 | F3 | Commercial | Office (WA) | Existing | Food Preparation | Natural Gas | Double Rack Oven | E6 | PACT BC Ratio | 0 | 0 | 0 | 0 | 0 | 0 | 0 | 0 | 0 | 0 | 0 | 0 | 0 | 0 | 0 | 0 | 0 | 0 | 0 | 0 | 0 | 0 | 0 | 0 | 0 | 0 | 0
F3_Commercial_Office (WA)_Existing_Food Preparation_Natural Gas_Double Rack Oven_E7 | F3 | Commercial | Office (WA) | Existing | Food Preparation | Natural Gas | Double Rack Oven | E7 | PACT BC Ratio | 0 | 0 | 0 | 0 | 0 | 0 | 0 | 0 | 0 | 0 | 0 | 0 | 0 | 0 | 0 | 0 | 0 | 0 | 0 | 0 | 0 | 0 | 0 | 0 | 0 | 0 | 0
F3_Commercial_Office (WA)_Existing_Food Preparation_Natural Gas_Double Rack Oven_E8 | F3 | Commercial | Office (WA) | Existing | Food Preparation | Natural Gas | Double Rack Oven | E8 | PACT BC Ratio | 0 | 0 | 0 | 0 | 0 | 0 | 0 | 0 | 0 | 0 | 0 | 0 | 0 | 0 | 0 | 0 | 0 | 0 | 0 | 0 | 0 | 0 | 0 | 0 | 0 | 0 | 0
F3_Commercial_Office (WA)_Existing_Food Preparation_Natural Gas_Double Rack Oven_E9 | F3 | Commercial | Office (WA) | Existing | Food Preparation | Natural Gas | Double Rack Oven | E9 | PACT BC Ratio | 0 | 0 | 0 | 0 | 0 | 0 | 0 | 0 | 0 | 0 | 0 | 0 | 0 | 0 | 0 | 0 | 0 | 0 | 0 | 0 | 0 | 0 | 0 | 0 | 0 | 0 | 0
F3_Commercial_Office (WA)_Existing_Food Preparation_Natural Gas_Double Rack Oven_E10 | F3 | Commercial | Office (WA) | Existing | Food Preparation | Natural Gas | Double Rack Oven | E10 | PACT BC Ratio | 0 | 0 | 0 | 0 | 0 | 0 | 0 | 0 | 0 | 0 | 0 | 0 | 0 | 0 | 0 | 0 | 0 | 0 | 0 | 0 | 0 | 0 | 0 | 0 | 0 | 0 | 0
F4_Commercial_Office (WA)_Existing_Food Preparation_Natural Gas_Double Rack Oven_E1 | F4 | Commercial | Office (WA) | Existing | Food Preparation | Natural Gas | Double Rack Oven | E1 | RVT BC Ratio | [24 empty] | 1 | 1 | 1 | bar: 2019 to 2042
F4_Commercial_Office (WA)_Existing_Food Preparation_Natural Gas_Double Rack Oven_E2 | F4 | Commercial | Office (WA) | Existing | Food Preparation | Natural Gas | Double Rack Oven | E2 | RVT BC Ratio | 184.1173 | 187.5879 | 191.6617 | 196.4108 | 201.8508 | 208.641 | 215.4501 | 221.9152 | 227.7675 | 233.4404 | 239.3187 | 244.6609 | 250.2999 | 255.6352 | 260.2232 | 264.3638 | 267.8681 | 271.2137 | 274.7714 | 278.0936 | 281.4272 | 286.3864 | 291.3981 | 296.5681 | 301.8298 | 307.1851 | 312.6355
F4_Commercial_Office (WA)_Existing_Food Preparation_Natural Gas_Double Rack Oven_E3 | F4 | Commercial | Office (WA) | Existing | Food Preparation | Natural Gas | Double Rack Oven | E3 | RVT BC Ratio | 0 | 0 | 0 | 0 | 0 | 0 | 0 | 0 | 0 | 0 | 0 | 0 | 0 | 0 | 0 | 0 | 0 | 0 | 0 | 0 | 0 | 0 | 0 | 0 | 0 | 0 | 0
F4_Commercial_Office (WA)_Existing_Food Preparation_Natural Gas_Double Rack Oven_E4 | F4 | Commercial | Office (WA) | Existing | Food Preparation | Natural Gas | Double Rack Oven | E4 | RVT BC Ratio | 0 | 0 | 0 | 0 | 0 | 0 | 0 | 0 | 0 | 0 | 0 | 0 | 0 | 0 | 0 | 0 | 0 | 0 | 0 | 0 | 0 | 0 | 0 | 0 | 0 | 0 | 0
F4_Commercial_Office (WA)_Existing_Food Preparation_Natural Gas_Double Rack Oven_E5 | F4 | Commercial | Office (WA) | Existing | Food Preparation | Natural Gas | Double Rack Oven | E5 | RVT BC Ratio | 0 | 0 | 0 | 0 | 0 | 0 | 0 | 0 | 0 | 0 | 0 | 0 | 0 | 0 | 0 | 0 | 0 | 0 | 0 | 0 | 0 | 0 | 0 | 0 | 0 | 0 | 0
F4_Commercial_Office (WA)_Existing_Food Preparation_Natural Gas_Double Rack Oven_E6 | F4 | Commercial | Office (WA) | Existing | Food Preparation | Natural Gas | Double Rack Oven | E6 | RVT BC Ratio | 0 | 0 | 0 | 0 | 0 | 0 | 0 | 0 | 0 | 0 | 0 | 0 | 0 | 0 | 0 | 0 | 0 | 0 | 0 | 0 | 0 | 0 | 0 | 0 | 0 | 0 | 0
F4_Commercial_Office (WA)_Existing_Food Preparation_Natural Gas_Double Rack Oven_E7 | F4 | Commercial | Office (WA) | Existing | Food Preparation | Natural Gas | Double Rack Oven | E7 | RVT BC Ratio | 0 | 0 | 0 | 0 | 0 | 0 | 0 | 0 | 0 | 0 | 0 | 0 | 0 | 0 | 0 | 0 | 0 | 0 | 0 | 0 | 0 | 0 | 0 | 0 | 0 | 0 | 0
F4_Commercial_Office (WA)_Existing_Food Preparation_Natural Gas_Double Rack Oven_E8 | F4 | Commercial | Office (WA) | Existing | Food Preparation | Natural Gas | Double Rack Oven | E8 | RVT BC Ratio | 0 | 0 | 0 | 0 | 0 | 0 | 0 | 0 | 0 | 0 | 0 | 0 | 0 | 0 | 0 | 0 | 0 | 0 | 0 | 0 | 0 | 0 | 0 | 0 | 0 | 0 | 0
F4_Commercial_Office (WA)_Existing_Food Preparation_Natural Gas_Double Rack Oven_E9 | F4 | Commercial | Office (WA) | Existing | Food Preparation | Natural Gas | Double Rack Oven | E9 | RVT BC Ratio | 0 | 0 | 0 | 0 | 0 | 0 | 0 | 0 | 0 | 0 | 0 | 0 | 0 | 0 | 0 | 0 | 0 | 0 | 0 | 0 | 0 | 0 | 0 | 0 | 0 | 0 | 0
F4_Commercial_Office (WA)_Existing_Food Preparation_Natural Gas_Double Rack Oven_E10 | F4 | Commercial | Office (WA) | Existing | Food Preparation | Natural Gas | Double Rack Oven | E10 | RVT BC Ratio | 0 | 0 | 0 | 0 | 0 | 0 | 0 | 0 | 0 | 0 | 0 | 0 | 0 | 0 | 0 | 0 | 0 | 0 | 0 | 0 | 0 | 0 | 0 | 0 | 0 | 0 | 0
F5_Commercial_Office (WA)_Existing_Food Preparation_Natural Gas_Double Rack Oven_E1 | F5 | Commercial | Office (WA) | Existing | Food Preparation | Natural Gas | Double Rack Oven | E1 | RIM BC Ratio | [24 empty] | 1 | 1 | 1 | bar: 2019 to 2042
F5_Commercial_Office (WA)_Existing_Food Preparation_Natural Gas_Double Rack Oven_E2 | F5 | Commercial | Office (WA) | Existing | Food Preparation | Natural Gas | Double Rack Oven | E2 | RIM BC Ratio | 0.8463 | 0.85159 | 0.85779 | 0.86421 | 0.87082 | 0.87767 | 0.88501 | 0.89295 | 0.90164 | 0.91102 | 0.91294 | 0.91526 | 0.91802 | 0.92127 | 0.92471 | 0.92835 | 0.93225 | 0.9364 | 0.94077 | 0.94543 | 0.95037 | 0.9504 | 0.95044 | 0.95047 | 0.9505 | 0.95054 | 0.95057
F5_Commercial_Office (WA)_Existing_Food Preparation_Natural Gas_Double Rack Oven_E3 | F5 | Commercial | Office (WA) | Existing | Food Preparation | Natural Gas | Double Rack Oven | E3 | RIM BC Ratio | 0 | 0 | 0 | 0 | 0 | 0 | 0 | 0 | 0 | 0 | 0 | 0 | 0 | 0 | 0 | 0 | 0 | 0 | 0 | 0 | 0 | 0 | 0 | 0 | 0 | 0 | 0
F5_Commercial_Office (WA)_Existing_Food Preparation_Natural Gas_Double Rack Oven_E4 | F5 | Commercial | Office (WA) | Existing | Food Preparation | Natural Gas | Double Rack Oven | E4 | RIM BC Ratio | 0 | 0 | 0 | 0 | 0 | 0 | 0 | 0 | 0 | 0 | 0 | 0 | 0 | 0 | 0 | 0 | 0 | 0 | 0 | 0 | 0 | 0 | 0 | 0 | 0 | 0 | 0
F5_Commercial_Office (WA)_Existing_Food Preparation_Natural Gas_Double Rack Oven_E5 | F5 | Commercial | Office (WA) | Existing | Food Preparation | Natural Gas | Double Rack Oven | E5 | RIM BC Ratio | 0 | 0 | 0 | 0 | 0 | 0 | 0 | 0 | 0 | 0 | 0 | 0 | 0 | 0 | 0 | 0 | 0 | 0 | 0 | 0 | 0 | 0 | 0 | 0 | 0 | 0 | 0
F5_Commercial_Office (WA)_Existing_Food Preparation_Natural Gas_Double Rack Oven_E6 | F5 | Commercial | Office (WA) | Existing | Food Preparation | Natural Gas | Double Rack Oven | E6 | RIM BC Ratio | 0 | 0 | 0 | 0 | 0 | 0 | 0 | 0 | 0 | 0 | 0 | 0 | 0 | 0 | 0 | 0 | 0 | 0 | 0 | 0 | 0 | 0 | 0 | 0 | 0 | 0 | 0
F5_Commercial_Office (WA)_Existing_Food Preparation_Natural Gas_Double Rack Oven_E7 | F5 | Commercial | Office (WA) | Existing | Food Preparation | Natural Gas | Double Rack Oven | E7 | RIM BC Ratio | 0 | 0 | 0 | 0 | 0 | 0 | 0 | 0 | 0 | 0 | 0 | 0 | 0 | 0 | 0 | 0 | 0 | 0 | 0 | 0 | 0 | 0 | 0 | 0 | 0 | 0 | 0
F5_Commercial_Office (WA)_Existing_Food Preparation_Natural Gas_Double Rack Oven_E8 | F5 | Commercial | Office (WA) | Existing | Food Preparation | Natural Gas | Double Rack Oven | E8 | RIM BC Ratio | 0 | 0 | 0 | 0 | 0 | 0 | 0 | 0 | 0 | 0 | 0 | 0 | 0 | 0 | 0 | 0 | 0 | 0 | 0 | 0 | 0 | 0 | 0 | 0 | 0 | 0 | 0
F5_Commercial_Office (WA)_Existing_Food Preparation_Natural Gas_Double Rack Oven_E9 | F5 | Commercial | Office (WA) | Existing | Food Preparation | Natural Gas | Double Rack Oven | E9 | RIM BC Ratio | 0 | 0 | 0 | 0 | 0 | 0 | 0 | 0 | 0 | 0 | 0 | 0 | 0 | 0 | 0 | 0 | 0 | 0 | 0 | 0 | 0 | 0 | 0 | 0 | 0 | 0 | 0
F5_Commercial_Office (WA)_Existing_Food Preparation_Natural Gas_Double Rack Oven_E10 | F5 | Commercial | Office (WA) | Existing | Food Preparation | Natural Gas | Double Rack Oven | E10 | RIM BC Ratio | 0 | 0 | 0 | 0 | 0 | 0 | 0 | 0 | 0 | 0 | 0 | 0 | 0 | 0 | 0 | 0 | 0 | 0 | 0 | 0 | 0 | 0 | 0 | 0 | 0 | 0 | 0
F0_Commercial_Office (WA)_Existing_Food Preparation_Natural Gas_Fryer_E0 | F0 | Commercial | Office (WA) | Existing | Food Preparation | Natural Gas | Fryer | E0 | Economic Unit | ENERGY STAR | ENERGY STAR | ENERGY STAR | ENERGY STAR | ENERGY STAR | ENERGY STAR | ENERGY STAR | ENERGY STAR | ENERGY STAR | ENERGY STAR | ENERGY STAR | ENERGY STAR | ENERGY STAR | ENERGY STAR | ENERGY STAR | ENERGY STAR | ENERGY STAR | ENERGY STAR | ENERGY STAR | ENERGY STAR | ENERGY STAR | ENERGY STAR | ENERGY STAR | ENERGY STAR | ENERGY STAR | ENERGY STAR | ENERGY STAR
F1_Commercial_Office (WA)_Existing_Food Preparation_Natural Gas_Fryer_E1 | F1 | Commercial | Office (WA) | Existing | Food Preparation | Natural Gas | Fryer | E1 | CCE | 0 | 0 | 0 | 0 | 0 | 0 | 0 | 0 | 0 | 0 | 0 | 0 | 0 | 0 | 0 | 0 | 0 | 0 | 0 | 0 | 0 | 0 | 0 | 0 | 0 | 0 | 0
F1_Commercial_Office (WA)_Existing_Food Preparation_Natural Gas_Fryer_E2 | F1 | Commercial | Office (WA) | Existing | Food Preparation | Natural Gas | Fryer | E2 | CCE | 5.522e-05 | 5.522e-05 | 5.522e-05 | 5.522e-05 | 5.522e-05 | 5.522e-05 | 5.522e-05 | 5.522e-05 | 5.522e-05 | 5.522e-05 | 5.522e-05 | 5.522e-05 | 5.522e-05 | 5.522e-05 | 5.522e-05 | 5.522e-05 | 5.522e-05 | 5.522e-05 | 5.522e-05 | 5.522e-05 | 5.522e-05 | 5.522e-05 | 5.522e-05 | 5.522e-05 | 5.522e-05 | 5.522e-05 | 5.522e-05
F1_Commercial_Office (WA)_Existing_Food Preparation_Natural Gas_Fryer_E3 | F1 | Commercial | Office (WA) | Existing | Food Preparation | Natural Gas | Fryer | E3 | CCE | 0 | 0 | 0 | 0 | 0 | 0 | 0 | 0 | 0 | 0 | 0 | 0 | 0 | 0 | 0 | 0 | 0 | 0 | 0 | 0 | 0 | 0 | 0 | 0 | 0 | 0 | 0
F1_Commercial_Office (WA)_Existing_Food Preparation_Natural Gas_Fryer_E4 | F1 | Commercial | Office (WA) | Existing | Food Preparation | Natural Gas | Fryer | E4 | CCE | 0 | 0 | 0 | 0 | 0 | 0 | 0 | 0 | 0 | 0 | 0 | 0 | 0 | 0 | 0 | 0 | 0 | 0 | 0 | 0 | 0 | 0 | 0 | 0 | 0 | 0 | 0
F1_Commercial_Office (WA)_Existing_Food Preparation_Natural Gas_Fryer_E5 | F1 | Commercial | Office (WA) | Existing | Food Preparation | Natural Gas | Fryer | E5 | CCE | 0 | 0 | 0 | 0 | 0 | 0 | 0 | 0 | 0 | 0 | 0 | 0 | 0 | 0 | 0 | 0 | 0 | 0 | 0 | 0 | 0 | 0 | 0 | 0 | 0 | 0 | 0
F1_Commercial_Office (WA)_Existing_Food Preparation_Natural Gas_Fryer_E6 | F1 | Commercial | Office (WA) | Existing | Food Preparation | Natural Gas | Fryer | E6 | CCE | 0 | 0 | 0 | 0 | 0 | 0 | 0 | 0 | 0 | 0 | 0 | 0 | 0 | 0 | 0 | 0 | 0 | 0 | 0 | 0 | 0 | 0 | 0 | 0 | 0 | 0 | 0
F1_Commercial_Office (WA)_Existing_Food Preparation_Natural Gas_Fryer_E7 | F1 | Commercial | Office (WA) | Existing | Food Preparation | Natural Gas | Fryer | E7 | CCE | 0 | 0 | 0 | 0 | 0 | 0 | 0 | 0 | 0 | 0 | 0 | 0 | 0 | 0 | 0 | 0 | 0 | 0 | 0 | 0 | 0 | 0 | 0 | 0 | 0 | 0 | 0
F1_Commercial_Office (WA)_Existing_Food Preparation_Natural Gas_Fryer_E8 | F1 | Commercial | Office (WA) | Existing | Food Preparation | Natural Gas | Fryer | E8 | CCE | 0 | 0 | 0 | 0 | 0 | 0 | 0 | 0 | 0 | 0 | 0 | 0 | 0 | 0 | 0 | 0 | 0 | 0 | 0 | 0 | 0 | 0 | 0 | 0 | 0 | 0 | 0
F1_Commercial_Office (WA)_Existing_Food Preparation_Natural Gas_Fryer_E9 | F1 | Commercial | Office (WA) | Existing | Food Preparation | Natural Gas | Fryer | E9 | CCE | 0 | 0 | 0 | 0 | 0 | 0 | 0 | 0 | 0 | 0 | 0 | 0 | 0 | 0 | 0 | 0 | 0 | 0 | 0 | 0 | 0 | 0 | 0 | 0 | 0 | 0 | 0
F1_Commercial_Office (WA)_Existing_Food Preparation_Natural Gas_Fryer_E10 | F1 | Commercial | Office (WA) | Existing | Food Preparation | Natural Gas | Fryer | E10 | CCE | 0 | 0 | 0 | 0 | 0 | 0 | 0 | 0 | 0 | 0 | 0 | 0 | 0 | 0 | 0 | 0 | 0 | 0 | 0 | 0 | 0 | 0 | 0 | 0 | 0 | 0 | 0
F2_Commercial_Office (WA)_Existing_Food Preparation_Natural Gas_Fryer_E1 | F2 | Commercial | Office (WA) | Existing | Food Preparation | Natural Gas | Fryer | E1 | TRC BC Ratio | [24 empty] | 1 | 1 | 1 | bar: 2019 to 2042
F2_Commercial_Office (WA)_Existing_Food Preparation_Natural Gas_Fryer_E2 | F2 | Commercial | Office (WA) | Existing | Food Preparation | Natural Gas | Fryer | E2 | TRC BC Ratio | 67.1428 | 68.9064 | 70.8858 | 73.103 | 75.572 | 78.4927 | 81.4672 | 84.3976 | 87.2157 | 90.0754 | 92.4032 | 94.5998 | 96.9498 | 99.2616 | 101.36 | 103.3462 | 105.1588 | 106.9566 | 108.8632 | 110.7347 | 112.6547 | 114.6445 | 116.6576 | 118.7301 | 120.8395 | 122.9863 | 125.1713
F2_Commercial_Office (WA)_Existing_Food Preparation_Natural Gas_Fryer_E3 | F2 | Commercial | Office (WA) | Existing | Food Preparation | Natural Gas | Fryer | E3 | TRC BC Ratio | 0 | 0 | 0 | 0 | 0 | 0 | 0 | 0 | 0 | 0 | 0 | 0 | 0 | 0 | 0 | 0 | 0 | 0 | 0 | 0 | 0 | 0 | 0 | 0 | 0 | 0 | 0
F2_Commercial_Office (WA)_Existing_Food Preparation_Natural Gas_Fryer_E4 | F2 | Commercial | Office (WA) | Existing | Food Preparation | Natural Gas | Fryer | E4 | TRC BC Ratio | 0 | 0 | 0 | 0 | 0 | 0 | 0 | 0 | 0 | 0 | 0 | 0 | 0 | 0 | 0 | 0 | 0 | 0 | 0 | 0 | 0 | 0 | 0 | 0 | 0 | 0 | 0
F2_Commercial_Office (WA)_Existing_Food Preparation_Natural Gas_Fryer_E5 | F2 | Commercial | Office (WA) | Existing | Food Preparation | Natural Gas | Fryer | E5 | TRC BC Ratio | 0 | 0 | 0 | 0 | 0 | 0 | 0 | 0 | 0 | 0 | 0 | 0 | 0 | 0 | 0 | 0 | 0 | 0 | 0 | 0 | 0 | 0 | 0 | 0 | 0 | 0 | 0
F2_Commercial_Office (WA)_Existing_Food Preparation_Natural Gas_Fryer_E6 | F2 | Commercial | Office (WA) | Existing | Food Preparation | Natural Gas | Fryer | E6 | TRC BC Ratio | 0 | 0 | 0 | 0 | 0 | 0 | 0 | 0 | 0 | 0 | 0 | 0 | 0 | 0 | 0 | 0 | 0 | 0 | 0 | 0 | 0 | 0 | 0 | 0 | 0 | 0 | 0
F2_Commercial_Office (WA)_Existing_Food Preparation_Natural Gas_Fryer_E7 | F2 | Commercial | Office (WA) | Existing | Food Preparation | Natural Gas | Fryer | E7 | TRC BC Ratio | 0 | 0 | 0 | 0 | 0 | 0 | 0 | 0 | 0 | 0 | 0 | 0 | 0 | 0 | 0 | 0 | 0 | 0 | 0 | 0 | 0 | 0 | 0 | 0 | 0 | 0 | 0
F2_Commercial_Office (WA)_Existing_Food Preparation_Natural Gas_Fryer_E8 | F2 | Commercial | Office (WA) | Existing | Food Preparation | Natural Gas | Fryer | E8 | TRC BC Ratio | 0 | 0 | 0 | 0 | 0 | 0 | 0 | 0 | 0 | 0 | 0 | 0 | 0 | 0 | 0 | 0 | 0 | 0 | 0 | 0 | 0 | 0 | 0 | 0 | 0 | 0 | 0
F2_Commercial_Office (WA)_Existing_Food Preparation_Natural Gas_Fryer_E9 | F2 | Commercial | Office (WA) | Existing | Food Preparation | Natural Gas | Fryer | E9 | TRC BC Ratio | 0 | 0 | 0 | 0 | 0 | 0 | 0 | 0 | 0 | 0 | 0 | 0 | 0 | 0 | 0 | 0 | 0 | 0 | 0 | 0 | 0 | 0 | 0 | 0 | 0 | 0 | 0
F2_Commercial_Office (WA)_Existing_Food Preparation_Natural Gas_Fryer_E10 | F2 | Commercial | Office (WA) | Existing | Food Preparation | Natural Gas | Fryer | E10 | TRC BC Ratio | 0 | 0 | 0 | 0 | 0 | 0 | 0 | 0 | 0 | 0 | 0 | 0 | 0 | 0 | 0 | 0 | 0 | 0 | 0 | 0 | 0 | 0 | 0 | 0 | 0 | 0 | 0
F3_Commercial_Office (WA)_Existing_Food Preparation_Natural Gas_Fryer_E1 | F3 | Commercial | Office (WA) | Existing | Food Preparation | Natural Gas | Fryer | E1 | PACT BC Ratio | [24 empty] | 1 | 1 | 1 | bar: 2019 to 2042
F3_Commercial_Office (WA)_Existing_Food Preparation_Natural Gas_Fryer_E2 | F3 | Commercial | Office (WA) | Existing | Food Preparation | Natural Gas | Fryer | E2 | PACT BC Ratio | 135.3171 | 138.8714 | 142.8608 | 147.3291 | 152.3051 | 158.1914 | 164.1861 | 170.0918 | 175.7714 | 181.5348 | 186.226 | 190.653 | 195.3892 | 200.0482 | 204.2773 | 208.2801 | 211.9333 | 215.5564 | 219.3989 | 223.1707 | 227.0401 | 231.0504 | 235.1075 | 239.2844 | 243.5355 | 247.8621 | 252.2656
F3_Commercial_Office (WA)_Existing_Food Preparation_Natural Gas_Fryer_E3 | F3 | Commercial | Office (WA) | Existing | Food Preparation | Natural Gas | Fryer | E3 | PACT BC Ratio | 0 | 0 | 0 | 0 | 0 | 0 | 0 | 0 | 0 | 0 | 0 | 0 | 0 | 0 | 0 | 0 | 0 | 0 | 0 | 0 | 0 | 0 | 0 | 0 | 0 | 0 | 0
F3_Commercial_Office (WA)_Existing_Food Preparation_Natural Gas_Fryer_E4 | F3 | Commercial | Office (WA) | Existing | Food Preparation | Natural Gas | Fryer | E4 | PACT BC Ratio | 0 | 0 | 0 | 0 | 0 | 0 | 0 | 0 | 0 | 0 | 0 | 0 | 0 | 0 | 0 | 0 | 0 | 0 | 0 | 0 | 0 | 0 | 0 | 0 | 0 | 0 | 0
F3_Commercial_Office (WA)_Existing_Food Preparation_Natural Gas_Fryer_E5 | F3 | Commercial | Office (WA) | Existing | Food Preparation | Natural Gas | Fryer | E5 | PACT BC Ratio | 0 | 0 | 0 | 0 | 0 | 0 | 0 | 0 | 0 | 0 | 0 | 0 | 0 | 0 | 0 | 0 | 0 | 0 | 0 | 0 | 0 | 0 | 0 | 0 | 0 | 0 | 0
F3_Commercial_Office (WA)_Existing_Food Preparation_Natural Gas_Fryer_E6 | F3 | Commercial | Office (WA) | Existing | Food Preparation | Natural Gas | Fryer | E6 | PACT BC Ratio | 0 | 0 | 0 | 0 | 0 | 0 | 0 | 0 | 0 | 0 | 0 | 0 | 0 | 0 | 0 | 0 | 0 | 0 | 0 | 0 | 0 | 0 | 0 | 0 | 0 | 0 | 0
F3_Commercial_Office (WA)_Existing_Food Preparation_Natural Gas_Fryer_E7 | F3 | Commercial | Office (WA) | Existing | Food Preparation | Natural Gas | Fryer | E7 | PACT BC Ratio | 0 | 0 | 0 | 0 | 0 | 0 | 0 | 0 | 0 | 0 | 0 | 0 | 0 | 0 | 0 | 0 | 0 | 0 | 0 | 0 | 0 | 0 | 0 | 0 | 0 | 0 | 0
F3_Commercial_Office (WA)_Existing_Food Preparation_Natural Gas_Fryer_E8 | F3 | Commercial | Office (WA) | Existing | Food Preparation | Natural Gas | Fryer | E8 | PACT BC Ratio | 0 | 0 | 0 | 0 | 0 | 0 | 0 | 0 | 0 | 0 | 0 | 0 | 0 | 0 | 0 | 0 | 0 | 0 | 0 | 0 | 0 | 0 | 0 | 0 | 0 | 0 | 0
F3_Commercial_Office (WA)_Existing_Food Preparation_Natural Gas_Fryer_E9 | F3 | Commercial | Office (WA) | Existing | Food Preparation | Natural Gas | Fryer | E9 | PACT BC Ratio | 0 | 0 | 0 | 0 | 0 | 0 | 0 | 0 | 0 | 0 | 0 | 0 | 0 | 0 | 0 | 0 | 0 | 0 | 0 | 0 | 0 | 0 | 0 | 0 | 0 | 0 | 0
F3_Commercial_Office (WA)_Existing_Food Preparation_Natural Gas_Fryer_E10 | F3 | Commercial | Office (WA) | Existing | Food Preparation | Natural Gas | Fryer | E10 | PACT BC Ratio | 0 | 0 | 0 | 0 | 0 | 0 | 0 | 0 | 0 | 0 | 0 | 0 | 0 | 0 | 0 | 0 | 0 | 0 | 0 | 0 | 0 | 0 | 0 | 0 | 0 | 0 | 0
F4_Commercial_Office (WA)_Existing_Food Preparation_Natural Gas_Fryer_E1 | F4 | Commercial | Office (WA) | Existing | Food Preparation | Natural Gas | Fryer | E1 | RVT BC Ratio | [24 empty] | 1 | 1 | 1 | bar: 2019 to 2042
F4_Commercial_Office (WA)_Existing_Food Preparation_Natural Gas_Fryer_E2 | F4 | Commercial | Office (WA) | Existing | Food Preparation | Natural Gas | Fryer | E2 | RVT BC Ratio | 94.3216 | 96.2094 | 98.3343 | 100.7202 | 103.3807 | 106.5969 | 109.7883 | 112.8058 | 115.5418 | 118.2066 | 120.9668 | 123.4968 | 126.1989 | 128.818 | 131.1207 | 133.2378 | 135.0858 | 136.8711 | 138.7542 | 140.5416 | 142.3403 | 144.8476 | 147.384 | 149.9954 | 152.6532 | 155.3582 | 158.1112
F4_Commercial_Office (WA)_Existing_Food Preparation_Natural Gas_Fryer_E3 | F4 | Commercial | Office (WA) | Existing | Food Preparation | Natural Gas | Fryer | E3 | RVT BC Ratio | 0 | 0 | 0 | 0 | 0 | 0 | 0 | 0 | 0 | 0 | 0 | 0 | 0 | 0 | 0 | 0 | 0 | 0 | 0 | 0 | 0 | 0 | 0 | 0 | 0 | 0 | 0
F4_Commercial_Office (WA)_Existing_Food Preparation_Natural Gas_Fryer_E4 | F4 | Commercial | Office (WA) | Existing | Food Preparation | Natural Gas | Fryer | E4 | RVT BC Ratio | 0 | 0 | 0 | 0 | 0 | 0 | 0 | 0 | 0 | 0 | 0 | 0 | 0 | 0 | 0 | 0 | 0 | 0 | 0 | 0 | 0 | 0 | 0 | 0 | 0 | 0 | 0
F4_Commercial_Office (WA)_Existing_Food Preparation_Natural Gas_Fryer_E5 | F4 | Commercial | Office (WA) | Existing | Food Preparation | Natural Gas | Fryer | E5 | RVT BC Ratio | 0 | 0 | 0 | 0 | 0 | 0 | 0 | 0 | 0 | 0 | 0 | 0 | 0 | 0 | 0 | 0 | 0 | 0 | 0 | 0 | 0 | 0 | 0 | 0 | 0 | 0 | 0
F4_Commercial_Office (WA)_Existing_Food Preparation_Natural Gas_Fryer_E6 | F4 | Commercial | Office (WA) | Existing | Food Preparation | Natural Gas | Fryer | E6 | RVT BC Ratio | 0 | 0 | 0 | 0 | 0 | 0 | 0 | 0 | 0 | 0 | 0 | 0 | 0 | 0 | 0 | 0 | 0 | 0 | 0 | 0 | 0 | 0 | 0 | 0 | 0 | 0 | 0
F4_Commercial_Office (WA)_Existing_Food Preparation_Natural Gas_Fryer_E7 | F4 | Commercial | Office (WA) | Existing | Food Preparation | Natural Gas | Fryer | E7 | RVT BC Ratio | 0 | 0 | 0 | 0 | 0 | 0 | 0 | 0 | 0 | 0 | 0 | 0 | 0 | 0 | 0 | 0 | 0 | 0 | 0 | 0 | 0 | 0 | 0 | 0 | 0 | 0 | 0
F4_Commercial_Office (WA)_Existing_Food Preparation_Natural Gas_Fryer_E8 | F4 | Commercial | Office (WA) | Existing | Food Preparation | Natural Gas | Fryer | E8 | RVT BC Ratio | 0 | 0 | 0 | 0 | 0 | 0 | 0 | 0 | 0 | 0 | 0 | 0 | 0 | 0 | 0 | 0 | 0 | 0 | 0 | 0 | 0 | 0 | 0 | 0 | 0 | 0 | 0
F4_Commercial_Office (WA)_Existing_Food Preparation_Natural Gas_Fryer_E9 | F4 | Commercial | Office (WA) | Existing | Food Preparation | Natural Gas | Fryer | E9 | RVT BC Ratio | 0 | 0 | 0 | 0 | 0 | 0 | 0 | 0 | 0 | 0 | 0 | 0 | 0 | 0 | 0 | 0 | 0 | 0 | 0 | 0 | 0 | 0 | 0 | 0 | 0 | 0 | 0
F4_Commercial_Office (WA)_Existing_Food Preparation_Natural Gas_Fryer_E10 | F4 | Commercial | Office (WA) | Existing | Food Preparation | Natural Gas | Fryer | E10 | RVT BC Ratio | 0 | 0 | 0 | 0 | 0 | 0 | 0 | 0 | 0 | 0 | 0 | 0 | 0 | 0 | 0 | 0 | 0 | 0 | 0 | 0 | 0 | 0 | 0 | 0 | 0 | 0 | 0
F5_Commercial_Office (WA)_Existing_Food Preparation_Natural Gas_Fryer_E1 | F5 | Commercial | Office (WA) | Existing | Food Preparation | Natural Gas | Fryer | E1 | RIM BC Ratio | [24 empty] | 1 | 1 | 1 | bar: 2019 to 2042
F5_Commercial_Office (WA)_Existing_Food Preparation_Natural Gas_Fryer_E2 | F5 | Commercial | Office (WA) | Existing | Food Preparation | Natural Gas | Fryer | E2 | RIM BC Ratio | 0.85241 | 0.85767 | 0.86328 | 0.86924 | 0.87551 | 0.88197 | 0.88883 | 0.89621 | 0.90424 | 0.91288 | 0.91513 | 0.91773 | 0.92042 | 0.92323 | 0.92622 | 0.92939 | 0.93277 | 0.93636 | 0.94014 | 0.94415 | 0.9484 | 0.94847 | 0.94854 | 0.94861 | 0.94867 | 0.94874 | 0.9488
F5_Commercial_Office (WA)_Existing_Food Preparation_Natural Gas_Fryer_E3 | F5 | Commercial | Office (WA) | Existing | Food Preparation | Natural Gas | Fryer | E3 | RIM BC Ratio | 0 | 0 | 0 | 0 | 0 | 0 | 0 | 0 | 0 | 0 | 0 | 0 | 0 | 0 | 0 | 0 | 0 | 0 | 0 | 0 | 0 | 0 | 0 | 0 | 0 | 0 | 0
F5_Commercial_Office (WA)_Existing_Food Preparation_Natural Gas_Fryer_E4 | F5 | Commercial | Office (WA) | Existing | Food Preparation | Natural Gas | Fryer | E4 | RIM BC Ratio | 0 | 0 | 0 | 0 | 0 | 0 | 0 | 0 | 0 | 0 | 0 | 0 | 0 | 0 | 0 | 0 | 0 | 0 | 0 | 0 | 0 | 0 | 0 | 0 | 0 | 0 | 0
F5_Commercial_Office (WA)_Existing_Food Preparation_Natural Gas_Fryer_E5 | F5 | Commercial | Office (WA) | Existing | Food Preparation | Natural Gas | Fryer | E5 | RIM BC Ratio | 0 | 0 | 0 | 0 | 0 | 0 | 0 | 0 | 0 | 0 | 0 | 0 | 0 | 0 | 0 | 0 | 0 | 0 | 0 | 0 | 0 | 0 | 0 | 0 | 0 | 0 | 0
F5_Commercial_Office (WA)_Existing_Food Preparation_Natural Gas_Fryer_E6 | F5 | Commercial | Office (WA) | Existing | Food Preparation | Natural Gas | Fryer | E6 | RIM BC Ratio | 0 | 0 | 0 | 0 | 0 | 0 | 0 | 0 | 0 | 0 | 0 | 0 | 0 | 0 | 0 | 0 | 0 | 0 | 0 | 0 | 0 | 0 | 0 | 0 | 0 | 0 | 0
F5_Commercial_Office (WA)_Existing_Food Preparation_Natural Gas_Fryer_E7 | F5 | Commercial | Office (WA) | Existing | Food Preparation | Natural Gas | Fryer | E7 | RIM BC Ratio | 0 | 0 | 0 | 0 | 0 | 0 | 0 | 0 | 0 | 0 | 0 | 0 | 0 | 0 | 0 | 0 | 0 | 0 | 0 | 0 | 0 | 0 | 0 | 0 | 0 | 0 | 0
F5_Commercial_Office (WA)_Existing_Food Preparation_Natural Gas_Fryer_E8 | F5 | Commercial | Office (WA) | Existing | Food Preparation | Natural Gas | Fryer | E8 | RIM BC Ratio | 0 | 0 | 0 | 0 | 0 | 0 | 0 | 0 | 0 | 0 | 0 | 0 | 0 | 0 | 0 | 0 | 0 | 0 | 0 | 0 | 0 | 0 | 0 | 0 | 0 | 0 | 0
F5_Commercial_Office (WA)_Existing_Food Preparation_Natural Gas_Fryer_E9 | F5 | Commercial | Office (WA) | Existing | Food Preparation | Natural Gas | Fryer | E9 | RIM BC Ratio | 0 | 0 | 0 | 0 | 0 | 0 | 0 | 0 | 0 | 0 | 0 | 0 | 0 | 0 | 0 | 0 | 0 | 0 | 0 | 0 | 0 | 0 | 0 | 0 | 0 | 0 | 0
F5_Commercial_Office (WA)_Existing_Food Preparation_Natural Gas_Fryer_E10 | F5 | Commercial | Office (WA) | Existing | Food Preparation | Natural Gas | Fryer | E10 | RIM BC Ratio | 0 | 0 | 0 | 0 | 0 | 0 | 0 | 0 | 0 | 0 | 0 | 0 | 0 | 0 | 0 | 0 | 0 | 0 | 0 | 0 | 0 | 0 | 0 | 0 | 0 | 0 | 0
F0_Commercial_Office (WA)_Existing_Food Preparation_Natural Gas_Broiler_E0 | F0 | Commercial | Office (WA) | Existing | Food Preparation | Natural Gas | Broiler | E0 | Economic Unit | Standard | Standard | Standard | Standard | Standard | Standard | Standard | Standard | Standard | Standard | Standard | Standard | Standard | Standard | Standard | Standard | Standard | Standard | Standard | Standard | Standard | Standard | Standard | Standard | Standard | Standard | Standard
F1_Commercial_Office (WA)_Existing_Food Preparation_Natural Gas_Broiler_E1 | F1 | Commercial | Office (WA) | Existing | Food Preparation | Natural Gas | Broiler | E1 | CCE | 0 | 0 | 0 | 0 | 0 | 0 | 0 | 0 | 0 | 0 | 0 | 0 | 0 | 0 | 0 | 0 | 0 | 0 | 0 | 0 | 0 | 0 | 0 | 0 | 0 | 0 | 0
F1_Commercial_Office (WA)_Existing_Food Preparation_Natural Gas_Broiler_E2 | F1 | Commercial | Office (WA) | Existing | Food Preparation | Natural Gas | Broiler | E2 | CCE | 0.0069043 | 0.0069043 | 0.0069043 | 0.0069043 | 0.0069043 | 0.0069043 | 0.0069043 | 0.0069043 | 0.0069043 | 0.0069043 | 0.0069043 | 0.0069043 | 0.0069043 | 0.0069043 | 0.0069043 | 0.0069043 | 0.0069043 | 0.0069043 | 0.0069043 | 0.0069043 | 0.0069043 | 0.0069043 | 0.0069043 | 0.0069043 | 0.0069043 | 0.0069043 | 0.0069043
F1_Commercial_Office (WA)_Existing_Food Preparation_Natural Gas_Broiler_E3 | F1 | Commercial | Office (WA) | Existing | Food Preparation | Natural Gas | Broiler | E3 | CCE | 0 | 0 | 0 | 0 | 0 | 0 | 0 | 0 | 0 | 0 | 0 | 0 | 0 | 0 | 0 | 0 | 0 | 0 | 0 | 0 | 0 | 0 | 0 | 0 | 0 | 0 | 0
F1_Commercial_Office (WA)_Existing_Food Preparation_Natural Gas_Broiler_E4 | F1 | Commercial | Office (WA) | Existing | Food Preparation | Natural Gas | Broiler | E4 | CCE | 0 | 0 | 0 | 0 | 0 | 0 | 0 | 0 | 0 | 0 | 0 | 0 | 0 | 0 | 0 | 0 | 0 | 0 | 0 | 0 | 0 | 0 | 0 | 0 | 0 | 0 | 0
F1_Commercial_Office (WA)_Existing_Food Preparation_Natural Gas_Broiler_E5 | F1 | Commercial | Office (WA) | Existing | Food Preparation | Natural Gas | Broiler | E5 | CCE | 0 | 0 | 0 | 0 | 0 | 0 | 0 | 0 | 0 | 0 | 0 | 0 | 0 | 0 | 0 | 0 | 0 | 0 | 0 | 0 | 0 | 0 | 0 | 0 | 0 | 0 | 0
F1_Commercial_Office (WA)_Existing_Food Preparation_Natural Gas_Broiler_E6 | F1 | Commercial | Office (WA) | Existing | Food Preparation | Natural Gas | Broiler | E6 | CCE | 0 | 0 | 0 | 0 | 0 | 0 | 0 | 0 | 0 | 0 | 0 | 0 | 0 | 0 | 0 | 0 | 0 | 0 | 0 | 0 | 0 | 0 | 0 | 0 | 0 | 0 | 0
F1_Commercial_Office (WA)_Existing_Food Preparation_Natural Gas_Broiler_E7 | F1 | Commercial | Office (WA) | Existing | Food Preparation | Natural Gas | Broiler | E7 | CCE | 0 | 0 | 0 | 0 | 0 | 0 | 0 | 0 | 0 | 0 | 0 | 0 | 0 | 0 | 0 | 0 | 0 | 0 | 0 | 0 | 0 | 0 | 0 | 0 | 0 | 0 | 0
F1_Commercial_Office (WA)_Existing_Food Preparation_Natural Gas_Broiler_E8 | F1 | Commercial | Office (WA) | Existing | Food Preparation | Natural Gas | Broiler | E8 | CCE | 0 | 0 | 0 | 0 | 0 | 0 | 0 | 0 | 0 | 0 | 0 | 0 | 0 | 0 | 0 | 0 | 0 | 0 | 0 | 0 | 0 | 0 | 0 | 0 | 0 | 0 | 0
F1_Commercial_Office (WA)_Existing_Food Preparation_Natural Gas_Broiler_E9 | F1 | Commercial | Office (WA) | Existing | Food Preparation | Natural Gas | Broiler | E9 | CCE | 0 | 0 | 0 | 0 | 0 | 0 | 0 | 0 | 0 | 0 | 0 | 0 | 0 | 0 | 0 | 0 | 0 | 0 | 0 | 0 | 0 | 0 | 0 | 0 | 0 | 0 | 0
F1_Commercial_Office (WA)_Existing_Food Preparation_Natural Gas_Broiler_E10 | F1 | Commercial | Office (WA) | Existing | Food Preparation | Natural Gas | Broiler | E10 | CCE | 0 | 0 | 0 | 0 | 0 | 0 | 0 | 0 | 0 | 0 | 0 | 0 | 0 | 0 | 0 | 0 | 0 | 0 | 0 | 0 | 0 | 0 | 0 | 0 | 0 | 0 | 0
F2_Commercial_Office (WA)_Existing_Food Preparation_Natural Gas_Broiler_E1 | F2 | Commercial | Office (WA) | Existing | Food Preparation | Natural Gas | Broiler | E1 | TRC BC Ratio | [24 empty] | 1 | 1 | 1 | bar: 2019 to 2042
F2_Commercial_Office (WA)_Existing_Food Preparation_Natural Gas_Broiler_E2 | F2 | Commercial | Office (WA) | Existing | Food Preparation | Natural Gas | Broiler | E2 | TRC BC Ratio | 0.51548 | 0.52847 | 0.54386 | 0.5615 | 0.58144 | 0.60571 | 0.63069 | 0.65543 | 0.67924 | 0.70339 | 0.7226 | 0.7406 | 0.75994 | 0.77887 | 0.7958 | 0.81164 | 0.82584 | 0.83987 | 0.85485 | 0.86946 | 0.88447 | 0.90008 | 0.91585 | 0.93212 | 0.94868 | 0.96554 | 0.98269
F2_Commercial_Office (WA)_Existing_Food Preparation_Natural Gas_Broiler_E3 | F2 | Commercial | Office (WA) | Existing | Food Preparation | Natural Gas | Broiler | E3 | TRC BC Ratio | 0 | 0 | 0 | 0 | 0 | 0 | 0 | 0 | 0 | 0 | 0 | 0 | 0 | 0 | 0 | 0 | 0 | 0 | 0 | 0 | 0 | 0 | 0 | 0 | 0 | 0 | 0
F2_Commercial_Office (WA)_Existing_Food Preparation_Natural Gas_Broiler_E4 | F2 | Commercial | Office (WA) | Existing | Food Preparation | Natural Gas | Broiler | E4 | TRC BC Ratio | 0 | 0 | 0 | 0 | 0 | 0 | 0 | 0 | 0 | 0 | 0 | 0 | 0 | 0 | 0 | 0 | 0 | 0 | 0 | 0 | 0 | 0 | 0 | 0 | 0 | 0 | 0
F2_Commercial_Office (WA)_Existing_Food Preparation_Natural Gas_Broiler_E5 | F2 | Commercial | Office (WA) | Existing | Food Preparation | Natural Gas | Broiler | E5 | TRC BC Ratio | 0 | 0 | 0 | 0 | 0 | 0 | 0 | 0 | 0 | 0 | 0 | 0 | 0 | 0 | 0 | 0 | 0 | 0 | 0 | 0 | 0 | 0 | 0 | 0 | 0 | 0 | 0
F2_Commercial_Office (WA)_Existing_Food Preparation_Natural Gas_Broiler_E6 | F2 | Commercial | Office (WA) | Existing | Food Preparation | Natural Gas | Broiler | E6 | TRC BC Ratio | 0 | 0 | 0 | 0 | 0 | 0 | 0 | 0 | 0 | 0 | 0 | 0 | 0 | 0 | 0 | 0 | 0 | 0 | 0 | 0 | 0 | 0 | 0 | 0 | 0 | 0 | 0
F2_Commercial_Office (WA)_Existing_Food Preparation_Natural Gas_Broiler_E7 | F2 | Commercial | Office (WA) | Existing | Food Preparation | Natural Gas | Broiler | E7 | TRC BC Ratio | 0 | 0 | 0 | 0 | 0 | 0 | 0 | 0 | 0 | 0 | 0 | 0 | 0 | 0 | 0 | 0 | 0 | 0 | 0 | 0 | 0 | 0 | 0 | 0 | 0 | 0 | 0
F2_Commercial_Office (WA)_Existing_Food Preparation_Natural Gas_Broiler_E8 | F2 | Commercial | Office (WA) | Existing | Food Preparation | Natural Gas | Broiler | E8 | TRC BC Ratio | 0 | 0 | 0 | 0 | 0 | 0 | 0 | 0 | 0 | 0 | 0 | 0 | 0 | 0 | 0 | 0 | 0 | 0 | 0 | 0 | 0 | 0 | 0 | 0 | 0 | 0 | 0
F2_Commercial_Office (WA)_Existing_Food Preparation_Natural Gas_Broiler_E9 | F2 | Commercial | Office (WA) | Existing | Food Preparation | Natural Gas | Broiler | E9 | TRC BC Ratio | 0 | 0 | 0 | 0 | 0 | 0 | 0 | 0 | 0 | 0 | 0 | 0 | 0 | 0 | 0 | 0 | 0 | 0 | 0 | 0 | 0 | 0 | 0 | 0 | 0 | 0 | 0
F2_Commercial_Office (WA)_Existing_Food Preparation_Natural Gas_Broiler_E10 | F2 | Commercial | Office (WA) | Existing | Food Preparation | Natural Gas | Broiler | E10 | TRC BC Ratio | 0 | 0 | 0 | 0 | 0 | 0 | 0 | 0 | 0 | 0 | 0 | 0 | 0 | 0 | 0 | 0 | 0 | 0 | 0 | 0 | 0 | 0 | 0 | 0 | 0 | 0 | 0
F3_Commercial_Office (WA)_Existing_Food Preparation_Natural Gas_Broiler_E1 | F3 | Commercial | Office (WA) | Existing | Food Preparation | Natural Gas | Broiler | E1 | PACT BC Ratio | [24 empty] | 1 | 1 | 1 | bar: 2019 to 2042
F3_Commercial_Office (WA)_Existing_Food Preparation_Natural Gas_Broiler_E2 | F3 | Commercial | Office (WA) | Existing | Food Preparation | Natural Gas | Broiler | E2 | PACT BC Ratio | 1.0389 | 1.0651 | 1.0961 | 1.1316 | 1.1718 | 1.2207 | 1.2711 | 1.3209 | 1.3689 | 1.4176 | 1.4563 | 1.4926 | 1.5316 | 1.5697 | 1.6038 | 1.6357 | 1.6644 | 1.6926 | 1.7228 | 1.7523 | 1.7825 | 1.814 | 1.8458 | 1.8786 | 1.9119 | 1.9459 | 1.9805
F3_Commercial_Office (WA)_Existing_Food Preparation_Natural Gas_Broiler_E3 | F3 | Commercial | Office (WA) | Existing | Food Preparation | Natural Gas | Broiler | E3 | PACT BC Ratio | 0 | 0 | 0 | 0 | 0 | 0 | 0 | 0 | 0 | 0 | 0 | 0 | 0 | 0 | 0 | 0 | 0 | 0 | 0 | 0 | 0 | 0 | 0 | 0 | 0 | 0 | 0
F3_Commercial_Office (WA)_Existing_Food Preparation_Natural Gas_Broiler_E4 | F3 | Commercial | Office (WA) | Existing | Food Preparation | Natural Gas | Broiler | E4 | PACT BC Ratio | 0 | 0 | 0 | 0 | 0 | 0 | 0 | 0 | 0 | 0 | 0 | 0 | 0 | 0 | 0 | 0 | 0 | 0 | 0 | 0 | 0 | 0 | 0 | 0 | 0 | 0 | 0
F3_Commercial_Office (WA)_Existing_Food Preparation_Natural Gas_Broiler_E5 | F3 | Commercial | Office (WA) | Existing | Food Preparation | Natural Gas | Broiler | E5 | PACT BC Ratio | 0 | 0 | 0 | 0 | 0 | 0 | 0 | 0 | 0 | 0 | 0 | 0 | 0 | 0 | 0 | 0 | 0 | 0 | 0 | 0 | 0 | 0 | 0 | 0 | 0 | 0 | 0
F3_Commercial_Office (WA)_Existing_Food Preparation_Natural Gas_Broiler_E6 | F3 | Commercial | Office (WA) | Existing | Food Preparation | Natural Gas | Broiler | E6 | PACT BC Ratio | 0 | 0 | 0 | 0 | 0 | 0 | 0 | 0 | 0 | 0 | 0 | 0 | 0 | 0 | 0 | 0 | 0 | 0 | 0 | 0 | 0 | 0 | 0 | 0 | 0 | 0 | 0
F3_Commercial_Office (WA)_Existing_Food Preparation_Natural Gas_Broiler_E7 | F3 | Commercial | Office (WA) | Existing | Food Preparation | Natural Gas | Broiler | E7 | PACT BC Ratio | 0 | 0 | 0 | 0 | 0 | 0 | 0 | 0 | 0 | 0 | 0 | 0 | 0 | 0 | 0 | 0 | 0 | 0 | 0 | 0 | 0 | 0 | 0 | 0 | 0 | 0 | 0
F3_Commercial_Office (WA)_Existing_Food Preparation_Natural Gas_Broiler_E8 | F3 | Commercial | Office (WA) | Existing | Food Preparation | Natural Gas | Broiler | E8 | PACT BC Ratio | 0 | 0 | 0 | 0 | 0 | 0 | 0 | 0 | 0 | 0 | 0 | 0 | 0 | 0 | 0 | 0 | 0 | 0 | 0 | 0 | 0 | 0 | 0 | 0 | 0 | 0 | 0
F3_Commercial_Office (WA)_Existing_Food Preparation_Natural Gas_Broiler_E9 | F3 | Commercial | Office (WA) | Existing | Food Preparation | Natural Gas | Broiler | E9 | PACT BC Ratio | 0 | 0 | 0 | 0 | 0 | 0 | 0 | 0 | 0 | 0 | 0 | 0 | 0 | 0 | 0 | 0 | 0 | 0 | 0 | 0 | 0 | 0 | 0 | 0 | 0 | 0 | 0
F3_Commercial_Office (WA)_Existing_Food Preparation_Natural Gas_Broiler_E10 | F3 | Commercial | Office (WA) | Existing | Food Preparation | Natural Gas | Broiler | E10 | PACT BC Ratio | 0 | 0 | 0 | 0 | 0 | 0 | 0 | 0 | 0 | 0 | 0 | 0 | 0 | 0 | 0 | 0 | 0 | 0 | 0 | 0 | 0 | 0 | 0 | 0 | 0 | 0 | 0
F4_Commercial_Office (WA)_Existing_Food Preparation_Natural Gas_Broiler_E1 | F4 | Commercial | Office (WA) | Existing | Food Preparation | Natural Gas | Broiler | E1 | RVT BC Ratio | [24 empty] | 1 | 1 | 1 | bar: 2019 to 2042
F4_Commercial_Office (WA)_Existing_Food Preparation_Natural Gas_Broiler_E2 | F4 | Commercial | Office (WA) | Existing | Food Preparation | Natural Gas | Broiler | E2 | RVT BC Ratio | 1.124 | 1.1377 | 1.1539 | 1.1727 | 1.1943 | 1.2212 | 1.2482 | 1.2739 | 1.2971 | 1.3196 | 1.3429 | 1.3641 | 1.3864 | 1.4076 | 1.4258 | 1.4422 | 1.4561 | 1.4694 | 1.4835 | 1.4966 | 1.5099 | 1.5295 | 1.5494 | 1.5699 | 1.5908 | 1.612 | 1.6336
F4_Commercial_Office (WA)_Existing_Food Preparation_Natural Gas_Broiler_E3 | F4 | Commercial | Office (WA) | Existing | Food Preparation | Natural Gas | Broiler | E3 | RVT BC Ratio | 0 | 0 | 0 | 0 | 0 | 0 | 0 | 0 | 0 | 0 | 0 | 0 | 0 | 0 | 0 | 0 | 0 | 0 | 0 | 0 | 0 | 0 | 0 | 0 | 0 | 0 | 0
F4_Commercial_Office (WA)_Existing_Food Preparation_Natural Gas_Broiler_E4 | F4 | Commercial | Office (WA) | Existing | Food Preparation | Natural Gas | Broiler | E4 | RVT BC Ratio | 0 | 0 | 0 | 0 | 0 | 0 | 0 | 0 | 0 | 0 | 0 | 0 | 0 | 0 | 0 | 0 | 0 | 0 | 0 | 0 | 0 | 0 | 0 | 0 | 0 | 0 | 0
F4_Commercial_Office (WA)_Existing_Food Preparation_Natural Gas_Broiler_E5 | F4 | Commercial | Office (WA) | Existing | Food Preparation | Natural Gas | Broiler | E5 | RVT BC Ratio | 0 | 0 | 0 | 0 | 0 | 0 | 0 | 0 | 0 | 0 | 0 | 0 | 0 | 0 | 0 | 0 | 0 | 0 | 0 | 0 | 0 | 0 | 0 | 0 | 0 | 0 | 0
F4_Commercial_Office (WA)_Existing_Food Preparation_Natural Gas_Broiler_E6 | F4 | Commercial | Office (WA) | Existing | Food Preparation | Natural Gas | Broiler | E6 | RVT BC Ratio | 0 | 0 | 0 | 0 | 0 | 0 | 0 | 0 | 0 | 0 | 0 | 0 | 0 | 0 | 0 | 0 | 0 | 0 | 0 | 0 | 0 | 0 | 0 | 0 | 0 | 0 | 0
F4_Commercial_Office (WA)_Existing_Food Preparation_Natural Gas_Broiler_E7 | F4 | Commercial | Office (WA) | Existing | Food Preparation | Natural Gas | Broiler | E7 | RVT BC Ratio | 0 | 0 | 0 | 0 | 0 | 0 | 0 | 0 | 0 | 0 | 0 | 0 | 0 | 0 | 0 | 0 | 0 | 0 | 0 | 0 | 0 | 0 | 0 | 0 | 0 | 0 | 0
F4_Commercial_Office (WA)_Existing_Food Preparation_Natural Gas_Broiler_E8 | F4 | Commercial | Office (WA) | Existing | Food Preparation | Natural Gas | Broiler | E8 | RVT BC Ratio | 0 | 0 | 0 | 0 | 0 | 0 | 0 | 0 | 0 | 0 | 0 | 0 | 0 | 0 | 0 | 0 | 0 | 0 | 0 | 0 | 0 | 0 | 0 | 0 | 0 | 0 | 0
F4_Commercial_Office (WA)_Existing_Food Preparation_Natural Gas_Broiler_E9 | F4 | Commercial | Office (WA) | Existing | Food Preparation | Natural Gas | Broiler | E9 | RVT BC Ratio | 0 | 0 | 0 | 0 | 0 | 0 | 0 | 0 | 0 | 0 | 0 | 0 | 0 | 0 | 0 | 0 | 0 | 0 | 0 | 0 | 0 | 0 | 0 | 0 | 0 | 0 | 0
F4_Commercial_Office (WA)_Existing_Food Preparation_Natural Gas_Broiler_E10 | F4 | Commercial | Office (WA) | Existing | Food Preparation | Natural Gas | Broiler | E10 | RVT BC Ratio | 0 | 0 | 0 | 0 | 0 | 0 | 0 | 0 | 0 | 0 | 0 | 0 | 0 | 0 | 0 | 0 | 0 | 0 | 0 | 0 | 0 | 0 | 0 | 0 | 0 | 0 | 0
F5_Commercial_Office (WA)_Existing_Food Preparation_Natural Gas_Broiler_E1 | F5 | Commercial | Office (WA) | Existing | Food Preparation | Natural Gas | Broiler | E1 | RIM BC Ratio | [24 empty] | 1 | 1 | 1 | bar: 2019 to 2042
F5_Commercial_Office (WA)_Existing_Food Preparation_Natural Gas_Broiler_E2 | F5 | Commercial | Office (WA) | Existing | Food Preparation | Natural Gas | Broiler | E2 | RIM BC Ratio | 0.46721 | 0.47405 | 0.48204 | 0.49084 | 0.50042 | 0.51143 | 0.52259 | 0.53364 | 0.54446 | 0.55546 | 0.56202 | 0.56821 | 0.57483 | 0.5814 | 0.58739 | 0.59309 | 0.5984 | 0.60373 | 0.60935 | 0.61495 | 0.62073 | 0.6245 | 0.62823 | 0.63198 | 0.63572 | 0.63943 | 0.64312
F5_Commercial_Office (WA)_Existing_Food Preparation_Natural Gas_Broiler_E3 | F5 | Commercial | Office (WA) | Existing | Food Preparation | Natural Gas | Broiler | E3 | RIM BC Ratio | 0 | 0 | 0 | 0 | 0 | 0 | 0 | 0 | 0 | 0 | 0 | 0 | 0 | 0 | 0 | 0 | 0 | 0 | 0 | 0 | 0 | 0 | 0 | 0 | 0 | 0 | 0
F5_Commercial_Office (WA)_Existing_Food Preparation_Natural Gas_Broiler_E4 | F5 | Commercial | Office (WA) | Existing | Food Preparation | Natural Gas | Broiler | E4 | RIM BC Ratio | 0 | 0 | 0 | 0 | 0 | 0 | 0 | 0 | 0 | 0 | 0 | 0 | 0 | 0 | 0 | 0 | 0 | 0 | 0 | 0 | 0 | 0 | 0 | 0 | 0 | 0 | 0
F5_Commercial_Office (WA)_Existing_Food Preparation_Natural Gas_Broiler_E5 | F5 | Commercial | Office (WA) | Existing | Food Preparation | Natural Gas | Broiler | E5 | RIM BC Ratio | 0 | 0 | 0 | 0 | 0 | 0 | 0 | 0 | 0 | 0 | 0 | 0 | 0 | 0 | 0 | 0 | 0 | 0 | 0 | 0 | 0 | 0 | 0 | 0 | 0 | 0 | 0
F5_Commercial_Office (WA)_Existing_Food Preparation_Natural Gas_Broiler_E6 | F5 | Commercial | Office (WA) | Existing | Food Preparation | Natural Gas | Broiler | E6 | RIM BC Ratio | 0 | 0 | 0 | 0 | 0 | 0 | 0 | 0 | 0 | 0 | 0 | 0 | 0 | 0 | 0 | 0 | 0 | 0 | 0 | 0 | 0 | 0 | 0 | 0 | 0 | 0 | 0
F5_Commercial_Office (WA)_Existing_Food Preparation_Natural Gas_Broiler_E7 | F5 | Commercial | Office (WA) | Existing | Food Preparation | Natural Gas | Broiler | E7 | RIM BC Ratio | 0 | 0 | 0 | 0 | 0 | 0 | 0 | 0 | 0 | 0 | 0 | 0 | 0 | 0 | 0 | 0 | 0 | 0 | 0 | 0 | 0 | 0 | 0 | 0 | 0 | 0 | 0
F5_Commercial_Office (WA)_Existing_Food Preparation_Natural Gas_Broiler_E8 | F5 | Commercial | Office (WA) | Existing | Food Preparation | Natural Gas | Broiler | E8 | RIM BC Ratio | 0 | 0 | 0 | 0 | 0 | 0 | 0 | 0 | 0 | 0 | 0 | 0 | 0 | 0 | 0 | 0 | 0 | 0 | 0 | 0 | 0 | 0 | 0 | 0 | 0 | 0 | 0
F5_Commercial_Office (WA)_Existing_Food Preparation_Natural Gas_Broiler_E9 | F5 | Commercial | Office (WA) | Existing | Food Preparation | Natural Gas | Broiler | E9 | RIM BC Ratio | 0 | 0 | 0 | 0 | 0 | 0 | 0 | 0 | 0 | 0 | 0 | 0 | 0 | 0 | 0 | 0 | 0 | 0 | 0 | 0 | 0 | 0 | 0 | 0 | 0 | 0 | 0
F5_Commercial_Office (WA)_Existing_Food Preparation_Natural Gas_Broiler_E10 | F5 | Commercial | Office (WA) | Existing | Food Preparation | Natural Gas | Broiler | E10 | RIM BC Ratio | 0 | 0 | 0 | 0 | 0 | 0 | 0 | 0 | 0 | 0 | 0 | 0 | 0 | 0 | 0 | 0 | 0 | 0 | 0 | 0 | 0 | 0 | 0 | 0 | 0 | 0 | 0
F0_Commercial_Office (WA)_Existing_Food Preparation_Natural Gas_Griddle_E0 | F0 | Commercial | Office (WA) | Existing | Food Preparation | Natural Gas | Griddle | E0 | Economic Unit | ENERGY STAR | ENERGY STAR | ENERGY STAR | ENERGY STAR | ENERGY STAR | ENERGY STAR | ENERGY STAR | ENERGY STAR | ENERGY STAR | ENERGY STAR | ENERGY STAR | ENERGY STAR | ENERGY STAR | ENERGY STAR | ENERGY STAR | ENERGY STAR | ENERGY STAR | ENERGY STAR | ENERGY STAR | ENERGY STAR | ENERGY STAR | ENERGY STAR | ENERGY STAR | ENERGY STAR | ENERGY STAR | ENERGY STAR | ENERGY STAR
F1_Commercial_Office (WA)_Existing_Food Preparation_Natural Gas_Griddle_E1 | F1 | Commercial | Office (WA) | Existing | Food Preparation | Natural Gas | Griddle | E1 | CCE | 0 | 0 | 0 | 0 | 0 | 0 | 0 | 0 | 0 | 0 | 0 | 0 | 0 | 0 | 0 | 0 | 0 | 0 | 0 | 0 | 0 | 0 | 0 | 0 | 0 | 0 | 0
F1_Commercial_Office (WA)_Existing_Food Preparation_Natural Gas_Griddle_E2 | F1 | Commercial | Office (WA) | Existing | Food Preparation | Natural Gas | Griddle | E2 | CCE | 6.1281e-05 | 6.1281e-05 | 6.1281e-05 | 6.1281e-05 | 6.1281e-05 | 6.1281e-05 | 6.1281e-05 | 6.1281e-05 | 6.1281e-05 | 6.1281e-05 | 6.1281e-05 | 6.1281e-05 | 6.1281e-05 | 6.1281e-05 | 6.1281e-05 | 6.1281e-05 | 6.1281e-05 | 6.1281e-05 | 6.1281e-05 | 6.1281e-05 | 6.1281e-05 | 6.1281e-05 | 6.1281e-05 | 6.1281e-05 | 6.1281e-05 | 6.1281e-05 | 6.1281e-05
F1_Commercial_Office (WA)_Existing_Food Preparation_Natural Gas_Griddle_E3 | F1 | Commercial | Office (WA) | Existing | Food Preparation | Natural Gas | Griddle | E3 | CCE | 0 | 0 | 0 | 0 | 0 | 0 | 0 | 0 | 0 | 0 | 0 | 0 | 0 | 0 | 0 | 0 | 0 | 0 | 0 | 0 | 0 | 0 | 0 | 0 | 0 | 0 | 0
F1_Commercial_Office (WA)_Existing_Food Preparation_Natural Gas_Griddle_E4 | F1 | Commercial | Office (WA) | Existing | Food Preparation | Natural Gas | Griddle | E4 | CCE | 0 | 0 | 0 | 0 | 0 | 0 | 0 | 0 | 0 | 0 | 0 | 0 | 0 | 0 | 0 | 0 | 0 | 0 | 0 | 0 | 0 | 0 | 0 | 0 | 0 | 0 | 0
F1_Commercial_Office (WA)_Existing_Food Preparation_Natural Gas_Griddle_E5 | F1 | Commercial | Office (WA) | Existing | Food Preparation | Natural Gas | Griddle | E5 | CCE | 0 | 0 | 0 | 0 | 0 | 0 | 0 | 0 | 0 | 0 | 0 | 0 | 0 | 0 | 0 | 0 | 0 | 0 | 0 | 0 | 0 | 0 | 0 | 0 | 0 | 0 | 0
F1_Commercial_Office (WA)_Existing_Food Preparation_Natural Gas_Griddle_E6 | F1 | Commercial | Office (WA) | Existing | Food Preparation | Natural Gas | Griddle | E6 | CCE | 0 | 0 | 0 | 0 | 0 | 0 | 0 | 0 | 0 | 0 | 0 | 0 | 0 | 0 | 0 | 0 | 0 | 0 | 0 | 0 | 0 | 0 | 0 | 0 | 0 | 0 | 0
F1_Commercial_Office (WA)_Existing_Food Preparation_Natural Gas_Griddle_E7 | F1 | Commercial | Office (WA) | Existing | Food Preparation | Natural Gas | Griddle | E7 | CCE | 0 | 0 | 0 | 0 | 0 | 0 | 0 | 0 | 0 | 0 | 0 | 0 | 0 | 0 | 0 | 0 | 0 | 0 | 0 | 0 | 0 | 0 | 0 | 0 | 0 | 0 | 0
F1_Commercial_Office (WA)_Existing_Food Preparation_Natural Gas_Griddle_E8 | F1 | Commercial | Office (WA) | Existing | Food Preparation | Natural Gas | Griddle | E8 | CCE | 0 | 0 | 0 | 0 | 0 | 0 | 0 | 0 | 0 | 0 | 0 | 0 | 0 | 0 | 0 | 0 | 0 | 0 | 0 | 0 | 0 | 0 | 0 | 0 | 0 | 0 | 0
F1_Commercial_Office (WA)_Existing_Food Preparation_Natural Gas_Griddle_E9 | F1 | Commercial | Office (WA) | Existing | Food Preparation | Natural Gas | Griddle | E9 | CCE | 0 | 0 | 0 | 0 | 0 | 0 | 0 | 0 | 0 | 0 | 0 | 0 | 0 | 0 | 0 | 0 | 0 | 0 | 0 | 0 | 0 | 0 | 0 | 0 | 0 | 0 | 0
F1_Commercial_Office (WA)_Existing_Food Preparation_Natural Gas_Griddle_E10 | F1 | Commercial | Office (WA) | Existing | Food Preparation | Natural Gas | Griddle | E10 | CCE | 0 | 0 | 0 | 0 | 0 | 0 | 0 | 0 | 0 | 0 | 0 | 0 | 0 | 0 | 0 | 0 | 0 | 0 | 0 | 0 | 0 | 0 | 0 | 0 | 0 | 0 | 0
F2_Commercial_Office (WA)_Existing_Food Preparation_Natural Gas_Griddle_E1 | F2 | Commercial | Office (WA) | Existing | Food Preparation | Natural Gas | Griddle | E1 | TRC BC Ratio | [24 empty] | 1 | 1 | 1 | bar: 2019 to 2042
F2_Commercial_Office (WA)_Existing_Food Preparation_Natural Gas_Griddle_E2 | F2 | Commercial | Office (WA) | Existing | Food Preparation | Natural Gas | Griddle | E2 | TRC BC Ratio | 58.0767 | 59.5404 | 61.2745 | 63.2617 | 65.509 | 68.2432 | 71.0575 | 73.8446 | 76.5278 | 79.2482 | 81.4128 | 83.4408 | 85.6196 | 87.7525 | 89.6595 | 91.4441 | 93.0446 | 94.6247 | 96.3124 | 97.9588 | 99.6502 | 101.4086 | 103.1857 | 105.0189 | 106.8847 | 108.7836 | 110.7162
F2_Commercial_Office (WA)_Existing_Food Preparation_Natural Gas_Griddle_E3 | F2 | Commercial | Office (WA) | Existing | Food Preparation | Natural Gas | Griddle | E3 | TRC BC Ratio | 0 | 0 | 0 | 0 | 0 | 0 | 0 | 0 | 0 | 0 | 0 | 0 | 0 | 0 | 0 | 0 | 0 | 0 | 0 | 0 | 0 | 0 | 0 | 0 | 0 | 0 | 0
F2_Commercial_Office (WA)_Existing_Food Preparation_Natural Gas_Griddle_E4 | F2 | Commercial | Office (WA) | Existing | Food Preparation | Natural Gas | Griddle | E4 | TRC BC Ratio | 0 | 0 | 0 | 0 | 0 | 0 | 0 | 0 | 0 | 0 | 0 | 0 | 0 | 0 | 0 | 0 | 0 | 0 | 0 | 0 | 0 | 0 | 0 | 0 | 0 | 0 | 0
F2_Commercial_Office (WA)_Existing_Food Preparation_Natural Gas_Griddle_E5 | F2 | Commercial | Office (WA) | Existing | Food Preparation | Natural Gas | Griddle | E5 | TRC BC Ratio | 0 | 0 | 0 | 0 | 0 | 0 | 0 | 0 | 0 | 0 | 0 | 0 | 0 | 0 | 0 | 0 | 0 | 0 | 0 | 0 | 0 | 0 | 0 | 0 | 0 | 0 | 0
F2_Commercial_Office (WA)_Existing_Food Preparation_Natural Gas_Griddle_E6 | F2 | Commercial | Office (WA) | Existing | Food Preparation | Natural Gas | Griddle | E6 | TRC BC Ratio | 0 | 0 | 0 | 0 | 0 | 0 | 0 | 0 | 0 | 0 | 0 | 0 | 0 | 0 | 0 | 0 | 0 | 0 | 0 | 0 | 0 | 0 | 0 | 0 | 0 | 0 | 0
F2_Commercial_Office (WA)_Existing_Food Preparation_Natural Gas_Griddle_E7 | F2 | Commercial | Office (WA) | Existing | Food Preparation | Natural Gas | Griddle | E7 | TRC BC Ratio | 0 | 0 | 0 | 0 | 0 | 0 | 0 | 0 | 0 | 0 | 0 | 0 | 0 | 0 | 0 | 0 | 0 | 0 | 0 | 0 | 0 | 0 | 0 | 0 | 0 | 0 | 0
F2_Commercial_Office (WA)_Existing_Food Preparation_Natural Gas_Griddle_E8 | F2 | Commercial | Office (WA) | Existing | Food Preparation | Natural Gas | Griddle | E8 | TRC BC Ratio | 0 | 0 | 0 | 0 | 0 | 0 | 0 | 0 | 0 | 0 | 0 | 0 | 0 | 0 | 0 | 0 | 0 | 0 | 0 | 0 | 0 | 0 | 0 | 0 | 0 | 0 | 0
F2_Commercial_Office (WA)_Existing_Food Preparation_Natural Gas_Griddle_E9 | F2 | Commercial | Office (WA) | Existing | Food Preparation | Natural Gas | Griddle | E9 | TRC BC Ratio | 0 | 0 | 0 | 0 | 0 | 0 | 0 | 0 | 0 | 0 | 0 | 0 | 0 | 0 | 0 | 0 | 0 | 0 | 0 | 0 | 0 | 0 | 0 | 0 | 0 | 0 | 0
F2_Commercial_Office (WA)_Existing_Food Preparation_Natural Gas_Griddle_E10 | F2 | Commercial | Office (WA) | Existing | Food Preparation | Natural Gas | Griddle | E10 | TRC BC Ratio | 0 | 0 | 0 | 0 | 0 | 0 | 0 | 0 | 0 | 0 | 0 | 0 | 0 | 0 | 0 | 0 | 0 | 0 | 0 | 0 | 0 | 0 | 0 | 0 | 0 | 0 | 0
F3_Commercial_Office (WA)_Existing_Food Preparation_Natural Gas_Griddle_E1 | F3 | Commercial | Office (WA) | Existing | Food Preparation | Natural Gas | Griddle | E1 | PACT BC Ratio | [24 empty] | 1 | 1 | 1 | bar: 2019 to 2042
F3_Commercial_Office (WA)_Existing_Food Preparation_Natural Gas_Griddle_E2 | F3 | Commercial | Office (WA) | Existing | Food Preparation | Natural Gas | Griddle | E2 | PACT BC Ratio | 117.0457 | 119.9955 | 123.4904 | 127.4953 | 132.0244 | 137.5349 | 143.2067 | 148.8238 | 154.2313 | 159.714 | 164.0765 | 168.1635 | 172.5546 | 176.8532 | 180.6965 | 184.2932 | 187.5187 | 190.7032 | 194.1046 | 197.4226 | 200.8313 | 204.3753 | 207.9568 | 211.6513 | 215.4115 | 219.2385 | 223.1334
F3_Commercial_Office (WA)_Existing_Food Preparation_Natural Gas_Griddle_E3 | F3 | Commercial | Office (WA) | Existing | Food Preparation | Natural Gas | Griddle | E3 | PACT BC Ratio | 0 | 0 | 0 | 0 | 0 | 0 | 0 | 0 | 0 | 0 | 0 | 0 | 0 | 0 | 0 | 0 | 0 | 0 | 0 | 0 | 0 | 0 | 0 | 0 | 0 | 0 | 0
F3_Commercial_Office (WA)_Existing_Food Preparation_Natural Gas_Griddle_E4 | F3 | Commercial | Office (WA) | Existing | Food Preparation | Natural Gas | Griddle | E4 | PACT BC Ratio | 0 | 0 | 0 | 0 | 0 | 0 | 0 | 0 | 0 | 0 | 0 | 0 | 0 | 0 | 0 | 0 | 0 | 0 | 0 | 0 | 0 | 0 | 0 | 0 | 0 | 0 | 0
F3_Commercial_Office (WA)_Existing_Food Preparation_Natural Gas_Griddle_E5 | F3 | Commercial | Office (WA) | Existing | Food Preparation | Natural Gas | Griddle | E5 | PACT BC Ratio | 0 | 0 | 0 | 0 | 0 | 0 | 0 | 0 | 0 | 0 | 0 | 0 | 0 | 0 | 0 | 0 | 0 | 0 | 0 | 0 | 0 | 0 | 0 | 0 | 0 | 0 | 0
F3_Commercial_Office (WA)_Existing_Food Preparation_Natural Gas_Griddle_E6 | F3 | Commercial | Office (WA) | Existing | Food Preparation | Natural Gas | Griddle | E6 | PACT BC Ratio | 0 | 0 | 0 | 0 | 0 | 0 | 0 | 0 | 0 | 0 | 0 | 0 | 0 | 0 | 0 | 0 | 0 | 0 | 0 | 0 | 0 | 0 | 0 | 0 | 0 | 0 | 0
F3_Commercial_Office (WA)_Existing_Food Preparation_Natural Gas_Griddle_E7 | F3 | Commercial | Office (WA) | Existing | Food Preparation | Natural Gas | Griddle | E7 | PACT BC Ratio | 0 | 0 | 0 | 0 | 0 | 0 | 0 | 0 | 0 | 0 | 0 | 0 | 0 | 0 | 0 | 0 | 0 | 0 | 0 | 0 | 0 | 0 | 0 | 0 | 0 | 0 | 0
F3_Commercial_Office (WA)_Existing_Food Preparation_Natural Gas_Griddle_E8 | F3 | Commercial | Office (WA) | Existing | Food Preparation | Natural Gas | Griddle | E8 | PACT BC Ratio | 0 | 0 | 0 | 0 | 0 | 0 | 0 | 0 | 0 | 0 | 0 | 0 | 0 | 0 | 0 | 0 | 0 | 0 | 0 | 0 | 0 | 0 | 0 | 0 | 0 | 0 | 0
F3_Commercial_Office (WA)_Existing_Food Preparation_Natural Gas_Griddle_E9 | F3 | Commercial | Office (WA) | Existing | Food Preparation | Natural Gas | Griddle | E9 | PACT BC Ratio | 0 | 0 | 0 | 0 | 0 | 0 | 0 | 0 | 0 | 0 | 0 | 0 | 0 | 0 | 0 | 0 | 0 | 0 | 0 | 0 | 0 | 0 | 0 | 0 | 0 | 0 | 0
F3_Commercial_Office (WA)_Existing_Food Preparation_Natural Gas_Griddle_E10 | F3 | Commercial | Office (WA) | Existing | Food Preparation | Natural Gas | Griddle | E10 | PACT BC Ratio | 0 | 0 | 0 | 0 | 0 | 0 | 0 | 0 | 0 | 0 | 0 | 0 | 0 | 0 | 0 | 0 | 0 | 0 | 0 | 0 | 0 | 0 | 0 | 0 | 0 | 0 | 0
F4_Commercial_Office (WA)_Existing_Food Preparation_Natural Gas_Griddle_E1 | F4 | Commercial | Office (WA) | Existing | Food Preparation | Natural Gas | Griddle | E1 | RVT BC Ratio | [24 empty] | 1 | 1 | 1 | bar: 2019 to 2042
F4_Commercial_Office (WA)_Existing_Food Preparation_Natural Gas_Griddle_E2 | F4 | Commercial | Office (WA) | Existing | Food Preparation | Natural Gas | Griddle | E2 | RVT BC Ratio | 82.4786 | 84.0292 | 85.8493 | 87.9711 | 90.4016 | 93.4353 | 96.4775 | 99.3659 | 101.9806 | 104.5151 | 107.1414 | 109.5282 | 112.0476 | 114.4313 | 116.4812 | 118.3311 | 119.8967 | 121.3915 | 122.981 | 124.4653 | 125.9547 | 128.1703 | 130.4095 | 132.7193 | 135.0701 | 137.4627 | 139.8979
F4_Commercial_Office (WA)_Existing_Food Preparation_Natural Gas_Griddle_E3 | F4 | Commercial | Office (WA) | Existing | Food Preparation | Natural Gas | Griddle | E3 | RVT BC Ratio | 0 | 0 | 0 | 0 | 0 | 0 | 0 | 0 | 0 | 0 | 0 | 0 | 0 | 0 | 0 | 0 | 0 | 0 | 0 | 0 | 0 | 0 | 0 | 0 | 0 | 0 | 0
F4_Commercial_Office (WA)_Existing_Food Preparation_Natural Gas_Griddle_E4 | F4 | Commercial | Office (WA) | Existing | Food Preparation | Natural Gas | Griddle | E4 | RVT BC Ratio | 0 | 0 | 0 | 0 | 0 | 0 | 0 | 0 | 0 | 0 | 0 | 0 | 0 | 0 | 0 | 0 | 0 | 0 | 0 | 0 | 0 | 0 | 0 | 0 | 0 | 0 | 0
F4_Commercial_Office (WA)_Existing_Food Preparation_Natural Gas_Griddle_E5 | F4 | Commercial | Office (WA) | Existing | Food Preparation | Natural Gas | Griddle | E5 | RVT BC Ratio | 0 | 0 | 0 | 0 | 0 | 0 | 0 | 0 | 0 | 0 | 0 | 0 | 0 | 0 | 0 | 0 | 0 | 0 | 0 | 0 | 0 | 0 | 0 | 0 | 0 | 0 | 0
F4_Commercial_Office (WA)_Existing_Food Preparation_Natural Gas_Griddle_E6 | F4 | Commercial | Office (WA) | Existing | Food Preparation | Natural Gas | Griddle | E6 | RVT BC Ratio | 0 | 0 | 0 | 0 | 0 | 0 | 0 | 0 | 0 | 0 | 0 | 0 | 0 | 0 | 0 | 0 | 0 | 0 | 0 | 0 | 0 | 0 | 0 | 0 | 0 | 0 | 0
F4_Commercial_Office (WA)_Existing_Food Preparation_Natural Gas_Griddle_E7 | F4 | Commercial | Office (WA) | Existing | Food Preparation | Natural Gas | Griddle | E7 | RVT BC Ratio | 0 | 0 | 0 | 0 | 0 | 0 | 0 | 0 | 0 | 0 | 0 | 0 | 0 | 0 | 0 | 0 | 0 | 0 | 0 | 0 | 0 | 0 | 0 | 0 | 0 | 0 | 0
F4_Commercial_Office (WA)_Existing_Food Preparation_Natural Gas_Griddle_E8 | F4 | Commercial | Office (WA) | Existing | Food Preparation | Natural Gas | Griddle | E8 | RVT BC Ratio | 0 | 0 | 0 | 0 | 0 | 0 | 0 | 0 | 0 | 0 | 0 | 0 | 0 | 0 | 0 | 0 | 0 | 0 | 0 | 0 | 0 | 0 | 0 | 0 | 0 | 0 | 0
F4_Commercial_Office (WA)_Existing_Food Preparation_Natural Gas_Griddle_E9 | F4 | Commercial | Office (WA) | Existing | Food Preparation | Natural Gas | Griddle | E9 | RVT BC Ratio | 0 | 0 | 0 | 0 | 0 | 0 | 0 | 0 | 0 | 0 | 0 | 0 | 0 | 0 | 0 | 0 | 0 | 0 | 0 | 0 | 0 | 0 | 0 | 0 | 0 | 0 | 0
F4_Commercial_Office (WA)_Existing_Food Preparation_Natural Gas_Griddle_E10 | F4 | Commercial | Office (WA) | Existing | Food Preparation | Natural Gas | Griddle | E10 | RVT BC Ratio | 0 | 0 | 0 | 0 | 0 | 0 | 0 | 0 | 0 | 0 | 0 | 0 | 0 | 0 | 0 | 0 | 0 | 0 | 0 | 0 | 0 | 0 | 0 | 0 | 0 | 0 | 0
F5_Commercial_Office (WA)_Existing_Food Preparation_Natural Gas_Griddle_E1 | F5 | Commercial | Office (WA) | Existing | Food Preparation | Natural Gas | Griddle | E1 | RIM BC Ratio | [24 empty] | 1 | 1 | 1 | bar: 2019 to 2042
F5_Commercial_Office (WA)_Existing_Food Preparation_Natural Gas_Griddle_E2 | F5 | Commercial | Office (WA) | Existing | Food Preparation | Natural Gas | Griddle | E2 | RIM BC Ratio | 0.84293 | 0.84826 | 0.8545 | 0.86099 | 0.86765 | 0.87458 | 0.88199 | 0.89 | 0.89874 | 0.90816 | 0.91014 | 0.91252 | 0.91533 | 0.91862 | 0.9221 | 0.92577 | 0.9297 | 0.93386 | 0.93825 | 0.94293 | 0.94789 | 0.94796 | 0.94804 | 0.94811 | 0.94819 | 0.94826 | 0.94833
F5_Commercial_Office (WA)_Existing_Food Preparation_Natural Gas_Griddle_E3 | F5 | Commercial | Office (WA) | Existing | Food Preparation | Natural Gas | Griddle | E3 | RIM BC Ratio | 0 | 0 | 0 | 0 | 0 | 0 | 0 | 0 | 0 | 0 | 0 | 0 | 0 | 0 | 0 | 0 | 0 | 0 | 0 | 0 | 0 | 0 | 0 | 0 | 0 | 0 | 0
F5_Commercial_Office (WA)_Existing_Food Preparation_Natural Gas_Griddle_E4 | F5 | Commercial | Office (WA) | Existing | Food Preparation | Natural Gas | Griddle | E4 | RIM BC Ratio | 0 | 0 | 0 | 0 | 0 | 0 | 0 | 0 | 0 | 0 | 0 | 0 | 0 | 0 | 0 | 0 | 0 | 0 | 0 | 0 | 0 | 0 | 0 | 0 | 0 | 0 | 0
F5_Commercial_Office (WA)_Existing_Food Preparation_Natural Gas_Griddle_E5 | F5 | Commercial | Office (WA) | Existing | Food Preparation | Natural Gas | Griddle | E5 | RIM BC Ratio | 0 | 0 | 0 | 0 | 0 | 0 | 0 | 0 | 0 | 0 | 0 | 0 | 0 | 0 | 0 | 0 | 0 | 0 | 0 | 0 | 0 | 0 | 0 | 0 | 0 | 0 | 0
F5_Commercial_Office (WA)_Existing_Food Preparation_Natural Gas_Griddle_E6 | F5 | Commercial | Office (WA) | Existing | Food Preparation | Natural Gas | Griddle | E6 | RIM BC Ratio | 0 | 0 | 0 | 0 | 0 | 0 | 0 | 0 | 0 | 0 | 0 | 0 | 0 | 0 | 0 | 0 | 0 | 0 | 0 | 0 | 0 | 0 | 0 | 0 | 0 | 0 | 0
F5_Commercial_Office (WA)_Existing_Food Preparation_Natural Gas_Griddle_E7 | F5 | Commercial | Office (WA) | Existing | Food Preparation | Natural Gas | Griddle | E7 | RIM BC Ratio | 0 | 0 | 0 | 0 | 0 | 0 | 0 | 0 | 0 | 0 | 0 | 0 | 0 | 0 | 0 | 0 | 0 | 0 | 0 | 0 | 0 | 0 | 0 | 0 | 0 | 0 | 0
F5_Commercial_Office (WA)_Existing_Food Preparation_Natural Gas_Griddle_E8 | F5 | Commercial | Office (WA) | Existing | Food Preparation | Natural Gas | Griddle | E8 | RIM BC Ratio | 0 | 0 | 0 | 0 | 0 | 0 | 0 | 0 | 0 | 0 | 0 | 0 | 0 | 0 | 0 | 0 | 0 | 0 | 0 | 0 | 0 | 0 | 0 | 0 | 0 | 0 | 0
F5_Commercial_Office (WA)_Existing_Food Preparation_Natural Gas_Griddle_E9 | F5 | Commercial | Office (WA) | Existing | Food Preparation | Natural Gas | Griddle | E9 | RIM BC Ratio | 0 | 0 | 0 | 0 | 0 | 0 | 0 | 0 | 0 | 0 | 0 | 0 | 0 | 0 | 0 | 0 | 0 | 0 | 0 | 0 | 0 | 0 | 0 | 0 | 0 | 0 | 0
F5_Commercial_Office (WA)_Existing_Food Preparation_Natural Gas_Griddle_E10 | F5 | Commercial | Office (WA) | Existing | Food Preparation | Natural Gas | Griddle | E10 | RIM BC Ratio | 0 | 0 | 0 | 0 | 0 | 0 | 0 | 0 | 0 | 0 | 0 | 0 | 0 | 0 | 0 | 0 | 0 | 0 | 0 | 0 | 0 | 0 | 0 | 0 | 0 | 0 | 0
F0_Commercial_Office (WA)_Existing_Food Preparation_Natural Gas_Range_E0 | F0 | Commercial | Office (WA) | Existing | Food Preparation | Natural Gas | Range | E0 | Economic Unit | High Efficiency | High Efficiency | High Efficiency | High Efficiency | High Efficiency | High Efficiency | High Efficiency | High Efficiency | High Efficiency | High Efficiency | High Efficiency | High Efficiency | High Efficiency | High Efficiency | High Efficiency | High Efficiency | High Efficiency | High Efficiency | High Efficiency | High Efficiency | High Efficiency | High Efficiency | High Efficiency | High Efficiency | High Efficiency | High Efficiency | High Efficiency
F1_Commercial_Office (WA)_Existing_Food Preparation_Natural Gas_Range_E1 | F1 | Commercial | Office (WA) | Existing | Food Preparation | Natural Gas | Range | E1 | CCE | 0 | 0 | 0 | 0 | 0 | 0 | 0 | 0 | 0 | 0 | 0 | 0 | 0 | 0 | 0 | 0 | 0 | 0 | 0 | 0 | 0 | 0 | 0 | 0 | 0 | 0 | 0
F1_Commercial_Office (WA)_Existing_Food Preparation_Natural Gas_Range_E2 | F1 | Commercial | Office (WA) | Existing | Food Preparation | Natural Gas | Range | E2 | CCE | 1.6433e-05 | 1.6433e-05 | 1.6433e-05 | 1.6433e-05 | 1.6433e-05 | 1.6433e-05 | 1.6433e-05 | 1.6433e-05 | 1.6433e-05 | 1.6433e-05 | 1.6433e-05 | 1.6433e-05 | 1.6433e-05 | 1.6433e-05 | 1.6433e-05 | 1.6433e-05 | 1.6433e-05 | 1.6433e-05 | 1.6433e-05 | 1.6433e-05 | 1.6433e-05 | 1.6433e-05 | 1.6433e-05 | 1.6433e-05 | 1.6433e-05 | 1.6433e-05 | 1.6433e-05
F1_Commercial_Office (WA)_Existing_Food Preparation_Natural Gas_Range_E3 | F1 | Commercial | Office (WA) | Existing | Food Preparation | Natural Gas | Range | E3 | CCE | 0 | 0 | 0 | 0 | 0 | 0 | 0 | 0 | 0 | 0 | 0 | 0 | 0 | 0 | 0 | 0 | 0 | 0 | 0 | 0 | 0 | 0 | 0 | 0 | 0 | 0 | 0
F1_Commercial_Office (WA)_Existing_Food Preparation_Natural Gas_Range_E4 | F1 | Commercial | Office (WA) | Existing | Food Preparation | Natural Gas | Range | E4 | CCE | 0 | 0 | 0 | 0 | 0 | 0 | 0 | 0 | 0 | 0 | 0 | 0 | 0 | 0 | 0 | 0 | 0 | 0 | 0 | 0 | 0 | 0 | 0 | 0 | 0 | 0 | 0
F1_Commercial_Office (WA)_Existing_Food Preparation_Natural Gas_Range_E5 | F1 | Commercial | Office (WA) | Existing | Food Preparation | Natural Gas | Range | E5 | CCE | 0 | 0 | 0 | 0 | 0 | 0 | 0 | 0 | 0 | 0 | 0 | 0 | 0 | 0 | 0 | 0 | 0 | 0 | 0 | 0 | 0 | 0 | 0 | 0 | 0 | 0 | 0
F1_Commercial_Office (WA)_Existing_Food Preparation_Natural Gas_Range_E6 | F1 | Commercial | Office (WA) | Existing | Food Preparation | Natural Gas | Range | E6 | CCE | 0 | 0 | 0 | 0 | 0 | 0 | 0 | 0 | 0 | 0 | 0 | 0 | 0 | 0 | 0 | 0 | 0 | 0 | 0 | 0 | 0 | 0 | 0 | 0 | 0 | 0 | 0
F1_Commercial_Office (WA)_Existing_Food Preparation_Natural Gas_Range_E7 | F1 | Commercial | Office (WA) | Existing | Food Preparation | Natural Gas | Range | E7 | CCE | 0 | 0 | 0 | 0 | 0 | 0 | 0 | 0 | 0 | 0 | 0 | 0 | 0 | 0 | 0 | 0 | 0 | 0 | 0 | 0 | 0 | 0 | 0 | 0 | 0 | 0 | 0
F1_Commercial_Office (WA)_Existing_Food Preparation_Natural Gas_Range_E8 | F1 | Commercial | Office (WA) | Existing | Food Preparation | Natural Gas | Range | E8 | CCE | 0 | 0 | 0 | 0 | 0 | 0 | 0 | 0 | 0 | 0 | 0 | 0 | 0 | 0 | 0 | 0 | 0 | 0 | 0 | 0 | 0 | 0 | 0 | 0 | 0 | 0 | 0
F1_Commercial_Office (WA)_Existing_Food Preparation_Natural Gas_Range_E9 | F1 | Commercial | Office (WA) | Existing | Food Preparation | Natural Gas | Range | E9 | CCE | 0 | 0 | 0 | 0 | 0 | 0 | 0 | 0 | 0 | 0 | 0 | 0 | 0 | 0 | 0 | 0 | 0 | 0 | 0 | 0 | 0 | 0 | 0 | 0 | 0 | 0 | 0
F1_Commercial_Office (WA)_Existing_Food Preparation_Natural Gas_Range_E10 | F1 | Commercial | Office (WA) | Existing | Food Preparation | Natural Gas | Range | E10 | CCE | 0 | 0 | 0 | 0 | 0 | 0 | 0 | 0 | 0 | 0 | 0 | 0 | 0 | 0 | 0 | 0 | 0 | 0 | 0 | 0 | 0 | 0 | 0 | 0 | 0 | 0 | 0
F2_Commercial_Office (WA)_Existing_Food Preparation_Natural Gas_Range_E1 | F2 | Commercial | Office (WA) | Existing | Food Preparation | Natural Gas | Range | E1 | TRC BC Ratio | [24 empty] | 1 | 1 | 1 | bar: 2019 to 2042
F2_Commercial_Office (WA)_Existing_Food Preparation_Natural Gas_Range_E2 | F2 | Commercial | Office (WA) | Existing | Food Preparation | Natural Gas | Range | E2 | TRC BC Ratio | 211.0481 | 215.9204 | 222.0491 | 229.2789 | 237.6864 | 248.2899 | 259.3342 | 270.3461 | 280.9675 | 291.735 | 300.1387 | 307.956 | 316.384 | 324.5941 | 331.8349 | 338.5393 | 344.4519 | 350.2637 | 356.5145 | 362.5753 | 368.8102 | 375.3121 | 381.8764 | 388.6608 | 395.5657 | 402.5933 | 409.7457
F2_Commercial_Office (WA)_Existing_Food Preparation_Natural Gas_Range_E3 | F2 | Commercial | Office (WA) | Existing | Food Preparation | Natural Gas | Range | E3 | TRC BC Ratio | 0 | 0 | 0 | 0 | 0 | 0 | 0 | 0 | 0 | 0 | 0 | 0 | 0 | 0 | 0 | 0 | 0 | 0 | 0 | 0 | 0 | 0 | 0 | 0 | 0 | 0 | 0
F2_Commercial_Office (WA)_Existing_Food Preparation_Natural Gas_Range_E4 | F2 | Commercial | Office (WA) | Existing | Food Preparation | Natural Gas | Range | E4 | TRC BC Ratio | 0 | 0 | 0 | 0 | 0 | 0 | 0 | 0 | 0 | 0 | 0 | 0 | 0 | 0 | 0 | 0 | 0 | 0 | 0 | 0 | 0 | 0 | 0 | 0 | 0 | 0 | 0
F2_Commercial_Office (WA)_Existing_Food Preparation_Natural Gas_Range_E5 | F2 | Commercial | Office (WA) | Existing | Food Preparation | Natural Gas | Range | E5 | TRC BC Ratio | 0 | 0 | 0 | 0 | 0 | 0 | 0 | 0 | 0 | 0 | 0 | 0 | 0 | 0 | 0 | 0 | 0 | 0 | 0 | 0 | 0 | 0 | 0 | 0 | 0 | 0 | 0
F2_Commercial_Office (WA)_Existing_Food Preparation_Natural Gas_Range_E6 | F2 | Commercial | Office (WA) | Existing | Food Preparation | Natural Gas | Range | E6 | TRC BC Ratio | 0 | 0 | 0 | 0 | 0 | 0 | 0 | 0 | 0 | 0 | 0 | 0 | 0 | 0 | 0 | 0 | 0 | 0 | 0 | 0 | 0 | 0 | 0 | 0 | 0 | 0 | 0
F2_Commercial_Office (WA)_Existing_Food Preparation_Natural Gas_Range_E7 | F2 | Commercial | Office (WA) | Existing | Food Preparation | Natural Gas | Range | E7 | TRC BC Ratio | 0 | 0 | 0 | 0 | 0 | 0 | 0 | 0 | 0 | 0 | 0 | 0 | 0 | 0 | 0 | 0 | 0 | 0 | 0 | 0 | 0 | 0 | 0 | 0 | 0 | 0 | 0
F2_Commercial_Office (WA)_Existing_Food Preparation_Natural Gas_Range_E8 | F2 | Commercial | Office (WA) | Existing | Food Preparation | Natural Gas | Range | E8 | TRC BC Ratio | 0 | 0 | 0 | 0 | 0 | 0 | 0 | 0 | 0 | 0 | 0 | 0 | 0 | 0 | 0 | 0 | 0 | 0 | 0 | 0 | 0 | 0 | 0 | 0 | 0 | 0 | 0
F2_Commercial_Office (WA)_Existing_Food Preparation_Natural Gas_Range_E9 | F2 | Commercial | Office (WA) | Existing | Food Preparation | Natural Gas | Range | E9 | TRC BC Ratio | 0 | 0 | 0 | 0 | 0 | 0 | 0 | 0 | 0 | 0 | 0 | 0 | 0 | 0 | 0 | 0 | 0 | 0 | 0 | 0 | 0 | 0 | 0 | 0 | 0 | 0 | 0
F2_Commercial_Office (WA)_Existing_Food Preparation_Natural Gas_Range_E10 | F2 | Commercial | Office (WA) | Existing | Food Preparation | Natural Gas | Range | E10 | TRC BC Ratio | 0 | 0 | 0 | 0 | 0 | 0 | 0 | 0 | 0 | 0 | 0 | 0 | 0 | 0 | 0 | 0 | 0 | 0 | 0 | 0 | 0 | 0 | 0 | 0 | 0 | 0 | 0
F3_Commercial_Office (WA)_Existing_Food Preparation_Natural Gas_Range_E1 | F3 | Commercial | Office (WA) | Existing | Food Preparation | Natural Gas | Range | E1 | PACT BC Ratio | [24 empty] | 1 | 1 | 1 | bar: 2019 to 2042
F3_Commercial_Office (WA)_Existing_Food Preparation_Natural Gas_Range_E2 | F3 | Commercial | Office (WA) | Existing | Food Preparation | Natural Gas | Range | E2 | PACT BC Ratio | 425.3387 | 435.1581 | 447.5098 | 462.0804 | 479.0246 | 500.3943 | 522.6527 | 544.8457 | 566.2517 | 587.9521 | 604.8887 | 620.6433 | 637.6288 | 654.1752 | 668.768 | 682.2798 | 694.1958 | 705.9088 | 718.5063 | 730.7211 | 743.2866 | 756.3904 | 769.6199 | 783.2929 | 797.2088 | 811.3719 | 825.7867
F3_Commercial_Office (WA)_Existing_Food Preparation_Natural Gas_Range_E3 | F3 | Commercial | Office (WA) | Existing | Food Preparation | Natural Gas | Range | E3 | PACT BC Ratio | 0 | 0 | 0 | 0 | 0 | 0 | 0 | 0 | 0 | 0 | 0 | 0 | 0 | 0 | 0 | 0 | 0 | 0 | 0 | 0 | 0 | 0 | 0 | 0 | 0 | 0 | 0
F3_Commercial_Office (WA)_Existing_Food Preparation_Natural Gas_Range_E4 | F3 | Commercial | Office (WA) | Existing | Food Preparation | Natural Gas | Range | E4 | PACT BC Ratio | 0 | 0 | 0 | 0 | 0 | 0 | 0 | 0 | 0 | 0 | 0 | 0 | 0 | 0 | 0 | 0 | 0 | 0 | 0 | 0 | 0 | 0 | 0 | 0 | 0 | 0 | 0
F3_Commercial_Office (WA)_Existing_Food Preparation_Natural Gas_Range_E5 | F3 | Commercial | Office (WA) | Existing | Food Preparation | Natural Gas | Range | E5 | PACT BC Ratio | 0 | 0 | 0 | 0 | 0 | 0 | 0 | 0 | 0 | 0 | 0 | 0 | 0 | 0 | 0 | 0 | 0 | 0 | 0 | 0 | 0 | 0 | 0 | 0 | 0 | 0 | 0
F3_Commercial_Office (WA)_Existing_Food Preparation_Natural Gas_Range_E6 | F3 | Commercial | Office (WA) | Existing | Food Preparation | Natural Gas | Range | E6 | PACT BC Ratio | 0 | 0 | 0 | 0 | 0 | 0 | 0 | 0 | 0 | 0 | 0 | 0 | 0 | 0 | 0 | 0 | 0 | 0 | 0 | 0 | 0 | 0 | 0 | 0 | 0 | 0 | 0
F3_Commercial_Office (WA)_Existing_Food Preparation_Natural Gas_Range_E7 | F3 | Commercial | Office (WA) | Existing | Food Preparation | Natural Gas | Range | E7 | PACT BC Ratio | 0 | 0 | 0 | 0 | 0 | 0 | 0 | 0 | 0 | 0 | 0 | 0 | 0 | 0 | 0 | 0 | 0 | 0 | 0 | 0 | 0 | 0 | 0 | 0 | 0 | 0 | 0
F3_Commercial_Office (WA)_Existing_Food Preparation_Natural Gas_Range_E8 | F3 | Commercial | Office (WA) | Existing | Food Preparation | Natural Gas | Range | E8 | PACT BC Ratio | 0 | 0 | 0 | 0 | 0 | 0 | 0 | 0 | 0 | 0 | 0 | 0 | 0 | 0 | 0 | 0 | 0 | 0 | 0 | 0 | 0 | 0 | 0 | 0 | 0 | 0 | 0
F3_Commercial_Office (WA)_Existing_Food Preparation_Natural Gas_Range_E9 | F3 | Commercial | Office (WA) | Existing | Food Preparation | Natural Gas | Range | E9 | PACT BC Ratio | 0 | 0 | 0 | 0 | 0 | 0 | 0 | 0 | 0 | 0 | 0 | 0 | 0 | 0 | 0 | 0 | 0 | 0 | 0 | 0 | 0 | 0 | 0 | 0 | 0 | 0 | 0
F3_Commercial_Office (WA)_Existing_Food Preparation_Natural Gas_Range_E10 | F3 | Commercial | Office (WA) | Existing | Food Preparation | Natural Gas | Range | E10 | PACT BC Ratio | 0 | 0 | 0 | 0 | 0 | 0 | 0 | 0 | 0 | 0 | 0 | 0 | 0 | 0 | 0 | 0 | 0 | 0 | 0 | 0 | 0 | 0 | 0 | 0 | 0 | 0 | 0
F4_Commercial_Office (WA)_Existing_Food Preparation_Natural Gas_Range_E1 | F4 | Commercial | Office (WA) | Existing | Food Preparation | Natural Gas | Range | E1 | RVT BC Ratio | [24 empty] | 1 | 1 | 1 | bar: 2019 to 2042
F4_Commercial_Office (WA)_Existing_Food Preparation_Natural Gas_Range_E2 | F4 | Commercial | Office (WA) | Existing | Food Preparation | Natural Gas | Range | E2 | RVT BC Ratio | 301.6658 | 306.6805 | 312.7918 | 320.2197 | 329.056 | 340.7359 | 352.7173 | 364.3075 | 374.9762 | 385.2222 | 395.747 | 405.1478 | 414.9546 | 424.0177 | 431.6513 | 438.4164 | 443.9635 | 449.1924 | 454.8021 | 459.9484 | 465.0962 | 473.2887 | 481.5598 | 490.1081 | 498.8083 | 507.663 | 516.6751
F4_Commercial_Office (WA)_Existing_Food Preparation_Natural Gas_Range_E3 | F4 | Commercial | Office (WA) | Existing | Food Preparation | Natural Gas | Range | E3 | RVT BC Ratio | 0 | 0 | 0 | 0 | 0 | 0 | 0 | 0 | 0 | 0 | 0 | 0 | 0 | 0 | 0 | 0 | 0 | 0 | 0 | 0 | 0 | 0 | 0 | 0 | 0 | 0 | 0
F4_Commercial_Office (WA)_Existing_Food Preparation_Natural Gas_Range_E4 | F4 | Commercial | Office (WA) | Existing | Food Preparation | Natural Gas | Range | E4 | RVT BC Ratio | 0 | 0 | 0 | 0 | 0 | 0 | 0 | 0 | 0 | 0 | 0 | 0 | 0 | 0 | 0 | 0 | 0 | 0 | 0 | 0 | 0 | 0 | 0 | 0 | 0 | 0 | 0
F4_Commercial_Office (WA)_Existing_Food Preparation_Natural Gas_Range_E5 | F4 | Commercial | Office (WA) | Existing | Food Preparation | Natural Gas | Range | E5 | RVT BC Ratio | 0 | 0 | 0 | 0 | 0 | 0 | 0 | 0 | 0 | 0 | 0 | 0 | 0 | 0 | 0 | 0 | 0 | 0 | 0 | 0 | 0 | 0 | 0 | 0 | 0 | 0 | 0
F4_Commercial_Office (WA)_Existing_Food Preparation_Natural Gas_Range_E6 | F4 | Commercial | Office (WA) | Existing | Food Preparation | Natural Gas | Range | E6 | RVT BC Ratio | 0 | 0 | 0 | 0 | 0 | 0 | 0 | 0 | 0 | 0 | 0 | 0 | 0 | 0 | 0 | 0 | 0 | 0 | 0 | 0 | 0 | 0 | 0 | 0 | 0 | 0 | 0
F4_Commercial_Office (WA)_Existing_Food Preparation_Natural Gas_Range_E7 | F4 | Commercial | Office (WA) | Existing | Food Preparation | Natural Gas | Range | E7 | RVT BC Ratio | 0 | 0 | 0 | 0 | 0 | 0 | 0 | 0 | 0 | 0 | 0 | 0 | 0 | 0 | 0 | 0 | 0 | 0 | 0 | 0 | 0 | 0 | 0 | 0 | 0 | 0 | 0
F4_Commercial_Office (WA)_Existing_Food Preparation_Natural Gas_Range_E8 | F4 | Commercial | Office (WA) | Existing | Food Preparation | Natural Gas | Range | E8 | RVT BC Ratio | 0 | 0 | 0 | 0 | 0 | 0 | 0 | 0 | 0 | 0 | 0 | 0 | 0 | 0 | 0 | 0 | 0 | 0 | 0 | 0 | 0 | 0 | 0 | 0 | 0 | 0 | 0
F4_Commercial_Office (WA)_Existing_Food Preparation_Natural Gas_Range_E9 | F4 | Commercial | Office (WA) | Existing | Food Preparation | Natural Gas | Range | E9 | RVT BC Ratio | 0 | 0 | 0 | 0 | 0 | 0 | 0 | 0 | 0 | 0 | 0 | 0 | 0 | 0 | 0 | 0 | 0 | 0 | 0 | 0 | 0 | 0 | 0 | 0 | 0 | 0 | 0
F4_Commercial_Office (WA)_Existing_Food Preparation_Natural Gas_Range_E10 | F4 | Commercial | Office (WA) | Existing | Food Preparation | Natural Gas | Range | E10 | RVT BC Ratio | 0 | 0 | 0 | 0 | 0 | 0 | 0 | 0 | 0 | 0 | 0 | 0 | 0 | 0 | 0 | 0 | 0 | 0 | 0 | 0 | 0 | 0 | 0 | 0 | 0 | 0 | 0
F5_Commercial_Office (WA)_Existing_Food Preparation_Natural Gas_Range_E1 | F5 | Commercial | Office (WA) | Existing | Food Preparation | Natural Gas | Range | E1 | RIM BC Ratio | [24 empty] | 1 | 1 | 1 | bar: 2019 to 2042
F5_Commercial_Office (WA)_Existing_Food Preparation_Natural Gas_Range_E2 | F5 | Commercial | Office (WA) | Existing | Food Preparation | Natural Gas | Range | E2 | RIM BC Ratio | 0.83897 | 0.84432 | 0.85133 | 0.85867 | 0.86627 | 0.87391 | 0.8818 | 0.89001 | 0.89867 | 0.90831 | 0.90963 | 0.91168 | 0.9145 | 0.91819 | 0.92208 | 0.9262 | 0.93061 | 0.9353 | 0.94025 | 0.94554 | 0.95116 | 0.95118 | 0.9512 | 0.95122 | 0.95124 | 0.95126 | 0.95128
F5_Commercial_Office (WA)_Existing_Food Preparation_Natural Gas_Range_E3 | F5 | Commercial | Office (WA) | Existing | Food Preparation | Natural Gas | Range | E3 | RIM BC Ratio | 0 | 0 | 0 | 0 | 0 | 0 | 0 | 0 | 0 | 0 | 0 | 0 | 0 | 0 | 0 | 0 | 0 | 0 | 0 | 0 | 0 | 0 | 0 | 0 | 0 | 0 | 0
F5_Commercial_Office (WA)_Existing_Food Preparation_Natural Gas_Range_E4 | F5 | Commercial | Office (WA) | Existing | Food Preparation | Natural Gas | Range | E4 | RIM BC Ratio | 0 | 0 | 0 | 0 | 0 | 0 | 0 | 0 | 0 | 0 | 0 | 0 | 0 | 0 | 0 | 0 | 0 | 0 | 0 | 0 | 0 | 0 | 0 | 0 | 0 | 0 | 0
F5_Commercial_Office (WA)_Existing_Food Preparation_Natural Gas_Range_E5 | F5 | Commercial | Office (WA) | Existing | Food Preparation | Natural Gas | Range | E5 | RIM BC Ratio | 0 | 0 | 0 | 0 | 0 | 0 | 0 | 0 | 0 | 0 | 0 | 0 | 0 | 0 | 0 | 0 | 0 | 0 | 0 | 0 | 0 | 0 | 0 | 0 | 0 | 0 | 0
F5_Commercial_Office (WA)_Existing_Food Preparation_Natural Gas_Range_E6 | F5 | Commercial | Office (WA) | Existing | Food Preparation | Natural Gas | Range | E6 | RIM BC Ratio | 0 | 0 | 0 | 0 | 0 | 0 | 0 | 0 | 0 | 0 | 0 | 0 | 0 | 0 | 0 | 0 | 0 | 0 | 0 | 0 | 0 | 0 | 0 | 0 | 0 | 0 | 0
F5_Commercial_Office (WA)_Existing_Food Preparation_Natural Gas_Range_E7 | F5 | Commercial | Office (WA) | Existing | Food Preparation | Natural Gas | Range | E7 | RIM BC Ratio | 0 | 0 | 0 | 0 | 0 | 0 | 0 | 0 | 0 | 0 | 0 | 0 | 0 | 0 | 0 | 0 | 0 | 0 | 0 | 0 | 0 | 0 | 0 | 0 | 0 | 0 | 0
F5_Commercial_Office (WA)_Existing_Food Preparation_Natural Gas_Range_E8 | F5 | Commercial | Office (WA) | Existing | Food Preparation | Natural Gas | Range | E8 | RIM BC Ratio | 0 | 0 | 0 | 0 | 0 | 0 | 0 | 0 | 0 | 0 | 0 | 0 | 0 | 0 | 0 | 0 | 0 | 0 | 0 | 0 | 0 | 0 | 0 | 0 | 0 | 0 | 0
F5_Commercial_Office (WA)_Existing_Food Preparation_Natural Gas_Range_E9 | F5 | Commercial | Office (WA) | Existing | Food Preparation | Natural Gas | Range | E9 | RIM BC Ratio | 0 | 0 | 0 | 0 | 0 | 0 | 0 | 0 | 0 | 0 | 0 | 0 | 0 | 0 | 0 | 0 | 0 | 0 | 0 | 0 | 0 | 0 | 0 | 0 | 0 | 0 | 0
F5_Commercial_Office (WA)_Existing_Food Preparation_Natural Gas_Range_E10 | F5 | Commercial | Office (WA) | Existing | Food Preparation | Natural Gas | Range | E10 | RIM BC Ratio | 0 | 0 | 0 | 0 | 0 | 0 | 0 | 0 | 0 | 0 | 0 | 0 | 0 | 0 | 0 | 0 | 0 | 0 | 0 | 0 | 0 | 0 | 0 | 0 | 0 | 0 | 0
F0_Commercial_Office (WA)_Existing_Food Preparation_Natural Gas_Steamer_E0 | F0 | Commercial | Office (WA) | Existing | Food Preparation | Natural Gas | Steamer | E0 | Economic Unit | ENERGY STAR | ENERGY STAR | ENERGY STAR | ENERGY STAR | ENERGY STAR | ENERGY STAR | ENERGY STAR | ENERGY STAR | ENERGY STAR | ENERGY STAR | ENERGY STAR | ENERGY STAR | ENERGY STAR | ENERGY STAR | ENERGY STAR | ENERGY STAR | ENERGY STAR | ENERGY STAR | ENERGY STAR | ENERGY STAR | ENERGY STAR | ENERGY STAR | ENERGY STAR | ENERGY STAR | ENERGY STAR | ENERGY STAR | ENERGY STAR
F1_Commercial_Office (WA)_Existing_Food Preparation_Natural Gas_Steamer_E1 | F1 | Commercial | Office (WA) | Existing | Food Preparation | Natural Gas | Steamer | E1 | CCE | 0 | 0 | 0 | 0 | 0 | 0 | 0 | 0 | 0 | 0 | 0 | 0 | 0 | 0 | 0 | 0 | 0 | 0 | 0 | 0 | 0 | 0 | 0 | 0 | 0 | 0 | 0
F1_Commercial_Office (WA)_Existing_Food Preparation_Natural Gas_Steamer_E2 | F1 | Commercial | Office (WA) | Existing | Food Preparation | Natural Gas | Steamer | E2 | CCE | 0.0015697 | 0.0015697 | 0.0015697 | 0.0015697 | 0.0015697 | 0.0015697 | 0.0015697 | 0.0015697 | 0.0015697 | 0.0015697 | 0.0015697 | 0.0015697 | 0.0015697 | 0.0015697 | 0.0015697 | 0.0015697 | 0.0015697 | 0.0015697 | 0.0015697 | 0.0015697 | 0.0015697 | 0.0015697 | 0.0015697 | 0.0015697 | 0.0015697 | 0.0015697 | 0.0015697
F1_Commercial_Office (WA)_Existing_Food Preparation_Natural Gas_Steamer_E3 | F1 | Commercial | Office (WA) | Existing | Food Preparation | Natural Gas | Steamer | E3 | CCE | 0 | 0 | 0 | 0 | 0 | 0 | 0 | 0 | 0 | 0 | 0 | 0 | 0 | 0 | 0 | 0 | 0 | 0 | 0 | 0 | 0 | 0 | 0 | 0 | 0 | 0 | 0
F1_Commercial_Office (WA)_Existing_Food Preparation_Natural Gas_Steamer_E4 | F1 | Commercial | Office (WA) | Existing | Food Preparation | Natural Gas | Steamer | E4 | CCE | 0 | 0 | 0 | 0 | 0 | 0 | 0 | 0 | 0 | 0 | 0 | 0 | 0 | 0 | 0 | 0 | 0 | 0 | 0 | 0 | 0 | 0 | 0 | 0 | 0 | 0 | 0
F1_Commercial_Office (WA)_Existing_Food Preparation_Natural Gas_Steamer_E5 | F1 | Commercial | Office (WA) | Existing | Food Preparation | Natural Gas | Steamer | E5 | CCE | 0 | 0 | 0 | 0 | 0 | 0 | 0 | 0 | 0 | 0 | 0 | 0 | 0 | 0 | 0 | 0 | 0 | 0 | 0 | 0 | 0 | 0 | 0 | 0 | 0 | 0 | 0
F1_Commercial_Office (WA)_Existing_Food Preparation_Natural Gas_Steamer_E6 | F1 | Commercial | Office (WA) | Existing | Food Preparation | Natural Gas | Steamer | E6 | CCE | 0 | 0 | 0 | 0 | 0 | 0 | 0 | 0 | 0 | 0 | 0 | 0 | 0 | 0 | 0 | 0 | 0 | 0 | 0 | 0 | 0 | 0 | 0 | 0 | 0 | 0 | 0
F1_Commercial_Office (WA)_Existing_Food Preparation_Natural Gas_Steamer_E7 | F1 | Commercial | Office (WA) | Existing | Food Preparation | Natural Gas | Steamer | E7 | CCE | 0 | 0 | 0 | 0 | 0 | 0 | 0 | 0 | 0 | 0 | 0 | 0 | 0 | 0 | 0 | 0 | 0 | 0 | 0 | 0 | 0 | 0 | 0 | 0 | 0 | 0 | 0
F1_Commercial_Office (WA)_Existing_Food Preparation_Natural Gas_Steamer_E8 | F1 | Commercial | Office (WA) | Existing | Food Preparation | Natural Gas | Steamer | E8 | CCE | 0 | 0 | 0 | 0 | 0 | 0 | 0 | 0 | 0 | 0 | 0 | 0 | 0 | 0 | 0 | 0 | 0 | 0 | 0 | 0 | 0 | 0 | 0 | 0 | 0 | 0 | 0
F1_Commercial_Office (WA)_Existing_Food Preparation_Natural Gas_Steamer_E9 | F1 | Commercial | Office (WA) | Existing | Food Preparation | Natural Gas | Steamer | E9 | CCE | 0 | 0 | 0 | 0 | 0 | 0 | 0 | 0 | 0 | 0 | 0 | 0 | 0 | 0 | 0 | 0 | 0 | 0 | 0 | 0 | 0 | 0 | 0 | 0 | 0 | 0 | 0
F1_Commercial_Office (WA)_Existing_Food Preparation_Natural Gas_Steamer_E10 | F1 | Commercial | Office (WA) | Existing | Food Preparation | Natural Gas | Steamer | E10 | CCE | 0 | 0 | 0 | 0 | 0 | 0 | 0 | 0 | 0 | 0 | 0 | 0 | 0 | 0 | 0 | 0 | 0 | 0 | 0 | 0 | 0 | 0 | 0 | 0 | 0 | 0 | 0
F2_Commercial_Office (WA)_Existing_Food Preparation_Natural Gas_Steamer_E1 | F2 | Commercial | Office (WA) | Existing | Food Preparation | Natural Gas | Steamer | E1 | TRC BC Ratio | [24 empty] | 1 | 1 | 1 | bar: 2019 to 2042
F2_Commercial_Office (WA)_Existing_Food Preparation_Natural Gas_Steamer_E2 | F2 | Commercial | Office (WA) | Existing | Food Preparation | Natural Gas | Steamer | E2 | TRC BC Ratio | 2.2673 | 2.3245 | 2.3922 | 2.4698 | 2.5575 | 2.6642 | 2.7741 | 2.8829 | 2.9877 | 3.0939 | 3.1784 | 3.2576 | 3.3426 | 3.4259 | 3.5004 | 3.57 | 3.6325 | 3.6942 | 3.7601 | 3.8244 | 3.8904 | 3.959 | 4.0284 | 4.1 | 4.1728 | 4.247 | 4.3224
F2_Commercial_Office (WA)_Existing_Food Preparation_Natural Gas_Steamer_E3 | F2 | Commercial | Office (WA) | Existing | Food Preparation | Natural Gas | Steamer | E3 | TRC BC Ratio | 0 | 0 | 0 | 0 | 0 | 0 | 0 | 0 | 0 | 0 | 0 | 0 | 0 | 0 | 0 | 0 | 0 | 0 | 0 | 0 | 0 | 0 | 0 | 0 | 0 | 0 | 0
F2_Commercial_Office (WA)_Existing_Food Preparation_Natural Gas_Steamer_E4 | F2 | Commercial | Office (WA) | Existing | Food Preparation | Natural Gas | Steamer | E4 | TRC BC Ratio | 0 | 0 | 0 | 0 | 0 | 0 | 0 | 0 | 0 | 0 | 0 | 0 | 0 | 0 | 0 | 0 | 0 | 0 | 0 | 0 | 0 | 0 | 0 | 0 | 0 | 0 | 0
F2_Commercial_Office (WA)_Existing_Food Preparation_Natural Gas_Steamer_E5 | F2 | Commercial | Office (WA) | Existing | Food Preparation | Natural Gas | Steamer | E5 | TRC BC Ratio | 0 | 0 | 0 | 0 | 0 | 0 | 0 | 0 | 0 | 0 | 0 | 0 | 0 | 0 | 0 | 0 | 0 | 0 | 0 | 0 | 0 | 0 | 0 | 0 | 0 | 0 | 0
F2_Commercial_Office (WA)_Existing_Food Preparation_Natural Gas_Steamer_E6 | F2 | Commercial | Office (WA) | Existing | Food Preparation | Natural Gas | Steamer | E6 | TRC BC Ratio | 0 | 0 | 0 | 0 | 0 | 0 | 0 | 0 | 0 | 0 | 0 | 0 | 0 | 0 | 0 | 0 | 0 | 0 | 0 | 0 | 0 | 0 | 0 | 0 | 0 | 0 | 0
F2_Commercial_Office (WA)_Existing_Food Preparation_Natural Gas_Steamer_E7 | F2 | Commercial | Office (WA) | Existing | Food Preparation | Natural Gas | Steamer | E7 | TRC BC Ratio | 0 | 0 | 0 | 0 | 0 | 0 | 0 | 0 | 0 | 0 | 0 | 0 | 0 | 0 | 0 | 0 | 0 | 0 | 0 | 0 | 0 | 0 | 0 | 0 | 0 | 0 | 0
F2_Commercial_Office (WA)_Existing_Food Preparation_Natural Gas_Steamer_E8 | F2 | Commercial | Office (WA) | Existing | Food Preparation | Natural Gas | Steamer | E8 | TRC BC Ratio | 0 | 0 | 0 | 0 | 0 | 0 | 0 | 0 | 0 | 0 | 0 | 0 | 0 | 0 | 0 | 0 | 0 | 0 | 0 | 0 | 0 | 0 | 0 | 0 | 0 | 0 | 0
F2_Commercial_Office (WA)_Existing_Food Preparation_Natural Gas_Steamer_E9 | F2 | Commercial | Office (WA) | Existing | Food Preparation | Natural Gas | Steamer | E9 | TRC BC Ratio | 0 | 0 | 0 | 0 | 0 | 0 | 0 | 0 | 0 | 0 | 0 | 0 | 0 | 0 | 0 | 0 | 0 | 0 | 0 | 0 | 0 | 0 | 0 | 0 | 0 | 0 | 0
F2_Commercial_Office (WA)_Existing_Food Preparation_Natural Gas_Steamer_E10 | F2 | Commercial | Office (WA) | Existing | Food Preparation | Natural Gas | Steamer | E10 | TRC BC Ratio | 0 | 0 | 0 | 0 | 0 | 0 | 0 | 0 | 0 | 0 | 0 | 0 | 0 | 0 | 0 | 0 | 0 | 0 | 0 | 0 | 0 | 0 | 0 | 0 | 0 | 0 | 0
F3_Commercial_Office (WA)_Existing_Food Preparation_Natural Gas_Steamer_E1 | F3 | Commercial | Office (WA) | Existing | Food Preparation | Natural Gas | Steamer | E1 | PACT BC Ratio | [24 empty] | 1 | 1 | 1 | bar: 2019 to 2042
F3_Commercial_Office (WA)_Existing_Food Preparation_Natural Gas_Steamer_E2 | F3 | Commercial | Office (WA) | Existing | Food Preparation | Natural Gas | Steamer | E2 | PACT BC Ratio | 4.5695 | 4.6847 | 4.8211 | 4.9775 | 5.1543 | 5.3694 | 5.5909 | 5.8102 | 6.0213 | 6.2353 | 6.4056 | 6.5652 | 6.7366 | 6.9044 | 7.0545 | 7.1949 | 7.3208 | 7.4451 | 7.5779 | 7.7075 | 7.8406 | 7.9789 | 8.1187 | 8.263 | 8.4098 | 8.5592 | 8.7112
F3_Commercial_Office (WA)_Existing_Food Preparation_Natural Gas_Steamer_E3 | F3 | Commercial | Office (WA) | Existing | Food Preparation | Natural Gas | Steamer | E3 | PACT BC Ratio | 0 | 0 | 0 | 0 | 0 | 0 | 0 | 0 | 0 | 0 | 0 | 0 | 0 | 0 | 0 | 0 | 0 | 0 | 0 | 0 | 0 | 0 | 0 | 0 | 0 | 0 | 0
F3_Commercial_Office (WA)_Existing_Food Preparation_Natural Gas_Steamer_E4 | F3 | Commercial | Office (WA) | Existing | Food Preparation | Natural Gas | Steamer | E4 | PACT BC Ratio | 0 | 0 | 0 | 0 | 0 | 0 | 0 | 0 | 0 | 0 | 0 | 0 | 0 | 0 | 0 | 0 | 0 | 0 | 0 | 0 | 0 | 0 | 0 | 0 | 0 | 0 | 0
F3_Commercial_Office (WA)_Existing_Food Preparation_Natural Gas_Steamer_E5 | F3 | Commercial | Office (WA) | Existing | Food Preparation | Natural Gas | Steamer | E5 | PACT BC Ratio | 0 | 0 | 0 | 0 | 0 | 0 | 0 | 0 | 0 | 0 | 0 | 0 | 0 | 0 | 0 | 0 | 0 | 0 | 0 | 0 | 0 | 0 | 0 | 0 | 0 | 0 | 0
F3_Commercial_Office (WA)_Existing_Food Preparation_Natural Gas_Steamer_E6 | F3 | Commercial | Office (WA) | Existing | Food Preparation | Natural Gas | Steamer | E6 | PACT BC Ratio | 0 | 0 | 0 | 0 | 0 | 0 | 0 | 0 | 0 | 0 | 0 | 0 | 0 | 0 | 0 | 0 | 0 | 0 | 0 | 0 | 0 | 0 | 0 | 0 | 0 | 0 | 0
F3_Commercial_Office (WA)_Existing_Food Preparation_Natural Gas_Steamer_E7 | F3 | Commercial | Office (WA) | Existing | Food Preparation | Natural Gas | Steamer | E7 | PACT BC Ratio | 0 | 0 | 0 | 0 | 0 | 0 | 0 | 0 | 0 | 0 | 0 | 0 | 0 | 0 | 0 | 0 | 0 | 0 | 0 | 0 | 0 | 0 | 0 | 0 | 0 | 0 | 0
F3_Commercial_Office (WA)_Existing_Food Preparation_Natural Gas_Steamer_E8 | F3 | Commercial | Office (WA) | Existing | Food Preparation | Natural Gas | Steamer | E8 | PACT BC Ratio | 0 | 0 | 0 | 0 | 0 | 0 | 0 | 0 | 0 | 0 | 0 | 0 | 0 | 0 | 0 | 0 | 0 | 0 | 0 | 0 | 0 | 0 | 0 | 0 | 0 | 0 | 0
F3_Commercial_Office (WA)_Existing_Food Preparation_Natural Gas_Steamer_E9 | F3 | Commercial | Office (WA) | Existing | Food Preparation | Natural Gas | Steamer | E9 | PACT BC Ratio | 0 | 0 | 0 | 0 | 0 | 0 | 0 | 0 | 0 | 0 | 0 | 0 | 0 | 0 | 0 | 0 | 0 | 0 | 0 | 0 | 0 | 0 | 0 | 0 | 0 | 0 | 0
F3_Commercial_Office (WA)_Existing_Food Preparation_Natural Gas_Steamer_E10 | F3 | Commercial | Office (WA) | Existing | Food Preparation | Natural Gas | Steamer | E10 | PACT BC Ratio | 0 | 0 | 0 | 0 | 0 | 0 | 0 | 0 | 0 | 0 | 0 | 0 | 0 | 0 | 0 | 0 | 0 | 0 | 0 | 0 | 0 | 0 | 0 | 0 | 0 | 0 | 0
F4_Commercial_Office (WA)_Existing_Food Preparation_Natural Gas_Steamer_E1 | F4 | Commercial | Office (WA) | Existing | Food Preparation | Natural Gas | Steamer | E1 | RVT BC Ratio | [24 empty] | 1 | 1 | 1 | bar: 2019 to 2042
F4_Commercial_Office (WA)_Existing_Food Preparation_Natural Gas_Steamer_E2 | F4 | Commercial | Office (WA) | Existing | Food Preparation | Natural Gas | Steamer | E2 | RVT BC Ratio | 3.6 | 3.6605 | 3.7316 | 3.8144 | 3.9093 | 4.0277 | 4.1465 | 4.2593 | 4.3614 | 4.4603 | 4.5628 | 4.656 | 4.7544 | 4.8474 | 4.9275 | 4.9997 | 5.0608 | 5.1192 | 5.1812 | 5.2392 | 5.2973 | 5.3838 | 5.4712 | 5.5614 | 5.6532 | 5.7466 | 5.8417
F4_Commercial_Office (WA)_Existing_Food Preparation_Natural Gas_Steamer_E3 | F4 | Commercial | Office (WA) | Existing | Food Preparation | Natural Gas | Steamer | E3 | RVT BC Ratio | 0 | 0 | 0 | 0 | 0 | 0 | 0 | 0 | 0 | 0 | 0 | 0 | 0 | 0 | 0 | 0 | 0 | 0 | 0 | 0 | 0 | 0 | 0 | 0 | 0 | 0 | 0
F4_Commercial_Office (WA)_Existing_Food Preparation_Natural Gas_Steamer_E4 | F4 | Commercial | Office (WA) | Existing | Food Preparation | Natural Gas | Steamer | E4 | RVT BC Ratio | 0 | 0 | 0 | 0 | 0 | 0 | 0 | 0 | 0 | 0 | 0 | 0 | 0 | 0 | 0 | 0 | 0 | 0 | 0 | 0 | 0 | 0 | 0 | 0 | 0 | 0 | 0
F4_Commercial_Office (WA)_Existing_Food Preparation_Natural Gas_Steamer_E5 | F4 | Commercial | Office (WA) | Existing | Food Preparation | Natural Gas | Steamer | E5 | RVT BC Ratio | 0 | 0 | 0 | 0 | 0 | 0 | 0 | 0 | 0 | 0 | 0 | 0 | 0 | 0 | 0 | 0 | 0 | 0 | 0 | 0 | 0 | 0 | 0 | 0 | 0 | 0 | 0
F4_Commercial_Office (WA)_Existing_Food Preparation_Natural Gas_Steamer_E6 | F4 | Commercial | Office (WA) | Existing | Food Preparation | Natural Gas | Steamer | E6 | RVT BC Ratio | 0 | 0 | 0 | 0 | 0 | 0 | 0 | 0 | 0 | 0 | 0 | 0 | 0 | 0 | 0 | 0 | 0 | 0 | 0 | 0 | 0 | 0 | 0 | 0 | 0 | 0 | 0
F4_Commercial_Office (WA)_Existing_Food Preparation_Natural Gas_Steamer_E7 | F4 | Commercial | Office (WA) | Existing | Food Preparation | Natural Gas | Steamer | E7 | RVT BC Ratio | 0 | 0 | 0 | 0 | 0 | 0 | 0 | 0 | 0 | 0 | 0 | 0 | 0 | 0 | 0 | 0 | 0 | 0 | 0 | 0 | 0 | 0 | 0 | 0 | 0 | 0 | 0
F4_Commercial_Office (WA)_Existing_Food Preparation_Natural Gas_Steamer_E8 | F4 | Commercial | Office (WA) | Existing | Food Preparation | Natural Gas | Steamer | E8 | RVT BC Ratio | 0 | 0 | 0 | 0 | 0 | 0 | 0 | 0 | 0 | 0 | 0 | 0 | 0 | 0 | 0 | 0 | 0 | 0 | 0 | 0 | 0 | 0 | 0 | 0 | 0 | 0 | 0
F4_Commercial_Office (WA)_Existing_Food Preparation_Natural Gas_Steamer_E9 | F4 | Commercial | Office (WA) | Existing | Food Preparation | Natural Gas | Steamer | E9 | RVT BC Ratio | 0 | 0 | 0 | 0 | 0 | 0 | 0 | 0 | 0 | 0 | 0 | 0 | 0 | 0 | 0 | 0 | 0 | 0 | 0 | 0 | 0 | 0 | 0 | 0 | 0 | 0 | 0
F4_Commercial_Office (WA)_Existing_Food Preparation_Natural Gas_Steamer_E10 | F4 | Commercial | Office (WA) | Existing | Food Preparation | Natural Gas | Steamer | E10 | RVT BC Ratio | 0 | 0 | 0 | 0 | 0 | 0 | 0 | 0 | 0 | 0 | 0 | 0 | 0 | 0 | 0 | 0 | 0 | 0 | 0 | 0 | 0 | 0 | 0 | 0 | 0 | 0 | 0
F5_Commercial_Office (WA)_Existing_Food Preparation_Natural Gas_Steamer_E1 | F5 | Commercial | Office (WA) | Existing | Food Preparation | Natural Gas | Steamer | E1 | RIM BC Ratio | [24 empty] | 1 | 1 | 1 | bar: 2019 to 2042
F5_Commercial_Office (WA)_Existing_Food Preparation_Natural Gas_Steamer_E2 | F5 | Commercial | Office (WA) | Existing | Food Preparation | Natural Gas | Steamer | E2 | RIM BC Ratio | 0.716 | 0.72254 | 0.73014 | 0.73827 | 0.74684 | 0.75622 | 0.76589 | 0.7758 | 0.786 | 0.79666 | 0.8008 | 0.805 | 0.80962 | 0.81449 | 0.8192 | 0.8239 | 0.82858 | 0.83341 | 0.83849 | 0.84374 | 0.84923 | 0.85082 | 0.85239 | 0.85396 | 0.8555 | 0.85702 | 0.85852
F5_Commercial_Office (WA)_Existing_Food Preparation_Natural Gas_Steamer_E3 | F5 | Commercial | Office (WA) | Existing | Food Preparation | Natural Gas | Steamer | E3 | RIM BC Ratio | 0 | 0 | 0 | 0 | 0 | 0 | 0 | 0 | 0 | 0 | 0 | 0 | 0 | 0 | 0 | 0 | 0 | 0 | 0 | 0 | 0 | 0 | 0 | 0 | 0 | 0 | 0
F5_Commercial_Office (WA)_Existing_Food Preparation_Natural Gas_Steamer_E4 | F5 | Commercial | Office (WA) | Existing | Food Preparation | Natural Gas | Steamer | E4 | RIM BC Ratio | 0 | 0 | 0 | 0 | 0 | 0 | 0 | 0 | 0 | 0 | 0 | 0 | 0 | 0 | 0 | 0 | 0 | 0 | 0 | 0 | 0 | 0 | 0 | 0 | 0 | 0 | 0
F5_Commercial_Office (WA)_Existing_Food Preparation_Natural Gas_Steamer_E5 | F5 | Commercial | Office (WA) | Existing | Food Preparation | Natural Gas | Steamer | E5 | RIM BC Ratio | 0 | 0 | 0 | 0 | 0 | 0 | 0 | 0 | 0 | 0 | 0 | 0 | 0 | 0 | 0 | 0 | 0 | 0 | 0 | 0 | 0 | 0 | 0 | 0 | 0 | 0 | 0
F5_Commercial_Office (WA)_Existing_Food Preparation_Natural Gas_Steamer_E6 | F5 | Commercial | Office (WA) | Existing | Food Preparation | Natural Gas | Steamer | E6 | RIM BC Ratio | 0 | 0 | 0 | 0 | 0 | 0 | 0 | 0 | 0 | 0 | 0 | 0 | 0 | 0 | 0 | 0 | 0 | 0 | 0 | 0 | 0 | 0 | 0 | 0 | 0 | 0 | 0
F5_Commercial_Office (WA)_Existing_Food Preparation_Natural Gas_Steamer_E7 | F5 | Commercial | Office (WA) | Existing | Food Preparation | Natural Gas | Steamer | E7 | RIM BC Ratio | 0 | 0 | 0 | 0 | 0 | 0 | 0 | 0 | 0 | 0 | 0 | 0 | 0 | 0 | 0 | 0 | 0 | 0 | 0 | 0 | 0 | 0 | 0 | 0 | 0 | 0 | 0
F5_Commercial_Office (WA)_Existing_Food Preparation_Natural Gas_Steamer_E8 | F5 | Commercial | Office (WA) | Existing | Food Preparation | Natural Gas | Steamer | E8 | RIM BC Ratio | 0 | 0 | 0 | 0 | 0 | 0 | 0 | 0 | 0 | 0 | 0 | 0 | 0 | 0 | 0 | 0 | 0 | 0 | 0 | 0 | 0 | 0 | 0 | 0 | 0 | 0 | 0
F5_Commercial_Office (WA)_Existing_Food Preparation_Natural Gas_Steamer_E9 | F5 | Commercial | Office (WA) | Existing | Food Preparation | Natural Gas | Steamer | E9 | RIM BC Ratio | 0 | 0 | 0 | 0 | 0 | 0 | 0 | 0 | 0 | 0 | 0 | 0 | 0 | 0 | 0 | 0 | 0 | 0 | 0 | 0 | 0 | 0 | 0 | 0 | 0 | 0 | 0
F5_Commercial_Office (WA)_Existing_Food Preparation_Natural Gas_Steamer_E10 | F5 | Commercial | Office (WA) | Existing | Food Preparation | Natural Gas | Steamer | E10 | RIM BC Ratio | 0 | 0 | 0 | 0 | 0 | 0 | 0 | 0 | 0 | 0 | 0 | 0 | 0 | 0 | 0 | 0 | 0 | 0 | 0 | 0 | 0 | 0 | 0 | 0 | 0 | 0 | 0
F0_Commercial_Office (WA)_Existing_Food Preparation_Natural Gas_Food Prep Other_E0 | F0 | Commercial | Office (WA) | Existing | Food Preparation | Natural Gas | Food Prep Other | E0 | Economic Unit | Standard | Standard | Standard | Standard | Standard | Standard | Standard | Standard | Standard | Standard | Standard | Standard | Standard | Standard | Standard | Standard | Standard | Standard | Standard | Standard | Standard | Standard | Standard | Standard | Standard | Standard | Standard
F1_Commercial_Office (WA)_Existing_Food Preparation_Natural Gas_Food Prep Other_E1 | F1 | Commercial | Office (WA) | Existing | Food Preparation | Natural Gas | Food Prep Other | E1 | CCE | 0 | 0 | 0 | 0 | 0 | 0 | 0 | 0 | 0 | 0 | 0 | 0 | 0 | 0 | 0 | 0 | 0 | 0 | 0 | 0 | 0 | 0 | 0 | 0 | 0 | 0 | 0
F1_Commercial_Office (WA)_Existing_Food Preparation_Natural Gas_Food Prep Other_E2 | F1 | Commercial | Office (WA) | Existing | Food Preparation | Natural Gas | Food Prep Other | E2 | CCE | 0.19058 | 0.19058 | 0.19058 | 0.19058 | 0.19058 | 0.19058 | 0.19058 | 0.19058 | 0.19058 | 0.19058 | 0.19058 | 0.19058 | 0.19058 | 0.19058 | 0.19058 | 0.19058 | 0.19058 | 0.19058 | 0.19058 | 0.19058 | 0.19058 | 0.19058 | 0.19058 | 0.19058 | 0.19058 | 0.19058 | 0.19058
F1_Commercial_Office (WA)_Existing_Food Preparation_Natural Gas_Food Prep Other_E3 | F1 | Commercial | Office (WA) | Existing | Food Preparation | Natural Gas | Food Prep Other | E3 | CCE | 0 | 0 | 0 | 0 | 0 | 0 | 0 | 0 | 0 | 0 | 0 | 0 | 0 | 0 | 0 | 0 | 0 | 0 | 0 | 0 | 0 | 0 | 0 | 0 | 0 | 0 | 0
F1_Commercial_Office (WA)_Existing_Food Preparation_Natural Gas_Food Prep Other_E4 | F1 | Commercial | Office (WA) | Existing | Food Preparation | Natural Gas | Food Prep Other | E4 | CCE | 0 | 0 | 0 | 0 | 0 | 0 | 0 | 0 | 0 | 0 | 0 | 0 | 0 | 0 | 0 | 0 | 0 | 0 | 0 | 0 | 0 | 0 | 0 | 0 | 0 | 0 | 0
F1_Commercial_Office (WA)_Existing_Food Preparation_Natural Gas_Food Prep Other_E5 | F1 | Commercial | Office (WA) | Existing | Food Preparation | Natural Gas | Food Prep Other | E5 | CCE | 0 | 0 | 0 | 0 | 0 | 0 | 0 | 0 | 0 | 0 | 0 | 0 | 0 | 0 | 0 | 0 | 0 | 0 | 0 | 0 | 0 | 0 | 0 | 0 | 0 | 0 | 0
F1_Commercial_Office (WA)_Existing_Food Preparation_Natural Gas_Food Prep Other_E6 | F1 | Commercial | Office (WA) | Existing | Food Preparation | Natural Gas | Food Prep Other | E6 | CCE | 0 | 0 | 0 | 0 | 0 | 0 | 0 | 0 | 0 | 0 | 0 | 0 | 0 | 0 | 0 | 0 | 0 | 0 | 0 | 0 | 0 | 0 | 0 | 0 | 0 | 0 | 0
F1_Commercial_Office (WA)_Existing_Food Preparation_Natural Gas_Food Prep Other_E7 | F1 | Commercial | Office (WA) | Existing | Food Preparation | Natural Gas | Food Prep Other | E7 | CCE | 0 | 0 | 0 | 0 | 0 | 0 | 0 | 0 | 0 | 0 | 0 | 0 | 0 | 0 | 0 | 0 | 0 | 0 | 0 | 0 | 0 | 0 | 0 | 0 | 0 | 0 | 0
F1_Commercial_Office (WA)_Existing_Food Preparation_Natural Gas_Food Prep Other_E8 | F1 | Commercial | Office (WA) | Existing | Food Preparation | Natural Gas | Food Prep Other | E8 | CCE | 0 | 0 | 0 | 0 | 0 | 0 | 0 | 0 | 0 | 0 | 0 | 0 | 0 | 0 | 0 | 0 | 0 | 0 | 0 | 0 | 0 | 0 | 0 | 0 | 0 | 0 | 0
F1_Commercial_Office (WA)_Existing_Food Preparation_Natural Gas_Food Prep Other_E9 | F1 | Commercial | Office (WA) | Existing | Food Preparation | Natural Gas | Food Prep Other | E9 | CCE | 0 | 0 | 0 | 0 | 0 | 0 | 0 | 0 | 0 | 0 | 0 | 0 | 0 | 0 | 0 | 0 | 0 | 0 | 0 | 0 | 0 | 0 | 0 | 0 | 0 | 0 | 0
F1_Commercial_Office (WA)_Existing_Food Preparation_Natural Gas_Food Prep Other_E10 | F1 | Commercial | Office (WA) | Existing | Food Preparation | Natural Gas | Food Prep Other | E10 | CCE | 0 | 0 | 0 | 0 | 0 | 0 | 0 | 0 | 0 | 0 | 0 | 0 | 0 | 0 | 0 | 0 | 0 | 0 | 0 | 0 | 0 | 0 | 0 | 0 | 0 | 0 | 0
F2_Commercial_Office (WA)_Existing_Food Preparation_Natural Gas_Food Prep Other_E1 | F2 | Commercial | Office (WA) | Existing | Food Preparation | Natural Gas | Food Prep Other | E1 | TRC BC Ratio | [24 empty] | 1 | 1 | 1 | bar: 2019 to 2042
F2_Commercial_Office (WA)_Existing_Food Preparation_Natural Gas_Food Prep Other_E2 | F2 | Commercial | Office (WA) | Existing | Food Preparation | Natural Gas | Food Prep Other | E2 | TRC BC Ratio | 0.018197 | 0.018618 | 0.019146 | 0.019769 | 0.020494 | 0.021409 | 0.022361 | 0.02331 | 0.024226 | 0.025155 | 0.025879 | 0.026553 | 0.02728 | 0.027988 | 0.028612 | 0.02919 | 0.0297 | 0.030201 | 0.03074 | 0.031263 | 0.0318 | 0.032361 | 0.032927 | 0.033512 | 0.034107 | 0.034713 | 0.03533
F2_Commercial_Office (WA)_Existing_Food Preparation_Natural Gas_Food Prep Other_E3 | F2 | Commercial | Office (WA) | Existing | Food Preparation | Natural Gas | Food Prep Other | E3 | TRC BC Ratio | 0 | 0 | 0 | 0 | 0 | 0 | 0 | 0 | 0 | 0 | 0 | 0 | 0 | 0 | 0 | 0 | 0 | 0 | 0 | 0 | 0 | 0 | 0 | 0 | 0 | 0 | 0
F2_Commercial_Office (WA)_Existing_Food Preparation_Natural Gas_Food Prep Other_E4 | F2 | Commercial | Office (WA) | Existing | Food Preparation | Natural Gas | Food Prep Other | E4 | TRC BC Ratio | 0 | 0 | 0 | 0 | 0 | 0 | 0 | 0 | 0 | 0 | 0 | 0 | 0 | 0 | 0 | 0 | 0 | 0 | 0 | 0 | 0 | 0 | 0 | 0 | 0 | 0 | 0
F2_Commercial_Office (WA)_Existing_Food Preparation_Natural Gas_Food Prep Other_E5 | F2 | Commercial | Office (WA) | Existing | Food Preparation | Natural Gas | Food Prep Other | E5 | TRC BC Ratio | 0 | 0 | 0 | 0 | 0 | 0 | 0 | 0 | 0 | 0 | 0 | 0 | 0 | 0 | 0 | 0 | 0 | 0 | 0 | 0 | 0 | 0 | 0 | 0 | 0 | 0 | 0
F2_Commercial_Office (WA)_Existing_Food Preparation_Natural Gas_Food Prep Other_E6 | F2 | Commercial | Office (WA) | Existing | Food Preparation | Natural Gas | Food Prep Other | E6 | TRC BC Ratio | 0 | 0 | 0 | 0 | 0 | 0 | 0 | 0 | 0 | 0 | 0 | 0 | 0 | 0 | 0 | 0 | 0 | 0 | 0 | 0 | 0 | 0 | 0 | 0 | 0 | 0 | 0
F2_Commercial_Office (WA)_Existing_Food Preparation_Natural Gas_Food Prep Other_E7 | F2 | Commercial | Office (WA) | Existing | Food Preparation | Natural Gas | Food Prep Other | E7 | TRC BC Ratio | 0 | 0 | 0 | 0 | 0 | 0 | 0 | 0 | 0 | 0 | 0 | 0 | 0 | 0 | 0 | 0 | 0 | 0 | 0 | 0 | 0 | 0 | 0 | 0 | 0 | 0 | 0
F2_Commercial_Office (WA)_Existing_Food Preparation_Natural Gas_Food Prep Other_E8 | F2 | Commercial | Office (WA) | Existing | Food Preparation | Natural Gas | Food Prep Other | E8 | TRC BC Ratio | 0 | 0 | 0 | 0 | 0 | 0 | 0 | 0 | 0 | 0 | 0 | 0 | 0 | 0 | 0 | 0 | 0 | 0 | 0 | 0 | 0 | 0 | 0 | 0 | 0 | 0 | 0
F2_Commercial_Office (WA)_Existing_Food Preparation_Natural Gas_Food Prep Other_E9 | F2 | Commercial | Office (WA) | Existing | Food Preparation | Natural Gas | Food Prep Other | E9 | TRC BC Ratio | 0 | 0 | 0 | 0 | 0 | 0 | 0 | 0 | 0 | 0 | 0 | 0 | 0 | 0 | 0 | 0 | 0 | 0 | 0 | 0 | 0 | 0 | 0 | 0 | 0 | 0 | 0
F2_Commercial_Office (WA)_Existing_Food Preparation_Natural Gas_Food Prep Other_E10 | F2 | Commercial | Office (WA) | Existing | Food Preparation | Natural Gas | Food Prep Other | E10 | TRC BC Ratio | 0 | 0 | 0 | 0 | 0 | 0 | 0 | 0 | 0 | 0 | 0 | 0 | 0 | 0 | 0 | 0 | 0 | 0 | 0 | 0 | 0 | 0 | 0 | 0 | 0 | 0 | 0
F3_Commercial_Office (WA)_Existing_Food Preparation_Natural Gas_Food Prep Other_E1 | F3 | Commercial | Office (WA) | Existing | Food Preparation | Natural Gas | Food Prep Other | E1 | PACT BC Ratio | [24 empty] | 1 | 1 | 1 | bar: 2019 to 2042
F3_Commercial_Office (WA)_Existing_Food Preparation_Natural Gas_Food Prep Other_E2 | F3 | Commercial | Office (WA) | Existing | Food Preparation | Natural Gas | Food Prep Other | E2 | PACT BC Ratio | 0.036674 | 0.037521 | 0.038586 | 0.039842 | 0.041303 | 0.043146 | 0.045065 | 0.046979 | 0.048825 | 0.050696 | 0.052156 | 0.053514 | 0.054979 | 0.056406 | 0.057664 | 0.058829 | 0.059856 | 0.060866 | 0.061953 | 0.063006 | 0.064089 | 0.065219 | 0.06636 | 0.067539 | 0.068739 | 0.06996 | 0.071203
F3_Commercial_Office (WA)_Existing_Food Preparation_Natural Gas_Food Prep Other_E3 | F3 | Commercial | Office (WA) | Existing | Food Preparation | Natural Gas | Food Prep Other | E3 | PACT BC Ratio | 0 | 0 | 0 | 0 | 0 | 0 | 0 | 0 | 0 | 0 | 0 | 0 | 0 | 0 | 0 | 0 | 0 | 0 | 0 | 0 | 0 | 0 | 0 | 0 | 0 | 0 | 0
F3_Commercial_Office (WA)_Existing_Food Preparation_Natural Gas_Food Prep Other_E4 | F3 | Commercial | Office (WA) | Existing | Food Preparation | Natural Gas | Food Prep Other | E4 | PACT BC Ratio | 0 | 0 | 0 | 0 | 0 | 0 | 0 | 0 | 0 | 0 | 0 | 0 | 0 | 0 | 0 | 0 | 0 | 0 | 0 | 0 | 0 | 0 | 0 | 0 | 0 | 0 | 0
F3_Commercial_Office (WA)_Existing_Food Preparation_Natural Gas_Food Prep Other_E5 | F3 | Commercial | Office (WA) | Existing | Food Preparation | Natural Gas | Food Prep Other | E5 | PACT BC Ratio | 0 | 0 | 0 | 0 | 0 | 0 | 0 | 0 | 0 | 0 | 0 | 0 | 0 | 0 | 0 | 0 | 0 | 0 | 0 | 0 | 0 | 0 | 0 | 0 | 0 | 0 | 0
F3_Commercial_Office (WA)_Existing_Food Preparation_Natural Gas_Food Prep Other_E6 | F3 | Commercial | Office (WA) | Existing | Food Preparation | Natural Gas | Food Prep Other | E6 | PACT BC Ratio | 0 | 0 | 0 | 0 | 0 | 0 | 0 | 0 | 0 | 0 | 0 | 0 | 0 | 0 | 0 | 0 | 0 | 0 | 0 | 0 | 0 | 0 | 0 | 0 | 0 | 0 | 0
F3_Commercial_Office (WA)_Existing_Food Preparation_Natural Gas_Food Prep Other_E7 | F3 | Commercial | Office (WA) | Existing | Food Preparation | Natural Gas | Food Prep Other | E7 | PACT BC Ratio | 0 | 0 | 0 | 0 | 0 | 0 | 0 | 0 | 0 | 0 | 0 | 0 | 0 | 0 | 0 | 0 | 0 | 0 | 0 | 0 | 0 | 0 | 0 | 0 | 0 | 0 | 0
F3_Commercial_Office (WA)_Existing_Food Preparation_Natural Gas_Food Prep Other_E8 | F3 | Commercial | Office (WA) | Existing | Food Preparation | Natural Gas | Food Prep Other | E8 | PACT BC Ratio | 0 | 0 | 0 | 0 | 0 | 0 | 0 | 0 | 0 | 0 | 0 | 0 | 0 | 0 | 0 | 0 | 0 | 0 | 0 | 0 | 0 | 0 | 0 | 0 | 0 | 0 | 0
F3_Commercial_Office (WA)_Existing_Food Preparation_Natural Gas_Food Prep Other_E9 | F3 | Commercial | Office (WA) | Existing | Food Preparation | Natural Gas | Food Prep Other | E9 | PACT BC Ratio | 0 | 0 | 0 | 0 | 0 | 0 | 0 | 0 | 0 | 0 | 0 | 0 | 0 | 0 | 0 | 0 | 0 | 0 | 0 | 0 | 0 | 0 | 0 | 0 | 0 | 0 | 0
F3_Commercial_Office (WA)_Existing_Food Preparation_Natural Gas_Food Prep Other_E10 | F3 | Commercial | Office (WA) | Existing | Food Preparation | Natural Gas | Food Prep Other | E10 | PACT BC Ratio | 0 | 0 | 0 | 0 | 0 | 0 | 0 | 0 | 0 | 0 | 0 | 0 | 0 | 0 | 0 | 0 | 0 | 0 | 0 | 0 | 0 | 0 | 0 | 0 | 0 | 0 | 0
F4_Commercial_Office (WA)_Existing_Food Preparation_Natural Gas_Food Prep Other_E1 | F4 | Commercial | Office (WA) | Existing | Food Preparation | Natural Gas | Food Prep Other | E1 | RVT BC Ratio | [24 empty] | 1 | 1 | 1 | bar: 2019 to 2042
F4_Commercial_Office (WA)_Existing_Food Preparation_Natural Gas_Food Prep Other_E2 | F4 | Commercial | Office (WA) | Existing | Food Preparation | Natural Gas | Food Prep Other | E2 | RVT BC Ratio | 0.4214 | 0.42184 | 0.42236 | 0.423 | 0.42376 | 0.42477 | 0.4258 | 0.4268 | 0.42772 | 0.42861 | 0.42951 | 0.43033 | 0.43117 | 0.43195 | 0.43261 | 0.43319 | 0.43367 | 0.43412 | 0.43461 | 0.43505 | 0.43549 | 0.4362 | 0.43691 | 0.43765 | 0.4384 | 0.43916 | 0.43994
F4_Commercial_Office (WA)_Existing_Food Preparation_Natural Gas_Food Prep Other_E3 | F4 | Commercial | Office (WA) | Existing | Food Preparation | Natural Gas | Food Prep Other | E3 | RVT BC Ratio | 0 | 0 | 0 | 0 | 0 | 0 | 0 | 0 | 0 | 0 | 0 | 0 | 0 | 0 | 0 | 0 | 0 | 0 | 0 | 0 | 0 | 0 | 0 | 0 | 0 | 0 | 0
F4_Commercial_Office (WA)_Existing_Food Preparation_Natural Gas_Food Prep Other_E4 | F4 | Commercial | Office (WA) | Existing | Food Preparation | Natural Gas | Food Prep Other | E4 | RVT BC Ratio | 0 | 0 | 0 | 0 | 0 | 0 | 0 | 0 | 0 | 0 | 0 | 0 | 0 | 0 | 0 | 0 | 0 | 0 | 0 | 0 | 0 | 0 | 0 | 0 | 0 | 0 | 0
F4_Commercial_Office (WA)_Existing_Food Preparation_Natural Gas_Food Prep Other_E5 | F4 | Commercial | Office (WA) | Existing | Food Preparation | Natural Gas | Food Prep Other | E5 | RVT BC Ratio | 0 | 0 | 0 | 0 | 0 | 0 | 0 | 0 | 0 | 0 | 0 | 0 | 0 | 0 | 0 | 0 | 0 | 0 | 0 | 0 | 0 | 0 | 0 | 0 | 0 | 0 | 0
F4_Commercial_Office (WA)_Existing_Food Preparation_Natural Gas_Food Prep Other_E6 | F4 | Commercial | Office (WA) | Existing | Food Preparation | Natural Gas | Food Prep Other | E6 | RVT BC Ratio | 0 | 0 | 0 | 0 | 0 | 0 | 0 | 0 | 0 | 0 | 0 | 0 | 0 | 0 | 0 | 0 | 0 | 0 | 0 | 0 | 0 | 0 | 0 | 0 | 0 | 0 | 0
F4_Commercial_Office (WA)_Existing_Food Preparation_Natural Gas_Food Prep Other_E7 | F4 | Commercial | Office (WA) | Existing | Food Preparation | Natural Gas | Food Prep Other | E7 | RVT BC Ratio | 0 | 0 | 0 | 0 | 0 | 0 | 0 | 0 | 0 | 0 | 0 | 0 | 0 | 0 | 0 | 0 | 0 | 0 | 0 | 0 | 0 | 0 | 0 | 0 | 0 | 0 | 0
F4_Commercial_Office (WA)_Existing_Food Preparation_Natural Gas_Food Prep Other_E8 | F4 | Commercial | Office (WA) | Existing | Food Preparation | Natural Gas | Food Prep Other | E8 | RVT BC Ratio | 0 | 0 | 0 | 0 | 0 | 0 | 0 | 0 | 0 | 0 | 0 | 0 | 0 | 0 | 0 | 0 | 0 | 0 | 0 | 0 | 0 | 0 | 0 | 0 | 0 | 0 | 0
F4_Commercial_Office (WA)_Existing_Food Preparation_Natural Gas_Food Prep Other_E9 | F4 | Commercial | Office (WA) | Existing | Food Preparation | Natural Gas | Food Prep Other | E9 | RVT BC Ratio | 0 | 0 | 0 | 0 | 0 | 0 | 0 | 0 | 0 | 0 | 0 | 0 | 0 | 0 | 0 | 0 | 0 | 0 | 0 | 0 | 0 | 0 | 0 | 0 | 0 | 0 | 0
F4_Commercial_Office (WA)_Existing_Food Preparation_Natural Gas_Food Prep Other_E10 | F4 | Commercial | Office (WA) | Existing | Food Preparation | Natural Gas | Food Prep Other | E10 | RVT BC Ratio | 0 | 0 | 0 | 0 | 0 | 0 | 0 | 0 | 0 | 0 | 0 | 0 | 0 | 0 | 0 | 0 | 0 | 0 | 0 | 0 | 0 | 0 | 0 | 0 | 0 | 0 | 0
F5_Commercial_Office (WA)_Existing_Food Preparation_Natural Gas_Food Prep Other_E1 | F5 | Commercial | Office (WA) | Existing | Food Preparation | Natural Gas | Food Prep Other | E1 | RIM BC Ratio | [24 empty] | 1 | 1 | 1 | bar: 2019 to 2042
F5_Commercial_Office (WA)_Existing_Food Preparation_Natural Gas_Food Prep Other_E2 | F5 | Commercial | Office (WA) | Existing | Food Preparation | Natural Gas | Food Prep Other | E2 | RIM BC Ratio | 0.035141 | 0.035928 | 0.036916 | 0.038079 | 0.039427 | 0.041119 | 0.042878 | 0.044627 | 0.046312 | 0.04802 | 0.049332 | 0.050551 | 0.051865 | 0.053145 | 0.054274 | 0.05532 | 0.056244 | 0.057152 | 0.058128 | 0.059074 | 0.060048 | 0.061039 | 0.062037 | 0.063066 | 0.064111 | 0.065172 | 0.06625
F5_Commercial_Office (WA)_Existing_Food Preparation_Natural Gas_Food Prep Other_E3 | F5 | Commercial | Office (WA) | Existing | Food Preparation | Natural Gas | Food Prep Other | E3 | RIM BC Ratio | 0 | 0 | 0 | 0 | 0 | 0 | 0 | 0 | 0 | 0 | 0 | 0 | 0 | 0 | 0 | 0 | 0 | 0 | 0 | 0 | 0 | 0 | 0 | 0 | 0 | 0 | 0
F5_Commercial_Office (WA)_Existing_Food Preparation_Natural Gas_Food Prep Other_E4 | F5 | Commercial | Office (WA) | Existing | Food Preparation | Natural Gas | Food Prep Other | E4 | RIM BC Ratio | 0 | 0 | 0 | 0 | 0 | 0 | 0 | 0 | 0 | 0 | 0 | 0 | 0 | 0 | 0 | 0 | 0 | 0 | 0 | 0 | 0 | 0 | 0 | 0 | 0 | 0 | 0
F5_Commercial_Office (WA)_Existing_Food Preparation_Natural Gas_Food Prep Other_E5 | F5 | Commercial | Office (WA) | Existing | Food Preparation | Natural Gas | Food Prep Other | E5 | RIM BC Ratio | 0 | 0 | 0 | 0 | 0 | 0 | 0 | 0 | 0 | 0 | 0 | 0 | 0 | 0 | 0 | 0 | 0 | 0 | 0 | 0 | 0 | 0 | 0 | 0 | 0 | 0 | 0
F5_Commercial_Office (WA)_Existing_Food Preparation_Natural Gas_Food Prep Other_E6 | F5 | Commercial | Office (WA) | Existing | Food Preparation | Natural Gas | Food Prep Other | E6 | RIM BC Ratio | 0 | 0 | 0 | 0 | 0 | 0 | 0 | 0 | 0 | 0 | 0 | 0 | 0 | 0 | 0 | 0 | 0 | 0 | 0 | 0 | 0 | 0 | 0 | 0 | 0 | 0 | 0
F5_Commercial_Office (WA)_Existing_Food Preparation_Natural Gas_Food Prep Other_E7 | F5 | Commercial | Office (WA) | Existing | Food Preparation | Natural Gas | Food Prep Other | E7 | RIM BC Ratio | 0 | 0 | 0 | 0 | 0 | 0 | 0 | 0 | 0 | 0 | 0 | 0 | 0 | 0 | 0 | 0 | 0 | 0 | 0 | 0 | 0 | 0 | 0 | 0 | 0 | 0 | 0
F5_Commercial_Office (WA)_Existing_Food Preparation_Natural Gas_Food Prep Other_E8 | F5 | Commercial | Office (WA) | Existing | Food Preparation | Natural Gas | Food Prep Other | E8 | RIM BC Ratio | 0 | 0 | 0 | 0 | 0 | 0 | 0 | 0 | 0 | 0 | 0 | 0 | 0 | 0 | 0 | 0 | 0 | 0 | 0 | 0 | 0 | 0 | 0 | 0 | 0 | 0 | 0
F5_Commercial_Office (WA)_Existing_Food Preparation_Natural Gas_Food Prep Other_E9 | F5 | Commercial | Office (WA) | Existing | Food Preparation | Natural Gas | Food Prep Other | E9 | RIM BC Ratio | 0 | 0 | 0 | 0 | 0 | 0 | 0 | 0 | 0 | 0 | 0 | 0 | 0 | 0 | 0 | 0 | 0 | 0 | 0 | 0 | 0 | 0 | 0 | 0 | 0 | 0 | 0
F5_Commercial_Office (WA)_Existing_Food Preparation_Natural Gas_Food Prep Other_E10 | F5 | Commercial | Office (WA) | Existing | Food Preparation | Natural Gas | Food Prep Other | E10 | RIM BC Ratio | 0 | 0 | 0 | 0 | 0 | 0 | 0 | 0 | 0 | 0 | 0 | 0 | 0 | 0 | 0 | 0 | 0 | 0 | 0 | 0 | 0 | 0 | 0 | 0 | 0 | 0 | 0
F0_Commercial_Office (WA)_Existing_Miscellaneous_Natural Gas_Pool Heater_E0 | F0 | Commercial | Office (WA) | Existing | Miscellaneous | Natural Gas | Pool Heater | E0 | Economic Unit | Standard (EF .82) | Standard (EF .82) | Standard (EF .82) | Standard (EF .82) | Standard (EF .82) | Standard (EF .82) | Standard (EF .82) | Standard (EF .82) | Standard (EF .82) | Standard (EF .82) | Standard (EF .82) | Standard (EF .82) | Standard (EF .82) | Standard (EF .82) | Standard (EF .82) | Standard (EF .82) | Standard (EF .82) | Standard (EF .82) | Standard (EF .82) | Standard (EF .82) | Standard (EF .82) | Standard (EF .82) | Standard (EF .82) | Standard (EF .82) | Standard (EF .82) | Standard (EF .82) | Standard (EF .82)
F1_Commercial_Office (WA)_Existing_Miscellaneous_Natural Gas_Pool Heater_E1 | F1 | Commercial | Office (WA) | Existing | Miscellaneous | Natural Gas | Pool Heater | E1 | CCE | 0 | 0 | 0 | 0 | 0 | 0 | 0 | 0 | 0 | 0 | 0 | 0 | 0 | 0 | 0 | 0 | 0 | 0 | 0 | 0 | 0 | 0 | 0 | 0 | 0 | 0 | 0
F1_Commercial_Office (WA)_Existing_Miscellaneous_Natural Gas_Pool Heater_E2 | F1 | Commercial | Office (WA) | Existing | Miscellaneous | Natural Gas | Pool Heater | E2 | CCE | 0.013474 | 0.013474 | 0.013474 | 0.013474 | 0.013474 | 0.013474 | 0.013474 | 0.013474 | 0.013474 | 0.013474 | 0.013474 | 0.013474 | 0.013474 | 0.013474 | 0.013474 | 0.013474 | 0.013474 | 0.013474 | 0.013474 | 0.013474 | 0.013474 | 0.013474 | 0.013474 | 0.013474 | 0.013474 | 0.013474 | 0.013474
F1_Commercial_Office (WA)_Existing_Miscellaneous_Natural Gas_Pool Heater_E3 | F1 | Commercial | Office (WA) | Existing | Miscellaneous | Natural Gas | Pool Heater | E3 | CCE | 0 | 0 | 0 | 0 | 0 | 0 | 0 | 0 | 0 | 0 | 0 | 0 | 0 | 0 | 0 | 0 | 0 | 0 | 0 | 0 | 0 | 0 | 0 | 0 | 0 | 0 | 0
F1_Commercial_Office (WA)_Existing_Miscellaneous_Natural Gas_Pool Heater_E4 | F1 | Commercial | Office (WA) | Existing | Miscellaneous | Natural Gas | Pool Heater | E4 | CCE | 0 | 0 | 0 | 0 | 0 | 0 | 0 | 0 | 0 | 0 | 0 | 0 | 0 | 0 | 0 | 0 | 0 | 0 | 0 | 0 | 0 | 0 | 0 | 0 | 0 | 0 | 0
F1_Commercial_Office (WA)_Existing_Miscellaneous_Natural Gas_Pool Heater_E5 | F1 | Commercial | Office (WA) | Existing | Miscellaneous | Natural Gas | Pool Heater | E5 | CCE | 0 | 0 | 0 | 0 | 0 | 0 | 0 | 0 | 0 | 0 | 0 | 0 | 0 | 0 | 0 | 0 | 0 | 0 | 0 | 0 | 0 | 0 | 0 | 0 | 0 | 0 | 0
F1_Commercial_Office (WA)_Existing_Miscellaneous_Natural Gas_Pool Heater_E6 | F1 | Commercial | Office (WA) | Existing | Miscellaneous | Natural Gas | Pool Heater | E6 | CCE | 0 | 0 | 0 | 0 | 0 | 0 | 0 | 0 | 0 | 0 | 0 | 0 | 0 | 0 | 0 | 0 | 0 | 0 | 0 | 0 | 0 | 0 | 0 | 0 | 0 | 0 | 0
F1_Commercial_Office (WA)_Existing_Miscellaneous_Natural Gas_Pool Heater_E7 | F1 | Commercial | Office (WA) | Existing | Miscellaneous | Natural Gas | Pool Heater | E7 | CCE | 0 | 0 | 0 | 0 | 0 | 0 | 0 | 0 | 0 | 0 | 0 | 0 | 0 | 0 | 0 | 0 | 0 | 0 | 0 | 0 | 0 | 0 | 0 | 0 | 0 | 0 | 0
F1_Commercial_Office (WA)_Existing_Miscellaneous_Natural Gas_Pool Heater_E8 | F1 | Commercial | Office (WA) | Existing | Miscellaneous | Natural Gas | Pool Heater | E8 | CCE | 0 | 0 | 0 | 0 | 0 | 0 | 0 | 0 | 0 | 0 | 0 | 0 | 0 | 0 | 0 | 0 | 0 | 0 | 0 | 0 | 0 | 0 | 0 | 0 | 0 | 0 | 0
F1_Commercial_Office (WA)_Existing_Miscellaneous_Natural Gas_Pool Heater_E9 | F1 | Commercial | Office (WA) | Existing | Miscellaneous | Natural Gas | Pool Heater | E9 | CCE | 0 | 0 | 0 | 0 | 0 | 0 | 0 | 0 | 0 | 0 | 0 | 0 | 0 | 0 | 0 | 0 | 0 | 0 | 0 | 0 | 0 | 0 | 0 | 0 | 0 | 0 | 0
F1_Commercial_Office (WA)_Existing_Miscellaneous_Natural Gas_Pool Heater_E10 | F1 | Commercial | Office (WA) | Existing | Miscellaneous | Natural Gas | Pool Heater | E10 | CCE | 0 | 0 | 0 | 0 | 0 | 0 | 0 | 0 | 0 | 0 | 0 | 0 | 0 | 0 | 0 | 0 | 0 | 0 | 0 | 0 | 0 | 0 | 0 | 0 | 0 | 0 | 0
F2_Commercial_Office (WA)_Existing_Miscellaneous_Natural Gas_Pool Heater_E1 | F2 | Commercial | Office (WA) | Existing | Miscellaneous | Natural Gas | Pool Heater | E1 | TRC BC Ratio | [24 empty] | 1 | 1 | 1 | bar: 2019 to 2042
F2_Commercial_Office (WA)_Existing_Miscellaneous_Natural Gas_Pool Heater_E2 | F2 | Commercial | Office (WA) | Existing | Miscellaneous | Natural Gas | Pool Heater | E2 | TRC BC Ratio | 0.24558 | 0.24744 | 0.25144 | 0.25792 | 0.26685 | 0.27983 | 0.29405 | 0.30832 | 0.32213 | 0.3369 | 0.34804 | 0.3585 | 0.37033 | 0.38173 | 0.39129 | 0.39986 | 0.40688 | 0.4136 | 0.42102 | 0.42801 | 0.43524 | 0.44289 | 0.45057 | 0.45857 | 0.46672 | 0.47501 | 0.48345
F2_Commercial_Office (WA)_Existing_Miscellaneous_Natural Gas_Pool Heater_E3 | F2 | Commercial | Office (WA) | Existing | Miscellaneous | Natural Gas | Pool Heater | E3 | TRC BC Ratio | 0 | 0 | 0 | 0 | 0 | 0 | 0 | 0 | 0 | 0 | 0 | 0 | 0 | 0 | 0 | 0 | 0 | 0 | 0 | 0 | 0 | 0 | 0 | 0 | 0 | 0 | 0
F2_Commercial_Office (WA)_Existing_Miscellaneous_Natural Gas_Pool Heater_E4 | F2 | Commercial | Office (WA) | Existing | Miscellaneous | Natural Gas | Pool Heater | E4 | TRC BC Ratio | 0 | 0 | 0 | 0 | 0 | 0 | 0 | 0 | 0 | 0 | 0 | 0 | 0 | 0 | 0 | 0 | 0 | 0 | 0 | 0 | 0 | 0 | 0 | 0 | 0 | 0 | 0
F2_Commercial_Office (WA)_Existing_Miscellaneous_Natural Gas_Pool Heater_E5 | F2 | Commercial | Office (WA) | Existing | Miscellaneous | Natural Gas | Pool Heater | E5 | TRC BC Ratio | 0 | 0 | 0 | 0 | 0 | 0 | 0 | 0 | 0 | 0 | 0 | 0 | 0 | 0 | 0 | 0 | 0 | 0 | 0 | 0 | 0 | 0 | 0 | 0 | 0 | 0 | 0
F2_Commercial_Office (WA)_Existing_Miscellaneous_Natural Gas_Pool Heater_E6 | F2 | Commercial | Office (WA) | Existing | Miscellaneous | Natural Gas | Pool Heater | E6 | TRC BC Ratio | 0 | 0 | 0 | 0 | 0 | 0 | 0 | 0 | 0 | 0 | 0 | 0 | 0 | 0 | 0 | 0 | 0 | 0 | 0 | 0 | 0 | 0 | 0 | 0 | 0 | 0 | 0
F2_Commercial_Office (WA)_Existing_Miscellaneous_Natural Gas_Pool Heater_E7 | F2 | Commercial | Office (WA) | Existing | Miscellaneous | Natural Gas | Pool Heater | E7 | TRC BC Ratio | 0 | 0 | 0 | 0 | 0 | 0 | 0 | 0 | 0 | 0 | 0 | 0 | 0 | 0 | 0 | 0 | 0 | 0 | 0 | 0 | 0 | 0 | 0 | 0 | 0 | 0 | 0
F2_Commercial_Office (WA)_Existing_Miscellaneous_Natural Gas_Pool Heater_E8 | F2 | Commercial | Office (WA) | Existing | Miscellaneous | Natural Gas | Pool Heater | E8 | TRC BC Ratio | 0 | 0 | 0 | 0 | 0 | 0 | 0 | 0 | 0 | 0 | 0 | 0 | 0 | 0 | 0 | 0 | 0 | 0 | 0 | 0 | 0 | 0 | 0 | 0 | 0 | 0 | 0
F2_Commercial_Office (WA)_Existing_Miscellaneous_Natural Gas_Pool Heater_E9 | F2 | Commercial | Office (WA) | Existing | Miscellaneous | Natural Gas | Pool Heater | E9 | TRC BC Ratio | 0 | 0 | 0 | 0 | 0 | 0 | 0 | 0 | 0 | 0 | 0 | 0 | 0 | 0 | 0 | 0 | 0 | 0 | 0 | 0 | 0 | 0 | 0 | 0 | 0 | 0 | 0
F2_Commercial_Office (WA)_Existing_Miscellaneous_Natural Gas_Pool Heater_E10 | F2 | Commercial | Office (WA) | Existing | Miscellaneous | Natural Gas | Pool Heater | E10 | TRC BC Ratio | 0 | 0 | 0 | 0 | 0 | 0 | 0 | 0 | 0 | 0 | 0 | 0 | 0 | 0 | 0 | 0 | 0 | 0 | 0 | 0 | 0 | 0 | 0 | 0 | 0 | 0 | 0
F3_Commercial_Office (WA)_Existing_Miscellaneous_Natural Gas_Pool Heater_E1 | F3 | Commercial | Office (WA) | Existing | Miscellaneous | Natural Gas | Pool Heater | E1 | PACT BC Ratio | [24 empty] | 1 | 1 | 1 | bar: 2019 to 2042
F3_Commercial_Office (WA)_Existing_Miscellaneous_Natural Gas_Pool Heater_E2 | F3 | Commercial | Office (WA) | Existing | Miscellaneous | Natural Gas | Pool Heater | E2 | PACT BC Ratio | 0.60931 | 0.61394 | 0.62387 | 0.63995 | 0.66211 | 0.69429 | 0.72958 | 0.76498 | 0.79925 | 0.8359 | 0.86355 | 0.8895 | 0.91884 | 0.94714 | 0.97086 | 0.99213 | 1.0095 | 1.0262 | 1.0446 | 1.062 | 1.0799 | 1.0989 | 1.1179 | 1.1378 | 1.158 | 1.1786 | 1.1995
F3_Commercial_Office (WA)_Existing_Miscellaneous_Natural Gas_Pool Heater_E3 | F3 | Commercial | Office (WA) | Existing | Miscellaneous | Natural Gas | Pool Heater | E3 | PACT BC Ratio | 0 | 0 | 0 | 0 | 0 | 0 | 0 | 0 | 0 | 0 | 0 | 0 | 0 | 0 | 0 | 0 | 0 | 0 | 0 | 0 | 0 | 0 | 0 | 0 | 0 | 0 | 0
F3_Commercial_Office (WA)_Existing_Miscellaneous_Natural Gas_Pool Heater_E4 | F3 | Commercial | Office (WA) | Existing | Miscellaneous | Natural Gas | Pool Heater | E4 | PACT BC Ratio | 0 | 0 | 0 | 0 | 0 | 0 | 0 | 0 | 0 | 0 | 0 | 0 | 0 | 0 | 0 | 0 | 0 | 0 | 0 | 0 | 0 | 0 | 0 | 0 | 0 | 0 | 0
F3_Commercial_Office (WA)_Existing_Miscellaneous_Natural Gas_Pool Heater_E5 | F3 | Commercial | Office (WA) | Existing | Miscellaneous | Natural Gas | Pool Heater | E5 | PACT BC Ratio | 0 | 0 | 0 | 0 | 0 | 0 | 0 | 0 | 0 | 0 | 0 | 0 | 0 | 0 | 0 | 0 | 0 | 0 | 0 | 0 | 0 | 0 | 0 | 0 | 0 | 0 | 0
F3_Commercial_Office (WA)_Existing_Miscellaneous_Natural Gas_Pool Heater_E6 | F3 | Commercial | Office (WA) | Existing | Miscellaneous | Natural Gas | Pool Heater | E6 | PACT BC Ratio | 0 | 0 | 0 | 0 | 0 | 0 | 0 | 0 | 0 | 0 | 0 | 0 | 0 | 0 | 0 | 0 | 0 | 0 | 0 | 0 | 0 | 0 | 0 | 0 | 0 | 0 | 0
F3_Commercial_Office (WA)_Existing_Miscellaneous_Natural Gas_Pool Heater_E7 | F3 | Commercial | Office (WA) | Existing | Miscellaneous | Natural Gas | Pool Heater | E7 | PACT BC Ratio | 0 | 0 | 0 | 0 | 0 | 0 | 0 | 0 | 0 | 0 | 0 | 0 | 0 | 0 | 0 | 0 | 0 | 0 | 0 | 0 | 0 | 0 | 0 | 0 | 0 | 0 | 0
F3_Commercial_Office (WA)_Existing_Miscellaneous_Natural Gas_Pool Heater_E8 | F3 | Commercial | Office (WA) | Existing | Miscellaneous | Natural Gas | Pool Heater | E8 | PACT BC Ratio | 0 | 0 | 0 | 0 | 0 | 0 | 0 | 0 | 0 | 0 | 0 | 0 | 0 | 0 | 0 | 0 | 0 | 0 | 0 | 0 | 0 | 0 | 0 | 0 | 0 | 0 | 0
F3_Commercial_Office (WA)_Existing_Miscellaneous_Natural Gas_Pool Heater_E9 | F3 | Commercial | Office (WA) | Existing | Miscellaneous | Natural Gas | Pool Heater | E9 | PACT BC Ratio | 0 | 0 | 0 | 0 | 0 | 0 | 0 | 0 | 0 | 0 | 0 | 0 | 0 | 0 | 0 | 0 | 0 | 0 | 0 | 0 | 0 | 0 | 0 | 0 | 0 | 0 | 0
F3_Commercial_Office (WA)_Existing_Miscellaneous_Natural Gas_Pool Heater_E10 | F3 | Commercial | Office (WA) | Existing | Miscellaneous | Natural Gas | Pool Heater | E10 | PACT BC Ratio | 0 | 0 | 0 | 0 | 0 | 0 | 0 | 0 | 0 | 0 | 0 | 0 | 0 | 0 | 0 | 0 | 0 | 0 | 0 | 0 | 0 | 0 | 0 | 0 | 0 | 0 | 0
F4_Commercial_Office (WA)_Existing_Miscellaneous_Natural Gas_Pool Heater_E1 | F4 | Commercial | Office (WA) | Existing | Miscellaneous | Natural Gas | Pool Heater | E1 | RVT BC Ratio | [24 empty] | 1 | 1 | 1 | bar: 2019 to 2042
F4_Commercial_Office (WA)_Existing_Miscellaneous_Natural Gas_Pool Heater_E2 | F4 | Commercial | Office (WA) | Existing | Miscellaneous | Natural Gas | Pool Heater | E2 | RVT BC Ratio | 0.63728 | 0.63996 | 0.6448 | 0.65211 | 0.66171 | 0.67568 | 0.68979 | 0.70332 | 0.71552 | 0.72835 | 0.74306 | 0.75687 | 0.77248 | 0.78692 | 0.7982 | 0.80735 | 0.81352 | 0.81821 | 0.82349 | 0.82781 | 0.83205 | 0.84168 | 0.85136 | 0.86145 | 0.87171 | 0.88216 | 0.89279
F4_Commercial_Office (WA)_Existing_Miscellaneous_Natural Gas_Pool Heater_E3 | F4 | Commercial | Office (WA) | Existing | Miscellaneous | Natural Gas | Pool Heater | E3 | RVT BC Ratio | 0 | 0 | 0 | 0 | 0 | 0 | 0 | 0 | 0 | 0 | 0 | 0 | 0 | 0 | 0 | 0 | 0 | 0 | 0 | 0 | 0 | 0 | 0 | 0 | 0 | 0 | 0
F4_Commercial_Office (WA)_Existing_Miscellaneous_Natural Gas_Pool Heater_E4 | F4 | Commercial | Office (WA) | Existing | Miscellaneous | Natural Gas | Pool Heater | E4 | RVT BC Ratio | 0 | 0 | 0 | 0 | 0 | 0 | 0 | 0 | 0 | 0 | 0 | 0 | 0 | 0 | 0 | 0 | 0 | 0 | 0 | 0 | 0 | 0 | 0 | 0 | 0 | 0 | 0
F4_Commercial_Office (WA)_Existing_Miscellaneous_Natural Gas_Pool Heater_E5 | F4 | Commercial | Office (WA) | Existing | Miscellaneous | Natural Gas | Pool Heater | E5 | RVT BC Ratio | 0 | 0 | 0 | 0 | 0 | 0 | 0 | 0 | 0 | 0 | 0 | 0 | 0 | 0 | 0 | 0 | 0 | 0 | 0 | 0 | 0 | 0 | 0 | 0 | 0 | 0 | 0
F4_Commercial_Office (WA)_Existing_Miscellaneous_Natural Gas_Pool Heater_E6 | F4 | Commercial | Office (WA) | Existing | Miscellaneous | Natural Gas | Pool Heater | E6 | RVT BC Ratio | 0 | 0 | 0 | 0 | 0 | 0 | 0 | 0 | 0 | 0 | 0 | 0 | 0 | 0 | 0 | 0 | 0 | 0 | 0 | 0 | 0 | 0 | 0 | 0 | 0 | 0 | 0
F4_Commercial_Office (WA)_Existing_Miscellaneous_Natural Gas_Pool Heater_E7 | F4 | Commercial | Office (WA) | Existing | Miscellaneous | Natural Gas | Pool Heater | E7 | RVT BC Ratio | 0 | 0 | 0 | 0 | 0 | 0 | 0 | 0 | 0 | 0 | 0 | 0 | 0 | 0 | 0 | 0 | 0 | 0 | 0 | 0 | 0 | 0 | 0 | 0 | 0 | 0 | 0
F4_Commercial_Office (WA)_Existing_Miscellaneous_Natural Gas_Pool Heater_E8 | F4 | Commercial | Office (WA) | Existing | Miscellaneous | Natural Gas | Pool Heater | E8 | RVT BC Ratio | 0 | 0 | 0 | 0 | 0 | 0 | 0 | 0 | 0 | 0 | 0 | 0 | 0 | 0 | 0 | 0 | 0 | 0 | 0 | 0 | 0 | 0 | 0 | 0 | 0 | 0 | 0
F4_Commercial_Office (WA)_Existing_Miscellaneous_Natural Gas_Pool Heater_E9 | F4 | Commercial | Office (WA) | Existing | Miscellaneous | Natural Gas | Pool Heater | E9 | RVT BC Ratio | 0 | 0 | 0 | 0 | 0 | 0 | 0 | 0 | 0 | 0 | 0 | 0 | 0 | 0 | 0 | 0 | 0 | 0 | 0 | 0 | 0 | 0 | 0 | 0 | 0 | 0 | 0
F4_Commercial_Office (WA)_Existing_Miscellaneous_Natural Gas_Pool Heater_E10 | F4 | Commercial | Office (WA) | Existing | Miscellaneous | Natural Gas | Pool Heater | E10 | RVT BC Ratio | 0 | 0 | 0 | 0 | 0 | 0 | 0 | 0 | 0 | 0 | 0 | 0 | 0 | 0 | 0 | 0 | 0 | 0 | 0 | 0 | 0 | 0 | 0 | 0 | 0 | 0 | 0
F5_Commercial_Office (WA)_Existing_Miscellaneous_Natural Gas_Pool Heater_E1 | F5 | Commercial | Office (WA) | Existing | Miscellaneous | Natural Gas | Pool Heater | E1 | RIM BC Ratio | [24 empty] | 1 | 1 | 1 | bar: 2019 to 2042
F5_Commercial_Office (WA)_Existing_Miscellaneous_Natural Gas_Pool Heater_E2 | F5 | Commercial | Office (WA) | Existing | Miscellaneous | Natural Gas | Pool Heater | E2 | RIM BC Ratio | 0.35197 | 0.3535 | 0.35717 | 0.36322 | 0.37161 | 0.38346 | 0.39657 | 0.40958 | 0.42222 | 0.43548 | 0.44287 | 0.4496 | 0.45697 | 0.46415 | 0.4704 | 0.47633 | 0.48175 | 0.48744 | 0.49363 | 0.49972 | 0.50607 | 0.5102 | 0.51427 | 0.51843 | 0.52259 | 0.52674 | 0.53088
F5_Commercial_Office (WA)_Existing_Miscellaneous_Natural Gas_Pool Heater_E3 | F5 | Commercial | Office (WA) | Existing | Miscellaneous | Natural Gas | Pool Heater | E3 | RIM BC Ratio | 0 | 0 | 0 | 0 | 0 | 0 | 0 | 0 | 0 | 0 | 0 | 0 | 0 | 0 | 0 | 0 | 0 | 0 | 0 | 0 | 0 | 0 | 0 | 0 | 0 | 0 | 0
F5_Commercial_Office (WA)_Existing_Miscellaneous_Natural Gas_Pool Heater_E4 | F5 | Commercial | Office (WA) | Existing | Miscellaneous | Natural Gas | Pool Heater | E4 | RIM BC Ratio | 0 | 0 | 0 | 0 | 0 | 0 | 0 | 0 | 0 | 0 | 0 | 0 | 0 | 0 | 0 | 0 | 0 | 0 | 0 | 0 | 0 | 0 | 0 | 0 | 0 | 0 | 0
F5_Commercial_Office (WA)_Existing_Miscellaneous_Natural Gas_Pool Heater_E5 | F5 | Commercial | Office (WA) | Existing | Miscellaneous | Natural Gas | Pool Heater | E5 | RIM BC Ratio | 0 | 0 | 0 | 0 | 0 | 0 | 0 | 0 | 0 | 0 | 0 | 0 | 0 | 0 | 0 | 0 | 0 | 0 | 0 | 0 | 0 | 0 | 0 | 0 | 0 | 0 | 0
F5_Commercial_Office (WA)_Existing_Miscellaneous_Natural Gas_Pool Heater_E6 | F5 | Commercial | Office (WA) | Existing | Miscellaneous | Natural Gas | Pool Heater | E6 | RIM BC Ratio | 0 | 0 | 0 | 0 | 0 | 0 | 0 | 0 | 0 | 0 | 0 | 0 | 0 | 0 | 0 | 0 | 0 | 0 | 0 | 0 | 0 | 0 | 0 | 0 | 0 | 0 | 0
F5_Commercial_Office (WA)_Existing_Miscellaneous_Natural Gas_Pool Heater_E7 | F5 | Commercial | Office (WA) | Existing | Miscellaneous | Natural Gas | Pool Heater | E7 | RIM BC Ratio | 0 | 0 | 0 | 0 | 0 | 0 | 0 | 0 | 0 | 0 | 0 | 0 | 0 | 0 | 0 | 0 | 0 | 0 | 0 | 0 | 0 | 0 | 0 | 0 | 0 | 0 | 0
F5_Commercial_Office (WA)_Existing_Miscellaneous_Natural Gas_Pool Heater_E8 | F5 | Commercial | Office (WA) | Existing | Miscellaneous | Natural Gas | Pool Heater | E8 | RIM BC Ratio | 0 | 0 | 0 | 0 | 0 | 0 | 0 | 0 | 0 | 0 | 0 | 0 | 0 | 0 | 0 | 0 | 0 | 0 | 0 | 0 | 0 | 0 | 0 | 0 | 0 | 0 | 0
F5_Commercial_Office (WA)_Existing_Miscellaneous_Natural Gas_Pool Heater_E9 | F5 | Commercial | Office (WA) | Existing | Miscellaneous | Natural Gas | Pool Heater | E9 | RIM BC Ratio | 0 | 0 | 0 | 0 | 0 | 0 | 0 | 0 | 0 | 0 | 0 | 0 | 0 | 0 | 0 | 0 | 0 | 0 | 0 | 0 | 0 | 0 | 0 | 0 | 0 | 0 | 0
F5_Commercial_Office (WA)_Existing_Miscellaneous_Natural Gas_Pool Heater_E10 | F5 | Commercial | Office (WA) | Existing | Miscellaneous | Natural Gas | Pool Heater | E10 | RIM BC Ratio | 0 | 0 | 0 | 0 | 0 | 0 | 0 | 0 | 0 | 0 | 0 | 0 | 0 | 0 | 0 | 0 | 0 | 0 | 0 | 0 | 0 | 0 | 0 | 0 | 0 | 0 | 0
F0_Commercial_Office (WA)_Existing_Miscellaneous_Natural Gas_Miscellaneous_E0 | F0 | Commercial | Office (WA) | Existing | Miscellaneous | Natural Gas | Miscellaneous | E0 | Economic Unit | Standard | Standard | Standard | Standard | Standard | Standard | Standard | Standard | Standard | Standard | Standard | Standard | Standard | Standard | Standard | Standard | Standard | Standard | Standard | Standard | Standard | Standard | Standard | Standard | Standard | Standard | Standard
F1_Commercial_Office (WA)_Existing_Miscellaneous_Natural Gas_Miscellaneous_E1 | F1 | Commercial | Office (WA) | Existing | Miscellaneous | Natural Gas | Miscellaneous | E1 | CCE | 0 | 0 | 0 | 0 | 0 | 0 | 0 | 0 | 0 | 0 | 0 | 0 | 0 | 0 | 0 | 0 | 0 | 0 | 0 | 0 | 0 | 0 | 0 | 0 | 0 | 0 | 0
F1_Commercial_Office (WA)_Existing_Miscellaneous_Natural Gas_Miscellaneous_E2 | F1 | Commercial | Office (WA) | Existing | Miscellaneous | Natural Gas | Miscellaneous | E2 | CCE | 0 | 0 | 0 | 0 | 0 | 0 | 0 | 0 | 0 | 0 | 0 | 0 | 0 | 0 | 0 | 0 | 0 | 0 | 0 | 0 | 0 | 0 | 0 | 0 | 0 | 0 | 0
F1_Commercial_Office (WA)_Existing_Miscellaneous_Natural Gas_Miscellaneous_E3 | F1 | Commercial | Office (WA) | Existing | Miscellaneous | Natural Gas | Miscellaneous | E3 | CCE | 0 | 0 | 0 | 0 | 0 | 0 | 0 | 0 | 0 | 0 | 0 | 0 | 0 | 0 | 0 | 0 | 0 | 0 | 0 | 0 | 0 | 0 | 0 | 0 | 0 | 0 | 0
F1_Commercial_Office (WA)_Existing_Miscellaneous_Natural Gas_Miscellaneous_E4 | F1 | Commercial | Office (WA) | Existing | Miscellaneous | Natural Gas | Miscellaneous | E4 | CCE | 0 | 0 | 0 | 0 | 0 | 0 | 0 | 0 | 0 | 0 | 0 | 0 | 0 | 0 | 0 | 0 | 0 | 0 | 0 | 0 | 0 | 0 | 0 | 0 | 0 | 0 | 0
F1_Commercial_Office (WA)_Existing_Miscellaneous_Natural Gas_Miscellaneous_E5 | F1 | Commercial | Office (WA) | Existing | Miscellaneous | Natural Gas | Miscellaneous | E5 | CCE | 0 | 0 | 0 | 0 | 0 | 0 | 0 | 0 | 0 | 0 | 0 | 0 | 0 | 0 | 0 | 0 | 0 | 0 | 0 | 0 | 0 | 0 | 0 | 0 | 0 | 0 | 0
F1_Commercial_Office (WA)_Existing_Miscellaneous_Natural Gas_Miscellaneous_E6 | F1 | Commercial | Office (WA) | Existing | Miscellaneous | Natural Gas | Miscellaneous | E6 | CCE | 0 | 0 | 0 | 0 | 0 | 0 | 0 | 0 | 0 | 0 | 0 | 0 | 0 | 0 | 0 | 0 | 0 | 0 | 0 | 0 | 0 | 0 | 0 | 0 | 0 | 0 | 0
F1_Commercial_Office (WA)_Existing_Miscellaneous_Natural Gas_Miscellaneous_E7 | F1 | Commercial | Office (WA) | Existing | Miscellaneous | Natural Gas | Miscellaneous | E7 | CCE | 0 | 0 | 0 | 0 | 0 | 0 | 0 | 0 | 0 | 0 | 0 | 0 | 0 | 0 | 0 | 0 | 0 | 0 | 0 | 0 | 0 | 0 | 0 | 0 | 0 | 0 | 0
F1_Commercial_Office (WA)_Existing_Miscellaneous_Natural Gas_Miscellaneous_E8 | F1 | Commercial | Office (WA) | Existing | Miscellaneous | Natural Gas | Miscellaneous | E8 | CCE | 0 | 0 | 0 | 0 | 0 | 0 | 0 | 0 | 0 | 0 | 0 | 0 | 0 | 0 | 0 | 0 | 0 | 0 | 0 | 0 | 0 | 0 | 0 | 0 | 0 | 0 | 0
F1_Commercial_Office (WA)_Existing_Miscellaneous_Natural Gas_Miscellaneous_E9 | F1 | Commercial | Office (WA) | Existing | Miscellaneous | Natural Gas | Miscellaneous | E9 | CCE | 0 | 0 | 0 | 0 | 0 | 0 | 0 | 0 | 0 | 0 | 0 | 0 | 0 | 0 | 0 | 0 | 0 | 0 | 0 | 0 | 0 | 0 | 0 | 0 | 0 | 0 | 0
F1_Commercial_Office (WA)_Existing_Miscellaneous_Natural Gas_Miscellaneous_E10 | F1 | Commercial | Office (WA) | Existing | Miscellaneous | Natural Gas | Miscellaneous | E10 | CCE | 0 | 0 | 0 | 0 | 0 | 0 | 0 | 0 | 0 | 0 | 0 | 0 | 0 | 0 | 0 | 0 | 0 | 0 | 0 | 0 | 0 | 0 | 0 | 0 | 0 | 0 | 0
F2_Commercial_Office (WA)_Existing_Miscellaneous_Natural Gas_Miscellaneous_E1 | F2 | Commercial | Office (WA) | Existing | Miscellaneous | Natural Gas | Miscellaneous | E1 | TRC BC Ratio | [24 empty] | 1 | 1 | 1 | bar: 2019 to 2042
F2_Commercial_Office (WA)_Existing_Miscellaneous_Natural Gas_Miscellaneous_E2 | F2 | Commercial | Office (WA) | Existing | Miscellaneous | Natural Gas | Miscellaneous | E2 | TRC BC Ratio | 0 | 0 | 0 | 0 | 0 | 0 | 0 | 0 | 0 | 0 | 0 | 0 | 0 | 0 | 0 | 0 | 0 | 0 | 0 | 0 | 0 | 0 | 0 | 0 | 0 | 0 | 0
F2_Commercial_Office (WA)_Existing_Miscellaneous_Natural Gas_Miscellaneous_E3 | F2 | Commercial | Office (WA) | Existing | Miscellaneous | Natural Gas | Miscellaneous | E3 | TRC BC Ratio | 0 | 0 | 0 | 0 | 0 | 0 | 0 | 0 | 0 | 0 | 0 | 0 | 0 | 0 | 0 | 0 | 0 | 0 | 0 | 0 | 0 | 0 | 0 | 0 | 0 | 0 | 0
F2_Commercial_Office (WA)_Existing_Miscellaneous_Natural Gas_Miscellaneous_E4 | F2 | Commercial | Office (WA) | Existing | Miscellaneous | Natural Gas | Miscellaneous | E4 | TRC BC Ratio | 0 | 0 | 0 | 0 | 0 | 0 | 0 | 0 | 0 | 0 | 0 | 0 | 0 | 0 | 0 | 0 | 0 | 0 | 0 | 0 | 0 | 0 | 0 | 0 | 0 | 0 | 0
F2_Commercial_Office (WA)_Existing_Miscellaneous_Natural Gas_Miscellaneous_E5 | F2 | Commercial | Office (WA) | Existing | Miscellaneous | Natural Gas | Miscellaneous | E5 | TRC BC Ratio | 0 | 0 | 0 | 0 | 0 | 0 | 0 | 0 | 0 | 0 | 0 | 0 | 0 | 0 | 0 | 0 | 0 | 0 | 0 | 0 | 0 | 0 | 0 | 0 | 0 | 0 | 0
F2_Commercial_Office (WA)_Existing_Miscellaneous_Natural Gas_Miscellaneous_E6 | F2 | Commercial | Office (WA) | Existing | Miscellaneous | Natural Gas | Miscellaneous | E6 | TRC BC Ratio | 0 | 0 | 0 | 0 | 0 | 0 | 0 | 0 | 0 | 0 | 0 | 0 | 0 | 0 | 0 | 0 | 0 | 0 | 0 | 0 | 0 | 0 | 0 | 0 | 0 | 0 | 0
F2_Commercial_Office (WA)_Existing_Miscellaneous_Natural Gas_Miscellaneous_E7 | F2 | Commercial | Office (WA) | Existing | Miscellaneous | Natural Gas | Miscellaneous | E7 | TRC BC Ratio | 0 | 0 | 0 | 0 | 0 | 0 | 0 | 0 | 0 | 0 | 0 | 0 | 0 | 0 | 0 | 0 | 0 | 0 | 0 | 0 | 0 | 0 | 0 | 0 | 0 | 0 | 0
F2_Commercial_Office (WA)_Existing_Miscellaneous_Natural Gas_Miscellaneous_E8 | F2 | Commercial | Office (WA) | Existing | Miscellaneous | Natural Gas | Miscellaneous | E8 | TRC BC Ratio | 0 | 0 | 0 | 0 | 0 | 0 | 0 | 0 | 0 | 0 | 0 | 0 | 0 | 0 | 0 | 0 | 0 | 0 | 0 | 0 | 0 | 0 | 0 | 0 | 0 | 0 | 0
F2_Commercial_Office (WA)_Existing_Miscellaneous_Natural Gas_Miscellaneous_E9 | F2 | Commercial | Office (WA) | Existing | Miscellaneous | Natural Gas | Miscellaneous | E9 | TRC BC Ratio | 0 | 0 | 0 | 0 | 0 | 0 | 0 | 0 | 0 | 0 | 0 | 0 | 0 | 0 | 0 | 0 | 0 | 0 | 0 | 0 | 0 | 0 | 0 | 0 | 0 | 0 | 0
F2_Commercial_Office (WA)_Existing_Miscellaneous_Natural Gas_Miscellaneous_E10 | F2 | Commercial | Office (WA) | Existing | Miscellaneous | Natural Gas | Miscellaneous | E10 | TRC BC Ratio | 0 | 0 | 0 | 0 | 0 | 0 | 0 | 0 | 0 | 0 | 0 | 0 | 0 | 0 | 0 | 0 | 0 | 0 | 0 | 0 | 0 | 0 | 0 | 0 | 0 | 0 | 0
F3_Commercial_Office (WA)_Existing_Miscellaneous_Natural Gas_Miscellaneous_E1 | F3 | Commercial | Office (WA) | Existing | Miscellaneous | Natural Gas | Miscellaneous | E1 | PACT BC Ratio | [24 empty] | 1 | 1 | 1 | bar: 2019 to 2042
F3_Commercial_Office (WA)_Existing_Miscellaneous_Natural Gas_Miscellaneous_E2 | F3 | Commercial | Office (WA) | Existing | Miscellaneous | Natural Gas | Miscellaneous | E2 | PACT BC Ratio | 0 | 0 | 0 | 0 | 0 | 0 | 0 | 0 | 0 | 0 | 0 | 0 | 0 | 0 | 0 | 0 | 0 | 0 | 0 | 0 | 0 | 0 | 0 | 0 | 0 | 0 | 0
F3_Commercial_Office (WA)_Existing_Miscellaneous_Natural Gas_Miscellaneous_E3 | F3 | Commercial | Office (WA) | Existing | Miscellaneous | Natural Gas | Miscellaneous | E3 | PACT BC Ratio | 0 | 0 | 0 | 0 | 0 | 0 | 0 | 0 | 0 | 0 | 0 | 0 | 0 | 0 | 0 | 0 | 0 | 0 | 0 | 0 | 0 | 0 | 0 | 0 | 0 | 0 | 0
F3_Commercial_Office (WA)_Existing_Miscellaneous_Natural Gas_Miscellaneous_E4 | F3 | Commercial | Office (WA) | Existing | Miscellaneous | Natural Gas | Miscellaneous | E4 | PACT BC Ratio | 0 | 0 | 0 | 0 | 0 | 0 | 0 | 0 | 0 | 0 | 0 | 0 | 0 | 0 | 0 | 0 | 0 | 0 | 0 | 0 | 0 | 0 | 0 | 0 | 0 | 0 | 0
F3_Commercial_Office (WA)_Existing_Miscellaneous_Natural Gas_Miscellaneous_E5 | F3 | Commercial | Office (WA) | Existing | Miscellaneous | Natural Gas | Miscellaneous | E5 | PACT BC Ratio | 0 | 0 | 0 | 0 | 0 | 0 | 0 | 0 | 0 | 0 | 0 | 0 | 0 | 0 | 0 | 0 | 0 | 0 | 0 | 0 | 0 | 0 | 0 | 0 | 0 | 0 | 0
F3_Commercial_Office (WA)_Existing_Miscellaneous_Natural Gas_Miscellaneous_E6 | F3 | Commercial | Office (WA) | Existing | Miscellaneous | Natural Gas | Miscellaneous | E6 | PACT BC Ratio | 0 | 0 | 0 | 0 | 0 | 0 | 0 | 0 | 0 | 0 | 0 | 0 | 0 | 0 | 0 | 0 | 0 | 0 | 0 | 0 | 0 | 0 | 0 | 0 | 0 | 0 | 0
F3_Commercial_Office (WA)_Existing_Miscellaneous_Natural Gas_Miscellaneous_E7 | F3 | Commercial | Office (WA) | Existing | Miscellaneous | Natural Gas | Miscellaneous | E7 | PACT BC Ratio | 0 | 0 | 0 | 0 | 0 | 0 | 0 | 0 | 0 | 0 | 0 | 0 | 0 | 0 | 0 | 0 | 0 | 0 | 0 | 0 | 0 | 0 | 0 | 0 | 0 | 0 | 0
F3_Commercial_Office (WA)_Existing_Miscellaneous_Natural Gas_Miscellaneous_E8 | F3 | Commercial | Office (WA) | Existing | Miscellaneous | Natural Gas | Miscellaneous | E8 | PACT BC Ratio | 0 | 0 | 0 | 0 | 0 | 0 | 0 | 0 | 0 | 0 | 0 | 0 | 0 | 0 | 0 | 0 | 0 | 0 | 0 | 0 | 0 | 0 | 0 | 0 | 0 | 0 | 0
F3_Commercial_Office (WA)_Existing_Miscellaneous_Natural Gas_Miscellaneous_E9 | F3 | Commercial | Office (WA) | Existing | Miscellaneous | Natural Gas | Miscellaneous | E9 | PACT BC Ratio | 0 | 0 | 0 | 0 | 0 | 0 | 0 | 0 | 0 | 0 | 0 | 0 | 0 | 0 | 0 | 0 | 0 | 0 | 0 | 0 | 0 | 0 | 0 | 0 | 0 | 0 | 0
F3_Commercial_Office (WA)_Existing_Miscellaneous_Natural Gas_Miscellaneous_E10 | F3 | Commercial | Office (WA) | Existing | Miscellaneous | Natural Gas | Miscellaneous | E10 | PACT BC Ratio | 0 | 0 | 0 | 0 | 0 | 0 | 0 | 0 | 0 | 0 | 0 | 0 | 0 | 0 | 0 | 0 | 0 | 0 | 0 | 0 | 0 | 0 | 0 | 0 | 0 | 0 | 0
F4_Commercial_Office (WA)_Existing_Miscellaneous_Natural Gas_Miscellaneous_E1 | F4 | Commercial | Office (WA) | Existing | Miscellaneous | Natural Gas | Miscellaneous | E1 | RVT BC Ratio | [24 empty] | 1 | 1 | 1 | bar: 2019 to 2042
F4_Commercial_Office (WA)_Existing_Miscellaneous_Natural Gas_Miscellaneous_E2 | F4 | Commercial | Office (WA) | Existing | Miscellaneous | Natural Gas | Miscellaneous | E2 | RVT BC Ratio | 0 | 0 | 0 | 0 | 0 | 0 | 0 | 0 | 0 | 0 | 0 | 0 | 0 | 0 | 0 | 0 | 0 | 0 | 0 | 0 | 0 | 0 | 0 | 0 | 0 | 0 | 0
F4_Commercial_Office (WA)_Existing_Miscellaneous_Natural Gas_Miscellaneous_E3 | F4 | Commercial | Office (WA) | Existing | Miscellaneous | Natural Gas | Miscellaneous | E3 | RVT BC Ratio | 0 | 0 | 0 | 0 | 0 | 0 | 0 | 0 | 0 | 0 | 0 | 0 | 0 | 0 | 0 | 0 | 0 | 0 | 0 | 0 | 0 | 0 | 0 | 0 | 0 | 0 | 0
F4_Commercial_Office (WA)_Existing_Miscellaneous_Natural Gas_Miscellaneous_E4 | F4 | Commercial | Office (WA) | Existing | Miscellaneous | Natural Gas | Miscellaneous | E4 | RVT BC Ratio | 0 | 0 | 0 | 0 | 0 | 0 | 0 | 0 | 0 | 0 | 0 | 0 | 0 | 0 | 0 | 0 | 0 | 0 | 0 | 0 | 0 | 0 | 0 | 0 | 0 | 0 | 0
F4_Commercial_Office (WA)_Existing_Miscellaneous_Natural Gas_Miscellaneous_E5 | F4 | Commercial | Office (WA) | Existing | Miscellaneous | Natural Gas | Miscellaneous | E5 | RVT BC Ratio | 0 | 0 | 0 | 0 | 0 | 0 | 0 | 0 | 0 | 0 | 0 | 0 | 0 | 0 | 0 | 0 | 0 | 0 | 0 | 0 | 0 | 0 | 0 | 0 | 0 | 0 | 0
F4_Commercial_Office (WA)_Existing_Miscellaneous_Natural Gas_Miscellaneous_E6 | F4 | Commercial | Office (WA) | Existing | Miscellaneous | Natural Gas | Miscellaneous | E6 | RVT BC Ratio | 0 | 0 | 0 | 0 | 0 | 0 | 0 | 0 | 0 | 0 | 0 | 0 | 0 | 0 | 0 | 0 | 0 | 0 | 0 | 0 | 0 | 0 | 0 | 0 | 0 | 0 | 0
F4_Commercial_Office (WA)_Existing_Miscellaneous_Natural Gas_Miscellaneous_E7 | F4 | Commercial | Office (WA) | Existing | Miscellaneous | Natural Gas | Miscellaneous | E7 | RVT BC Ratio | 0 | 0 | 0 | 0 | 0 | 0 | 0 | 0 | 0 | 0 | 0 | 0 | 0 | 0 | 0 | 0 | 0 | 0 | 0 | 0 | 0 | 0 | 0 | 0 | 0 | 0 | 0
F4_Commercial_Office (WA)_Existing_Miscellaneous_Natural Gas_Miscellaneous_E8 | F4 | Commercial | Office (WA) | Existing | Miscellaneous | Natural Gas | Miscellaneous | E8 | RVT BC Ratio | 0 | 0 | 0 | 0 | 0 | 0 | 0 | 0 | 0 | 0 | 0 | 0 | 0 | 0 | 0 | 0 | 0 | 0 | 0 | 0 | 0 | 0 | 0 | 0 | 0 | 0 | 0
F4_Commercial_Office (WA)_Existing_Miscellaneous_Natural Gas_Miscellaneous_E9 | F4 | Commercial | Office (WA) | Existing | Miscellaneous | Natural Gas | Miscellaneous | E9 | RVT BC Ratio | 0 | 0 | 0 | 0 | 0 | 0 | 0 | 0 | 0 | 0 | 0 | 0 | 0 | 0 | 0 | 0 | 0 | 0 | 0 | 0 | 0 | 0 | 0 | 0 | 0 | 0 | 0
F4_Commercial_Office (WA)_Existing_Miscellaneous_Natural Gas_Miscellaneous_E10 | F4 | Commercial | Office (WA) | Existing | Miscellaneous | Natural Gas | Miscellaneous | E10 | RVT BC Ratio | 0 | 0 | 0 | 0 | 0 | 0 | 0 | 0 | 0 | 0 | 0 | 0 | 0 | 0 | 0 | 0 | 0 | 0 | 0 | 0 | 0 | 0 | 0 | 0 | 0 | 0 | 0
F5_Commercial_Office (WA)_Existing_Miscellaneous_Natural Gas_Miscellaneous_E1 | F5 | Commercial | Office (WA) | Existing | Miscellaneous | Natural Gas | Miscellaneous | E1 | RIM BC Ratio | [24 empty] | 1 | 1 | 1 | bar: 2019 to 2042
F5_Commercial_Office (WA)_Existing_Miscellaneous_Natural Gas_Miscellaneous_E2 | F5 | Commercial | Office (WA) | Existing | Miscellaneous | Natural Gas | Miscellaneous | E2 | RIM BC Ratio | 0 | 0 | 0 | 0 | 0 | 0 | 0 | 0 | 0 | 0 | 0 | 0 | 0 | 0 | 0 | 0 | 0 | 0 | 0 | 0 | 0 | 0 | 0 | 0 | 0 | 0 | 0
F5_Commercial_Office (WA)_Existing_Miscellaneous_Natural Gas_Miscellaneous_E3 | F5 | Commercial | Office (WA) | Existing | Miscellaneous | Natural Gas | Miscellaneous | E3 | RIM BC Ratio | 0 | 0 | 0 | 0 | 0 | 0 | 0 | 0 | 0 | 0 | 0 | 0 | 0 | 0 | 0 | 0 | 0 | 0 | 0 | 0 | 0 | 0 | 0 | 0 | 0 | 0 | 0
F5_Commercial_Office (WA)_Existing_Miscellaneous_Natural Gas_Miscellaneous_E4 | F5 | Commercial | Office (WA) | Existing | Miscellaneous | Natural Gas | Miscellaneous | E4 | RIM BC Ratio | 0 | 0 | 0 | 0 | 0 | 0 | 0 | 0 | 0 | 0 | 0 | 0 | 0 | 0 | 0 | 0 | 0 | 0 | 0 | 0 | 0 | 0 | 0 | 0 | 0 | 0 | 0
F5_Commercial_Office (WA)_Existing_Miscellaneous_Natural Gas_Miscellaneous_E5 | F5 | Commercial | Office (WA) | Existing | Miscellaneous | Natural Gas | Miscellaneous | E5 | RIM BC Ratio | 0 | 0 | 0 | 0 | 0 | 0 | 0 | 0 | 0 | 0 | 0 | 0 | 0 | 0 | 0 | 0 | 0 | 0 | 0 | 0 | 0 | 0 | 0 | 0 | 0 | 0 | 0
F5_Commercial_Office (WA)_Existing_Miscellaneous_Natural Gas_Miscellaneous_E6 | F5 | Commercial | Office (WA) | Existing | Miscellaneous | Natural Gas | Miscellaneous | E6 | RIM BC Ratio | 0 | 0 | 0 | 0 | 0 | 0 | 0 | 0 | 0 | 0 | 0 | 0 | 0 | 0 | 0 | 0 | 0 | 0 | 0 | 0 | 0 | 0 | 0 | 0 | 0 | 0 | 0
F5_Commercial_Office (WA)_Existing_Miscellaneous_Natural Gas_Miscellaneous_E7 | F5 | Commercial | Office (WA) | Existing | Miscellaneous | Natural Gas | Miscellaneous | E7 | RIM BC Ratio | 0 | 0 | 0 | 0 | 0 | 0 | 0 | 0 | 0 | 0 | 0 | 0 | 0 | 0 | 0 | 0 | 0 | 0 | 0 | 0 | 0 | 0 | 0 | 0 | 0 | 0 | 0
F5_Commercial_Office (WA)_Existing_Miscellaneous_Natural Gas_Miscellaneous_E8 | F5 | Commercial | Office (WA) | Existing | Miscellaneous | Natural Gas | Miscellaneous | E8 | RIM BC Ratio | 0 | 0 | 0 | 0 | 0 | 0 | 0 | 0 | 0 | 0 | 0 | 0 | 0 | 0 | 0 | 0 | 0 | 0 | 0 | 0 | 0 | 0 | 0 | 0 | 0 | 0 | 0
F5_Commercial_Office (WA)_Existing_Miscellaneous_Natural Gas_Miscellaneous_E9 | F5 | Commercial | Office (WA) | Existing | Miscellaneous | Natural Gas | Miscellaneous | E9 | RIM BC Ratio | 0 | 0 | 0 | 0 | 0 | 0 | 0 | 0 | 0 | 0 | 0 | 0 | 0 | 0 | 0 | 0 | 0 | 0 | 0 | 0 | 0 | 0 | 0 | 0 | 0 | 0 | 0
F5_Commercial_Office (WA)_Existing_Miscellaneous_Natural Gas_Miscellaneous_E10 | F5 | Commercial | Office (WA) | Existing | Miscellaneous | Natural Gas | Miscellaneous | E10 | RIM BC Ratio | 0 | 0 | 0 | 0 | 0 | 0 | 0 | 0 | 0 | 0 | 0 | 0 | 0 | 0 | 0 | 0 | 0 | 0 | 0 | 0 | 0 | 0 | 0 | 0 | 0 | 0 | 0
F0_Commercial_Office (WA)_New_Space Heating_Natural Gas_Furnace_E0 | F0 | Commercial | Office (WA) | New | Space Heating | Natural Gas | Furnace | E0 | Economic Unit | AFUE 80% (Standard) | AFUE 80% (Standard) | AFUE 80% (Standard) | AFUE 80% (Standard) | AFUE 80% (Standard) | AFUE 80% (Standard) | AFUE 80% (Standard) | AFUE 80% (Standard) | AFUE 80% (Standard) | AFUE 80% (Standard) | AFUE 80% (Standard) | AFUE 80% (Standard) | AFUE 80% (Standard) | AFUE 80% (Standard) | AFUE 80% (Standard) | AFUE 96% | AFUE 96% | AFUE 96% | AFUE 96% | AFUE 96% | AFUE 96% | AFUE 96% | AFUE 96% | AFUE 96% | AFUE 96% | AFUE 96% | AFUE 96%
F1_Commercial_Office (WA)_New_Space Heating_Natural Gas_Furnace_E1 | F1 | Commercial | Office (WA) | New | Space Heating | Natural Gas | Furnace | E1 | CCE | 0 | 0 | 0 | 0 | 0 | 0 | 0 | 0 | 0 | 0 | 0 | 0 | 0 | 0 | 0 | 0 | 0 | 0 | 0 | 0 | 0 | 0 | 0 | 0 | 0 | 0 | 0
F1_Commercial_Office (WA)_New_Space Heating_Natural Gas_Furnace_E2 | F1 | Commercial | Office (WA) | New | Space Heating | Natural Gas | Furnace | E2 | CCE | 0.037485 | 0.038901 | 0.038901 | 0.038901 | 0.038901 | 0.038901 | 0.038901 | 0.038901 | 0.038901 | 0.038901 | 0.038901 | 0.038901 | 0.038901 | 0.038901 | 0.038901 | 0.038901 | 0.038901 | 0.038901 | 0.038901 | 0.038901 | 0.038901 | 0.038901 | 0.038901 | 0.038901 | 0.038901 | 0.038901 | 0.038901
F1_Commercial_Office (WA)_New_Space Heating_Natural Gas_Furnace_E3 | F1 | Commercial | Office (WA) | New | Space Heating | Natural Gas | Furnace | E3 | CCE | 0.0055967 | 0.005808 | 0.005808 | 0.005808 | 0.005808 | 0.005808 | 0.005808 | 0.005808 | 0.005808 | 0.005808 | 0.005808 | 0.005808 | 0.005808 | 0.005808 | 0.005808 | 0.005808 | 0.005808 | 0.005808 | 0.005808 | 0.005808 | 0.005808 | 0.005808 | 0.005808 | 0.005808 | 0.005808 | 0.005808 | 0.005808
F1_Commercial_Office (WA)_New_Space Heating_Natural Gas_Furnace_E4 | F1 | Commercial | Office (WA) | New | Space Heating | Natural Gas | Furnace | E4 | CCE | 0 | 0 | 0 | 0 | 0 | 0 | 0 | 0 | 0 | 0 | 0 | 0 | 0 | 0 | 0 | 0 | 0 | 0 | 0 | 0 | 0 | 0 | 0 | 0 | 0 | 0 | 0
F1_Commercial_Office (WA)_New_Space Heating_Natural Gas_Furnace_E5 | F1 | Commercial | Office (WA) | New | Space Heating | Natural Gas | Furnace | E5 | CCE | 0 | 0 | 0 | 0 | 0 | 0 | 0 | 0 | 0 | 0 | 0 | 0 | 0 | 0 | 0 | 0 | 0 | 0 | 0 | 0 | 0 | 0 | 0 | 0 | 0 | 0 | 0
F1_Commercial_Office (WA)_New_Space Heating_Natural Gas_Furnace_E6 | F1 | Commercial | Office (WA) | New | Space Heating | Natural Gas | Furnace | E6 | CCE | 0 | 0 | 0 | 0 | 0 | 0 | 0 | 0 | 0 | 0 | 0 | 0 | 0 | 0 | 0 | 0 | 0 | 0 | 0 | 0 | 0 | 0 | 0 | 0 | 0 | 0 | 0
F1_Commercial_Office (WA)_New_Space Heating_Natural Gas_Furnace_E7 | F1 | Commercial | Office (WA) | New | Space Heating | Natural Gas | Furnace | E7 | CCE | 0 | 0 | 0 | 0 | 0 | 0 | 0 | 0 | 0 | 0 | 0 | 0 | 0 | 0 | 0 | 0 | 0 | 0 | 0 | 0 | 0 | 0 | 0 | 0 | 0 | 0 | 0
F1_Commercial_Office (WA)_New_Space Heating_Natural Gas_Furnace_E8 | F1 | Commercial | Office (WA) | New | Space Heating | Natural Gas | Furnace | E8 | CCE | 0 | 0 | 0 | 0 | 0 | 0 | 0 | 0 | 0 | 0 | 0 | 0 | 0 | 0 | 0 | 0 | 0 | 0 | 0 | 0 | 0 | 0 | 0 | 0 | 0 | 0 | 0
F1_Commercial_Office (WA)_New_Space Heating_Natural Gas_Furnace_E9 | F1 | Commercial | Office (WA) | New | Space Heating | Natural Gas | Furnace | E9 | CCE | 0 | 0 | 0 | 0 | 0 | 0 | 0 | 0 | 0 | 0 | 0 | 0 | 0 | 0 | 0 | 0 | 0 | 0 | 0 | 0 | 0 | 0 | 0 | 0 | 0 | 0 | 0
F1_Commercial_Office (WA)_New_Space Heating_Natural Gas_Furnace_E10 | F1 | Commercial | Office (WA) | New | Space Heating | Natural Gas | Furnace | E10 | CCE | 0 | 0 | 0 | 0 | 0 | 0 | 0 | 0 | 0 | 0 | 0 | 0 | 0 | 0 | 0 | 0 | 0 | 0 | 0 | 0 | 0 | 0 | 0 | 0 | 0 | 0 | 0
F2_Commercial_Office (WA)_New_Space Heating_Natural Gas_Furnace_E1 | F2 | Commercial | Office (WA) | New | Space Heating | Natural Gas | Furnace | E1 | TRC BC Ratio | [24 empty] | 1 | 1 | 1 | bar: 2019 to 2042
F2_Commercial_Office (WA)_New_Space Heating_Natural Gas_Furnace_E2 | F2 | Commercial | Office (WA) | New | Space Heating | Natural Gas | Furnace | E2 | TRC BC Ratio | 0.10033 | 0.10179 | 0.10385 | 0.10621 | 0.10889 | 0.11278 | 0.11676 | 0.12098 | 0.12495 | 0.12898 | 0.1325 | 0.13568 | 0.13922 | 0.14289 | 0.14624 | 0.14953 | 0.15253 | 0.15564 | 0.15889 | 0.16223 | 0.16563 | 0.16924 | 0.17352 | 0.1772 | 0.18097 | 0.18481 | 0.18873
F2_Commercial_Office (WA)_New_Space Heating_Natural Gas_Furnace_E3 | F2 | Commercial | Office (WA) | New | Space Heating | Natural Gas | Furnace | E3 | TRC BC Ratio | 0.67197 | 0.68174 | 0.69559 | 0.71139 | 0.72932 | 0.7554 | 0.78202 | 0.81028 | 0.83688 | 0.86384 | 0.88745 | 0.90878 | 0.93245 | 0.95701 | 0.97949 | 1.0015 | 1.0216 | 1.0424 | 1.0642 | 1.0866 | 1.1093 | 1.1335 | 1.1622 | 1.1869 | 1.2121 | 1.2378 | 1.2641
F2_Commercial_Office (WA)_New_Space Heating_Natural Gas_Furnace_E4 | F2 | Commercial | Office (WA) | New | Space Heating | Natural Gas | Furnace | E4 | TRC BC Ratio | 0 | 0 | 0 | 0 | 0 | 0 | 0 | 0 | 0 | 0 | 0 | 0 | 0 | 0 | 0 | 0 | 0 | 0 | 0 | 0 | 0 | 0 | 0 | 0 | 0 | 0 | 0
F2_Commercial_Office (WA)_New_Space Heating_Natural Gas_Furnace_E5 | F2 | Commercial | Office (WA) | New | Space Heating | Natural Gas | Furnace | E5 | TRC BC Ratio | 0 | 0 | 0 | 0 | 0 | 0 | 0 | 0 | 0 | 0 | 0 | 0 | 0 | 0 | 0 | 0 | 0 | 0 | 0 | 0 | 0 | 0 | 0 | 0 | 0 | 0 | 0
F2_Commercial_Office (WA)_New_Space Heating_Natural Gas_Furnace_E6 | F2 | Commercial | Office (WA) | New | Space Heating | Natural Gas | Furnace | E6 | TRC BC Ratio | 0 | 0 | 0 | 0 | 0 | 0 | 0 | 0 | 0 | 0 | 0 | 0 | 0 | 0 | 0 | 0 | 0 | 0 | 0 | 0 | 0 | 0 | 0 | 0 | 0 | 0 | 0
F2_Commercial_Office (WA)_New_Space Heating_Natural Gas_Furnace_E7 | F2 | Commercial | Office (WA) | New | Space Heating | Natural Gas | Furnace | E7 | TRC BC Ratio | 0 | 0 | 0 | 0 | 0 | 0 | 0 | 0 | 0 | 0 | 0 | 0 | 0 | 0 | 0 | 0 | 0 | 0 | 0 | 0 | 0 | 0 | 0 | 0 | 0 | 0 | 0
F2_Commercial_Office (WA)_New_Space Heating_Natural Gas_Furnace_E8 | F2 | Commercial | Office (WA) | New | Space Heating | Natural Gas | Furnace | E8 | TRC BC Ratio | 0 | 0 | 0 | 0 | 0 | 0 | 0 | 0 | 0 | 0 | 0 | 0 | 0 | 0 | 0 | 0 | 0 | 0 | 0 | 0 | 0 | 0 | 0 | 0 | 0 | 0 | 0
F2_Commercial_Office (WA)_New_Space Heating_Natural Gas_Furnace_E9 | F2 | Commercial | Office (WA) | New | Space Heating | Natural Gas | Furnace | E9 | TRC BC Ratio | 0 | 0 | 0 | 0 | 0 | 0 | 0 | 0 | 0 | 0 | 0 | 0 | 0 | 0 | 0 | 0 | 0 | 0 | 0 | 0 | 0 | 0 | 0 | 0 | 0 | 0 | 0
F2_Commercial_Office (WA)_New_Space Heating_Natural Gas_Furnace_E10 | F2 | Commercial | Office (WA) | New | Space Heating | Natural Gas | Furnace | E10 | TRC BC Ratio | 0 | 0 | 0 | 0 | 0 | 0 | 0 | 0 | 0 | 0 | 0 | 0 | 0 | 0 | 0 | 0 | 0 | 0 | 0 | 0 | 0 | 0 | 0 | 0 | 0 | 0 | 0
F3_Commercial_Office (WA)_New_Space Heating_Natural Gas_Furnace_E1 | F3 | Commercial | Office (WA) | New | Space Heating | Natural Gas | Furnace | E1 | PACT BC Ratio | [24 empty] | 1 | 1 | 1 | bar: 2019 to 2042
F3_Commercial_Office (WA)_New_Space Heating_Natural Gas_Furnace_E2 | F3 | Commercial | Office (WA) | New | Space Heating | Natural Gas | Furnace | E2 | PACT BC Ratio | 0.28101 | 0.28509 | 0.29089 | 0.2975 | 0.30499 | 0.3159 | 0.32703 | 0.33885 | 0.34997 | 0.36125 | 0.37112 | 0.38004 | 0.38994 | 0.40021 | 0.40961 | 0.41881 | 0.42724 | 0.43594 | 0.44504 | 0.45438 | 0.4639 | 0.47402 | 0.48602 | 0.49633 | 0.50687 | 0.51763 | 0.52861
F3_Commercial_Office (WA)_New_Space Heating_Natural Gas_Furnace_E3 | F3 | Commercial | Office (WA) | New | Space Heating | Natural Gas | Furnace | E3 | PACT BC Ratio | 1.8821 | 1.9095 | 1.9483 | 1.9925 | 2.0428 | 2.1158 | 2.1904 | 2.2695 | 2.344 | 2.4196 | 2.4857 | 2.5454 | 2.6117 | 2.6805 | 2.7435 | 2.8051 | 2.8615 | 2.9198 | 2.9807 | 3.0433 | 3.1071 | 3.1749 | 3.2552 | 3.3243 | 3.3949 | 3.4669 | 3.5405
F3_Commercial_Office (WA)_New_Space Heating_Natural Gas_Furnace_E4 | F3 | Commercial | Office (WA) | New | Space Heating | Natural Gas | Furnace | E4 | PACT BC Ratio | 0 | 0 | 0 | 0 | 0 | 0 | 0 | 0 | 0 | 0 | 0 | 0 | 0 | 0 | 0 | 0 | 0 | 0 | 0 | 0 | 0 | 0 | 0 | 0 | 0 | 0 | 0
F3_Commercial_Office (WA)_New_Space Heating_Natural Gas_Furnace_E5 | F3 | Commercial | Office (WA) | New | Space Heating | Natural Gas | Furnace | E5 | PACT BC Ratio | 0 | 0 | 0 | 0 | 0 | 0 | 0 | 0 | 0 | 0 | 0 | 0 | 0 | 0 | 0 | 0 | 0 | 0 | 0 | 0 | 0 | 0 | 0 | 0 | 0 | 0 | 0
F3_Commercial_Office (WA)_New_Space Heating_Natural Gas_Furnace_E6 | F3 | Commercial | Office (WA) | New | Space Heating | Natural Gas | Furnace | E6 | PACT BC Ratio | 0 | 0 | 0 | 0 | 0 | 0 | 0 | 0 | 0 | 0 | 0 | 0 | 0 | 0 | 0 | 0 | 0 | 0 | 0 | 0 | 0 | 0 | 0 | 0 | 0 | 0 | 0
F3_Commercial_Office (WA)_New_Space Heating_Natural Gas_Furnace_E7 | F3 | Commercial | Office (WA) | New | Space Heating | Natural Gas | Furnace | E7 | PACT BC Ratio | 0 | 0 | 0 | 0 | 0 | 0 | 0 | 0 | 0 | 0 | 0 | 0 | 0 | 0 | 0 | 0 | 0 | 0 | 0 | 0 | 0 | 0 | 0 | 0 | 0 | 0 | 0
F3_Commercial_Office (WA)_New_Space Heating_Natural Gas_Furnace_E8 | F3 | Commercial | Office (WA) | New | Space Heating | Natural Gas | Furnace | E8 | PACT BC Ratio | 0 | 0 | 0 | 0 | 0 | 0 | 0 | 0 | 0 | 0 | 0 | 0 | 0 | 0 | 0 | 0 | 0 | 0 | 0 | 0 | 0 | 0 | 0 | 0 | 0 | 0 | 0
F3_Commercial_Office (WA)_New_Space Heating_Natural Gas_Furnace_E9 | F3 | Commercial | Office (WA) | New | Space Heating | Natural Gas | Furnace | E9 | PACT BC Ratio | 0 | 0 | 0 | 0 | 0 | 0 | 0 | 0 | 0 | 0 | 0 | 0 | 0 | 0 | 0 | 0 | 0 | 0 | 0 | 0 | 0 | 0 | 0 | 0 | 0 | 0 | 0
F3_Commercial_Office (WA)_New_Space Heating_Natural Gas_Furnace_E10 | F3 | Commercial | Office (WA) | New | Space Heating | Natural Gas | Furnace | E10 | PACT BC Ratio | 0 | 0 | 0 | 0 | 0 | 0 | 0 | 0 | 0 | 0 | 0 | 0 | 0 | 0 | 0 | 0 | 0 | 0 | 0 | 0 | 0 | 0 | 0 | 0 | 0 | 0 | 0
F4_Commercial_Office (WA)_New_Space Heating_Natural Gas_Furnace_E1 | F4 | Commercial | Office (WA) | New | Space Heating | Natural Gas | Furnace | E1 | RVT BC Ratio | [24 empty] | 1 | 1 | 1 | bar: 2019 to 2042
F4_Commercial_Office (WA)_New_Space Heating_Natural Gas_Furnace_E2 | F4 | Commercial | Office (WA) | New | Space Heating | Natural Gas | Furnace | E2 | RVT BC Ratio | 0.36896 | 0.37013 | 0.37207 | 0.37432 | 0.37689 | 0.38108 | 0.38524 | 0.38959 | 0.39341 | 0.39711 | 0.40131 | 0.40497 | 0.40906 | 0.41326 | 0.417 | 0.42059 | 0.42376 | 0.42699 | 0.43034 | 0.43373 | 0.43712 | 0.44167 | 0.44707 | 0.45171 | 0.45645 | 0.46129 | 0.46623
F4_Commercial_Office (WA)_New_Space Heating_Natural Gas_Furnace_E3 | F4 | Commercial | Office (WA) | New | Space Heating | Natural Gas | Furnace | E3 | RVT BC Ratio | 1.1697 | 1.1775 | 1.1905 | 1.2055 | 1.2228 | 1.2509 | 1.2787 | 1.3078 | 1.3334 | 1.3582 | 1.3863 | 1.4109 | 1.4382 | 1.4664 | 1.4914 | 1.5155 | 1.5367 | 1.5583 | 1.5808 | 1.6035 | 1.6262 | 1.6567 | 1.6928 | 1.7239 | 1.7556 | 1.788 | 1.8211
F4_Commercial_Office (WA)_New_Space Heating_Natural Gas_Furnace_E4 | F4 | Commercial | Office (WA) | New | Space Heating | Natural Gas | Furnace | E4 | RVT BC Ratio | 0 | 0 | 0 | 0 | 0 | 0 | 0 | 0 | 0 | 0 | 0 | 0 | 0 | 0 | 0 | 0 | 0 | 0 | 0 | 0 | 0 | 0 | 0 | 0 | 0 | 0 | 0
F4_Commercial_Office (WA)_New_Space Heating_Natural Gas_Furnace_E5 | F4 | Commercial | Office (WA) | New | Space Heating | Natural Gas | Furnace | E5 | RVT BC Ratio | 0 | 0 | 0 | 0 | 0 | 0 | 0 | 0 | 0 | 0 | 0 | 0 | 0 | 0 | 0 | 0 | 0 | 0 | 0 | 0 | 0 | 0 | 0 | 0 | 0 | 0 | 0
F4_Commercial_Office (WA)_New_Space Heating_Natural Gas_Furnace_E6 | F4 | Commercial | Office (WA) | New | Space Heating | Natural Gas | Furnace | E6 | RVT BC Ratio | 0 | 0 | 0 | 0 | 0 | 0 | 0 | 0 | 0 | 0 | 0 | 0 | 0 | 0 | 0 | 0 | 0 | 0 | 0 | 0 | 0 | 0 | 0 | 0 | 0 | 0 | 0
F4_Commercial_Office (WA)_New_Space Heating_Natural Gas_Furnace_E7 | F4 | Commercial | Office (WA) | New | Space Heating | Natural Gas | Furnace | E7 | RVT BC Ratio | 0 | 0 | 0 | 0 | 0 | 0 | 0 | 0 | 0 | 0 | 0 | 0 | 0 | 0 | 0 | 0 | 0 | 0 | 0 | 0 | 0 | 0 | 0 | 0 | 0 | 0 | 0
F4_Commercial_Office (WA)_New_Space Heating_Natural Gas_Furnace_E8 | F4 | Commercial | Office (WA) | New | Space Heating | Natural Gas | Furnace | E8 | RVT BC Ratio | 0 | 0 | 0 | 0 | 0 | 0 | 0 | 0 | 0 | 0 | 0 | 0 | 0 | 0 | 0 | 0 | 0 | 0 | 0 | 0 | 0 | 0 | 0 | 0 | 0 | 0 | 0
F4_Commercial_Office (WA)_New_Space Heating_Natural Gas_Furnace_E9 | F4 | Commercial | Office (WA) | New | Space Heating | Natural Gas | Furnace | E9 | RVT BC Ratio | 0 | 0 | 0 | 0 | 0 | 0 | 0 | 0 | 0 | 0 | 0 | 0 | 0 | 0 | 0 | 0 | 0 | 0 | 0 | 0 | 0 | 0 | 0 | 0 | 0 | 0 | 0
F4_Commercial_Office (WA)_New_Space Heating_Natural Gas_Furnace_E10 | F4 | Commercial | Office (WA) | New | Space Heating | Natural Gas | Furnace | E10 | RVT BC Ratio | 0 | 0 | 0 | 0 | 0 | 0 | 0 | 0 | 0 | 0 | 0 | 0 | 0 | 0 | 0 | 0 | 0 | 0 | 0 | 0 | 0 | 0 | 0 | 0 | 0 | 0 | 0
F5_Commercial_Office (WA)_New_Space Heating_Natural Gas_Furnace_E1 | F5 | Commercial | Office (WA) | New | Space Heating | Natural Gas | Furnace | E1 | RIM BC Ratio | [24 empty] | 1 | 1 | 1 | bar: 2019 to 2042
F5_Commercial_Office (WA)_New_Space Heating_Natural Gas_Furnace_E2 | F5 | Commercial | Office (WA) | New | Space Heating | Natural Gas | Furnace | E2 | RIM BC Ratio | 0.2116 | 0.21424 | 0.21785 | 0.22193 | 0.2265 | 0.23291 | 0.23941 | 0.24623 | 0.25268 | 0.2592 | 0.26442 | 0.26914 | 0.2743 | 0.27959 | 0.28442 | 0.28913 | 0.29345 | 0.29788 | 0.30249 | 0.30719 | 0.31195 | 0.31649 | 0.3218 | 0.32629 | 0.33081 | 0.33536 | 0.33993
F5_Commercial_Office (WA)_New_Space Heating_Natural Gas_Furnace_E3 | F5 | Commercial | Office (WA) | New | Space Heating | Natural Gas | Furnace | E3 | RIM BC Ratio | 0.58873 | 0.5939 | 0.60029 | 0.60736 | 0.61512 | 0.62479 | 0.63463 | 0.64486 | 0.65493 | 0.66527 | 0.67133 | 0.67699 | 0.68303 | 0.68917 | 0.69491 | 0.70055 | 0.70592 | 0.71144 | 0.71714 | 0.72298 | 0.72895 | 0.73261 | 0.73681 | 0.74029 | 0.74374 | 0.74714 | 0.7505
F5_Commercial_Office (WA)_New_Space Heating_Natural Gas_Furnace_E4 | F5 | Commercial | Office (WA) | New | Space Heating | Natural Gas | Furnace | E4 | RIM BC Ratio | 0 | 0 | 0 | 0 | 0 | 0 | 0 | 0 | 0 | 0 | 0 | 0 | 0 | 0 | 0 | 0 | 0 | 0 | 0 | 0 | 0 | 0 | 0 | 0 | 0 | 0 | 0
F5_Commercial_Office (WA)_New_Space Heating_Natural Gas_Furnace_E5 | F5 | Commercial | Office (WA) | New | Space Heating | Natural Gas | Furnace | E5 | RIM BC Ratio | 0 | 0 | 0 | 0 | 0 | 0 | 0 | 0 | 0 | 0 | 0 | 0 | 0 | 0 | 0 | 0 | 0 | 0 | 0 | 0 | 0 | 0 | 0 | 0 | 0 | 0 | 0
F5_Commercial_Office (WA)_New_Space Heating_Natural Gas_Furnace_E6 | F5 | Commercial | Office (WA) | New | Space Heating | Natural Gas | Furnace | E6 | RIM BC Ratio | 0 | 0 | 0 | 0 | 0 | 0 | 0 | 0 | 0 | 0 | 0 | 0 | 0 | 0 | 0 | 0 | 0 | 0 | 0 | 0 | 0 | 0 | 0 | 0 | 0 | 0 | 0
F5_Commercial_Office (WA)_New_Space Heating_Natural Gas_Furnace_E7 | F5 | Commercial | Office (WA) | New | Space Heating | Natural Gas | Furnace | E7 | RIM BC Ratio | 0 | 0 | 0 | 0 | 0 | 0 | 0 | 0 | 0 | 0 | 0 | 0 | 0 | 0 | 0 | 0 | 0 | 0 | 0 | 0 | 0 | 0 | 0 | 0 | 0 | 0 | 0
F5_Commercial_Office (WA)_New_Space Heating_Natural Gas_Furnace_E8 | F5 | Commercial | Office (WA) | New | Space Heating | Natural Gas | Furnace | E8 | RIM BC Ratio | 0 | 0 | 0 | 0 | 0 | 0 | 0 | 0 | 0 | 0 | 0 | 0 | 0 | 0 | 0 | 0 | 0 | 0 | 0 | 0 | 0 | 0 | 0 | 0 | 0 | 0 | 0
F5_Commercial_Office (WA)_New_Space Heating_Natural Gas_Furnace_E9 | F5 | Commercial | Office (WA) | New | Space Heating | Natural Gas | Furnace | E9 | RIM BC Ratio | 0 | 0 | 0 | 0 | 0 | 0 | 0 | 0 | 0 | 0 | 0 | 0 | 0 | 0 | 0 | 0 | 0 | 0 | 0 | 0 | 0 | 0 | 0 | 0 | 0 | 0 | 0
F5_Commercial_Office (WA)_New_Space Heating_Natural Gas_Furnace_E10 | F5 | Commercial | Office (WA) | New | Space Heating | Natural Gas | Furnace | E10 | RIM BC Ratio | 0 | 0 | 0 | 0 | 0 | 0 | 0 | 0 | 0 | 0 | 0 | 0 | 0 | 0 | 0 | 0 | 0 | 0 | 0 | 0 | 0 | 0 | 0 | 0 | 0 | 0 | 0
F0_Commercial_Office (WA)_New_Space Heating_Natural Gas_Boiler_E0 | F0 | Commercial | Office (WA) | New | Space Heating | Natural Gas | Boiler | E0 | Economic Unit | AFUE 97% | AFUE 97% | AFUE 97% | AFUE 97% | AFUE 97% | AFUE 97% | AFUE 97% | AFUE 97% | AFUE 97% | AFUE 97% | AFUE 97% | AFUE 97% | AFUE 97% | AFUE 97% | AFUE 97% | AFUE 97% | AFUE 97% | AFUE 97% | AFUE 97% | AFUE 97% | AFUE 97% | AFUE 97% | AFUE 97% | AFUE 97% | AFUE 97% | AFUE 97% | AFUE 97%
F1_Commercial_Office (WA)_New_Space Heating_Natural Gas_Boiler_E1 | F1 | Commercial | Office (WA) | New | Space Heating | Natural Gas | Boiler | E1 | CCE | 0 | 0 | 0 | 0 | 0 | 0 | 0 | 0 | 0 | 0 | 0 | 0 | 0 | 0 | 0 | 0 | 0 | 0 | 0 | 0 | 0 | 0 | 0 | 0 | 0 | 0 | 0
F1_Commercial_Office (WA)_New_Space Heating_Natural Gas_Boiler_E2 | F1 | Commercial | Office (WA) | New | Space Heating | Natural Gas | Boiler | E2 | CCE | 0.0012329 | 0.0012795 | 0.0012795 | 0.0012795 | 0.0012795 | 0.0012795 | 0.0012795 | 0.0012795 | 0.0012795 | 0.0012795 | 0.0012795 | 0.0012795 | 0.0012795 | 0.0012795 | 0.0012795 | 0.0012795 | 0.0012795 | 0.0012795 | 0.0012795 | 0.0012795 | 0.0012795 | 0.0012795 | 0.0012795 | 0.0012795 | 0.0012795 | 0.0012795 | 0.0012795
F1_Commercial_Office (WA)_New_Space Heating_Natural Gas_Boiler_E3 | F1 | Commercial | Office (WA) | New | Space Heating | Natural Gas | Boiler | E3 | CCE | -0.000269 | -0.00027915 | -0.00027915 | -0.00027915 | -0.00027915 | -0.00027915 | -0.00027915 | -0.00027915 | -0.00027915 | -0.00027915 | -0.00027915 | -0.00027915 | -0.00027915 | -0.00027915 | -0.00027915 | -0.00027915 | -0.00027915 | -0.00027915 | -0.00027915 | -0.00027915 | -0.00027915 | -0.00027915 | -0.00027915 | -0.00027915 | -0.00027915 | -0.00027915 | -0.00027915
F1_Commercial_Office (WA)_New_Space Heating_Natural Gas_Boiler_E4 | F1 | Commercial | Office (WA) | New | Space Heating | Natural Gas | Boiler | E4 | CCE | 0.028283 | 0.029351 | 0.029351 | 0.029351 | 0.029351 | 0.029351 | 0.029351 | 0.029351 | 0.029351 | 0.029351 | 0.029351 | 0.029351 | 0.029351 | 0.029351 | 0.029351 | 0.029351 | 0.029351 | 0.029351 | 0.029351 | 0.029351 | 0.029351 | 0.029351 | 0.029351 | 0.029351 | 0.029351 | 0.029351 | 0.029351
F1_Commercial_Office (WA)_New_Space Heating_Natural Gas_Boiler_E5 | F1 | Commercial | Office (WA) | New | Space Heating | Natural Gas | Boiler | E5 | CCE | 0 | 0 | 0 | 0 | 0 | 0 | 0 | 0 | 0 | 0 | 0 | 0 | 0 | 0 | 0 | 0 | 0 | 0 | 0 | 0 | 0 | 0 | 0 | 0 | 0 | 0 | 0
F1_Commercial_Office (WA)_New_Space Heating_Natural Gas_Boiler_E6 | F1 | Commercial | Office (WA) | New | Space Heating | Natural Gas | Boiler | E6 | CCE | 0 | 0 | 0 | 0 | 0 | 0 | 0 | 0 | 0 | 0 | 0 | 0 | 0 | 0 | 0 | 0 | 0 | 0 | 0 | 0 | 0 | 0 | 0 | 0 | 0 | 0 | 0
F1_Commercial_Office (WA)_New_Space Heating_Natural Gas_Boiler_E7 | F1 | Commercial | Office (WA) | New | Space Heating | Natural Gas | Boiler | E7 | CCE | 0 | 0 | 0 | 0 | 0 | 0 | 0 | 0 | 0 | 0 | 0 | 0 | 0 | 0 | 0 | 0 | 0 | 0 | 0 | 0 | 0 | 0 | 0 | 0 | 0 | 0 | 0
F1_Commercial_Office (WA)_New_Space Heating_Natural Gas_Boiler_E8 | F1 | Commercial | Office (WA) | New | Space Heating | Natural Gas | Boiler | E8 | CCE | 0 | 0 | 0 | 0 | 0 | 0 | 0 | 0 | 0 | 0 | 0 | 0 | 0 | 0 | 0 | 0 | 0 | 0 | 0 | 0 | 0 | 0 | 0 | 0 | 0 | 0 | 0
F1_Commercial_Office (WA)_New_Space Heating_Natural Gas_Boiler_E9 | F1 | Commercial | Office (WA) | New | Space Heating | Natural Gas | Boiler | E9 | CCE | 0 | 0 | 0 | 0 | 0 | 0 | 0 | 0 | 0 | 0 | 0 | 0 | 0 | 0 | 0 | 0 | 0 | 0 | 0 | 0 | 0 | 0 | 0 | 0 | 0 | 0 | 0
F1_Commercial_Office (WA)_New_Space Heating_Natural Gas_Boiler_E10 | F1 | Commercial | Office (WA) | New | Space Heating | Natural Gas | Boiler | E10 | CCE | 0 | 0 | 0 | 0 | 0 | 0 | 0 | 0 | 0 | 0 | 0 | 0 | 0 | 0 | 0 | 0 | 0 | 0 | 0 | 0 | 0 | 0 | 0 | 0 | 0 | 0 | 0
F2_Commercial_Office (WA)_New_Space Heating_Natural Gas_Boiler_E1 | F2 | Commercial | Office (WA) | New | Space Heating | Natural Gas | Boiler | E1 | TRC BC Ratio | [24 empty] | 1 | 1 | 1 | bar: 2019 to 2042
F2_Commercial_Office (WA)_New_Space Heating_Natural Gas_Boiler_E2 | F2 | Commercial | Office (WA) | New | Space Heating | Natural Gas | Boiler | E2 | TRC BC Ratio | 3.4444 | 3.5045 | 3.5788 | 3.6595 | 3.7472 | 3.8623 | 3.9796 | 4.1031 | 4.2219 | 4.3426 | 4.453 | 4.5565 | 4.6685 | 4.7835 | 4.8922 | 5 | 5.1025 | 5.2079 | 5.3172 | 5.4293 | 5.5435 | 5.6627 | 5.7968 | 5.9173 | 6.039 | 6.132 | 6.2157
F2_Commercial_Office (WA)_New_Space Heating_Natural Gas_Boiler_E3 | F2 | Commercial | Office (WA) | New | Space Heating | Natural Gas | Boiler | E3 | TRC BC Ratio | [24 empty] | 1 | 1 | 1 | bar: 2019 to 2042
F2_Commercial_Office (WA)_New_Space Heating_Natural Gas_Boiler_E4 | F2 | Commercial | Office (WA) | New | Space Heating | Natural Gas | Boiler | E4 | TRC BC Ratio | 0.17305 | 0.17659 | 0.18049 | 0.18453 | 0.18872 | 0.19354 | 0.19845 | 0.20355 | 0.20862 | 0.21379 | 0.21878 | 0.22369 | 0.22884 | 0.23404 | 0.23917 | 0.24434 | 0.24944 | 0.25467 | 0.26005 | 0.26555 | 0.27117 | 0.27691 | 0.28298 | 0.28872 | 0.29446 | 0.29713 | 0.29871
F2_Commercial_Office (WA)_New_Space Heating_Natural Gas_Boiler_E5 | F2 | Commercial | Office (WA) | New | Space Heating | Natural Gas | Boiler | E5 | TRC BC Ratio | 0 | 0 | 0 | 0 | 0 | 0 | 0 | 0 | 0 | 0 | 0 | 0 | 0 | 0 | 0 | 0 | 0 | 0 | 0 | 0 | 0 | 0 | 0 | 0 | 0 | 0 | 0
F2_Commercial_Office (WA)_New_Space Heating_Natural Gas_Boiler_E6 | F2 | Commercial | Office (WA) | New | Space Heating | Natural Gas | Boiler | E6 | TRC BC Ratio | 0 | 0 | 0 | 0 | 0 | 0 | 0 | 0 | 0 | 0 | 0 | 0 | 0 | 0 | 0 | 0 | 0 | 0 | 0 | 0 | 0 | 0 | 0 | 0 | 0 | 0 | 0
F2_Commercial_Office (WA)_New_Space Heating_Natural Gas_Boiler_E7 | F2 | Commercial | Office (WA) | New | Space Heating | Natural Gas | Boiler | E7 | TRC BC Ratio | 0 | 0 | 0 | 0 | 0 | 0 | 0 | 0 | 0 | 0 | 0 | 0 | 0 | 0 | 0 | 0 | 0 | 0 | 0 | 0 | 0 | 0 | 0 | 0 | 0 | 0 | 0
F2_Commercial_Office (WA)_New_Space Heating_Natural Gas_Boiler_E8 | F2 | Commercial | Office (WA) | New | Space Heating | Natural Gas | Boiler | E8 | TRC BC Ratio | 0 | 0 | 0 | 0 | 0 | 0 | 0 | 0 | 0 | 0 | 0 | 0 | 0 | 0 | 0 | 0 | 0 | 0 | 0 | 0 | 0 | 0 | 0 | 0 | 0 | 0 | 0
F2_Commercial_Office (WA)_New_Space Heating_Natural Gas_Boiler_E9 | F2 | Commercial | Office (WA) | New | Space Heating | Natural Gas | Boiler | E9 | TRC BC Ratio | 0 | 0 | 0 | 0 | 0 | 0 | 0 | 0 | 0 | 0 | 0 | 0 | 0 | 0 | 0 | 0 | 0 | 0 | 0 | 0 | 0 | 0 | 0 | 0 | 0 | 0 | 0
F2_Commercial_Office (WA)_New_Space Heating_Natural Gas_Boiler_E10 | F2 | Commercial | Office (WA) | New | Space Heating | Natural Gas | Boiler | E10 | TRC BC Ratio | 0 | 0 | 0 | 0 | 0 | 0 | 0 | 0 | 0 | 0 | 0 | 0 | 0 | 0 | 0 | 0 | 0 | 0 | 0 | 0 | 0 | 0 | 0 | 0 | 0 | 0 | 0
F3_Commercial_Office (WA)_New_Space Heating_Natural Gas_Boiler_E1 | F3 | Commercial | Office (WA) | New | Space Heating | Natural Gas | Boiler | E1 | PACT BC Ratio | [24 empty] | 1 | 1 | 1 | bar: 2019 to 2042
F3_Commercial_Office (WA)_New_Space Heating_Natural Gas_Boiler_E2 | F3 | Commercial | Office (WA) | New | Space Heating | Natural Gas | Boiler | E2 | PACT BC Ratio | 9.6475 | 9.8158 | 10.0239 | 10.25 | 10.4957 | 10.8179 | 11.1464 | 11.4924 | 11.8251 | 12.1634 | 12.4724 | 12.7625 | 13.0762 | 13.398 | 13.7026 | 14.0047 | 14.2916 | 14.5868 | 14.893 | 15.2069 | 15.5269 | 15.8607 | 16.2363 | 16.5737 | 16.9146 | 17.1752 | 17.4096
F3_Commercial_Office (WA)_New_Space Heating_Natural Gas_Boiler_E3 | F3 | Commercial | Office (WA) | New | Space Heating | Natural Gas | Boiler | E3 | PACT BC Ratio | [24 empty] | 1 | 1 | 1 | bar: 2019 to 2042
F3_Commercial_Office (WA)_New_Space Heating_Natural Gas_Boiler_E4 | F3 | Commercial | Office (WA) | New | Space Heating | Natural Gas | Boiler | E4 | PACT BC Ratio | 0.4847 | 0.4946 | 0.50553 | 0.51685 | 0.52859 | 0.54209 | 0.55583 | 0.57014 | 0.58433 | 0.5988 | 0.61279 | 0.62654 | 0.64095 | 0.65554 | 0.6699 | 0.68437 | 0.69867 | 0.71331 | 0.72838 | 0.74379 | 0.75951 | 0.77559 | 0.79259 | 0.80869 | 0.82474 | 0.83224 | 0.83667
F3_Commercial_Office (WA)_New_Space Heating_Natural Gas_Boiler_E5 | F3 | Commercial | Office (WA) | New | Space Heating | Natural Gas | Boiler | E5 | PACT BC Ratio | 0 | 0 | 0 | 0 | 0 | 0 | 0 | 0 | 0 | 0 | 0 | 0 | 0 | 0 | 0 | 0 | 0 | 0 | 0 | 0 | 0 | 0 | 0 | 0 | 0 | 0 | 0
F3_Commercial_Office (WA)_New_Space Heating_Natural Gas_Boiler_E6 | F3 | Commercial | Office (WA) | New | Space Heating | Natural Gas | Boiler | E6 | PACT BC Ratio | 0 | 0 | 0 | 0 | 0 | 0 | 0 | 0 | 0 | 0 | 0 | 0 | 0 | 0 | 0 | 0 | 0 | 0 | 0 | 0 | 0 | 0 | 0 | 0 | 0 | 0 | 0
F3_Commercial_Office (WA)_New_Space Heating_Natural Gas_Boiler_E7 | F3 | Commercial | Office (WA) | New | Space Heating | Natural Gas | Boiler | E7 | PACT BC Ratio | 0 | 0 | 0 | 0 | 0 | 0 | 0 | 0 | 0 | 0 | 0 | 0 | 0 | 0 | 0 | 0 | 0 | 0 | 0 | 0 | 0 | 0 | 0 | 0 | 0 | 0 | 0
F3_Commercial_Office (WA)_New_Space Heating_Natural Gas_Boiler_E8 | F3 | Commercial | Office (WA) | New | Space Heating | Natural Gas | Boiler | E8 | PACT BC Ratio | 0 | 0 | 0 | 0 | 0 | 0 | 0 | 0 | 0 | 0 | 0 | 0 | 0 | 0 | 0 | 0 | 0 | 0 | 0 | 0 | 0 | 0 | 0 | 0 | 0 | 0 | 0
F3_Commercial_Office (WA)_New_Space Heating_Natural Gas_Boiler_E9 | F3 | Commercial | Office (WA) | New | Space Heating | Natural Gas | Boiler | E9 | PACT BC Ratio | 0 | 0 | 0 | 0 | 0 | 0 | 0 | 0 | 0 | 0 | 0 | 0 | 0 | 0 | 0 | 0 | 0 | 0 | 0 | 0 | 0 | 0 | 0 | 0 | 0 | 0 | 0
F3_Commercial_Office (WA)_New_Space Heating_Natural Gas_Boiler_E10 | F3 | Commercial | Office (WA) | New | Space Heating | Natural Gas | Boiler | E10 | PACT BC Ratio | 0 | 0 | 0 | 0 | 0 | 0 | 0 | 0 | 0 | 0 | 0 | 0 | 0 | 0 | 0 | 0 | 0 | 0 | 0 | 0 | 0 | 0 | 0 | 0 | 0 | 0 | 0
F4_Commercial_Office (WA)_New_Space Heating_Natural Gas_Boiler_E1 | F4 | Commercial | Office (WA) | New | Space Heating | Natural Gas | Boiler | E1 | RVT BC Ratio | [24 empty] | 1 | 1 | 1 | bar: 2019 to 2042
F4_Commercial_Office (WA)_New_Space Heating_Natural Gas_Boiler_E2 | F4 | Commercial | Office (WA) | New | Space Heating | Natural Gas | Boiler | E2 | RVT BC Ratio | 4.9142 | 4.9707 | 5.0452 | 5.1266 | 5.2154 | 5.3407 | 5.4662 | 5.5974 | 5.7183 | 5.8383 | 5.971 | 6.0938 | 6.2266 | 6.3622 | 6.4883 | 6.6121 | 6.7273 | 6.8448 | 6.966 | 7.0891 | 7.2133 | 7.3634 | 7.5324 | 7.6842 | 7.8375 | 7.9548 | 8.0602
F4_Commercial_Office (WA)_New_Space Heating_Natural Gas_Boiler_E3 | F4 | Commercial | Office (WA) | New | Space Heating | Natural Gas | Boiler | E3 | RVT BC Ratio | [24 empty] | 1 | 1 | 1 | bar: 2019 to 2042
F4_Commercial_Office (WA)_New_Space Heating_Natural Gas_Boiler_E4 | F4 | Commercial | Office (WA) | New | Space Heating | Natural Gas | Boiler | E4 | RVT BC Ratio | 0.45671 | 0.46038 | 0.46454 | 0.46885 | 0.47332 | 0.47866 | 0.48408 | 0.48974 | 0.49529 | 0.50095 | 0.50703 | 0.51304 | 0.51934 | 0.5257 | 0.53192 | 0.53816 | 0.54428 | 0.55053 | 0.55694 | 0.56347 | 0.5701 | 0.57733 | 0.58498 | 0.59222 | 0.59945 | 0.60282 | 0.60481
F4_Commercial_Office (WA)_New_Space Heating_Natural Gas_Boiler_E5 | F4 | Commercial | Office (WA) | New | Space Heating | Natural Gas | Boiler | E5 | RVT BC Ratio | 0 | 0 | 0 | 0 | 0 | 0 | 0 | 0 | 0 | 0 | 0 | 0 | 0 | 0 | 0 | 0 | 0 | 0 | 0 | 0 | 0 | 0 | 0 | 0 | 0 | 0 | 0
F4_Commercial_Office (WA)_New_Space Heating_Natural Gas_Boiler_E6 | F4 | Commercial | Office (WA) | New | Space Heating | Natural Gas | Boiler | E6 | RVT BC Ratio | 0 | 0 | 0 | 0 | 0 | 0 | 0 | 0 | 0 | 0 | 0 | 0 | 0 | 0 | 0 | 0 | 0 | 0 | 0 | 0 | 0 | 0 | 0 | 0 | 0 | 0 | 0
F4_Commercial_Office (WA)_New_Space Heating_Natural Gas_Boiler_E7 | F4 | Commercial | Office (WA) | New | Space Heating | Natural Gas | Boiler | E7 | RVT BC Ratio | 0 | 0 | 0 | 0 | 0 | 0 | 0 | 0 | 0 | 0 | 0 | 0 | 0 | 0 | 0 | 0 | 0 | 0 | 0 | 0 | 0 | 0 | 0 | 0 | 0 | 0 | 0
F4_Commercial_Office (WA)_New_Space Heating_Natural Gas_Boiler_E8 | F4 | Commercial | Office (WA) | New | Space Heating | Natural Gas | Boiler | E8 | RVT BC Ratio | 0 | 0 | 0 | 0 | 0 | 0 | 0 | 0 | 0 | 0 | 0 | 0 | 0 | 0 | 0 | 0 | 0 | 0 | 0 | 0 | 0 | 0 | 0 | 0 | 0 | 0 | 0
F4_Commercial_Office (WA)_New_Space Heating_Natural Gas_Boiler_E9 | F4 | Commercial | Office (WA) | New | Space Heating | Natural Gas | Boiler | E9 | RVT BC Ratio | 0 | 0 | 0 | 0 | 0 | 0 | 0 | 0 | 0 | 0 | 0 | 0 | 0 | 0 | 0 | 0 | 0 | 0 | 0 | 0 | 0 | 0 | 0 | 0 | 0 | 0 | 0
F4_Commercial_Office (WA)_New_Space Heating_Natural Gas_Boiler_E10 | F4 | Commercial | Office (WA) | New | Space Heating | Natural Gas | Boiler | E10 | RVT BC Ratio | 0 | 0 | 0 | 0 | 0 | 0 | 0 | 0 | 0 | 0 | 0 | 0 | 0 | 0 | 0 | 0 | 0 | 0 | 0 | 0 | 0 | 0 | 0 | 0 | 0 | 0 | 0
F5_Commercial_Office (WA)_New_Space Heating_Natural Gas_Boiler_E1 | F5 | Commercial | Office (WA) | New | Space Heating | Natural Gas | Boiler | E1 | RIM BC Ratio | [24 empty] | 1 | 1 | 1 | bar: 2019 to 2042
F5_Commercial_Office (WA)_New_Space Heating_Natural Gas_Boiler_E2 | F5 | Commercial | Office (WA) | New | Space Heating | Natural Gas | Boiler | E2 | RIM BC Ratio | 0.8082 | 0.81332 | 0.81875 | 0.82443 | 0.83035 | 0.83649 | 0.8428 | 0.8493 | 0.85603 | 0.86302 | 0.86592 | 0.86877 | 0.87173 | 0.87473 | 0.87774 | 0.8808 | 0.8839 | 0.8871 | 0.8904 | 0.89381 | 0.89734 | 0.89843 | 0.89961 | 0.90063 | 0.90162 | 0.90235 | 0.90298
F5_Commercial_Office (WA)_New_Space Heating_Natural Gas_Boiler_E3 | F5 | Commercial | Office (WA) | New | Space Heating | Natural Gas | Boiler | E3 | RIM BC Ratio | [24 empty] | 1 | 1 | 1 | bar: 2019 to 2042
F5_Commercial_Office (WA)_New_Space Heating_Natural Gas_Boiler_E4 | F5 | Commercial | Office (WA) | New | Space Heating | Natural Gas | Boiler | E4 | RIM BC Ratio | 0.31622 | 0.32088 | 0.32592 | 0.33107 | 0.33634 | 0.34222 | 0.34811 | 0.35414 | 0.36006 | 0.366 | 0.37133 | 0.37645 | 0.38174 | 0.38701 | 0.39213 | 0.39721 | 0.40217 | 0.40719 | 0.41227 | 0.41739 | 0.42254 | 0.42747 | 0.43258 | 0.43734 | 0.44199 | 0.44413 | 0.44539
F5_Commercial_Office (WA)_New_Space Heating_Natural Gas_Boiler_E5 | F5 | Commercial | Office (WA) | New | Space Heating | Natural Gas | Boiler | E5 | RIM BC Ratio | 0 | 0 | 0 | 0 | 0 | 0 | 0 | 0 | 0 | 0 | 0 | 0 | 0 | 0 | 0 | 0 | 0 | 0 | 0 | 0 | 0 | 0 | 0 | 0 | 0 | 0 | 0
F5_Commercial_Office (WA)_New_Space Heating_Natural Gas_Boiler_E6 | F5 | Commercial | Office (WA) | New | Space Heating | Natural Gas | Boiler | E6 | RIM BC Ratio | 0 | 0 | 0 | 0 | 0 | 0 | 0 | 0 | 0 | 0 | 0 | 0 | 0 | 0 | 0 | 0 | 0 | 0 | 0 | 0 | 0 | 0 | 0 | 0 | 0 | 0 | 0
F5_Commercial_Office (WA)_New_Space Heating_Natural Gas_Boiler_E7 | F5 | Commercial | Office (WA) | New | Space Heating | Natural Gas | Boiler | E7 | RIM BC Ratio | 0 | 0 | 0 | 0 | 0 | 0 | 0 | 0 | 0 | 0 | 0 | 0 | 0 | 0 | 0 | 0 | 0 | 0 | 0 | 0 | 0 | 0 | 0 | 0 | 0 | 0 | 0
F5_Commercial_Office (WA)_New_Space Heating_Natural Gas_Boiler_E8 | F5 | Commercial | Office (WA) | New | Space Heating | Natural Gas | Boiler | E8 | RIM BC Ratio | 0 | 0 | 0 | 0 | 0 | 0 | 0 | 0 | 0 | 0 | 0 | 0 | 0 | 0 | 0 | 0 | 0 | 0 | 0 | 0 | 0 | 0 | 0 | 0 | 0 | 0 | 0
F5_Commercial_Office (WA)_New_Space Heating_Natural Gas_Boiler_E9 | F5 | Commercial | Office (WA) | New | Space Heating | Natural Gas | Boiler | E9 | RIM BC Ratio | 0 | 0 | 0 | 0 | 0 | 0 | 0 | 0 | 0 | 0 | 0 | 0 | 0 | 0 | 0 | 0 | 0 | 0 | 0 | 0 | 0 | 0 | 0 | 0 | 0 | 0 | 0
F5_Commercial_Office (WA)_New_Space Heating_Natural Gas_Boiler_E10 | F5 | Commercial | Office (WA) | New | Space Heating | Natural Gas | Boiler | E10 | RIM BC Ratio | 0 | 0 | 0 | 0 | 0 | 0 | 0 | 0 | 0 | 0 | 0 | 0 | 0 | 0 | 0 | 0 | 0 | 0 | 0 | 0 | 0 | 0 | 0 | 0 | 0 | 0 | 0
F0_Commercial_Office (WA)_New_Space Heating_Natural Gas_Unit Heater_E0 | F0 | Commercial | Office (WA) | New | Space Heating | Natural Gas | Unit Heater | E0 | Economic Unit | Infrared Radiant | Infrared Radiant | Infrared Radiant | Infrared Radiant | Infrared Radiant | Infrared Radiant | Infrared Radiant | Infrared Radiant | Infrared Radiant | Infrared Radiant | Infrared Radiant | Infrared Radiant | Infrared Radiant | Infrared Radiant | Infrared Radiant | Infrared Radiant | Infrared Radiant | Infrared Radiant | Infrared Radiant | Infrared Radiant | Infrared Radiant | Infrared Radiant | Infrared Radiant | Infrared Radiant | Infrared Radiant | Infrared Radiant | Infrared Radiant
F1_Commercial_Office (WA)_New_Space Heating_Natural Gas_Unit Heater_E1 | F1 | Commercial | Office (WA) | New | Space Heating | Natural Gas | Unit Heater | E1 | CCE | 0 | 0 | 0 | 0 | 0 | 0 | 0 | 0 | 0 | 0 | 0 | 0 | 0 | 0 | 0 | 0 | 0 | 0 | 0 | 0 | 0 | 0 | 0 | 0 | 0 | 0 | 0
F1_Commercial_Office (WA)_New_Space Heating_Natural Gas_Unit Heater_E2 | F1 | Commercial | Office (WA) | New | Space Heating | Natural Gas | Unit Heater | E2 | CCE | 0.00010749 | 0.00011155 | 0.00011155 | 0.00011155 | 0.00011155 | 0.00011155 | 0.00011155 | 0.00011155 | 0.00011155 | 0.00011155 | 0.00011155 | 0.00011155 | 0.00011155 | 0.00011155 | 0.00011155 | 0.00011155 | 0.00011155 | 0.00011155 | 0.00011155 | 0.00011155 | 0.00011155 | 0.00011155 | 0.00011155 | 0.00011155 | 0.00011155 | 0.00011155 | 0.00011155
F1_Commercial_Office (WA)_New_Space Heating_Natural Gas_Unit Heater_E3 | F1 | Commercial | Office (WA) | New | Space Heating | Natural Gas | Unit Heater | E3 | CCE | 3.3737e-05 | 3.5011e-05 | 3.5011e-05 | 3.5011e-05 | 3.5011e-05 | 3.5011e-05 | 3.5011e-05 | 3.5011e-05 | 3.5011e-05 | 3.5011e-05 | 3.5011e-05 | 3.5011e-05 | 3.5011e-05 | 3.5011e-05 | 3.5011e-05 | 3.5011e-05 | 3.5011e-05 | 3.5011e-05 | 3.5011e-05 | 3.5011e-05 | 3.5011e-05 | 3.5011e-05 | 3.5011e-05 | 3.5011e-05 | 3.5011e-05 | 3.5011e-05 | 3.5011e-05
F1_Commercial_Office (WA)_New_Space Heating_Natural Gas_Unit Heater_E4 | F1 | Commercial | Office (WA) | New | Space Heating | Natural Gas | Unit Heater | E4 | CCE | 0 | 0 | 0 | 0 | 0 | 0 | 0 | 0 | 0 | 0 | 0 | 0 | 0 | 0 | 0 | 0 | 0 | 0 | 0 | 0 | 0 | 0 | 0 | 0 | 0 | 0 | 0
F1_Commercial_Office (WA)_New_Space Heating_Natural Gas_Unit Heater_E5 | F1 | Commercial | Office (WA) | New | Space Heating | Natural Gas | Unit Heater | E5 | CCE | 0 | 0 | 0 | 0 | 0 | 0 | 0 | 0 | 0 | 0 | 0 | 0 | 0 | 0 | 0 | 0 | 0 | 0 | 0 | 0 | 0 | 0 | 0 | 0 | 0 | 0 | 0
F1_Commercial_Office (WA)_New_Space Heating_Natural Gas_Unit Heater_E6 | F1 | Commercial | Office (WA) | New | Space Heating | Natural Gas | Unit Heater | E6 | CCE | 0 | 0 | 0 | 0 | 0 | 0 | 0 | 0 | 0 | 0 | 0 | 0 | 0 | 0 | 0 | 0 | 0 | 0 | 0 | 0 | 0 | 0 | 0 | 0 | 0 | 0 | 0
F1_Commercial_Office (WA)_New_Space Heating_Natural Gas_Unit Heater_E7 | F1 | Commercial | Office (WA) | New | Space Heating | Natural Gas | Unit Heater | E7 | CCE | 0 | 0 | 0 | 0 | 0 | 0 | 0 | 0 | 0 | 0 | 0 | 0 | 0 | 0 | 0 | 0 | 0 | 0 | 0 | 0 | 0 | 0 | 0 | 0 | 0 | 0 | 0
F1_Commercial_Office (WA)_New_Space Heating_Natural Gas_Unit Heater_E8 | F1 | Commercial | Office (WA) | New | Space Heating | Natural Gas | Unit Heater | E8 | CCE | 0 | 0 | 0 | 0 | 0 | 0 | 0 | 0 | 0 | 0 | 0 | 0 | 0 | 0 | 0 | 0 | 0 | 0 | 0 | 0 | 0 | 0 | 0 | 0 | 0 | 0 | 0
F1_Commercial_Office (WA)_New_Space Heating_Natural Gas_Unit Heater_E9 | F1 | Commercial | Office (WA) | New | Space Heating | Natural Gas | Unit Heater | E9 | CCE | 0 | 0 | 0 | 0 | 0 | 0 | 0 | 0 | 0 | 0 | 0 | 0 | 0 | 0 | 0 | 0 | 0 | 0 | 0 | 0 | 0 | 0 | 0 | 0 | 0 | 0 | 0
F1_Commercial_Office (WA)_New_Space Heating_Natural Gas_Unit Heater_E10 | F1 | Commercial | Office (WA) | New | Space Heating | Natural Gas | Unit Heater | E10 | CCE | 0 | 0 | 0 | 0 | 0 | 0 | 0 | 0 | 0 | 0 | 0 | 0 | 0 | 0 | 0 | 0 | 0 | 0 | 0 | 0 | 0 | 0 | 0 | 0 | 0 | 0 | 0
F2_Commercial_Office (WA)_New_Space Heating_Natural Gas_Unit Heater_E1 | F2 | Commercial | Office (WA) | New | Space Heating | Natural Gas | Unit Heater | E1 | TRC BC Ratio | [24 empty] | 1 | 1 | 1 | bar: 2019 to 2042
F2_Commercial_Office (WA)_New_Space Heating_Natural Gas_Unit Heater_E2 | F2 | Commercial | Office (WA) | New | Space Heating | Natural Gas | Unit Heater | E2 | TRC BC Ratio | 36.8788 | 37.4849 | 38.2758 | 39.1479 | 40.108 | 41.4309 | 42.7782 | 44.205 | 45.5702 | 46.9567 | 48.1979 | 49.3427 | 50.5958 | 51.8827 | 53.0808 | 54.2616 | 55.3636 | 56.4995 | 57.6826 | 58.8962 | 60.133 | 61.4381 | 62.949 | 64.2851 | 65.6496 | 67.043 | 68.466
F2_Commercial_Office (WA)_New_Space Heating_Natural Gas_Unit Heater_E3 | F2 | Commercial | Office (WA) | New | Space Heating | Natural Gas | Unit Heater | E3 | TRC BC Ratio | 163.7076 | 168.0224 | 172.2504 | 176.2282 | 179.9396 | 183.3004 | 186.6411 | 190.0988 | 193.9675 | 197.9607 | 202.2159 | 206.7008 | 211.1901 | 215.4944 | 219.9873 | 224.6112 | 229.4202 | 234.3225 | 239.3096 | 244.398 | 249.5965 | 254.8701 | 260.1067 | 265.6275 | 271.2655 | 277.0232 | 282.9031
F2_Commercial_Office (WA)_New_Space Heating_Natural Gas_Unit Heater_E4 | F2 | Commercial | Office (WA) | New | Space Heating | Natural Gas | Unit Heater | E4 | TRC BC Ratio | 0 | 0 | 0 | 0 | 0 | 0 | 0 | 0 | 0 | 0 | 0 | 0 | 0 | 0 | 0 | 0 | 0 | 0 | 0 | 0 | 0 | 0 | 0 | 0 | 0 | 0 | 0
F2_Commercial_Office (WA)_New_Space Heating_Natural Gas_Unit Heater_E5 | F2 | Commercial | Office (WA) | New | Space Heating | Natural Gas | Unit Heater | E5 | TRC BC Ratio | 0 | 0 | 0 | 0 | 0 | 0 | 0 | 0 | 0 | 0 | 0 | 0 | 0 | 0 | 0 | 0 | 0 | 0 | 0 | 0 | 0 | 0 | 0 | 0 | 0 | 0 | 0
F2_Commercial_Office (WA)_New_Space Heating_Natural Gas_Unit Heater_E6 | F2 | Commercial | Office (WA) | New | Space Heating | Natural Gas | Unit Heater | E6 | TRC BC Ratio | 0 | 0 | 0 | 0 | 0 | 0 | 0 | 0 | 0 | 0 | 0 | 0 | 0 | 0 | 0 | 0 | 0 | 0 | 0 | 0 | 0 | 0 | 0 | 0 | 0 | 0 | 0
F2_Commercial_Office (WA)_New_Space Heating_Natural Gas_Unit Heater_E7 | F2 | Commercial | Office (WA) | New | Space Heating | Natural Gas | Unit Heater | E7 | TRC BC Ratio | 0 | 0 | 0 | 0 | 0 | 0 | 0 | 0 | 0 | 0 | 0 | 0 | 0 | 0 | 0 | 0 | 0 | 0 | 0 | 0 | 0 | 0 | 0 | 0 | 0 | 0 | 0
F2_Commercial_Office (WA)_New_Space Heating_Natural Gas_Unit Heater_E8 | F2 | Commercial | Office (WA) | New | Space Heating | Natural Gas | Unit Heater | E8 | TRC BC Ratio | 0 | 0 | 0 | 0 | 0 | 0 | 0 | 0 | 0 | 0 | 0 | 0 | 0 | 0 | 0 | 0 | 0 | 0 | 0 | 0 | 0 | 0 | 0 | 0 | 0 | 0 | 0
F2_Commercial_Office (WA)_New_Space Heating_Natural Gas_Unit Heater_E9 | F2 | Commercial | Office (WA) | New | Space Heating | Natural Gas | Unit Heater | E9 | TRC BC Ratio | 0 | 0 | 0 | 0 | 0 | 0 | 0 | 0 | 0 | 0 | 0 | 0 | 0 | 0 | 0 | 0 | 0 | 0 | 0 | 0 | 0 | 0 | 0 | 0 | 0 | 0 | 0
F2_Commercial_Office (WA)_New_Space Heating_Natural Gas_Unit Heater_E10 | F2 | Commercial | Office (WA) | New | Space Heating | Natural Gas | Unit Heater | E10 | TRC BC Ratio | 0 | 0 | 0 | 0 | 0 | 0 | 0 | 0 | 0 | 0 | 0 | 0 | 0 | 0 | 0 | 0 | 0 | 0 | 0 | 0 | 0 | 0 | 0 | 0 | 0 | 0 | 0
F3_Commercial_Office (WA)_New_Space Heating_Natural Gas_Unit Heater_E1 | F3 | Commercial | Office (WA) | New | Space Heating | Natural Gas | Unit Heater | E1 | PACT BC Ratio | [24 empty] | 1 | 1 | 1 | bar: 2019 to 2042
F3_Commercial_Office (WA)_New_Space Heating_Natural Gas_Unit Heater_E2 | F3 | Commercial | Office (WA) | New | Space Heating | Natural Gas | Unit Heater | E2 | PACT BC Ratio | 103.2941 | 104.9918 | 107.2072 | 109.6496 | 112.3387 | 116.0442 | 119.8179 | 123.8142 | 127.6379 | 131.5214 | 134.9981 | 138.2044 | 141.7143 | 145.3186 | 148.6744 | 151.9819 | 155.0685 | 158.25 | 161.5637 | 164.9628 | 168.4272 | 172.0827 | 176.3145 | 180.0568 | 183.8786 | 187.7815 | 191.7672
F3_Commercial_Office (WA)_New_Space Heating_Natural Gas_Unit Heater_E3 | F3 | Commercial | Office (WA) | New | Space Heating | Natural Gas | Unit Heater | E3 | PACT BC Ratio | 458.5301 | 470.6156 | 482.4577 | 493.5991 | 503.9946 | 513.4079 | 522.7647 | 532.4494 | 543.2852 | 554.47 | 566.3884 | 578.9502 | 591.5242 | 603.5803 | 616.1643 | 629.1155 | 642.5852 | 656.3161 | 670.2844 | 684.5366 | 699.097 | 713.8681 | 728.5353 | 743.9986 | 759.7902 | 775.9169 | 792.3859
F3_Commercial_Office (WA)_New_Space Heating_Natural Gas_Unit Heater_E4 | F3 | Commercial | Office (WA) | New | Space Heating | Natural Gas | Unit Heater | E4 | PACT BC Ratio | 0 | 0 | 0 | 0 | 0 | 0 | 0 | 0 | 0 | 0 | 0 | 0 | 0 | 0 | 0 | 0 | 0 | 0 | 0 | 0 | 0 | 0 | 0 | 0 | 0 | 0 | 0
F3_Commercial_Office (WA)_New_Space Heating_Natural Gas_Unit Heater_E5 | F3 | Commercial | Office (WA) | New | Space Heating | Natural Gas | Unit Heater | E5 | PACT BC Ratio | 0 | 0 | 0 | 0 | 0 | 0 | 0 | 0 | 0 | 0 | 0 | 0 | 0 | 0 | 0 | 0 | 0 | 0 | 0 | 0 | 0 | 0 | 0 | 0 | 0 | 0 | 0
F3_Commercial_Office (WA)_New_Space Heating_Natural Gas_Unit Heater_E6 | F3 | Commercial | Office (WA) | New | Space Heating | Natural Gas | Unit Heater | E6 | PACT BC Ratio | 0 | 0 | 0 | 0 | 0 | 0 | 0 | 0 | 0 | 0 | 0 | 0 | 0 | 0 | 0 | 0 | 0 | 0 | 0 | 0 | 0 | 0 | 0 | 0 | 0 | 0 | 0
F3_Commercial_Office (WA)_New_Space Heating_Natural Gas_Unit Heater_E7 | F3 | Commercial | Office (WA) | New | Space Heating | Natural Gas | Unit Heater | E7 | PACT BC Ratio | 0 | 0 | 0 | 0 | 0 | 0 | 0 | 0 | 0 | 0 | 0 | 0 | 0 | 0 | 0 | 0 | 0 | 0 | 0 | 0 | 0 | 0 | 0 | 0 | 0 | 0 | 0
F3_Commercial_Office (WA)_New_Space Heating_Natural Gas_Unit Heater_E8 | F3 | Commercial | Office (WA) | New | Space Heating | Natural Gas | Unit Heater | E8 | PACT BC Ratio | 0 | 0 | 0 | 0 | 0 | 0 | 0 | 0 | 0 | 0 | 0 | 0 | 0 | 0 | 0 | 0 | 0 | 0 | 0 | 0 | 0 | 0 | 0 | 0 | 0 | 0 | 0
F3_Commercial_Office (WA)_New_Space Heating_Natural Gas_Unit Heater_E9 | F3 | Commercial | Office (WA) | New | Space Heating | Natural Gas | Unit Heater | E9 | PACT BC Ratio | 0 | 0 | 0 | 0 | 0 | 0 | 0 | 0 | 0 | 0 | 0 | 0 | 0 | 0 | 0 | 0 | 0 | 0 | 0 | 0 | 0 | 0 | 0 | 0 | 0 | 0 | 0
F3_Commercial_Office (WA)_New_Space Heating_Natural Gas_Unit Heater_E10 | F3 | Commercial | Office (WA) | New | Space Heating | Natural Gas | Unit Heater | E10 | PACT BC Ratio | 0 | 0 | 0 | 0 | 0 | 0 | 0 | 0 | 0 | 0 | 0 | 0 | 0 | 0 | 0 | 0 | 0 | 0 | 0 | 0 | 0 | 0 | 0 | 0 | 0 | 0 | 0
F4_Commercial_Office (WA)_New_Space Heating_Natural Gas_Unit Heater_E1 | F4 | Commercial | Office (WA) | New | Space Heating | Natural Gas | Unit Heater | E1 | RVT BC Ratio | [24 empty] | 1 | 1 | 1 | bar: 2019 to 2042
F4_Commercial_Office (WA)_New_Space Heating_Natural Gas_Unit Heater_E2 | F4 | Commercial | Office (WA) | New | Space Heating | Natural Gas | Unit Heater | E2 | RVT BC Ratio | 51.2421 | 51.7792 | 52.5479 | 53.3958 | 54.3293 | 55.7406 | 57.138 | 58.6067 | 59.9393 | 61.2532 | 62.7321 | 64.0706 | 65.5382 | 67.0354 | 68.3993 | 69.7234 | 70.9249 | 72.1514 | 73.4191 | 74.7043 | 75.996 | 77.6405 | 79.5442 | 81.2277 | 82.9469 | 84.7027 | 86.4956
F4_Commercial_Office (WA)_New_Space Heating_Natural Gas_Unit Heater_E3 | F4 | Commercial | Office (WA) | New | Space Heating | Natural Gas | Unit Heater | E3 | RVT BC Ratio | 211.7928 | 216.6749 | 221.3545 | 225.6304 | 229.4763 | 232.7489 | 235.9135 | 239.4253 | 243.7166 | 248.4565 | 253.5356 | 259.2735 | 265.0231 | 270.5506 | 276.3335 | 282.2967 | 288.5126 | 294.8608 | 301.3312 | 307.9467 | 314.72 | 321.3648 | 327.9629 | 334.9191 | 342.023 | 349.2777 | 356.6863
F4_Commercial_Office (WA)_New_Space Heating_Natural Gas_Unit Heater_E4 | F4 | Commercial | Office (WA) | New | Space Heating | Natural Gas | Unit Heater | E4 | RVT BC Ratio | 0 | 0 | 0 | 0 | 0 | 0 | 0 | 0 | 0 | 0 | 0 | 0 | 0 | 0 | 0 | 0 | 0 | 0 | 0 | 0 | 0 | 0 | 0 | 0 | 0 | 0 | 0
F4_Commercial_Office (WA)_New_Space Heating_Natural Gas_Unit Heater_E5 | F4 | Commercial | Office (WA) | New | Space Heating | Natural Gas | Unit Heater | E5 | RVT BC Ratio | 0 | 0 | 0 | 0 | 0 | 0 | 0 | 0 | 0 | 0 | 0 | 0 | 0 | 0 | 0 | 0 | 0 | 0 | 0 | 0 | 0 | 0 | 0 | 0 | 0 | 0 | 0
F4_Commercial_Office (WA)_New_Space Heating_Natural Gas_Unit Heater_E6 | F4 | Commercial | Office (WA) | New | Space Heating | Natural Gas | Unit Heater | E6 | RVT BC Ratio | 0 | 0 | 0 | 0 | 0 | 0 | 0 | 0 | 0 | 0 | 0 | 0 | 0 | 0 | 0 | 0 | 0 | 0 | 0 | 0 | 0 | 0 | 0 | 0 | 0 | 0 | 0
F4_Commercial_Office (WA)_New_Space Heating_Natural Gas_Unit Heater_E7 | F4 | Commercial | Office (WA) | New | Space Heating | Natural Gas | Unit Heater | E7 | RVT BC Ratio | 0 | 0 | 0 | 0 | 0 | 0 | 0 | 0 | 0 | 0 | 0 | 0 | 0 | 0 | 0 | 0 | 0 | 0 | 0 | 0 | 0 | 0 | 0 | 0 | 0 | 0 | 0
F4_Commercial_Office (WA)_New_Space Heating_Natural Gas_Unit Heater_E8 | F4 | Commercial | Office (WA) | New | Space Heating | Natural Gas | Unit Heater | E8 | RVT BC Ratio | 0 | 0 | 0 | 0 | 0 | 0 | 0 | 0 | 0 | 0 | 0 | 0 | 0 | 0 | 0 | 0 | 0 | 0 | 0 | 0 | 0 | 0 | 0 | 0 | 0 | 0 | 0
F4_Commercial_Office (WA)_New_Space Heating_Natural Gas_Unit Heater_E9 | F4 | Commercial | Office (WA) | New | Space Heating | Natural Gas | Unit Heater | E9 | RVT BC Ratio | 0 | 0 | 0 | 0 | 0 | 0 | 0 | 0 | 0 | 0 | 0 | 0 | 0 | 0 | 0 | 0 | 0 | 0 | 0 | 0 | 0 | 0 | 0 | 0 | 0 | 0 | 0
F4_Commercial_Office (WA)_New_Space Heating_Natural Gas_Unit Heater_E10 | F4 | Commercial | Office (WA) | New | Space Heating | Natural Gas | Unit Heater | E10 | RVT BC Ratio | 0 | 0 | 0 | 0 | 0 | 0 | 0 | 0 | 0 | 0 | 0 | 0 | 0 | 0 | 0 | 0 | 0 | 0 | 0 | 0 | 0 | 0 | 0 | 0 | 0 | 0 | 0
F5_Commercial_Office (WA)_New_Space Heating_Natural Gas_Unit Heater_E1 | F5 | Commercial | Office (WA) | New | Space Heating | Natural Gas | Unit Heater | E1 | RIM BC Ratio | [24 empty] | 1 | 1 | 1 | bar: 2019 to 2042
F5_Commercial_Office (WA)_New_Space Heating_Natural Gas_Unit Heater_E2 | F5 | Commercial | Office (WA) | New | Space Heating | Natural Gas | Unit Heater | E2 | RIM BC Ratio | 0.86028 | 0.86538 | 0.87076 | 0.87651 | 0.88264 | 0.88875 | 0.89529 | 0.90204 | 0.90929 | 0.91693 | 0.91905 | 0.92128 | 0.92359 | 0.92599 | 0.92854 | 0.93122 | 0.93408 | 0.93708 | 0.94023 | 0.94354 | 0.94703 | 0.94714 | 0.94726 | 0.94737 | 0.94747 | 0.94758 | 0.94767
F5_Commercial_Office (WA)_New_Space Heating_Natural Gas_Unit Heater_E3 | F5 | Commercial | Office (WA) | New | Space Heating | Natural Gas | Unit Heater | E3 | RIM BC Ratio | 0.92668 | 0.92969 | 0.93296 | 0.93643 | 0.94014 | 0.94424 | 0.94857 | 0.95198 | 0.95426 | 0.95535 | 0.95635 | 0.95594 | 0.95553 | 0.9551 | 0.95462 | 0.95411 | 0.95356 | 0.95298 | 0.95238 | 0.95175 | 0.95109 | 0.95111 | 0.95114 | 0.95116 | 0.95119 | 0.95121 | 0.95124
F5_Commercial_Office (WA)_New_Space Heating_Natural Gas_Unit Heater_E4 | F5 | Commercial | Office (WA) | New | Space Heating | Natural Gas | Unit Heater | E4 | RIM BC Ratio | 0 | 0 | 0 | 0 | 0 | 0 | 0 | 0 | 0 | 0 | 0 | 0 | 0 | 0 | 0 | 0 | 0 | 0 | 0 | 0 | 0 | 0 | 0 | 0 | 0 | 0 | 0
F5_Commercial_Office (WA)_New_Space Heating_Natural Gas_Unit Heater_E5 | F5 | Commercial | Office (WA) | New | Space Heating | Natural Gas | Unit Heater | E5 | RIM BC Ratio | 0 | 0 | 0 | 0 | 0 | 0 | 0 | 0 | 0 | 0 | 0 | 0 | 0 | 0 | 0 | 0 | 0 | 0 | 0 | 0 | 0 | 0 | 0 | 0 | 0 | 0 | 0
F5_Commercial_Office (WA)_New_Space Heating_Natural Gas_Unit Heater_E6 | F5 | Commercial | Office (WA) | New | Space Heating | Natural Gas | Unit Heater | E6 | RIM BC Ratio | 0 | 0 | 0 | 0 | 0 | 0 | 0 | 0 | 0 | 0 | 0 | 0 | 0 | 0 | 0 | 0 | 0 | 0 | 0 | 0 | 0 | 0 | 0 | 0 | 0 | 0 | 0
F5_Commercial_Office (WA)_New_Space Heating_Natural Gas_Unit Heater_E7 | F5 | Commercial | Office (WA) | New | Space Heating | Natural Gas | Unit Heater | E7 | RIM BC Ratio | 0 | 0 | 0 | 0 | 0 | 0 | 0 | 0 | 0 | 0 | 0 | 0 | 0 | 0 | 0 | 0 | 0 | 0 | 0 | 0 | 0 | 0 | 0 | 0 | 0 | 0 | 0
F5_Commercial_Office (WA)_New_Space Heating_Natural Gas_Unit Heater_E8 | F5 | Commercial | Office (WA) | New | Space Heating | Natural Gas | Unit Heater | E8 | RIM BC Ratio | 0 | 0 | 0 | 0 | 0 | 0 | 0 | 0 | 0 | 0 | 0 | 0 | 0 | 0 | 0 | 0 | 0 | 0 | 0 | 0 | 0 | 0 | 0 | 0 | 0 | 0 | 0
F5_Commercial_Office (WA)_New_Space Heating_Natural Gas_Unit Heater_E9 | F5 | Commercial | Office (WA) | New | Space Heating | Natural Gas | Unit Heater | E9 | RIM BC Ratio | 0 | 0 | 0 | 0 | 0 | 0 | 0 | 0 | 0 | 0 | 0 | 0 | 0 | 0 | 0 | 0 | 0 | 0 | 0 | 0 | 0 | 0 | 0 | 0 | 0 | 0 | 0
F5_Commercial_Office (WA)_New_Space Heating_Natural Gas_Unit Heater_E10 | F5 | Commercial | Office (WA) | New | Space Heating | Natural Gas | Unit Heater | E10 | RIM BC Ratio | 0 | 0 | 0 | 0 | 0 | 0 | 0 | 0 | 0 | 0 | 0 | 0 | 0 | 0 | 0 | 0 | 0 | 0 | 0 | 0 | 0 | 0 | 0 | 0 | 0 | 0 | 0
F0_Commercial_Office (WA)_New_Water Heating_Natural Gas_Water Heater_E0 | F0 | Commercial | Office (WA) | New | Water Heating | Natural Gas | Water Heater | E0 | Economic Unit | Gas-Fired Absorption HPWH | Gas-Fired Absorption HPWH | Gas-Fired Absorption HPWH | Gas-Fired Absorption HPWH | Gas-Fired Absorption HPWH | Gas-Fired Absorption HPWH | Gas-Fired Absorption HPWH | Gas-Fired Absorption HPWH | Gas-Fired Absorption HPWH | Gas-Fired Absorption HPWH | Gas-Fired Absorption HPWH | Gas-Fired Absorption HPWH | Gas-Fired Absorption HPWH | Gas-Fired Absorption HPWH | Gas-Fired Absorption HPWH | Gas-Fired Absorption HPWH | Gas-Fired Absorption HPWH | Gas-Fired Absorption HPWH | Gas-Fired Absorption HPWH | Gas-Fired Absorption HPWH | Gas-Fired Absorption HPWH | Gas-Fired Absorption HPWH | Gas-Fired Absorption HPWH | Gas-Fired Absorption HPWH | Gas-Fired Absorption HPWH | Gas-Fired Absorption HPWH | Gas-Fired Absorption HPWH
F1_Commercial_Office (WA)_New_Water Heating_Natural Gas_Water Heater_E1 | F1 | Commercial | Office (WA) | New | Water Heating | Natural Gas | Water Heater | E1 | CCE | 0 | 0 | 0 | 0 | 0 | 0 | 0 | 0 | 0 | 0 | 0 | 0 | 0 | 0 | 0 | 0 | 0 | 0 | 0 | 0 | 0 | 0 | 0 | 0 | 0 | 0 | 0
F1_Commercial_Office (WA)_New_Water Heating_Natural Gas_Water Heater_E2 | F1 | Commercial | Office (WA) | New | Water Heating | Natural Gas | Water Heater | E2 | CCE | 0.0010749 | 0.0010749 | 0.0010749 | 0.0010749 | 0.0010749 | 0.0010749 | 0.0010749 | 0.0010749 | 0.0010749 | 0.0010749 | 0.0010749 | 0.0010749 | 0.0010749 | 0.0010749 | 0.0010749 | 0.0010749 | 0.0010749 | 0.0010749 | 0.0010749 | 0.0010749 | 0.0010749 | 0.0010749 | 0.0010749 | 0.0010749 | 0.0010749 | 0.0010749 | 0.0010749
F1_Commercial_Office (WA)_New_Water Heating_Natural Gas_Water Heater_E3 | F1 | Commercial | Office (WA) | New | Water Heating | Natural Gas | Water Heater | E3 | CCE | 0.001905 | 0.001905 | 0.001905 | 0.001905 | 0.001905 | 0.001905 | 0.001905 | 0.001905 | 0.001905 | 0.001905 | 0.001905 | 0.001905 | 0.001905 | 0.001905 | 0.001905 | 0.001905 | 0.001905 | 0.001905 | 0.001905 | 0.001905 | 0.001905 | 0.001905 | 0.001905 | 0.001905 | 0.001905 | 0.001905 | 0.001905
F1_Commercial_Office (WA)_New_Water Heating_Natural Gas_Water Heater_E4 | F1 | Commercial | Office (WA) | New | Water Heating | Natural Gas | Water Heater | E4 | CCE | 0.0019401 | 0.0019401 | 0.0019401 | 0.0019401 | 0.0019401 | 0.0019401 | 0.0019401 | 0.0019401 | 0.0019401 | 0.0019401 | 0.0019401 | 0.0019401 | 0.0019401 | 0.0019401 | 0.0019401 | 0.0019401 | 0.0019401 | 0.0019401 | 0.0019401 | 0.0019401 | 0.0019401 | 0.0019401 | 0.0019401 | 0.0019401 | 0.0019401 | 0.0019401 | 0.0019401
F1_Commercial_Office (WA)_New_Water Heating_Natural Gas_Water Heater_E5 | F1 | Commercial | Office (WA) | New | Water Heating | Natural Gas | Water Heater | E5 | CCE | 0.0028273 | 0.0028273 | 0.0028273 | 0.0028273 | 0.0028273 | 0.0028273 | 0.0028273 | 0.0028273 | 0.0028273 | 0.0028273 | 0.0028273 | 0.0028273 | 0.0028273 | 0.0028273 | 0.0028273 | 0.0028273 | 0.0028273 | 0.0028273 | 0.0028273 | 0.0028273 | 0.0028273 | 0.0028273 | 0.0028273 | 0.0028273 | 0.0028273 | 0.0028273 | 0.0028273
F1_Commercial_Office (WA)_New_Water Heating_Natural Gas_Water Heater_E6 | F1 | Commercial | Office (WA) | New | Water Heating | Natural Gas | Water Heater | E6 | CCE | 0 | 0 | 0 | 0 | 0 | 0 | 0 | 0 | 0 | 0 | 0 | 0 | 0 | 0 | 0 | 0 | 0 | 0 | 0 | 0 | 0 | 0 | 0 | 0 | 0 | 0 | 0
F1_Commercial_Office (WA)_New_Water Heating_Natural Gas_Water Heater_E7 | F1 | Commercial | Office (WA) | New | Water Heating | Natural Gas | Water Heater | E7 | CCE | 0 | 0 | 0 | 0 | 0 | 0 | 0 | 0 | 0 | 0 | 0 | 0 | 0 | 0 | 0 | 0 | 0 | 0 | 0 | 0 | 0 | 0 | 0 | 0 | 0 | 0 | 0
F1_Commercial_Office (WA)_New_Water Heating_Natural Gas_Water Heater_E8 | F1 | Commercial | Office (WA) | New | Water Heating | Natural Gas | Water Heater | E8 | CCE | 0 | 0 | 0 | 0 | 0 | 0 | 0 | 0 | 0 | 0 | 0 | 0 | 0 | 0 | 0 | 0 | 0 | 0 | 0 | 0 | 0 | 0 | 0 | 0 | 0 | 0 | 0
F1_Commercial_Office (WA)_New_Water Heating_Natural Gas_Water Heater_E9 | F1 | Commercial | Office (WA) | New | Water Heating | Natural Gas | Water Heater | E9 | CCE | 0 | 0 | 0 | 0 | 0 | 0 | 0 | 0 | 0 | 0 | 0 | 0 | 0 | 0 | 0 | 0 | 0 | 0 | 0 | 0 | 0 | 0 | 0 | 0 | 0 | 0 | 0
F1_Commercial_Office (WA)_New_Water Heating_Natural Gas_Water Heater_E10 | F1 | Commercial | Office (WA) | New | Water Heating | Natural Gas | Water Heater | E10 | CCE | 0 | 0 | 0 | 0 | 0 | 0 | 0 | 0 | 0 | 0 | 0 | 0 | 0 | 0 | 0 | 0 | 0 | 0 | 0 | 0 | 0 | 0 | 0 | 0 | 0 | 0 | 0
F2_Commercial_Office (WA)_New_Water Heating_Natural Gas_Water Heater_E1 | F2 | Commercial | Office (WA) | New | Water Heating | Natural Gas | Water Heater | E1 | TRC BC Ratio | [24 empty] | 1 | 1 | 1 | bar: 2019 to 2042
F2_Commercial_Office (WA)_New_Water Heating_Natural Gas_Water Heater_E2 | F2 | Commercial | Office (WA) | New | Water Heating | Natural Gas | Water Heater | E2 | TRC BC Ratio | 3.4492 | 3.5398 | 3.6415 | 3.7554 | 3.8823 | 4.0323 | 4.1851 | 4.3357 | 4.4804 | 4.6273 | 4.7469 | 4.8598 | 4.9805 | 5.0992 | 5.207 | 5.3091 | 5.4022 | 5.4946 | 5.5925 | 5.6886 | 5.7873 | 5.8895 | 5.9929 | 6.0994 | 6.2077 | 6.318 | 6.4303
F2_Commercial_Office (WA)_New_Water Heating_Natural Gas_Water Heater_E3 | F2 | Commercial | Office (WA) | New | Water Heating | Natural Gas | Water Heater | E3 | TRC BC Ratio | 1.9462 | 1.9974 | 2.0547 | 2.119 | 2.1906 | 2.2752 | 2.3614 | 2.4464 | 2.5281 | 2.611 | 2.6784 | 2.7421 | 2.8102 | 2.8772 | 2.9381 | 2.9956 | 3.0482 | 3.1003 | 3.1556 | 3.2098 | 3.2655 | 3.3231 | 3.3815 | 3.4416 | 3.5027 | 3.5649 | 3.6283
F2_Commercial_Office (WA)_New_Water Heating_Natural Gas_Water Heater_E4 | F2 | Commercial | Office (WA) | New | Water Heating | Natural Gas | Water Heater | E4 | TRC BC Ratio | 1.2284 | 1.2658 | 1.3164 | 1.3825 | 1.4643 | 1.5708 | 1.6809 | 1.7879 | 1.8881 | 1.9898 | 2.063 | 2.1283 | 2.2006 | 2.2699 | 2.3274 | 2.3783 | 2.4193 | 2.4587 | 2.5027 | 2.544 | 2.5867 | 2.6321 | 2.6777 | 2.7252 | 2.7736 | 2.8229 | 2.8731
F2_Commercial_Office (WA)_New_Water Heating_Natural Gas_Water Heater_E5 | F2 | Commercial | Office (WA) | New | Water Heating | Natural Gas | Water Heater | E5 | TRC BC Ratio | 1.3454 | 1.3807 | 1.4196 | 1.4623 | 1.509 | 1.5635 | 1.6188 | 1.6734 | 1.7262 | 1.7797 | 1.824 | 1.8661 | 1.9109 | 1.9552 | 1.9958 | 2.0345 | 2.0703 | 2.1058 | 2.1433 | 2.1803 | 2.2182 | 2.2574 | 2.2971 | 2.3379 | 2.3795 | 2.4217 | 2.4648
F2_Commercial_Office (WA)_New_Water Heating_Natural Gas_Water Heater_E6 | F2 | Commercial | Office (WA) | New | Water Heating | Natural Gas | Water Heater | E6 | TRC BC Ratio | 0 | 0 | 0 | 0 | 0 | 0 | 0 | 0 | 0 | 0 | 0 | 0 | 0 | 0 | 0 | 0 | 0 | 0 | 0 | 0 | 0 | 0 | 0 | 0 | 0 | 0 | 0
F2_Commercial_Office (WA)_New_Water Heating_Natural Gas_Water Heater_E7 | F2 | Commercial | Office (WA) | New | Water Heating | Natural Gas | Water Heater | E7 | TRC BC Ratio | 0 | 0 | 0 | 0 | 0 | 0 | 0 | 0 | 0 | 0 | 0 | 0 | 0 | 0 | 0 | 0 | 0 | 0 | 0 | 0 | 0 | 0 | 0 | 0 | 0 | 0 | 0
F2_Commercial_Office (WA)_New_Water Heating_Natural Gas_Water Heater_E8 | F2 | Commercial | Office (WA) | New | Water Heating | Natural Gas | Water Heater | E8 | TRC BC Ratio | 0 | 0 | 0 | 0 | 0 | 0 | 0 | 0 | 0 | 0 | 0 | 0 | 0 | 0 | 0 | 0 | 0 | 0 | 0 | 0 | 0 | 0 | 0 | 0 | 0 | 0 | 0
F2_Commercial_Office (WA)_New_Water Heating_Natural Gas_Water Heater_E9 | F2 | Commercial | Office (WA) | New | Water Heating | Natural Gas | Water Heater | E9 | TRC BC Ratio | 0 | 0 | 0 | 0 | 0 | 0 | 0 | 0 | 0 | 0 | 0 | 0 | 0 | 0 | 0 | 0 | 0 | 0 | 0 | 0 | 0 | 0 | 0 | 0 | 0 | 0 | 0
F2_Commercial_Office (WA)_New_Water Heating_Natural Gas_Water Heater_E10 | F2 | Commercial | Office (WA) | New | Water Heating | Natural Gas | Water Heater | E10 | TRC BC Ratio | 0 | 0 | 0 | 0 | 0 | 0 | 0 | 0 | 0 | 0 | 0 | 0 | 0 | 0 | 0 | 0 | 0 | 0 | 0 | 0 | 0 | 0 | 0 | 0 | 0 | 0 | 0
F3_Commercial_Office (WA)_New_Water Heating_Natural Gas_Water Heater_E1 | F3 | Commercial | Office (WA) | New | Water Heating | Natural Gas | Water Heater | E1 | PACT BC Ratio | [24 empty] | 1 | 1 | 1 | bar: 2019 to 2042
F3_Commercial_Office (WA)_New_Water Heating_Natural Gas_Water Heater_E2 | F3 | Commercial | Office (WA) | New | Water Heating | Natural Gas | Water Heater | E2 | PACT BC Ratio | 8.5581 | 8.7829 | 9.0352 | 9.3178 | 9.6325 | 10.0048 | 10.3839 | 10.7574 | 11.1167 | 11.4812 | 11.7779 | 12.0578 | 12.3574 | 12.652 | 12.9195 | 13.1727 | 13.4037 | 13.6329 | 13.8759 | 14.1144 | 14.3591 | 14.6128 | 14.8694 | 15.1335 | 15.4024 | 15.676 | 15.9545
F3_Commercial_Office (WA)_New_Water Heating_Natural Gas_Water Heater_E3 | F3 | Commercial | Office (WA) | New | Water Heating | Natural Gas | Water Heater | E3 | PACT BC Ratio | 4.8289 | 4.9557 | 5.0981 | 5.2576 | 5.4351 | 5.6452 | 5.8591 | 6.0699 | 6.2726 | 6.4782 | 6.6456 | 6.8036 | 6.9726 | 7.1389 | 7.2898 | 7.4327 | 7.563 | 7.6923 | 7.8294 | 7.964 | 8.1021 | 8.2452 | 8.39 | 8.5391 | 8.6908 | 8.8452 | 9.0023
F3_Commercial_Office (WA)_New_Water Heating_Natural Gas_Water Heater_E4 | F3 | Commercial | Office (WA) | New | Water Heating | Natural Gas | Water Heater | E4 | PACT BC Ratio | 3.0478 | 3.1406 | 3.2661 | 3.4301 | 3.6331 | 3.8975 | 4.1706 | 4.4361 | 4.6848 | 4.9369 | 5.1185 | 5.2806 | 5.46 | 5.632 | 5.7747 | 5.9009 | 6.0028 | 6.1005 | 6.2097 | 6.312 | 6.4181 | 6.5307 | 6.6437 | 6.7617 | 6.8818 | 7.0041 | 7.1285
F3_Commercial_Office (WA)_New_Water Heating_Natural Gas_Water Heater_E5 | F3 | Commercial | Office (WA) | New | Water Heating | Natural Gas | Water Heater | E5 | PACT BC Ratio | 3.3382 | 3.4258 | 3.5222 | 3.6281 | 3.7441 | 3.8792 | 4.0165 | 4.152 | 4.2829 | 4.4157 | 4.5256 | 4.6301 | 4.7414 | 4.8512 | 4.952 | 5.048 | 5.1366 | 5.2248 | 5.3179 | 5.4097 | 5.5038 | 5.601 | 5.6995 | 5.8008 | 5.9038 | 6.0087 | 6.1155
F3_Commercial_Office (WA)_New_Water Heating_Natural Gas_Water Heater_E6 | F3 | Commercial | Office (WA) | New | Water Heating | Natural Gas | Water Heater | E6 | PACT BC Ratio | 0 | 0 | 0 | 0 | 0 | 0 | 0 | 0 | 0 | 0 | 0 | 0 | 0 | 0 | 0 | 0 | 0 | 0 | 0 | 0 | 0 | 0 | 0 | 0 | 0 | 0 | 0
F3_Commercial_Office (WA)_New_Water Heating_Natural Gas_Water Heater_E7 | F3 | Commercial | Office (WA) | New | Water Heating | Natural Gas | Water Heater | E7 | PACT BC Ratio | 0 | 0 | 0 | 0 | 0 | 0 | 0 | 0 | 0 | 0 | 0 | 0 | 0 | 0 | 0 | 0 | 0 | 0 | 0 | 0 | 0 | 0 | 0 | 0 | 0 | 0 | 0
F3_Commercial_Office (WA)_New_Water Heating_Natural Gas_Water Heater_E8 | F3 | Commercial | Office (WA) | New | Water Heating | Natural Gas | Water Heater | E8 | PACT BC Ratio | 0 | 0 | 0 | 0 | 0 | 0 | 0 | 0 | 0 | 0 | 0 | 0 | 0 | 0 | 0 | 0 | 0 | 0 | 0 | 0 | 0 | 0 | 0 | 0 | 0 | 0 | 0
F3_Commercial_Office (WA)_New_Water Heating_Natural Gas_Water Heater_E9 | F3 | Commercial | Office (WA) | New | Water Heating | Natural Gas | Water Heater | E9 | PACT BC Ratio | 0 | 0 | 0 | 0 | 0 | 0 | 0 | 0 | 0 | 0 | 0 | 0 | 0 | 0 | 0 | 0 | 0 | 0 | 0 | 0 | 0 | 0 | 0 | 0 | 0 | 0 | 0
F3_Commercial_Office (WA)_New_Water Heating_Natural Gas_Water Heater_E10 | F3 | Commercial | Office (WA) | New | Water Heating | Natural Gas | Water Heater | E10 | PACT BC Ratio | 0 | 0 | 0 | 0 | 0 | 0 | 0 | 0 | 0 | 0 | 0 | 0 | 0 | 0 | 0 | 0 | 0 | 0 | 0 | 0 | 0 | 0 | 0 | 0 | 0 | 0 | 0
F4_Commercial_Office (WA)_New_Water Heating_Natural Gas_Water Heater_E1 | F4 | Commercial | Office (WA) | New | Water Heating | Natural Gas | Water Heater | E1 | RVT BC Ratio | [24 empty] | 1 | 1 | 1 | bar: 2019 to 2042
F4_Commercial_Office (WA)_New_Water Heating_Natural Gas_Water Heater_E2 | F4 | Commercial | Office (WA) | New | Water Heating | Natural Gas | Water Heater | E2 | RVT BC Ratio | 5.1088 | 5.2058 | 5.3149 | 5.4375 | 5.5742 | 5.7394 | 5.9034 | 6.0584 | 6.1989 | 6.3358 | 6.4776 | 6.6076 | 6.7464 | 6.8809 | 6.9992 | 7.108 | 7.2029 | 7.2946 | 7.3914 | 7.4832 | 7.5756 | 7.7044 | 7.8347 | 7.9689 | 8.1054 | 8.2444 | 8.3858
F4_Commercial_Office (WA)_New_Water Heating_Natural Gas_Water Heater_E3 | F4 | Commercial | Office (WA) | New | Water Heating | Natural Gas | Water Heater | E3 | RVT BC Ratio | 3.0062 | 3.061 | 3.1225 | 3.1917 | 3.2688 | 3.362 | 3.4546 | 3.542 | 3.6213 | 3.6986 | 3.7786 | 3.8519 | 3.9302 | 4.0062 | 4.0729 | 4.1343 | 4.1878 | 4.2396 | 4.2942 | 4.346 | 4.3981 | 4.4708 | 4.5443 | 4.62 | 4.6971 | 4.7755 | 4.8553
F4_Commercial_Office (WA)_New_Water Heating_Natural Gas_Water Heater_E4 | F4 | Commercial | Office (WA) | New | Water Heating | Natural Gas | Water Heater | E4 | RVT BC Ratio | 2.2062 | 2.2446 | 2.299 | 2.3722 | 2.4643 | 2.5882 | 2.7131 | 2.826 | 2.9208 | 3.0082 | 3.0955 | 3.1656 | 3.2435 | 3.3158 | 3.3707 | 3.415 | 3.4444 | 3.4694 | 3.4982 | 3.5209 | 3.5429 | 3.6001 | 3.6575 | 3.7174 | 3.7784 | 3.8405 | 3.9037
F4_Commercial_Office (WA)_New_Water Heating_Natural Gas_Water Heater_E5 | F4 | Commercial | Office (WA) | New | Water Heating | Natural Gas | Water Heater | E5 | RVT BC Ratio | 2.1524 | 2.1909 | 2.2328 | 2.2783 | 2.3275 | 2.3864 | 2.4449 | 2.5006 | 2.5518 | 2.602 | 2.6544 | 2.7033 | 2.7553 | 2.8059 | 2.8511 | 2.8931 | 2.9305 | 2.9669 | 3.0051 | 3.0417 | 3.0786 | 3.128 | 3.178 | 3.2294 | 3.2818 | 3.335 | 3.3892
F4_Commercial_Office (WA)_New_Water Heating_Natural Gas_Water Heater_E6 | F4 | Commercial | Office (WA) | New | Water Heating | Natural Gas | Water Heater | E6 | RVT BC Ratio | 0 | 0 | 0 | 0 | 0 | 0 | 0 | 0 | 0 | 0 | 0 | 0 | 0 | 0 | 0 | 0 | 0 | 0 | 0 | 0 | 0 | 0 | 0 | 0 | 0 | 0 | 0
F4_Commercial_Office (WA)_New_Water Heating_Natural Gas_Water Heater_E7 | F4 | Commercial | Office (WA) | New | Water Heating | Natural Gas | Water Heater | E7 | RVT BC Ratio | 0 | 0 | 0 | 0 | 0 | 0 | 0 | 0 | 0 | 0 | 0 | 0 | 0 | 0 | 0 | 0 | 0 | 0 | 0 | 0 | 0 | 0 | 0 | 0 | 0 | 0 | 0
F4_Commercial_Office (WA)_New_Water Heating_Natural Gas_Water Heater_E8 | F4 | Commercial | Office (WA) | New | Water Heating | Natural Gas | Water Heater | E8 | RVT BC Ratio | 0 | 0 | 0 | 0 | 0 | 0 | 0 | 0 | 0 | 0 | 0 | 0 | 0 | 0 | 0 | 0 | 0 | 0 | 0 | 0 | 0 | 0 | 0 | 0 | 0 | 0 | 0
F4_Commercial_Office (WA)_New_Water Heating_Natural Gas_Water Heater_E9 | F4 | Commercial | Office (WA) | New | Water Heating | Natural Gas | Water Heater | E9 | RVT BC Ratio | 0 | 0 | 0 | 0 | 0 | 0 | 0 | 0 | 0 | 0 | 0 | 0 | 0 | 0 | 0 | 0 | 0 | 0 | 0 | 0 | 0 | 0 | 0 | 0 | 0 | 0 | 0
F4_Commercial_Office (WA)_New_Water Heating_Natural Gas_Water Heater_E10 | F4 | Commercial | Office (WA) | New | Water Heating | Natural Gas | Water Heater | E10 | RVT BC Ratio | 0 | 0 | 0 | 0 | 0 | 0 | 0 | 0 | 0 | 0 | 0 | 0 | 0 | 0 | 0 | 0 | 0 | 0 | 0 | 0 | 0 | 0 | 0 | 0 | 0 | 0 | 0
F5_Commercial_Office (WA)_New_Water Heating_Natural Gas_Water Heater_E1 | F5 | Commercial | Office (WA) | New | Water Heating | Natural Gas | Water Heater | E1 | RIM BC Ratio | [24 empty] | 1 | 1 | 1 | bar: 2019 to 2042
F5_Commercial_Office (WA)_New_Water Heating_Natural Gas_Water Heater_E2 | F5 | Commercial | Office (WA) | New | Water Heating | Natural Gas | Water Heater | E2 | RIM BC Ratio | 0.77967 | 0.78579 | 0.79236 | 0.79938 | 0.80682 | 0.81469 | 0.82285 | 0.83133 | 0.84022 | 0.8496 | 0.85304 | 0.85665 | 0.86039 | 0.86416 | 0.86793 | 0.87177 | 0.87569 | 0.87976 | 0.88403 | 0.88848 | 0.89314 | 0.89411 | 0.89505 | 0.89599 | 0.89692 | 0.89783 | 0.89873
F5_Commercial_Office (WA)_New_Water Heating_Natural Gas_Water Heater_E3 | F5 | Commercial | Office (WA) | New | Water Heating | Natural Gas | Water Heater | E3 | RIM BC Ratio | 0.72842 | 0.73501 | 0.7421 | 0.74971 | 0.7578 | 0.76649 | 0.7754 | 0.78451 | 0.79388 | 0.80367 | 0.80786 | 0.81209 | 0.81648 | 0.82086 | 0.82512 | 0.82938 | 0.83363 | 0.83799 | 0.84257 | 0.84729 | 0.85221 | 0.85377 | 0.85529 | 0.85682 | 0.85832 | 0.8598 | 0.86127
F5_Commercial_Office (WA)_New_Water Heating_Natural Gas_Water Heater_E4 | F5 | Commercial | Office (WA) | New | Water Heating | Natural Gas | Water Heater | E4 | RIM BC Ratio | 0.6126 | 0.62133 | 0.6321 | 0.64495 | 0.65951 | 0.67607 | 0.69243 | 0.70902 | 0.72602 | 0.74427 | 0.75118 | 0.75883 | 0.76688 | 0.77477 | 0.78218 | 0.78947 | 0.79663 | 0.80408 | 0.81209 | 0.82044 | 0.82932 | 0.83117 | 0.83297 | 0.8348 | 0.8366 | 0.83838 | 0.84014
F5_Commercial_Office (WA)_New_Water Heating_Natural Gas_Water Heater_E5 | F5 | Commercial | Office (WA) | New | Water Heating | Natural Gas | Water Heater | E5 | RIM BC Ratio | 0.68633 | 0.69299 | 0.70023 | 0.70804 | 0.71643 | 0.72539 | 0.73445 | 0.74357 | 0.75275 | 0.76217 | 0.7668 | 0.77129 | 0.77594 | 0.78054 | 0.78495 | 0.7893 | 0.79358 | 0.79793 | 0.80247 | 0.8071 | 0.81189 | 0.81398 | 0.81602 | 0.81807 | 0.82009 | 0.82208 | 0.82405
F5_Commercial_Office (WA)_New_Water Heating_Natural Gas_Water Heater_E6 | F5 | Commercial | Office (WA) | New | Water Heating | Natural Gas | Water Heater | E6 | RIM BC Ratio | 0 | 0 | 0 | 0 | 0 | 0 | 0 | 0 | 0 | 0 | 0 | 0 | 0 | 0 | 0 | 0 | 0 | 0 | 0 | 0 | 0 | 0 | 0 | 0 | 0 | 0 | 0
F5_Commercial_Office (WA)_New_Water Heating_Natural Gas_Water Heater_E7 | F5 | Commercial | Office (WA) | New | Water Heating | Natural Gas | Water Heater | E7 | RIM BC Ratio | 0 | 0 | 0 | 0 | 0 | 0 | 0 | 0 | 0 | 0 | 0 | 0 | 0 | 0 | 0 | 0 | 0 | 0 | 0 | 0 | 0 | 0 | 0 | 0 | 0 | 0 | 0
F5_Commercial_Office (WA)_New_Water Heating_Natural Gas_Water Heater_E8 | F5 | Commercial | Office (WA) | New | Water Heating | Natural Gas | Water Heater | E8 | RIM BC Ratio | 0 | 0 | 0 | 0 | 0 | 0 | 0 | 0 | 0 | 0 | 0 | 0 | 0 | 0 | 0 | 0 | 0 | 0 | 0 | 0 | 0 | 0 | 0 | 0 | 0 | 0 | 0
F5_Commercial_Office (WA)_New_Water Heating_Natural Gas_Water Heater_E9 | F5 | Commercial | Office (WA) | New | Water Heating | Natural Gas | Water Heater | E9 | RIM BC Ratio | 0 | 0 | 0 | 0 | 0 | 0 | 0 | 0 | 0 | 0 | 0 | 0 | 0 | 0 | 0 | 0 | 0 | 0 | 0 | 0 | 0 | 0 | 0 | 0 | 0 | 0 | 0
F5_Commercial_Office (WA)_New_Water Heating_Natural Gas_Water Heater_E10 | F5 | Commercial | Office (WA) | New | Water Heating | Natural Gas | Water Heater | E10 | RIM BC Ratio | 0 | 0 | 0 | 0 | 0 | 0 | 0 | 0 | 0 | 0 | 0 | 0 | 0 | 0 | 0 | 0 | 0 | 0 | 0 | 0 | 0 | 0 | 0 | 0 | 0 | 0 | 0
F0_Commercial_Office (WA)_New_Food Preparation_Natural Gas_Oven_E0 | F0 | Commercial | Office (WA) | New | Food Preparation | Natural Gas | Oven | E0 | Economic Unit | ENERGY STAR (>42% Baking Efficiency) | ENERGY STAR (>42% Baking Efficiency) | ENERGY STAR (>42% Baking Efficiency) | ENERGY STAR (>42% Baking Efficiency) | ENERGY STAR (>42% Baking Efficiency) | ENERGY STAR (>42% Baking Efficiency) | ENERGY STAR (>42% Baking Efficiency) | ENERGY STAR (>42% Baking Efficiency) | ENERGY STAR (>42% Baking Efficiency) | ENERGY STAR (>42% Baking Efficiency) | ENERGY STAR (>42% Baking Efficiency) | ENERGY STAR (>42% Baking Efficiency) | ENERGY STAR (>42% Baking Efficiency) | ENERGY STAR (>42% Baking Efficiency) | ENERGY STAR (>42% Baking Efficiency) | ENERGY STAR (>42% Baking Efficiency) | ENERGY STAR (>42% Baking Efficiency) | ENERGY STAR (>42% Baking Efficiency) | ENERGY STAR (>42% Baking Efficiency) | ENERGY STAR (>42% Baking Efficiency) | ENERGY STAR (>42% Baking Efficiency) | ENERGY STAR (>42% Baking Efficiency) | ENERGY STAR (>42% Baking Efficiency) | ENERGY STAR (>42% Baking Efficiency) | ENERGY STAR (>42% Baking Efficiency) | ENERGY STAR (>42% Baking Efficiency) | ENERGY STAR (>42% Baking Efficiency)
F1_Commercial_Office (WA)_New_Food Preparation_Natural Gas_Oven_E1 | F1 | Commercial | Office (WA) | New | Food Preparation | Natural Gas | Oven | E1 | CCE | 0 | 0 | 0 | 0 | 0 | 0 | 0 | 0 | 0 | 0 | 0 | 0 | 0 | 0 | 0 | 0 | 0 | 0 | 0 | 0 | 0 | 0 | 0 | 0 | 0 | 0 | 0
F1_Commercial_Office (WA)_New_Food Preparation_Natural Gas_Oven_E2 | F1 | Commercial | Office (WA) | New | Food Preparation | Natural Gas | Oven | E2 | CCE | 8.3372e-06 | 8.3372e-06 | 8.3372e-06 | 8.3372e-06 | 8.3372e-06 | 8.3372e-06 | 8.3372e-06 | 8.3372e-06 | 8.3372e-06 | 8.3372e-06 | 8.3372e-06 | 8.3372e-06 | 8.3372e-06 | 8.3372e-06 | 8.3372e-06 | 8.3372e-06 | 8.3372e-06 | 8.3372e-06 | 8.3372e-06 | 8.3372e-06 | 8.3372e-06 | 8.3372e-06 | 8.3372e-06 | 8.3372e-06 | 8.3372e-06 | 8.3372e-06 | 8.3372e-06
F1_Commercial_Office (WA)_New_Food Preparation_Natural Gas_Oven_E3 | F1 | Commercial | Office (WA) | New | Food Preparation | Natural Gas | Oven | E3 | CCE | 0 | 0 | 0 | 0 | 0 | 0 | 0 | 0 | 0 | 0 | 0 | 0 | 0 | 0 | 0 | 0 | 0 | 0 | 0 | 0 | 0 | 0 | 0 | 0 | 0 | 0 | 0
F1_Commercial_Office (WA)_New_Food Preparation_Natural Gas_Oven_E4 | F1 | Commercial | Office (WA) | New | Food Preparation | Natural Gas | Oven | E4 | CCE | 0 | 0 | 0 | 0 | 0 | 0 | 0 | 0 | 0 | 0 | 0 | 0 | 0 | 0 | 0 | 0 | 0 | 0 | 0 | 0 | 0 | 0 | 0 | 0 | 0 | 0 | 0
F1_Commercial_Office (WA)_New_Food Preparation_Natural Gas_Oven_E5 | F1 | Commercial | Office (WA) | New | Food Preparation | Natural Gas | Oven | E5 | CCE | 0 | 0 | 0 | 0 | 0 | 0 | 0 | 0 | 0 | 0 | 0 | 0 | 0 | 0 | 0 | 0 | 0 | 0 | 0 | 0 | 0 | 0 | 0 | 0 | 0 | 0 | 0
F1_Commercial_Office (WA)_New_Food Preparation_Natural Gas_Oven_E6 | F1 | Commercial | Office (WA) | New | Food Preparation | Natural Gas | Oven | E6 | CCE | 0 | 0 | 0 | 0 | 0 | 0 | 0 | 0 | 0 | 0 | 0 | 0 | 0 | 0 | 0 | 0 | 0 | 0 | 0 | 0 | 0 | 0 | 0 | 0 | 0 | 0 | 0
F1_Commercial_Office (WA)_New_Food Preparation_Natural Gas_Oven_E7 | F1 | Commercial | Office (WA) | New | Food Preparation | Natural Gas | Oven | E7 | CCE | 0 | 0 | 0 | 0 | 0 | 0 | 0 | 0 | 0 | 0 | 0 | 0 | 0 | 0 | 0 | 0 | 0 | 0 | 0 | 0 | 0 | 0 | 0 | 0 | 0 | 0 | 0
F1_Commercial_Office (WA)_New_Food Preparation_Natural Gas_Oven_E8 | F1 | Commercial | Office (WA) | New | Food Preparation | Natural Gas | Oven | E8 | CCE | 0 | 0 | 0 | 0 | 0 | 0 | 0 | 0 | 0 | 0 | 0 | 0 | 0 | 0 | 0 | 0 | 0 | 0 | 0 | 0 | 0 | 0 | 0 | 0 | 0 | 0 | 0
F1_Commercial_Office (WA)_New_Food Preparation_Natural Gas_Oven_E9 | F1 | Commercial | Office (WA) | New | Food Preparation | Natural Gas | Oven | E9 | CCE | 0 | 0 | 0 | 0 | 0 | 0 | 0 | 0 | 0 | 0 | 0 | 0 | 0 | 0 | 0 | 0 | 0 | 0 | 0 | 0 | 0 | 0 | 0 | 0 | 0 | 0 | 0
F1_Commercial_Office (WA)_New_Food Preparation_Natural Gas_Oven_E10 | F1 | Commercial | Office (WA) | New | Food Preparation | Natural Gas | Oven | E10 | CCE | 0 | 0 | 0 | 0 | 0 | 0 | 0 | 0 | 0 | 0 | 0 | 0 | 0 | 0 | 0 | 0 | 0 | 0 | 0 | 0 | 0 | 0 | 0 | 0 | 0 | 0 | 0
F2_Commercial_Office (WA)_New_Food Preparation_Natural Gas_Oven_E1 | F2 | Commercial | Office (WA) | New | Food Preparation | Natural Gas | Oven | E1 | TRC BC Ratio | [24 empty] | 1 | 1 | 1 | bar: 2019 to 2042
F2_Commercial_Office (WA)_New_Food Preparation_Natural Gas_Oven_E2 | F2 | Commercial | Office (WA) | New | Food Preparation | Natural Gas | Oven | E2 | TRC BC Ratio | 415.9799 | 425.5832 | 437.6631 | 451.9131 | 468.4845 | 489.384 | 511.1526 | 532.8573 | 553.7923 | 575.0153 | 591.5792 | 606.9871 | 623.5989 | 639.7812 | 654.0529 | 667.2675 | 678.9212 | 690.3765 | 702.6968 | 714.6429 | 726.9319 | 739.7473 | 752.6857 | 766.0579 | 779.6676 | 793.5191 | 807.6167
F2_Commercial_Office (WA)_New_Food Preparation_Natural Gas_Oven_E3 | F2 | Commercial | Office (WA) | New | Food Preparation | Natural Gas | Oven | E3 | TRC BC Ratio | 0 | 0 | 0 | 0 | 0 | 0 | 0 | 0 | 0 | 0 | 0 | 0 | 0 | 0 | 0 | 0 | 0 | 0 | 0 | 0 | 0 | 0 | 0 | 0 | 0 | 0 | 0
F2_Commercial_Office (WA)_New_Food Preparation_Natural Gas_Oven_E4 | F2 | Commercial | Office (WA) | New | Food Preparation | Natural Gas | Oven | E4 | TRC BC Ratio | 0 | 0 | 0 | 0 | 0 | 0 | 0 | 0 | 0 | 0 | 0 | 0 | 0 | 0 | 0 | 0 | 0 | 0 | 0 | 0 | 0 | 0 | 0 | 0 | 0 | 0 | 0
F2_Commercial_Office (WA)_New_Food Preparation_Natural Gas_Oven_E5 | F2 | Commercial | Office (WA) | New | Food Preparation | Natural Gas | Oven | E5 | TRC BC Ratio | 0 | 0 | 0 | 0 | 0 | 0 | 0 | 0 | 0 | 0 | 0 | 0 | 0 | 0 | 0 | 0 | 0 | 0 | 0 | 0 | 0 | 0 | 0 | 0 | 0 | 0 | 0
F2_Commercial_Office (WA)_New_Food Preparation_Natural Gas_Oven_E6 | F2 | Commercial | Office (WA) | New | Food Preparation | Natural Gas | Oven | E6 | TRC BC Ratio | 0 | 0 | 0 | 0 | 0 | 0 | 0 | 0 | 0 | 0 | 0 | 0 | 0 | 0 | 0 | 0 | 0 | 0 | 0 | 0 | 0 | 0 | 0 | 0 | 0 | 0 | 0
F2_Commercial_Office (WA)_New_Food Preparation_Natural Gas_Oven_E7 | F2 | Commercial | Office (WA) | New | Food Preparation | Natural Gas | Oven | E7 | TRC BC Ratio | 0 | 0 | 0 | 0 | 0 | 0 | 0 | 0 | 0 | 0 | 0 | 0 | 0 | 0 | 0 | 0 | 0 | 0 | 0 | 0 | 0 | 0 | 0 | 0 | 0 | 0 | 0
F2_Commercial_Office (WA)_New_Food Preparation_Natural Gas_Oven_E8 | F2 | Commercial | Office (WA) | New | Food Preparation | Natural Gas | Oven | E8 | TRC BC Ratio | 0 | 0 | 0 | 0 | 0 | 0 | 0 | 0 | 0 | 0 | 0 | 0 | 0 | 0 | 0 | 0 | 0 | 0 | 0 | 0 | 0 | 0 | 0 | 0 | 0 | 0 | 0
F2_Commercial_Office (WA)_New_Food Preparation_Natural Gas_Oven_E9 | F2 | Commercial | Office (WA) | New | Food Preparation | Natural Gas | Oven | E9 | TRC BC Ratio | 0 | 0 | 0 | 0 | 0 | 0 | 0 | 0 | 0 | 0 | 0 | 0 | 0 | 0 | 0 | 0 | 0 | 0 | 0 | 0 | 0 | 0 | 0 | 0 | 0 | 0 | 0
F2_Commercial_Office (WA)_New_Food Preparation_Natural Gas_Oven_E10 | F2 | Commercial | Office (WA) | New | Food Preparation | Natural Gas | Oven | E10 | TRC BC Ratio | 0 | 0 | 0 | 0 | 0 | 0 | 0 | 0 | 0 | 0 | 0 | 0 | 0 | 0 | 0 | 0 | 0 | 0 | 0 | 0 | 0 | 0 | 0 | 0 | 0 | 0 | 0
F3_Commercial_Office (WA)_New_Food Preparation_Natural Gas_Oven_E1 | F3 | Commercial | Office (WA) | New | Food Preparation | Natural Gas | Oven | E1 | PACT BC Ratio | [24 empty] | 1 | 1 | 1 | bar: 2019 to 2042
F3_Commercial_Office (WA)_New_Food Preparation_Natural Gas_Oven_E2 | F3 | Commercial | Office (WA) | New | Food Preparation | Natural Gas | Oven | E2 | PACT BC Ratio | 838.3507 | 857.7049 | 882.0503 | 910.7693 | 944.1665 | 986.2868 | 1030.1584 | 1073.9012 | 1116.0928 | 1158.8648 | 1192.2471 | 1223.2997 | 1256.7784 | 1289.3917 | 1318.1544 | 1344.7865 | 1368.2731 | 1391.3596 | 1416.1896 | 1440.2652 | 1465.032 | 1490.8599 | 1516.9354 | 1543.8852 | 1571.3137 | 1599.2295 | 1627.6412
F3_Commercial_Office (WA)_New_Food Preparation_Natural Gas_Oven_E3 | F3 | Commercial | Office (WA) | New | Food Preparation | Natural Gas | Oven | E3 | PACT BC Ratio | 0 | 0 | 0 | 0 | 0 | 0 | 0 | 0 | 0 | 0 | 0 | 0 | 0 | 0 | 0 | 0 | 0 | 0 | 0 | 0 | 0 | 0 | 0 | 0 | 0 | 0 | 0
F3_Commercial_Office (WA)_New_Food Preparation_Natural Gas_Oven_E4 | F3 | Commercial | Office (WA) | New | Food Preparation | Natural Gas | Oven | E4 | PACT BC Ratio | 0 | 0 | 0 | 0 | 0 | 0 | 0 | 0 | 0 | 0 | 0 | 0 | 0 | 0 | 0 | 0 | 0 | 0 | 0 | 0 | 0 | 0 | 0 | 0 | 0 | 0 | 0
F3_Commercial_Office (WA)_New_Food Preparation_Natural Gas_Oven_E5 | F3 | Commercial | Office (WA) | New | Food Preparation | Natural Gas | Oven | E5 | PACT BC Ratio | 0 | 0 | 0 | 0 | 0 | 0 | 0 | 0 | 0 | 0 | 0 | 0 | 0 | 0 | 0 | 0 | 0 | 0 | 0 | 0 | 0 | 0 | 0 | 0 | 0 | 0 | 0
F3_Commercial_Office (WA)_New_Food Preparation_Natural Gas_Oven_E6 | F3 | Commercial | Office (WA) | New | Food Preparation | Natural Gas | Oven | E6 | PACT BC Ratio | 0 | 0 | 0 | 0 | 0 | 0 | 0 | 0 | 0 | 0 | 0 | 0 | 0 | 0 | 0 | 0 | 0 | 0 | 0 | 0 | 0 | 0 | 0 | 0 | 0 | 0 | 0
F3_Commercial_Office (WA)_New_Food Preparation_Natural Gas_Oven_E7 | F3 | Commercial | Office (WA) | New | Food Preparation | Natural Gas | Oven | E7 | PACT BC Ratio | 0 | 0 | 0 | 0 | 0 | 0 | 0 | 0 | 0 | 0 | 0 | 0 | 0 | 0 | 0 | 0 | 0 | 0 | 0 | 0 | 0 | 0 | 0 | 0 | 0 | 0 | 0
F3_Commercial_Office (WA)_New_Food Preparation_Natural Gas_Oven_E8 | F3 | Commercial | Office (WA) | New | Food Preparation | Natural Gas | Oven | E8 | PACT BC Ratio | 0 | 0 | 0 | 0 | 0 | 0 | 0 | 0 | 0 | 0 | 0 | 0 | 0 | 0 | 0 | 0 | 0 | 0 | 0 | 0 | 0 | 0 | 0 | 0 | 0 | 0 | 0
F3_Commercial_Office (WA)_New_Food Preparation_Natural Gas_Oven_E9 | F3 | Commercial | Office (WA) | New | Food Preparation | Natural Gas | Oven | E9 | PACT BC Ratio | 0 | 0 | 0 | 0 | 0 | 0 | 0 | 0 | 0 | 0 | 0 | 0 | 0 | 0 | 0 | 0 | 0 | 0 | 0 | 0 | 0 | 0 | 0 | 0 | 0 | 0 | 0
F3_Commercial_Office (WA)_New_Food Preparation_Natural Gas_Oven_E10 | F3 | Commercial | Office (WA) | New | Food Preparation | Natural Gas | Oven | E10 | PACT BC Ratio | 0 | 0 | 0 | 0 | 0 | 0 | 0 | 0 | 0 | 0 | 0 | 0 | 0 | 0 | 0 | 0 | 0 | 0 | 0 | 0 | 0 | 0 | 0 | 0 | 0 | 0 | 0
F4_Commercial_Office (WA)_New_Food Preparation_Natural Gas_Oven_E1 | F4 | Commercial | Office (WA) | New | Food Preparation | Natural Gas | Oven | E1 | RVT BC Ratio | [24 empty] | 1 | 1 | 1 | bar: 2019 to 2042
F4_Commercial_Office (WA)_New_Food Preparation_Natural Gas_Oven_E2 | F4 | Commercial | Office (WA) | New | Food Preparation | Natural Gas | Oven | E2 | RVT BC Ratio | 594.2051 | 604.0891 | 616.1346 | 630.7752 | 648.1917 | 671.2131 | 694.8286 | 717.6731 | 738.7013 | 758.8964 | 779.6409 | 798.1701 | 817.4995 | 835.363 | 850.4089 | 863.7431 | 874.6765 | 884.9828 | 896.0397 | 906.183 | 916.3296 | 932.4771 | 948.7795 | 965.6284 | 982.7766 | 1000.2295 | 1017.9924
F4_Commercial_Office (WA)_New_Food Preparation_Natural Gas_Oven_E3 | F4 | Commercial | Office (WA) | New | Food Preparation | Natural Gas | Oven | E3 | RVT BC Ratio | 0 | 0 | 0 | 0 | 0 | 0 | 0 | 0 | 0 | 0 | 0 | 0 | 0 | 0 | 0 | 0 | 0 | 0 | 0 | 0 | 0 | 0 | 0 | 0 | 0 | 0 | 0
F4_Commercial_Office (WA)_New_Food Preparation_Natural Gas_Oven_E4 | F4 | Commercial | Office (WA) | New | Food Preparation | Natural Gas | Oven | E4 | RVT BC Ratio | 0 | 0 | 0 | 0 | 0 | 0 | 0 | 0 | 0 | 0 | 0 | 0 | 0 | 0 | 0 | 0 | 0 | 0 | 0 | 0 | 0 | 0 | 0 | 0 | 0 | 0 | 0
F4_Commercial_Office (WA)_New_Food Preparation_Natural Gas_Oven_E5 | F4 | Commercial | Office (WA) | New | Food Preparation | Natural Gas | Oven | E5 | RVT BC Ratio | 0 | 0 | 0 | 0 | 0 | 0 | 0 | 0 | 0 | 0 | 0 | 0 | 0 | 0 | 0 | 0 | 0 | 0 | 0 | 0 | 0 | 0 | 0 | 0 | 0 | 0 | 0
F4_Commercial_Office (WA)_New_Food Preparation_Natural Gas_Oven_E6 | F4 | Commercial | Office (WA) | New | Food Preparation | Natural Gas | Oven | E6 | RVT BC Ratio | 0 | 0 | 0 | 0 | 0 | 0 | 0 | 0 | 0 | 0 | 0 | 0 | 0 | 0 | 0 | 0 | 0 | 0 | 0 | 0 | 0 | 0 | 0 | 0 | 0 | 0 | 0
F4_Commercial_Office (WA)_New_Food Preparation_Natural Gas_Oven_E7 | F4 | Commercial | Office (WA) | New | Food Preparation | Natural Gas | Oven | E7 | RVT BC Ratio | 0 | 0 | 0 | 0 | 0 | 0 | 0 | 0 | 0 | 0 | 0 | 0 | 0 | 0 | 0 | 0 | 0 | 0 | 0 | 0 | 0 | 0 | 0 | 0 | 0 | 0 | 0
F4_Commercial_Office (WA)_New_Food Preparation_Natural Gas_Oven_E8 | F4 | Commercial | Office (WA) | New | Food Preparation | Natural Gas | Oven | E8 | RVT BC Ratio | 0 | 0 | 0 | 0 | 0 | 0 | 0 | 0 | 0 | 0 | 0 | 0 | 0 | 0 | 0 | 0 | 0 | 0 | 0 | 0 | 0 | 0 | 0 | 0 | 0 | 0 | 0
F4_Commercial_Office (WA)_New_Food Preparation_Natural Gas_Oven_E9 | F4 | Commercial | Office (WA) | New | Food Preparation | Natural Gas | Oven | E9 | RVT BC Ratio | 0 | 0 | 0 | 0 | 0 | 0 | 0 | 0 | 0 | 0 | 0 | 0 | 0 | 0 | 0 | 0 | 0 | 0 | 0 | 0 | 0 | 0 | 0 | 0 | 0 | 0 | 0
F4_Commercial_Office (WA)_New_Food Preparation_Natural Gas_Oven_E10 | F4 | Commercial | Office (WA) | New | Food Preparation | Natural Gas | Oven | E10 | RVT BC Ratio | 0 | 0 | 0 | 0 | 0 | 0 | 0 | 0 | 0 | 0 | 0 | 0 | 0 | 0 | 0 | 0 | 0 | 0 | 0 | 0 | 0 | 0 | 0 | 0 | 0 | 0 | 0
F5_Commercial_Office (WA)_New_Food Preparation_Natural Gas_Oven_E1 | F5 | Commercial | Office (WA) | New | Food Preparation | Natural Gas | Oven | E1 | RIM BC Ratio | [24 empty] | 1 | 1 | 1 | bar: 2019 to 2042
F5_Commercial_Office (WA)_New_Food Preparation_Natural Gas_Oven_E2 | F5 | Commercial | Office (WA) | New | Food Preparation | Natural Gas | Oven | E2 | RIM BC Ratio | 0.83979 | 0.84513 | 0.85213 | 0.85946 | 0.86704 | 0.87466 | 0.88253 | 0.89073 | 0.89938 | 0.909 | 0.91031 | 0.91234 | 0.91515 | 0.91883 | 0.92271 | 0.92682 | 0.93122 | 0.93591 | 0.94086 | 0.94615 | 0.95176 | 0.95177 | 0.95178 | 0.95179 | 0.9518 | 0.95181 | 0.95182
F5_Commercial_Office (WA)_New_Food Preparation_Natural Gas_Oven_E3 | F5 | Commercial | Office (WA) | New | Food Preparation | Natural Gas | Oven | E3 | RIM BC Ratio | 0 | 0 | 0 | 0 | 0 | 0 | 0 | 0 | 0 | 0 | 0 | 0 | 0 | 0 | 0 | 0 | 0 | 0 | 0 | 0 | 0 | 0 | 0 | 0 | 0 | 0 | 0
F5_Commercial_Office (WA)_New_Food Preparation_Natural Gas_Oven_E4 | F5 | Commercial | Office (WA) | New | Food Preparation | Natural Gas | Oven | E4 | RIM BC Ratio | 0 | 0 | 0 | 0 | 0 | 0 | 0 | 0 | 0 | 0 | 0 | 0 | 0 | 0 | 0 | 0 | 0 | 0 | 0 | 0 | 0 | 0 | 0 | 0 | 0 | 0 | 0
F5_Commercial_Office (WA)_New_Food Preparation_Natural Gas_Oven_E5 | F5 | Commercial | Office (WA) | New | Food Preparation | Natural Gas | Oven | E5 | RIM BC Ratio | 0 | 0 | 0 | 0 | 0 | 0 | 0 | 0 | 0 | 0 | 0 | 0 | 0 | 0 | 0 | 0 | 0 | 0 | 0 | 0 | 0 | 0 | 0 | 0 | 0 | 0 | 0
F5_Commercial_Office (WA)_New_Food Preparation_Natural Gas_Oven_E6 | F5 | Commercial | Office (WA) | New | Food Preparation | Natural Gas | Oven | E6 | RIM BC Ratio | 0 | 0 | 0 | 0 | 0 | 0 | 0 | 0 | 0 | 0 | 0 | 0 | 0 | 0 | 0 | 0 | 0 | 0 | 0 | 0 | 0 | 0 | 0 | 0 | 0 | 0 | 0
F5_Commercial_Office (WA)_New_Food Preparation_Natural Gas_Oven_E7 | F5 | Commercial | Office (WA) | New | Food Preparation | Natural Gas | Oven | E7 | RIM BC Ratio | 0 | 0 | 0 | 0 | 0 | 0 | 0 | 0 | 0 | 0 | 0 | 0 | 0 | 0 | 0 | 0 | 0 | 0 | 0 | 0 | 0 | 0 | 0 | 0 | 0 | 0 | 0
F5_Commercial_Office (WA)_New_Food Preparation_Natural Gas_Oven_E8 | F5 | Commercial | Office (WA) | New | Food Preparation | Natural Gas | Oven | E8 | RIM BC Ratio | 0 | 0 | 0 | 0 | 0 | 0 | 0 | 0 | 0 | 0 | 0 | 0 | 0 | 0 | 0 | 0 | 0 | 0 | 0 | 0 | 0 | 0 | 0 | 0 | 0 | 0 | 0
F5_Commercial_Office (WA)_New_Food Preparation_Natural Gas_Oven_E9 | F5 | Commercial | Office (WA) | New | Food Preparation | Natural Gas | Oven | E9 | RIM BC Ratio | 0 | 0 | 0 | 0 | 0 | 0 | 0 | 0 | 0 | 0 | 0 | 0 | 0 | 0 | 0 | 0 | 0 | 0 | 0 | 0 | 0 | 0 | 0 | 0 | 0 | 0 | 0
F5_Commercial_Office (WA)_New_Food Preparation_Natural Gas_Oven_E10 | F5 | Commercial | Office (WA) | New | Food Preparation | Natural Gas | Oven | E10 | RIM BC Ratio | 0 | 0 | 0 | 0 | 0 | 0 | 0 | 0 | 0 | 0 | 0 | 0 | 0 | 0 | 0 | 0 | 0 | 0 | 0 | 0 | 0 | 0 | 0 | 0 | 0 | 0 | 0
F0_Commercial_Office (WA)_New_Food Preparation_Natural Gas_Conveyor Oven_E0 | F0 | Commercial | Office (WA) | New | Food Preparation | Natural Gas | Conveyor Oven | E0 | Economic Unit | ENERGY STAR (>42% Baking Efficiency) | ENERGY STAR (>42% Baking Efficiency) | ENERGY STAR (>42% Baking Efficiency) | ENERGY STAR (>42% Baking Efficiency) | ENERGY STAR (>42% Baking Efficiency) | ENERGY STAR (>42% Baking Efficiency) | ENERGY STAR (>42% Baking Efficiency) | ENERGY STAR (>42% Baking Efficiency) | ENERGY STAR (>42% Baking Efficiency) | ENERGY STAR (>42% Baking Efficiency) | ENERGY STAR (>42% Baking Efficiency) | ENERGY STAR (>42% Baking Efficiency) | ENERGY STAR (>42% Baking Efficiency) | ENERGY STAR (>42% Baking Efficiency) | ENERGY STAR (>42% Baking Efficiency) | ENERGY STAR (>42% Baking Efficiency) | ENERGY STAR (>42% Baking Efficiency) | ENERGY STAR (>42% Baking Efficiency) | ENERGY STAR (>42% Baking Efficiency) | ENERGY STAR (>42% Baking Efficiency) | ENERGY STAR (>42% Baking Efficiency) | ENERGY STAR (>42% Baking Efficiency) | ENERGY STAR (>42% Baking Efficiency) | ENERGY STAR (>42% Baking Efficiency) | ENERGY STAR (>42% Baking Efficiency) | ENERGY STAR (>42% Baking Efficiency) | ENERGY STAR (>42% Baking Efficiency)
F1_Commercial_Office (WA)_New_Food Preparation_Natural Gas_Conveyor Oven_E1 | F1 | Commercial | Office (WA) | New | Food Preparation | Natural Gas | Conveyor Oven | E1 | CCE | 0 | 0 | 0 | 0 | 0 | 0 | 0 | 0 | 0 | 0 | 0 | 0 | 0 | 0 | 0 | 0 | 0 | 0 | 0 | 0 | 0 | 0 | 0 | 0 | 0 | 0 | 0
F1_Commercial_Office (WA)_New_Food Preparation_Natural Gas_Conveyor Oven_E2 | F1 | Commercial | Office (WA) | New | Food Preparation | Natural Gas | Conveyor Oven | E2 | CCE | 1.3039e-05 | 1.3039e-05 | 1.3039e-05 | 1.3039e-05 | 1.3039e-05 | 1.3039e-05 | 1.3039e-05 | 1.3039e-05 | 1.3039e-05 | 1.3039e-05 | 1.3039e-05 | 1.3039e-05 | 1.3039e-05 | 1.3039e-05 | 1.3039e-05 | 1.3039e-05 | 1.3039e-05 | 1.3039e-05 | 1.3039e-05 | 1.3039e-05 | 1.3039e-05 | 1.3039e-05 | 1.3039e-05 | 1.3039e-05 | 1.3039e-05 | 1.3039e-05 | 1.3039e-05
F1_Commercial_Office (WA)_New_Food Preparation_Natural Gas_Conveyor Oven_E3 | F1 | Commercial | Office (WA) | New | Food Preparation | Natural Gas | Conveyor Oven | E3 | CCE | 0 | 0 | 0 | 0 | 0 | 0 | 0 | 0 | 0 | 0 | 0 | 0 | 0 | 0 | 0 | 0 | 0 | 0 | 0 | 0 | 0 | 0 | 0 | 0 | 0 | 0 | 0
F1_Commercial_Office (WA)_New_Food Preparation_Natural Gas_Conveyor Oven_E4 | F1 | Commercial | Office (WA) | New | Food Preparation | Natural Gas | Conveyor Oven | E4 | CCE | 0 | 0 | 0 | 0 | 0 | 0 | 0 | 0 | 0 | 0 | 0 | 0 | 0 | 0 | 0 | 0 | 0 | 0 | 0 | 0 | 0 | 0 | 0 | 0 | 0 | 0 | 0
F1_Commercial_Office (WA)_New_Food Preparation_Natural Gas_Conveyor Oven_E5 | F1 | Commercial | Office (WA) | New | Food Preparation | Natural Gas | Conveyor Oven | E5 | CCE | 0 | 0 | 0 | 0 | 0 | 0 | 0 | 0 | 0 | 0 | 0 | 0 | 0 | 0 | 0 | 0 | 0 | 0 | 0 | 0 | 0 | 0 | 0 | 0 | 0 | 0 | 0
F1_Commercial_Office (WA)_New_Food Preparation_Natural Gas_Conveyor Oven_E6 | F1 | Commercial | Office (WA) | New | Food Preparation | Natural Gas | Conveyor Oven | E6 | CCE | 0 | 0 | 0 | 0 | 0 | 0 | 0 | 0 | 0 | 0 | 0 | 0 | 0 | 0 | 0 | 0 | 0 | 0 | 0 | 0 | 0 | 0 | 0 | 0 | 0 | 0 | 0
F1_Commercial_Office (WA)_New_Food Preparation_Natural Gas_Conveyor Oven_E7 | F1 | Commercial | Office (WA) | New | Food Preparation | Natural Gas | Conveyor Oven | E7 | CCE | 0 | 0 | 0 | 0 | 0 | 0 | 0 | 0 | 0 | 0 | 0 | 0 | 0 | 0 | 0 | 0 | 0 | 0 | 0 | 0 | 0 | 0 | 0 | 0 | 0 | 0 | 0
F1_Commercial_Office (WA)_New_Food Preparation_Natural Gas_Conveyor Oven_E8 | F1 | Commercial | Office (WA) | New | Food Preparation | Natural Gas | Conveyor Oven | E8 | CCE | 0 | 0 | 0 | 0 | 0 | 0 | 0 | 0 | 0 | 0 | 0 | 0 | 0 | 0 | 0 | 0 | 0 | 0 | 0 | 0 | 0 | 0 | 0 | 0 | 0 | 0 | 0
F1_Commercial_Office (WA)_New_Food Preparation_Natural Gas_Conveyor Oven_E9 | F1 | Commercial | Office (WA) | New | Food Preparation | Natural Gas | Conveyor Oven | E9 | CCE | 0 | 0 | 0 | 0 | 0 | 0 | 0 | 0 | 0 | 0 | 0 | 0 | 0 | 0 | 0 | 0 | 0 | 0 | 0 | 0 | 0 | 0 | 0 | 0 | 0 | 0 | 0
F1_Commercial_Office (WA)_New_Food Preparation_Natural Gas_Conveyor Oven_E10 | F1 | Commercial | Office (WA) | New | Food Preparation | Natural Gas | Conveyor Oven | E10 | CCE | 0 | 0 | 0 | 0 | 0 | 0 | 0 | 0 | 0 | 0 | 0 | 0 | 0 | 0 | 0 | 0 | 0 | 0 | 0 | 0 | 0 | 0 | 0 | 0 | 0 | 0 | 0
F2_Commercial_Office (WA)_New_Food Preparation_Natural Gas_Conveyor Oven_E1 | F2 | Commercial | Office (WA) | New | Food Preparation | Natural Gas | Conveyor Oven | E1 | TRC BC Ratio | [24 empty] | 1 | 1 | 1 | bar: 2019 to 2042
F2_Commercial_Office (WA)_New_Food Preparation_Natural Gas_Conveyor Oven_E2 | F2 | Commercial | Office (WA) | New | Food Preparation | Natural Gas | Conveyor Oven | E2 | TRC BC Ratio | 294.2299 | 302.1251 | 310.8023 | 320.3076 | 330.721 | 342.8514 | 355.1552 | 367.2939 | 379.0044 | 390.8865 | 400.689 | 409.9929 | 419.9156 | 429.7029 | 438.6597 | 447.1849 | 455.0374 | 462.8431 | 471.0913 | 479.2137 | 487.5404 | 496.1565 | 504.8776 | 513.8472 | 522.9761 | 532.2673 | 541.7235
F2_Commercial_Office (WA)_New_Food Preparation_Natural Gas_Conveyor Oven_E3 | F2 | Commercial | Office (WA) | New | Food Preparation | Natural Gas | Conveyor Oven | E3 | TRC BC Ratio | 0 | 0 | 0 | 0 | 0 | 0 | 0 | 0 | 0 | 0 | 0 | 0 | 0 | 0 | 0 | 0 | 0 | 0 | 0 | 0 | 0 | 0 | 0 | 0 | 0 | 0 | 0
F2_Commercial_Office (WA)_New_Food Preparation_Natural Gas_Conveyor Oven_E4 | F2 | Commercial | Office (WA) | New | Food Preparation | Natural Gas | Conveyor Oven | E4 | TRC BC Ratio | 0 | 0 | 0 | 0 | 0 | 0 | 0 | 0 | 0 | 0 | 0 | 0 | 0 | 0 | 0 | 0 | 0 | 0 | 0 | 0 | 0 | 0 | 0 | 0 | 0 | 0 | 0
F2_Commercial_Office (WA)_New_Food Preparation_Natural Gas_Conveyor Oven_E5 | F2 | Commercial | Office (WA) | New | Food Preparation | Natural Gas | Conveyor Oven | E5 | TRC BC Ratio | 0 | 0 | 0 | 0 | 0 | 0 | 0 | 0 | 0 | 0 | 0 | 0 | 0 | 0 | 0 | 0 | 0 | 0 | 0 | 0 | 0 | 0 | 0 | 0 | 0 | 0 | 0
F2_Commercial_Office (WA)_New_Food Preparation_Natural Gas_Conveyor Oven_E6 | F2 | Commercial | Office (WA) | New | Food Preparation | Natural Gas | Conveyor Oven | E6 | TRC BC Ratio | 0 | 0 | 0 | 0 | 0 | 0 | 0 | 0 | 0 | 0 | 0 | 0 | 0 | 0 | 0 | 0 | 0 | 0 | 0 | 0 | 0 | 0 | 0 | 0 | 0 | 0 | 0
F2_Commercial_Office (WA)_New_Food Preparation_Natural Gas_Conveyor Oven_E7 | F2 | Commercial | Office (WA) | New | Food Preparation | Natural Gas | Conveyor Oven | E7 | TRC BC Ratio | 0 | 0 | 0 | 0 | 0 | 0 | 0 | 0 | 0 | 0 | 0 | 0 | 0 | 0 | 0 | 0 | 0 | 0 | 0 | 0 | 0 | 0 | 0 | 0 | 0 | 0 | 0
F2_Commercial_Office (WA)_New_Food Preparation_Natural Gas_Conveyor Oven_E8 | F2 | Commercial | Office (WA) | New | Food Preparation | Natural Gas | Conveyor Oven | E8 | TRC BC Ratio | 0 | 0 | 0 | 0 | 0 | 0 | 0 | 0 | 0 | 0 | 0 | 0 | 0 | 0 | 0 | 0 | 0 | 0 | 0 | 0 | 0 | 0 | 0 | 0 | 0 | 0 | 0
F2_Commercial_Office (WA)_New_Food Preparation_Natural Gas_Conveyor Oven_E9 | F2 | Commercial | Office (WA) | New | Food Preparation | Natural Gas | Conveyor Oven | E9 | TRC BC Ratio | 0 | 0 | 0 | 0 | 0 | 0 | 0 | 0 | 0 | 0 | 0 | 0 | 0 | 0 | 0 | 0 | 0 | 0 | 0 | 0 | 0 | 0 | 0 | 0 | 0 | 0 | 0
F2_Commercial_Office (WA)_New_Food Preparation_Natural Gas_Conveyor Oven_E10 | F2 | Commercial | Office (WA) | New | Food Preparation | Natural Gas | Conveyor Oven | E10 | TRC BC Ratio | 0 | 0 | 0 | 0 | 0 | 0 | 0 | 0 | 0 | 0 | 0 | 0 | 0 | 0 | 0 | 0 | 0 | 0 | 0 | 0 | 0 | 0 | 0 | 0 | 0 | 0 | 0
F3_Commercial_Office (WA)_New_Food Preparation_Natural Gas_Conveyor Oven_E1 | F3 | Commercial | Office (WA) | New | Food Preparation | Natural Gas | Conveyor Oven | E1 | PACT BC Ratio | [24 empty] | 1 | 1 | 1 | bar: 2019 to 2042
F3_Commercial_Office (WA)_New_Food Preparation_Natural Gas_Conveyor Oven_E2 | F3 | Commercial | Office (WA) | New | Food Preparation | Natural Gas | Conveyor Oven | E2 | PACT BC Ratio | 592.9802 | 608.892 | 626.3796 | 645.5362 | 666.523 | 690.9703 | 715.7669 | 740.2307 | 763.8317 | 787.7783 | 807.5339 | 826.2847 | 846.2826 | 866.0076 | 884.0588 | 901.2402 | 917.0657 | 932.7972 | 949.4203 | 965.7898 | 982.5712 | 999.9357 | 1017.5119 | 1035.5889 | 1053.9871 | 1072.7121 | 1091.7698
F3_Commercial_Office (WA)_New_Food Preparation_Natural Gas_Conveyor Oven_E3 | F3 | Commercial | Office (WA) | New | Food Preparation | Natural Gas | Conveyor Oven | E3 | PACT BC Ratio | 0 | 0 | 0 | 0 | 0 | 0 | 0 | 0 | 0 | 0 | 0 | 0 | 0 | 0 | 0 | 0 | 0 | 0 | 0 | 0 | 0 | 0 | 0 | 0 | 0 | 0 | 0
F3_Commercial_Office (WA)_New_Food Preparation_Natural Gas_Conveyor Oven_E4 | F3 | Commercial | Office (WA) | New | Food Preparation | Natural Gas | Conveyor Oven | E4 | PACT BC Ratio | 0 | 0 | 0 | 0 | 0 | 0 | 0 | 0 | 0 | 0 | 0 | 0 | 0 | 0 | 0 | 0 | 0 | 0 | 0 | 0 | 0 | 0 | 0 | 0 | 0 | 0 | 0
F3_Commercial_Office (WA)_New_Food Preparation_Natural Gas_Conveyor Oven_E5 | F3 | Commercial | Office (WA) | New | Food Preparation | Natural Gas | Conveyor Oven | E5 | PACT BC Ratio | 0 | 0 | 0 | 0 | 0 | 0 | 0 | 0 | 0 | 0 | 0 | 0 | 0 | 0 | 0 | 0 | 0 | 0 | 0 | 0 | 0 | 0 | 0 | 0 | 0 | 0 | 0
F3_Commercial_Office (WA)_New_Food Preparation_Natural Gas_Conveyor Oven_E6 | F3 | Commercial | Office (WA) | New | Food Preparation | Natural Gas | Conveyor Oven | E6 | PACT BC Ratio | 0 | 0 | 0 | 0 | 0 | 0 | 0 | 0 | 0 | 0 | 0 | 0 | 0 | 0 | 0 | 0 | 0 | 0 | 0 | 0 | 0 | 0 | 0 | 0 | 0 | 0 | 0
F3_Commercial_Office (WA)_New_Food Preparation_Natural Gas_Conveyor Oven_E7 | F3 | Commercial | Office (WA) | New | Food Preparation | Natural Gas | Conveyor Oven | E7 | PACT BC Ratio | 0 | 0 | 0 | 0 | 0 | 0 | 0 | 0 | 0 | 0 | 0 | 0 | 0 | 0 | 0 | 0 | 0 | 0 | 0 | 0 | 0 | 0 | 0 | 0 | 0 | 0 | 0
F3_Commercial_Office (WA)_New_Food Preparation_Natural Gas_Conveyor Oven_E8 | F3 | Commercial | Office (WA) | New | Food Preparation | Natural Gas | Conveyor Oven | E8 | PACT BC Ratio | 0 | 0 | 0 | 0 | 0 | 0 | 0 | 0 | 0 | 0 | 0 | 0 | 0 | 0 | 0 | 0 | 0 | 0 | 0 | 0 | 0 | 0 | 0 | 0 | 0 | 0 | 0
F3_Commercial_Office (WA)_New_Food Preparation_Natural Gas_Conveyor Oven_E9 | F3 | Commercial | Office (WA) | New | Food Preparation | Natural Gas | Conveyor Oven | E9 | PACT BC Ratio | 0 | 0 | 0 | 0 | 0 | 0 | 0 | 0 | 0 | 0 | 0 | 0 | 0 | 0 | 0 | 0 | 0 | 0 | 0 | 0 | 0 | 0 | 0 | 0 | 0 | 0 | 0
F3_Commercial_Office (WA)_New_Food Preparation_Natural Gas_Conveyor Oven_E10 | F3 | Commercial | Office (WA) | New | Food Preparation | Natural Gas | Conveyor Oven | E10 | PACT BC Ratio | 0 | 0 | 0 | 0 | 0 | 0 | 0 | 0 | 0 | 0 | 0 | 0 | 0 | 0 | 0 | 0 | 0 | 0 | 0 | 0 | 0 | 0 | 0 | 0 | 0 | 0 | 0
F4_Commercial_Office (WA)_New_Food Preparation_Natural Gas_Conveyor Oven_E1 | F4 | Commercial | Office (WA) | New | Food Preparation | Natural Gas | Conveyor Oven | E1 | RVT BC Ratio | [24 empty] | 1 | 1 | 1 | bar: 2019 to 2042
F4_Commercial_Office (WA)_New_Food Preparation_Natural Gas_Conveyor Oven_E2 | F4 | Commercial | Office (WA) | New | Food Preparation | Natural Gas | Conveyor Oven | E2 | RVT BC Ratio | 409.6981 | 418.4453 | 427.9596 | 438.2706 | 449.4498 | 462.6189 | 475.5045 | 487.7718 | 499.0157 | 510.0695 | 521.6244 | 532.4085 | 543.8889 | 555.0613 | 564.9989 | 574.2184 | 582.391 | 590.3316 | 598.6739 | 606.6548 | 614.6963 | 625.5526 | 636.5412 | 647.8429 | 659.3454 | 671.0522 | 682.967
F4_Commercial_Office (WA)_New_Food Preparation_Natural Gas_Conveyor Oven_E3 | F4 | Commercial | Office (WA) | New | Food Preparation | Natural Gas | Conveyor Oven | E3 | RVT BC Ratio | 0 | 0 | 0 | 0 | 0 | 0 | 0 | 0 | 0 | 0 | 0 | 0 | 0 | 0 | 0 | 0 | 0 | 0 | 0 | 0 | 0 | 0 | 0 | 0 | 0 | 0 | 0
F4_Commercial_Office (WA)_New_Food Preparation_Natural Gas_Conveyor Oven_E4 | F4 | Commercial | Office (WA) | New | Food Preparation | Natural Gas | Conveyor Oven | E4 | RVT BC Ratio | 0 | 0 | 0 | 0 | 0 | 0 | 0 | 0 | 0 | 0 | 0 | 0 | 0 | 0 | 0 | 0 | 0 | 0 | 0 | 0 | 0 | 0 | 0 | 0 | 0 | 0 | 0
F4_Commercial_Office (WA)_New_Food Preparation_Natural Gas_Conveyor Oven_E5 | F4 | Commercial | Office (WA) | New | Food Preparation | Natural Gas | Conveyor Oven | E5 | RVT BC Ratio | 0 | 0 | 0 | 0 | 0 | 0 | 0 | 0 | 0 | 0 | 0 | 0 | 0 | 0 | 0 | 0 | 0 | 0 | 0 | 0 | 0 | 0 | 0 | 0 | 0 | 0 | 0
F4_Commercial_Office (WA)_New_Food Preparation_Natural Gas_Conveyor Oven_E6 | F4 | Commercial | Office (WA) | New | Food Preparation | Natural Gas | Conveyor Oven | E6 | RVT BC Ratio | 0 | 0 | 0 | 0 | 0 | 0 | 0 | 0 | 0 | 0 | 0 | 0 | 0 | 0 | 0 | 0 | 0 | 0 | 0 | 0 | 0 | 0 | 0 | 0 | 0 | 0 | 0
F4_Commercial_Office (WA)_New_Food Preparation_Natural Gas_Conveyor Oven_E7 | F4 | Commercial | Office (WA) | New | Food Preparation | Natural Gas | Conveyor Oven | E7 | RVT BC Ratio | 0 | 0 | 0 | 0 | 0 | 0 | 0 | 0 | 0 | 0 | 0 | 0 | 0 | 0 | 0 | 0 | 0 | 0 | 0 | 0 | 0 | 0 | 0 | 0 | 0 | 0 | 0
F4_Commercial_Office (WA)_New_Food Preparation_Natural Gas_Conveyor Oven_E8 | F4 | Commercial | Office (WA) | New | Food Preparation | Natural Gas | Conveyor Oven | E8 | RVT BC Ratio | 0 | 0 | 0 | 0 | 0 | 0 | 0 | 0 | 0 | 0 | 0 | 0 | 0 | 0 | 0 | 0 | 0 | 0 | 0 | 0 | 0 | 0 | 0 | 0 | 0 | 0 | 0
F4_Commercial_Office (WA)_New_Food Preparation_Natural Gas_Conveyor Oven_E9 | F4 | Commercial | Office (WA) | New | Food Preparation | Natural Gas | Conveyor Oven | E9 | RVT BC Ratio | 0 | 0 | 0 | 0 | 0 | 0 | 0 | 0 | 0 | 0 | 0 | 0 | 0 | 0 | 0 | 0 | 0 | 0 | 0 | 0 | 0 | 0 | 0 | 0 | 0 | 0 | 0
F4_Commercial_Office (WA)_New_Food Preparation_Natural Gas_Conveyor Oven_E10 | F4 | Commercial | Office (WA) | New | Food Preparation | Natural Gas | Conveyor Oven | E10 | RVT BC Ratio | 0 | 0 | 0 | 0 | 0 | 0 | 0 | 0 | 0 | 0 | 0 | 0 | 0 | 0 | 0 | 0 | 0 | 0 | 0 | 0 | 0 | 0 | 0 | 0 | 0 | 0 | 0
F5_Commercial_Office (WA)_New_Food Preparation_Natural Gas_Conveyor Oven_E1 | F5 | Commercial | Office (WA) | New | Food Preparation | Natural Gas | Conveyor Oven | E1 | RIM BC Ratio | [24 empty] | 1 | 1 | 1 | bar: 2019 to 2042
F5_Commercial_Office (WA)_New_Food Preparation_Natural Gas_Conveyor Oven_E2 | F5 | Commercial | Office (WA) | New | Food Preparation | Natural Gas | Conveyor Oven | E2 | RIM BC Ratio | 0.86137 | 0.86601 | 0.87108 | 0.87661 | 0.88261 | 0.88895 | 0.89591 | 0.90323 | 0.91104 | 0.91925 | 0.92143 | 0.92374 | 0.92613 | 0.92865 | 0.93134 | 0.9342 | 0.93727 | 0.94053 | 0.94395 | 0.9476 | 0.95146 | 0.95147 | 0.95149 | 0.95151 | 0.95152 | 0.95154 | 0.95155
F5_Commercial_Office (WA)_New_Food Preparation_Natural Gas_Conveyor Oven_E3 | F5 | Commercial | Office (WA) | New | Food Preparation | Natural Gas | Conveyor Oven | E3 | RIM BC Ratio | 0 | 0 | 0 | 0 | 0 | 0 | 0 | 0 | 0 | 0 | 0 | 0 | 0 | 0 | 0 | 0 | 0 | 0 | 0 | 0 | 0 | 0 | 0 | 0 | 0 | 0 | 0
F5_Commercial_Office (WA)_New_Food Preparation_Natural Gas_Conveyor Oven_E4 | F5 | Commercial | Office (WA) | New | Food Preparation | Natural Gas | Conveyor Oven | E4 | RIM BC Ratio | 0 | 0 | 0 | 0 | 0 | 0 | 0 | 0 | 0 | 0 | 0 | 0 | 0 | 0 | 0 | 0 | 0 | 0 | 0 | 0 | 0 | 0 | 0 | 0 | 0 | 0 | 0
F5_Commercial_Office (WA)_New_Food Preparation_Natural Gas_Conveyor Oven_E5 | F5 | Commercial | Office (WA) | New | Food Preparation | Natural Gas | Conveyor Oven | E5 | RIM BC Ratio | 0 | 0 | 0 | 0 | 0 | 0 | 0 | 0 | 0 | 0 | 0 | 0 | 0 | 0 | 0 | 0 | 0 | 0 | 0 | 0 | 0 | 0 | 0 | 0 | 0 | 0 | 0
F5_Commercial_Office (WA)_New_Food Preparation_Natural Gas_Conveyor Oven_E6 | F5 | Commercial | Office (WA) | New | Food Preparation | Natural Gas | Conveyor Oven | E6 | RIM BC Ratio | 0 | 0 | 0 | 0 | 0 | 0 | 0 | 0 | 0 | 0 | 0 | 0 | 0 | 0 | 0 | 0 | 0 | 0 | 0 | 0 | 0 | 0 | 0 | 0 | 0 | 0 | 0
F5_Commercial_Office (WA)_New_Food Preparation_Natural Gas_Conveyor Oven_E7 | F5 | Commercial | Office (WA) | New | Food Preparation | Natural Gas | Conveyor Oven | E7 | RIM BC Ratio | 0 | 0 | 0 | 0 | 0 | 0 | 0 | 0 | 0 | 0 | 0 | 0 | 0 | 0 | 0 | 0 | 0 | 0 | 0 | 0 | 0 | 0 | 0 | 0 | 0 | 0 | 0
F5_Commercial_Office (WA)_New_Food Preparation_Natural Gas_Conveyor Oven_E8 | F5 | Commercial | Office (WA) | New | Food Preparation | Natural Gas | Conveyor Oven | E8 | RIM BC Ratio | 0 | 0 | 0 | 0 | 0 | 0 | 0 | 0 | 0 | 0 | 0 | 0 | 0 | 0 | 0 | 0 | 0 | 0 | 0 | 0 | 0 | 0 | 0 | 0 | 0 | 0 | 0
F5_Commercial_Office (WA)_New_Food Preparation_Natural Gas_Conveyor Oven_E9 | F5 | Commercial | Office (WA) | New | Food Preparation | Natural Gas | Conveyor Oven | E9 | RIM BC Ratio | 0 | 0 | 0 | 0 | 0 | 0 | 0 | 0 | 0 | 0 | 0 | 0 | 0 | 0 | 0 | 0 | 0 | 0 | 0 | 0 | 0 | 0 | 0 | 0 | 0 | 0 | 0
F5_Commercial_Office (WA)_New_Food Preparation_Natural Gas_Conveyor Oven_E10 | F5 | Commercial | Office (WA) | New | Food Preparation | Natural Gas | Conveyor Oven | E10 | RIM BC Ratio | 0 | 0 | 0 | 0 | 0 | 0 | 0 | 0 | 0 | 0 | 0 | 0 | 0 | 0 | 0 | 0 | 0 | 0 | 0 | 0 | 0 | 0 | 0 | 0 | 0 | 0 | 0
F0_Commercial_Office (WA)_New_Food Preparation_Natural Gas_Double Rack Oven_E0 | F0 | Commercial | Office (WA) | New | Food Preparation | Natural Gas | Double Rack Oven | E0 | Economic Unit | FTSC Qualified (>50% Cooking Efficiency) | FTSC Qualified (>50% Cooking Efficiency) | FTSC Qualified (>50% Cooking Efficiency) | FTSC Qualified (>50% Cooking Efficiency) | FTSC Qualified (>50% Cooking Efficiency) | FTSC Qualified (>50% Cooking Efficiency) | FTSC Qualified (>50% Cooking Efficiency) | FTSC Qualified (>50% Cooking Efficiency) | FTSC Qualified (>50% Cooking Efficiency) | FTSC Qualified (>50% Cooking Efficiency) | FTSC Qualified (>50% Cooking Efficiency) | FTSC Qualified (>50% Cooking Efficiency) | FTSC Qualified (>50% Cooking Efficiency) | FTSC Qualified (>50% Cooking Efficiency) | FTSC Qualified (>50% Cooking Efficiency) | FTSC Qualified (>50% Cooking Efficiency) | FTSC Qualified (>50% Cooking Efficiency) | FTSC Qualified (>50% Cooking Efficiency) | FTSC Qualified (>50% Cooking Efficiency) | FTSC Qualified (>50% Cooking Efficiency) | FTSC Qualified (>50% Cooking Efficiency) | FTSC Qualified (>50% Cooking Efficiency) | FTSC Qualified (>50% Cooking Efficiency) | FTSC Qualified (>50% Cooking Efficiency) | FTSC Qualified (>50% Cooking Efficiency) | FTSC Qualified (>50% Cooking Efficiency) | FTSC Qualified (>50% Cooking Efficiency)
F1_Commercial_Office (WA)_New_Food Preparation_Natural Gas_Double Rack Oven_E1 | F1 | Commercial | Office (WA) | New | Food Preparation | Natural Gas | Double Rack Oven | E1 | CCE | 0 | 0 | 0 | 0 | 0 | 0 | 0 | 0 | 0 | 0 | 0 | 0 | 0 | 0 | 0 | 0 | 0 | 0 | 0 | 0 | 0 | 0 | 0 | 0 | 0 | 0 | 0
F1_Commercial_Office (WA)_New_Food Preparation_Natural Gas_Double Rack Oven_E2 | F1 | Commercial | Office (WA) | New | Food Preparation | Natural Gas | Double Rack Oven | E2 | CCE | 2.7379e-05 | 2.7379e-05 | 2.7379e-05 | 2.7379e-05 | 2.7379e-05 | 2.7379e-05 | 2.7379e-05 | 2.7379e-05 | 2.7379e-05 | 2.7379e-05 | 2.7379e-05 | 2.7379e-05 | 2.7379e-05 | 2.7379e-05 | 2.7379e-05 | 2.7379e-05 | 2.7379e-05 | 2.7379e-05 | 2.7379e-05 | 2.7379e-05 | 2.7379e-05 | 2.7379e-05 | 2.7379e-05 | 2.7379e-05 | 2.7379e-05 | 2.7379e-05 | 2.7379e-05
F1_Commercial_Office (WA)_New_Food Preparation_Natural Gas_Double Rack Oven_E3 | F1 | Commercial | Office (WA) | New | Food Preparation | Natural Gas | Double Rack Oven | E3 | CCE | 0 | 0 | 0 | 0 | 0 | 0 | 0 | 0 | 0 | 0 | 0 | 0 | 0 | 0 | 0 | 0 | 0 | 0 | 0 | 0 | 0 | 0 | 0 | 0 | 0 | 0 | 0
F1_Commercial_Office (WA)_New_Food Preparation_Natural Gas_Double Rack Oven_E4 | F1 | Commercial | Office (WA) | New | Food Preparation | Natural Gas | Double Rack Oven | E4 | CCE | 0 | 0 | 0 | 0 | 0 | 0 | 0 | 0 | 0 | 0 | 0 | 0 | 0 | 0 | 0 | 0 | 0 | 0 | 0 | 0 | 0 | 0 | 0 | 0 | 0 | 0 | 0
F1_Commercial_Office (WA)_New_Food Preparation_Natural Gas_Double Rack Oven_E5 | F1 | Commercial | Office (WA) | New | Food Preparation | Natural Gas | Double Rack Oven | E5 | CCE | 0 | 0 | 0 | 0 | 0 | 0 | 0 | 0 | 0 | 0 | 0 | 0 | 0 | 0 | 0 | 0 | 0 | 0 | 0 | 0 | 0 | 0 | 0 | 0 | 0 | 0 | 0
F1_Commercial_Office (WA)_New_Food Preparation_Natural Gas_Double Rack Oven_E6 | F1 | Commercial | Office (WA) | New | Food Preparation | Natural Gas | Double Rack Oven | E6 | CCE | 0 | 0 | 0 | 0 | 0 | 0 | 0 | 0 | 0 | 0 | 0 | 0 | 0 | 0 | 0 | 0 | 0 | 0 | 0 | 0 | 0 | 0 | 0 | 0 | 0 | 0 | 0
F1_Commercial_Office (WA)_New_Food Preparation_Natural Gas_Double Rack Oven_E7 | F1 | Commercial | Office (WA) | New | Food Preparation | Natural Gas | Double Rack Oven | E7 | CCE | 0 | 0 | 0 | 0 | 0 | 0 | 0 | 0 | 0 | 0 | 0 | 0 | 0 | 0 | 0 | 0 | 0 | 0 | 0 | 0 | 0 | 0 | 0 | 0 | 0 | 0 | 0
F1_Commercial_Office (WA)_New_Food Preparation_Natural Gas_Double Rack Oven_E8 | F1 | Commercial | Office (WA) | New | Food Preparation | Natural Gas | Double Rack Oven | E8 | CCE | 0 | 0 | 0 | 0 | 0 | 0 | 0 | 0 | 0 | 0 | 0 | 0 | 0 | 0 | 0 | 0 | 0 | 0 | 0 | 0 | 0 | 0 | 0 | 0 | 0 | 0 | 0
F1_Commercial_Office (WA)_New_Food Preparation_Natural Gas_Double Rack Oven_E9 | F1 | Commercial | Office (WA) | New | Food Preparation | Natural Gas | Double Rack Oven | E9 | CCE | 0 | 0 | 0 | 0 | 0 | 0 | 0 | 0 | 0 | 0 | 0 | 0 | 0 | 0 | 0 | 0 | 0 | 0 | 0 | 0 | 0 | 0 | 0 | 0 | 0 | 0 | 0
F1_Commercial_Office (WA)_New_Food Preparation_Natural Gas_Double Rack Oven_E10 | F1 | Commercial | Office (WA) | New | Food Preparation | Natural Gas | Double Rack Oven | E10 | CCE | 0 | 0 | 0 | 0 | 0 | 0 | 0 | 0 | 0 | 0 | 0 | 0 | 0 | 0 | 0 | 0 | 0 | 0 | 0 | 0 | 0 | 0 | 0 | 0 | 0 | 0 | 0
F2_Commercial_Office (WA)_New_Food Preparation_Natural Gas_Double Rack Oven_E1 | F2 | Commercial | Office (WA) | New | Food Preparation | Natural Gas | Double Rack Oven | E1 | TRC BC Ratio | [24 empty] | 1 | 1 | 1 | bar: 2019 to 2042
F2_Commercial_Office (WA)_New_Food Preparation_Natural Gas_Double Rack Oven_E2 | F2 | Commercial | Office (WA) | New | Food Preparation | Natural Gas | Double Rack Oven | E2 | TRC BC Ratio | 129.9897 | 133.2657 | 137.1471 | 141.5949 | 146.6248 | 152.7447 | 159.0438 | 165.282 | 171.2875 | 177.3766 | 182.2216 | 186.7605 | 191.6373 | 196.4112 | 200.6796 | 204.674 | 208.2562 | 211.7929 | 215.5704 | 219.2554 | 223.0411 | 226.9769 | 230.9545 | 235.0576 | 239.2337 | 243.4839 | 247.8096
F2_Commercial_Office (WA)_New_Food Preparation_Natural Gas_Double Rack Oven_E3 | F2 | Commercial | Office (WA) | New | Food Preparation | Natural Gas | Double Rack Oven | E3 | TRC BC Ratio | 0 | 0 | 0 | 0 | 0 | 0 | 0 | 0 | 0 | 0 | 0 | 0 | 0 | 0 | 0 | 0 | 0 | 0 | 0 | 0 | 0 | 0 | 0 | 0 | 0 | 0 | 0
F2_Commercial_Office (WA)_New_Food Preparation_Natural Gas_Double Rack Oven_E4 | F2 | Commercial | Office (WA) | New | Food Preparation | Natural Gas | Double Rack Oven | E4 | TRC BC Ratio | 0 | 0 | 0 | 0 | 0 | 0 | 0 | 0 | 0 | 0 | 0 | 0 | 0 | 0 | 0 | 0 | 0 | 0 | 0 | 0 | 0 | 0 | 0 | 0 | 0 | 0 | 0
F2_Commercial_Office (WA)_New_Food Preparation_Natural Gas_Double Rack Oven_E5 | F2 | Commercial | Office (WA) | New | Food Preparation | Natural Gas | Double Rack Oven | E5 | TRC BC Ratio | 0 | 0 | 0 | 0 | 0 | 0 | 0 | 0 | 0 | 0 | 0 | 0 | 0 | 0 | 0 | 0 | 0 | 0 | 0 | 0 | 0 | 0 | 0 | 0 | 0 | 0 | 0
F2_Commercial_Office (WA)_New_Food Preparation_Natural Gas_Double Rack Oven_E6 | F2 | Commercial | Office (WA) | New | Food Preparation | Natural Gas | Double Rack Oven | E6 | TRC BC Ratio | 0 | 0 | 0 | 0 | 0 | 0 | 0 | 0 | 0 | 0 | 0 | 0 | 0 | 0 | 0 | 0 | 0 | 0 | 0 | 0 | 0 | 0 | 0 | 0 | 0 | 0 | 0
F2_Commercial_Office (WA)_New_Food Preparation_Natural Gas_Double Rack Oven_E7 | F2 | Commercial | Office (WA) | New | Food Preparation | Natural Gas | Double Rack Oven | E7 | TRC BC Ratio | 0 | 0 | 0 | 0 | 0 | 0 | 0 | 0 | 0 | 0 | 0 | 0 | 0 | 0 | 0 | 0 | 0 | 0 | 0 | 0 | 0 | 0 | 0 | 0 | 0 | 0 | 0
F2_Commercial_Office (WA)_New_Food Preparation_Natural Gas_Double Rack Oven_E8 | F2 | Commercial | Office (WA) | New | Food Preparation | Natural Gas | Double Rack Oven | E8 | TRC BC Ratio | 0 | 0 | 0 | 0 | 0 | 0 | 0 | 0 | 0 | 0 | 0 | 0 | 0 | 0 | 0 | 0 | 0 | 0 | 0 | 0 | 0 | 0 | 0 | 0 | 0 | 0 | 0
F2_Commercial_Office (WA)_New_Food Preparation_Natural Gas_Double Rack Oven_E9 | F2 | Commercial | Office (WA) | New | Food Preparation | Natural Gas | Double Rack Oven | E9 | TRC BC Ratio | 0 | 0 | 0 | 0 | 0 | 0 | 0 | 0 | 0 | 0 | 0 | 0 | 0 | 0 | 0 | 0 | 0 | 0 | 0 | 0 | 0 | 0 | 0 | 0 | 0 | 0 | 0
F2_Commercial_Office (WA)_New_Food Preparation_Natural Gas_Double Rack Oven_E10 | F2 | Commercial | Office (WA) | New | Food Preparation | Natural Gas | Double Rack Oven | E10 | TRC BC Ratio | 0 | 0 | 0 | 0 | 0 | 0 | 0 | 0 | 0 | 0 | 0 | 0 | 0 | 0 | 0 | 0 | 0 | 0 | 0 | 0 | 0 | 0 | 0 | 0 | 0 | 0 | 0
F3_Commercial_Office (WA)_New_Food Preparation_Natural Gas_Double Rack Oven_E1 | F3 | Commercial | Office (WA) | New | Food Preparation | Natural Gas | Double Rack Oven | E1 | PACT BC Ratio | [24 empty] | 1 | 1 | 1 | bar: 2019 to 2042
F3_Commercial_Office (WA)_New_Food Preparation_Natural Gas_Double Rack Oven_E2 | F3 | Commercial | Office (WA) | New | Food Preparation | Natural Gas | Double Rack Oven | E2 | PACT BC Ratio | 261.9765 | 268.5789 | 276.4012 | 285.3651 | 295.5023 | 307.8362 | 320.5312 | 333.1034 | 345.2067 | 357.4783 | 367.2427 | 376.3903 | 386.2188 | 395.84 | 404.4424 | 412.4925 | 419.7119 | 426.8396 | 434.4527 | 441.8794 | 449.5089 | 457.4411 | 465.4574 | 473.7266 | 482.1428 | 490.7085 | 499.4264
F3_Commercial_Office (WA)_New_Food Preparation_Natural Gas_Double Rack Oven_E3 | F3 | Commercial | Office (WA) | New | Food Preparation | Natural Gas | Double Rack Oven | E3 | PACT BC Ratio | 0 | 0 | 0 | 0 | 0 | 0 | 0 | 0 | 0 | 0 | 0 | 0 | 0 | 0 | 0 | 0 | 0 | 0 | 0 | 0 | 0 | 0 | 0 | 0 | 0 | 0 | 0
F3_Commercial_Office (WA)_New_Food Preparation_Natural Gas_Double Rack Oven_E4 | F3 | Commercial | Office (WA) | New | Food Preparation | Natural Gas | Double Rack Oven | E4 | PACT BC Ratio | 0 | 0 | 0 | 0 | 0 | 0 | 0 | 0 | 0 | 0 | 0 | 0 | 0 | 0 | 0 | 0 | 0 | 0 | 0 | 0 | 0 | 0 | 0 | 0 | 0 | 0 | 0
F3_Commercial_Office (WA)_New_Food Preparation_Natural Gas_Double Rack Oven_E5 | F3 | Commercial | Office (WA) | New | Food Preparation | Natural Gas | Double Rack Oven | E5 | PACT BC Ratio | 0 | 0 | 0 | 0 | 0 | 0 | 0 | 0 | 0 | 0 | 0 | 0 | 0 | 0 | 0 | 0 | 0 | 0 | 0 | 0 | 0 | 0 | 0 | 0 | 0 | 0 | 0
F3_Commercial_Office (WA)_New_Food Preparation_Natural Gas_Double Rack Oven_E6 | F3 | Commercial | Office (WA) | New | Food Preparation | Natural Gas | Double Rack Oven | E6 | PACT BC Ratio | 0 | 0 | 0 | 0 | 0 | 0 | 0 | 0 | 0 | 0 | 0 | 0 | 0 | 0 | 0 | 0 | 0 | 0 | 0 | 0 | 0 | 0 | 0 | 0 | 0 | 0 | 0
F3_Commercial_Office (WA)_New_Food Preparation_Natural Gas_Double Rack Oven_E7 | F3 | Commercial | Office (WA) | New | Food Preparation | Natural Gas | Double Rack Oven | E7 | PACT BC Ratio | 0 | 0 | 0 | 0 | 0 | 0 | 0 | 0 | 0 | 0 | 0 | 0 | 0 | 0 | 0 | 0 | 0 | 0 | 0 | 0 | 0 | 0 | 0 | 0 | 0 | 0 | 0
F3_Commercial_Office (WA)_New_Food Preparation_Natural Gas_Double Rack Oven_E8 | F3 | Commercial | Office (WA) | New | Food Preparation | Natural Gas | Double Rack Oven | E8 | PACT BC Ratio | 0 | 0 | 0 | 0 | 0 | 0 | 0 | 0 | 0 | 0 | 0 | 0 | 0 | 0 | 0 | 0 | 0 | 0 | 0 | 0 | 0 | 0 | 0 | 0 | 0 | 0 | 0
F3_Commercial_Office (WA)_New_Food Preparation_Natural Gas_Double Rack Oven_E9 | F3 | Commercial | Office (WA) | New | Food Preparation | Natural Gas | Double Rack Oven | E9 | PACT BC Ratio | 0 | 0 | 0 | 0 | 0 | 0 | 0 | 0 | 0 | 0 | 0 | 0 | 0 | 0 | 0 | 0 | 0 | 0 | 0 | 0 | 0 | 0 | 0 | 0 | 0 | 0 | 0
F3_Commercial_Office (WA)_New_Food Preparation_Natural Gas_Double Rack Oven_E10 | F3 | Commercial | Office (WA) | New | Food Preparation | Natural Gas | Double Rack Oven | E10 | PACT BC Ratio | 0 | 0 | 0 | 0 | 0 | 0 | 0 | 0 | 0 | 0 | 0 | 0 | 0 | 0 | 0 | 0 | 0 | 0 | 0 | 0 | 0 | 0 | 0 | 0 | 0 | 0 | 0
F4_Commercial_Office (WA)_New_Food Preparation_Natural Gas_Double Rack Oven_E1 | F4 | Commercial | Office (WA) | New | Food Preparation | Natural Gas | Double Rack Oven | E1 | RVT BC Ratio | [24 empty] | 1 | 1 | 1 | bar: 2019 to 2042
F4_Commercial_Office (WA)_New_Food Preparation_Natural Gas_Double Rack Oven_E2 | F4 | Commercial | Office (WA) | New | Food Preparation | Natural Gas | Double Rack Oven | E2 | RVT BC Ratio | 184.1173 | 187.5879 | 191.6617 | 196.4108 | 201.8508 | 208.641 | 215.4501 | 221.9152 | 227.7675 | 233.4404 | 239.3187 | 244.6609 | 250.2999 | 255.6352 | 260.2232 | 264.3638 | 267.8681 | 271.2137 | 274.7714 | 278.0936 | 281.4272 | 286.3864 | 291.3981 | 296.5681 | 301.8298 | 307.1851 | 312.6355
F4_Commercial_Office (WA)_New_Food Preparation_Natural Gas_Double Rack Oven_E3 | F4 | Commercial | Office (WA) | New | Food Preparation | Natural Gas | Double Rack Oven | E3 | RVT BC Ratio | 0 | 0 | 0 | 0 | 0 | 0 | 0 | 0 | 0 | 0 | 0 | 0 | 0 | 0 | 0 | 0 | 0 | 0 | 0 | 0 | 0 | 0 | 0 | 0 | 0 | 0 | 0
F4_Commercial_Office (WA)_New_Food Preparation_Natural Gas_Double Rack Oven_E4 | F4 | Commercial | Office (WA) | New | Food Preparation | Natural Gas | Double Rack Oven | E4 | RVT BC Ratio | 0 | 0 | 0 | 0 | 0 | 0 | 0 | 0 | 0 | 0 | 0 | 0 | 0 | 0 | 0 | 0 | 0 | 0 | 0 | 0 | 0 | 0 | 0 | 0 | 0 | 0 | 0
F4_Commercial_Office (WA)_New_Food Preparation_Natural Gas_Double Rack Oven_E5 | F4 | Commercial | Office (WA) | New | Food Preparation | Natural Gas | Double Rack Oven | E5 | RVT BC Ratio | 0 | 0 | 0 | 0 | 0 | 0 | 0 | 0 | 0 | 0 | 0 | 0 | 0 | 0 | 0 | 0 | 0 | 0 | 0 | 0 | 0 | 0 | 0 | 0 | 0 | 0 | 0
F4_Commercial_Office (WA)_New_Food Preparation_Natural Gas_Double Rack Oven_E6 | F4 | Commercial | Office (WA) | New | Food Preparation | Natural Gas | Double Rack Oven | E6 | RVT BC Ratio | 0 | 0 | 0 | 0 | 0 | 0 | 0 | 0 | 0 | 0 | 0 | 0 | 0 | 0 | 0 | 0 | 0 | 0 | 0 | 0 | 0 | 0 | 0 | 0 | 0 | 0 | 0
F4_Commercial_Office (WA)_New_Food Preparation_Natural Gas_Double Rack Oven_E7 | F4 | Commercial | Office (WA) | New | Food Preparation | Natural Gas | Double Rack Oven | E7 | RVT BC Ratio | 0 | 0 | 0 | 0 | 0 | 0 | 0 | 0 | 0 | 0 | 0 | 0 | 0 | 0 | 0 | 0 | 0 | 0 | 0 | 0 | 0 | 0 | 0 | 0 | 0 | 0 | 0
F4_Commercial_Office (WA)_New_Food Preparation_Natural Gas_Double Rack Oven_E8 | F4 | Commercial | Office (WA) | New | Food Preparation | Natural Gas | Double Rack Oven | E8 | RVT BC Ratio | 0 | 0 | 0 | 0 | 0 | 0 | 0 | 0 | 0 | 0 | 0 | 0 | 0 | 0 | 0 | 0 | 0 | 0 | 0 | 0 | 0 | 0 | 0 | 0 | 0 | 0 | 0
F4_Commercial_Office (WA)_New_Food Preparation_Natural Gas_Double Rack Oven_E9 | F4 | Commercial | Office (WA) | New | Food Preparation | Natural Gas | Double Rack Oven | E9 | RVT BC Ratio | 0 | 0 | 0 | 0 | 0 | 0 | 0 | 0 | 0 | 0 | 0 | 0 | 0 | 0 | 0 | 0 | 0 | 0 | 0 | 0 | 0 | 0 | 0 | 0 | 0 | 0 | 0
F4_Commercial_Office (WA)_New_Food Preparation_Natural Gas_Double Rack Oven_E10 | F4 | Commercial | Office (WA) | New | Food Preparation | Natural Gas | Double Rack Oven | E10 | RVT BC Ratio | 0 | 0 | 0 | 0 | 0 | 0 | 0 | 0 | 0 | 0 | 0 | 0 | 0 | 0 | 0 | 0 | 0 | 0 | 0 | 0 | 0 | 0 | 0 | 0 | 0 | 0 | 0
F5_Commercial_Office (WA)_New_Food Preparation_Natural Gas_Double Rack Oven_E1 | F5 | Commercial | Office (WA) | New | Food Preparation | Natural Gas | Double Rack Oven | E1 | RIM BC Ratio | [24 empty] | 1 | 1 | 1 | bar: 2019 to 2042
F5_Commercial_Office (WA)_New_Food Preparation_Natural Gas_Double Rack Oven_E2 | F5 | Commercial | Office (WA) | New | Food Preparation | Natural Gas | Double Rack Oven | E2 | RIM BC Ratio | 0.8463 | 0.85159 | 0.85779 | 0.86421 | 0.87082 | 0.87767 | 0.88501 | 0.89295 | 0.90164 | 0.91102 | 0.91294 | 0.91526 | 0.91802 | 0.92127 | 0.92471 | 0.92835 | 0.93225 | 0.9364 | 0.94077 | 0.94543 | 0.95037 | 0.9504 | 0.95044 | 0.95047 | 0.9505 | 0.95054 | 0.95057
F5_Commercial_Office (WA)_New_Food Preparation_Natural Gas_Double Rack Oven_E3 | F5 | Commercial | Office (WA) | New | Food Preparation | Natural Gas | Double Rack Oven | E3 | RIM BC Ratio | 0 | 0 | 0 | 0 | 0 | 0 | 0 | 0 | 0 | 0 | 0 | 0 | 0 | 0 | 0 | 0 | 0 | 0 | 0 | 0 | 0 | 0 | 0 | 0 | 0 | 0 | 0
F5_Commercial_Office (WA)_New_Food Preparation_Natural Gas_Double Rack Oven_E4 | F5 | Commercial | Office (WA) | New | Food Preparation | Natural Gas | Double Rack Oven | E4 | RIM BC Ratio | 0 | 0 | 0 | 0 | 0 | 0 | 0 | 0 | 0 | 0 | 0 | 0 | 0 | 0 | 0 | 0 | 0 | 0 | 0 | 0 | 0 | 0 | 0 | 0 | 0 | 0 | 0
F5_Commercial_Office (WA)_New_Food Preparation_Natural Gas_Double Rack Oven_E5 | F5 | Commercial | Office (WA) | New | Food Preparation | Natural Gas | Double Rack Oven | E5 | RIM BC Ratio | 0 | 0 | 0 | 0 | 0 | 0 | 0 | 0 | 0 | 0 | 0 | 0 | 0 | 0 | 0 | 0 | 0 | 0 | 0 | 0 | 0 | 0 | 0 | 0 | 0 | 0 | 0
F5_Commercial_Office (WA)_New_Food Preparation_Natural Gas_Double Rack Oven_E6 | F5 | Commercial | Office (WA) | New | Food Preparation | Natural Gas | Double Rack Oven | E6 | RIM BC Ratio | 0 | 0 | 0 | 0 | 0 | 0 | 0 | 0 | 0 | 0 | 0 | 0 | 0 | 0 | 0 | 0 | 0 | 0 | 0 | 0 | 0 | 0 | 0 | 0 | 0 | 0 | 0
F5_Commercial_Office (WA)_New_Food Preparation_Natural Gas_Double Rack Oven_E7 | F5 | Commercial | Office (WA) | New | Food Preparation | Natural Gas | Double Rack Oven | E7 | RIM BC Ratio | 0 | 0 | 0 | 0 | 0 | 0 | 0 | 0 | 0 | 0 | 0 | 0 | 0 | 0 | 0 | 0 | 0 | 0 | 0 | 0 | 0 | 0 | 0 | 0 | 0 | 0 | 0
F5_Commercial_Office (WA)_New_Food Preparation_Natural Gas_Double Rack Oven_E8 | F5 | Commercial | Office (WA) | New | Food Preparation | Natural Gas | Double Rack Oven | E8 | RIM BC Ratio | 0 | 0 | 0 | 0 | 0 | 0 | 0 | 0 | 0 | 0 | 0 | 0 | 0 | 0 | 0 | 0 | 0 | 0 | 0 | 0 | 0 | 0 | 0 | 0 | 0 | 0 | 0
F5_Commercial_Office (WA)_New_Food Preparation_Natural Gas_Double Rack Oven_E9 | F5 | Commercial | Office (WA) | New | Food Preparation | Natural Gas | Double Rack Oven | E9 | RIM BC Ratio | 0 | 0 | 0 | 0 | 0 | 0 | 0 | 0 | 0 | 0 | 0 | 0 | 0 | 0 | 0 | 0 | 0 | 0 | 0 | 0 | 0 | 0 | 0 | 0 | 0 | 0 | 0
F5_Commercial_Office (WA)_New_Food Preparation_Natural Gas_Double Rack Oven_E10 | F5 | Commercial | Office (WA) | New | Food Preparation | Natural Gas | Double Rack Oven | E10 | RIM BC Ratio | 0 | 0 | 0 | 0 | 0 | 0 | 0 | 0 | 0 | 0 | 0 | 0 | 0 | 0 | 0 | 0 | 0 | 0 | 0 | 0 | 0 | 0 | 0 | 0 | 0 | 0 | 0
F0_Commercial_Office (WA)_New_Food Preparation_Natural Gas_Fryer_E0 | F0 | Commercial | Office (WA) | New | Food Preparation | Natural Gas | Fryer | E0 | Economic Unit | ENERGY STAR | ENERGY STAR | ENERGY STAR | ENERGY STAR | ENERGY STAR | ENERGY STAR | ENERGY STAR | ENERGY STAR | ENERGY STAR | ENERGY STAR | ENERGY STAR | ENERGY STAR | ENERGY STAR | ENERGY STAR | ENERGY STAR | ENERGY STAR | ENERGY STAR | ENERGY STAR | ENERGY STAR | ENERGY STAR | ENERGY STAR | ENERGY STAR | ENERGY STAR | ENERGY STAR | ENERGY STAR | ENERGY STAR | ENERGY STAR
F1_Commercial_Office (WA)_New_Food Preparation_Natural Gas_Fryer_E1 | F1 | Commercial | Office (WA) | New | Food Preparation | Natural Gas | Fryer | E1 | CCE | 0 | 0 | 0 | 0 | 0 | 0 | 0 | 0 | 0 | 0 | 0 | 0 | 0 | 0 | 0 | 0 | 0 | 0 | 0 | 0 | 0 | 0 | 0 | 0 | 0 | 0 | 0
F1_Commercial_Office (WA)_New_Food Preparation_Natural Gas_Fryer_E2 | F1 | Commercial | Office (WA) | New | Food Preparation | Natural Gas | Fryer | E2 | CCE | 5.522e-05 | 5.522e-05 | 5.522e-05 | 5.522e-05 | 5.522e-05 | 5.522e-05 | 5.522e-05 | 5.522e-05 | 5.522e-05 | 5.522e-05 | 5.522e-05 | 5.522e-05 | 5.522e-05 | 5.522e-05 | 5.522e-05 | 5.522e-05 | 5.522e-05 | 5.522e-05 | 5.522e-05 | 5.522e-05 | 5.522e-05 | 5.522e-05 | 5.522e-05 | 5.522e-05 | 5.522e-05 | 5.522e-05 | 5.522e-05
F1_Commercial_Office (WA)_New_Food Preparation_Natural Gas_Fryer_E3 | F1 | Commercial | Office (WA) | New | Food Preparation | Natural Gas | Fryer | E3 | CCE | 0 | 0 | 0 | 0 | 0 | 0 | 0 | 0 | 0 | 0 | 0 | 0 | 0 | 0 | 0 | 0 | 0 | 0 | 0 | 0 | 0 | 0 | 0 | 0 | 0 | 0 | 0
F1_Commercial_Office (WA)_New_Food Preparation_Natural Gas_Fryer_E4 | F1 | Commercial | Office (WA) | New | Food Preparation | Natural Gas | Fryer | E4 | CCE | 0 | 0 | 0 | 0 | 0 | 0 | 0 | 0 | 0 | 0 | 0 | 0 | 0 | 0 | 0 | 0 | 0 | 0 | 0 | 0 | 0 | 0 | 0 | 0 | 0 | 0 | 0
F1_Commercial_Office (WA)_New_Food Preparation_Natural Gas_Fryer_E5 | F1 | Commercial | Office (WA) | New | Food Preparation | Natural Gas | Fryer | E5 | CCE | 0 | 0 | 0 | 0 | 0 | 0 | 0 | 0 | 0 | 0 | 0 | 0 | 0 | 0 | 0 | 0 | 0 | 0 | 0 | 0 | 0 | 0 | 0 | 0 | 0 | 0 | 0
F1_Commercial_Office (WA)_New_Food Preparation_Natural Gas_Fryer_E6 | F1 | Commercial | Office (WA) | New | Food Preparation | Natural Gas | Fryer | E6 | CCE | 0 | 0 | 0 | 0 | 0 | 0 | 0 | 0 | 0 | 0 | 0 | 0 | 0 | 0 | 0 | 0 | 0 | 0 | 0 | 0 | 0 | 0 | 0 | 0 | 0 | 0 | 0
F1_Commercial_Office (WA)_New_Food Preparation_Natural Gas_Fryer_E7 | F1 | Commercial | Office (WA) | New | Food Preparation | Natural Gas | Fryer | E7 | CCE | 0 | 0 | 0 | 0 | 0 | 0 | 0 | 0 | 0 | 0 | 0 | 0 | 0 | 0 | 0 | 0 | 0 | 0 | 0 | 0 | 0 | 0 | 0 | 0 | 0 | 0 | 0
F1_Commercial_Office (WA)_New_Food Preparation_Natural Gas_Fryer_E8 | F1 | Commercial | Office (WA) | New | Food Preparation | Natural Gas | Fryer | E8 | CCE | 0 | 0 | 0 | 0 | 0 | 0 | 0 | 0 | 0 | 0 | 0 | 0 | 0 | 0 | 0 | 0 | 0 | 0 | 0 | 0 | 0 | 0 | 0 | 0 | 0 | 0 | 0
F1_Commercial_Office (WA)_New_Food Preparation_Natural Gas_Fryer_E9 | F1 | Commercial | Office (WA) | New | Food Preparation | Natural Gas | Fryer | E9 | CCE | 0 | 0 | 0 | 0 | 0 | 0 | 0 | 0 | 0 | 0 | 0 | 0 | 0 | 0 | 0 | 0 | 0 | 0 | 0 | 0 | 0 | 0 | 0 | 0 | 0 | 0 | 0
F1_Commercial_Office (WA)_New_Food Preparation_Natural Gas_Fryer_E10 | F1 | Commercial | Office (WA) | New | Food Preparation | Natural Gas | Fryer | E10 | CCE | 0 | 0 | 0 | 0 | 0 | 0 | 0 | 0 | 0 | 0 | 0 | 0 | 0 | 0 | 0 | 0 | 0 | 0 | 0 | 0 | 0 | 0 | 0 | 0 | 0 | 0 | 0
F2_Commercial_Office (WA)_New_Food Preparation_Natural Gas_Fryer_E1 | F2 | Commercial | Office (WA) | New | Food Preparation | Natural Gas | Fryer | E1 | TRC BC Ratio | [24 empty] | 1 | 1 | 1 | bar: 2019 to 2042
F2_Commercial_Office (WA)_New_Food Preparation_Natural Gas_Fryer_E2 | F2 | Commercial | Office (WA) | New | Food Preparation | Natural Gas | Fryer | E2 | TRC BC Ratio | 67.1428 | 68.9064 | 70.8858 | 73.103 | 75.572 | 78.4927 | 81.4672 | 84.3976 | 87.2157 | 90.0754 | 92.4032 | 94.5998 | 96.9498 | 99.2616 | 101.36 | 103.3462 | 105.1588 | 106.9566 | 108.8632 | 110.7347 | 112.6547 | 114.6445 | 116.6576 | 118.7301 | 120.8395 | 122.9863 | 125.1713
F2_Commercial_Office (WA)_New_Food Preparation_Natural Gas_Fryer_E3 | F2 | Commercial | Office (WA) | New | Food Preparation | Natural Gas | Fryer | E3 | TRC BC Ratio | 0 | 0 | 0 | 0 | 0 | 0 | 0 | 0 | 0 | 0 | 0 | 0 | 0 | 0 | 0 | 0 | 0 | 0 | 0 | 0 | 0 | 0 | 0 | 0 | 0 | 0 | 0
F2_Commercial_Office (WA)_New_Food Preparation_Natural Gas_Fryer_E4 | F2 | Commercial | Office (WA) | New | Food Preparation | Natural Gas | Fryer | E4 | TRC BC Ratio | 0 | 0 | 0 | 0 | 0 | 0 | 0 | 0 | 0 | 0 | 0 | 0 | 0 | 0 | 0 | 0 | 0 | 0 | 0 | 0 | 0 | 0 | 0 | 0 | 0 | 0 | 0
F2_Commercial_Office (WA)_New_Food Preparation_Natural Gas_Fryer_E5 | F2 | Commercial | Office (WA) | New | Food Preparation | Natural Gas | Fryer | E5 | TRC BC Ratio | 0 | 0 | 0 | 0 | 0 | 0 | 0 | 0 | 0 | 0 | 0 | 0 | 0 | 0 | 0 | 0 | 0 | 0 | 0 | 0 | 0 | 0 | 0 | 0 | 0 | 0 | 0
F2_Commercial_Office (WA)_New_Food Preparation_Natural Gas_Fryer_E6 | F2 | Commercial | Office (WA) | New | Food Preparation | Natural Gas | Fryer | E6 | TRC BC Ratio | 0 | 0 | 0 | 0 | 0 | 0 | 0 | 0 | 0 | 0 | 0 | 0 | 0 | 0 | 0 | 0 | 0 | 0 | 0 | 0 | 0 | 0 | 0 | 0 | 0 | 0 | 0
F2_Commercial_Office (WA)_New_Food Preparation_Natural Gas_Fryer_E7 | F2 | Commercial | Office (WA) | New | Food Preparation | Natural Gas | Fryer | E7 | TRC BC Ratio | 0 | 0 | 0 | 0 | 0 | 0 | 0 | 0 | 0 | 0 | 0 | 0 | 0 | 0 | 0 | 0 | 0 | 0 | 0 | 0 | 0 | 0 | 0 | 0 | 0 | 0 | 0
F2_Commercial_Office (WA)_New_Food Preparation_Natural Gas_Fryer_E8 | F2 | Commercial | Office (WA) | New | Food Preparation | Natural Gas | Fryer | E8 | TRC BC Ratio | 0 | 0 | 0 | 0 | 0 | 0 | 0 | 0 | 0 | 0 | 0 | 0 | 0 | 0 | 0 | 0 | 0 | 0 | 0 | 0 | 0 | 0 | 0 | 0 | 0 | 0 | 0
F2_Commercial_Office (WA)_New_Food Preparation_Natural Gas_Fryer_E9 | F2 | Commercial | Office (WA) | New | Food Preparation | Natural Gas | Fryer | E9 | TRC BC Ratio | 0 | 0 | 0 | 0 | 0 | 0 | 0 | 0 | 0 | 0 | 0 | 0 | 0 | 0 | 0 | 0 | 0 | 0 | 0 | 0 | 0 | 0 | 0 | 0 | 0 | 0 | 0
F2_Commercial_Office (WA)_New_Food Preparation_Natural Gas_Fryer_E10 | F2 | Commercial | Office (WA) | New | Food Preparation | Natural Gas | Fryer | E10 | TRC BC Ratio | 0 | 0 | 0 | 0 | 0 | 0 | 0 | 0 | 0 | 0 | 0 | 0 | 0 | 0 | 0 | 0 | 0 | 0 | 0 | 0 | 0 | 0 | 0 | 0 | 0 | 0 | 0
F3_Commercial_Office (WA)_New_Food Preparation_Natural Gas_Fryer_E1 | F3 | Commercial | Office (WA) | New | Food Preparation | Natural Gas | Fryer | E1 | PACT BC Ratio | [24 empty] | 1 | 1 | 1 | bar: 2019 to 2042
F3_Commercial_Office (WA)_New_Food Preparation_Natural Gas_Fryer_E2 | F3 | Commercial | Office (WA) | New | Food Preparation | Natural Gas | Fryer | E2 | PACT BC Ratio | 135.3171 | 138.8714 | 142.8608 | 147.3291 | 152.3051 | 158.1914 | 164.1861 | 170.0918 | 175.7714 | 181.5348 | 186.226 | 190.653 | 195.3892 | 200.0482 | 204.2773 | 208.2801 | 211.9333 | 215.5564 | 219.3989 | 223.1707 | 227.0401 | 231.0504 | 235.1075 | 239.2844 | 243.5355 | 247.8621 | 252.2656
F3_Commercial_Office (WA)_New_Food Preparation_Natural Gas_Fryer_E3 | F3 | Commercial | Office (WA) | New | Food Preparation | Natural Gas | Fryer | E3 | PACT BC Ratio | 0 | 0 | 0 | 0 | 0 | 0 | 0 | 0 | 0 | 0 | 0 | 0 | 0 | 0 | 0 | 0 | 0 | 0 | 0 | 0 | 0 | 0 | 0 | 0 | 0 | 0 | 0
F3_Commercial_Office (WA)_New_Food Preparation_Natural Gas_Fryer_E4 | F3 | Commercial | Office (WA) | New | Food Preparation | Natural Gas | Fryer | E4 | PACT BC Ratio | 0 | 0 | 0 | 0 | 0 | 0 | 0 | 0 | 0 | 0 | 0 | 0 | 0 | 0 | 0 | 0 | 0 | 0 | 0 | 0 | 0 | 0 | 0 | 0 | 0 | 0 | 0
F3_Commercial_Office (WA)_New_Food Preparation_Natural Gas_Fryer_E5 | F3 | Commercial | Office (WA) | New | Food Preparation | Natural Gas | Fryer | E5 | PACT BC Ratio | 0 | 0 | 0 | 0 | 0 | 0 | 0 | 0 | 0 | 0 | 0 | 0 | 0 | 0 | 0 | 0 | 0 | 0 | 0 | 0 | 0 | 0 | 0 | 0 | 0 | 0 | 0
F3_Commercial_Office (WA)_New_Food Preparation_Natural Gas_Fryer_E6 | F3 | Commercial | Office (WA) | New | Food Preparation | Natural Gas | Fryer | E6 | PACT BC Ratio | 0 | 0 | 0 | 0 | 0 | 0 | 0 | 0 | 0 | 0 | 0 | 0 | 0 | 0 | 0 | 0 | 0 | 0 | 0 | 0 | 0 | 0 | 0 | 0 | 0 | 0 | 0
F3_Commercial_Office (WA)_New_Food Preparation_Natural Gas_Fryer_E7 | F3 | Commercial | Office (WA) | New | Food Preparation | Natural Gas | Fryer | E7 | PACT BC Ratio | 0 | 0 | 0 | 0 | 0 | 0 | 0 | 0 | 0 | 0 | 0 | 0 | 0 | 0 | 0 | 0 | 0 | 0 | 0 | 0 | 0 | 0 | 0 | 0 | 0 | 0 | 0
F3_Commercial_Office (WA)_New_Food Preparation_Natural Gas_Fryer_E8 | F3 | Commercial | Office (WA) | New | Food Preparation | Natural Gas | Fryer | E8 | PACT BC Ratio | 0 | 0 | 0 | 0 | 0 | 0 | 0 | 0 | 0 | 0 | 0 | 0 | 0 | 0 | 0 | 0 | 0 | 0 | 0 | 0 | 0 | 0 | 0 | 0 | 0 | 0 | 0
F3_Commercial_Office (WA)_New_Food Preparation_Natural Gas_Fryer_E9 | F3 | Commercial | Office (WA) | New | Food Preparation | Natural Gas | Fryer | E9 | PACT BC Ratio | 0 | 0 | 0 | 0 | 0 | 0 | 0 | 0 | 0 | 0 | 0 | 0 | 0 | 0 | 0 | 0 | 0 | 0 | 0 | 0 | 0 | 0 | 0 | 0 | 0 | 0 | 0
F3_Commercial_Office (WA)_New_Food Preparation_Natural Gas_Fryer_E10 | F3 | Commercial | Office (WA) | New | Food Preparation | Natural Gas | Fryer | E10 | PACT BC Ratio | 0 | 0 | 0 | 0 | 0 | 0 | 0 | 0 | 0 | 0 | 0 | 0 | 0 | 0 | 0 | 0 | 0 | 0 | 0 | 0 | 0 | 0 | 0 | 0 | 0 | 0 | 0
F4_Commercial_Office (WA)_New_Food Preparation_Natural Gas_Fryer_E1 | F4 | Commercial | Office (WA) | New | Food Preparation | Natural Gas | Fryer | E1 | RVT BC Ratio | [24 empty] | 1 | 1 | 1 | bar: 2019 to 2042
F4_Commercial_Office (WA)_New_Food Preparation_Natural Gas_Fryer_E2 | F4 | Commercial | Office (WA) | New | Food Preparation | Natural Gas | Fryer | E2 | RVT BC Ratio | 94.3216 | 96.2094 | 98.3343 | 100.7202 | 103.3807 | 106.5969 | 109.7883 | 112.8058 | 115.5418 | 118.2066 | 120.9668 | 123.4968 | 126.1989 | 128.818 | 131.1207 | 133.2378 | 135.0858 | 136.8711 | 138.7542 | 140.5416 | 142.3403 | 144.8476 | 147.384 | 149.9954 | 152.6532 | 155.3582 | 158.1112
F4_Commercial_Office (WA)_New_Food Preparation_Natural Gas_Fryer_E3 | F4 | Commercial | Office (WA) | New | Food Preparation | Natural Gas | Fryer | E3 | RVT BC Ratio | 0 | 0 | 0 | 0 | 0 | 0 | 0 | 0 | 0 | 0 | 0 | 0 | 0 | 0 | 0 | 0 | 0 | 0 | 0 | 0 | 0 | 0 | 0 | 0 | 0 | 0 | 0
F4_Commercial_Office (WA)_New_Food Preparation_Natural Gas_Fryer_E4 | F4 | Commercial | Office (WA) | New | Food Preparation | Natural Gas | Fryer | E4 | RVT BC Ratio | 0 | 0 | 0 | 0 | 0 | 0 | 0 | 0 | 0 | 0 | 0 | 0 | 0 | 0 | 0 | 0 | 0 | 0 | 0 | 0 | 0 | 0 | 0 | 0 | 0 | 0 | 0
F4_Commercial_Office (WA)_New_Food Preparation_Natural Gas_Fryer_E5 | F4 | Commercial | Office (WA) | New | Food Preparation | Natural Gas | Fryer | E5 | RVT BC Ratio | 0 | 0 | 0 | 0 | 0 | 0 | 0 | 0 | 0 | 0 | 0 | 0 | 0 | 0 | 0 | 0 | 0 | 0 | 0 | 0 | 0 | 0 | 0 | 0 | 0 | 0 | 0
F4_Commercial_Office (WA)_New_Food Preparation_Natural Gas_Fryer_E6 | F4 | Commercial | Office (WA) | New | Food Preparation | Natural Gas | Fryer | E6 | RVT BC Ratio | 0 | 0 | 0 | 0 | 0 | 0 | 0 | 0 | 0 | 0 | 0 | 0 | 0 | 0 | 0 | 0 | 0 | 0 | 0 | 0 | 0 | 0 | 0 | 0 | 0 | 0 | 0
F4_Commercial_Office (WA)_New_Food Preparation_Natural Gas_Fryer_E7 | F4 | Commercial | Office (WA) | New | Food Preparation | Natural Gas | Fryer | E7 | RVT BC Ratio | 0 | 0 | 0 | 0 | 0 | 0 | 0 | 0 | 0 | 0 | 0 | 0 | 0 | 0 | 0 | 0 | 0 | 0 | 0 | 0 | 0 | 0 | 0 | 0 | 0 | 0 | 0
F4_Commercial_Office (WA)_New_Food Preparation_Natural Gas_Fryer_E8 | F4 | Commercial | Office (WA) | New | Food Preparation | Natural Gas | Fryer | E8 | RVT BC Ratio | 0 | 0 | 0 | 0 | 0 | 0 | 0 | 0 | 0 | 0 | 0 | 0 | 0 | 0 | 0 | 0 | 0 | 0 | 0 | 0 | 0 | 0 | 0 | 0 | 0 | 0 | 0
F4_Commercial_Office (WA)_New_Food Preparation_Natural Gas_Fryer_E9 | F4 | Commercial | Office (WA) | New | Food Preparation | Natural Gas | Fryer | E9 | RVT BC Ratio | 0 | 0 | 0 | 0 | 0 | 0 | 0 | 0 | 0 | 0 | 0 | 0 | 0 | 0 | 0 | 0 | 0 | 0 | 0 | 0 | 0 | 0 | 0 | 0 | 0 | 0 | 0
F4_Commercial_Office (WA)_New_Food Preparation_Natural Gas_Fryer_E10 | F4 | Commercial | Office (WA) | New | Food Preparation | Natural Gas | Fryer | E10 | RVT BC Ratio | 0 | 0 | 0 | 0 | 0 | 0 | 0 | 0 | 0 | 0 | 0 | 0 | 0 | 0 | 0 | 0 | 0 | 0 | 0 | 0 | 0 | 0 | 0 | 0 | 0 | 0 | 0
F5_Commercial_Office (WA)_New_Food Preparation_Natural Gas_Fryer_E1 | F5 | Commercial | Office (WA) | New | Food Preparation | Natural Gas | Fryer | E1 | RIM BC Ratio | [24 empty] | 1 | 1 | 1 | bar: 2019 to 2042
F5_Commercial_Office (WA)_New_Food Preparation_Natural Gas_Fryer_E2 | F5 | Commercial | Office (WA) | New | Food Preparation | Natural Gas | Fryer | E2 | RIM BC Ratio | 0.85241 | 0.85767 | 0.86328 | 0.86924 | 0.87551 | 0.88197 | 0.88883 | 0.89621 | 0.90424 | 0.91288 | 0.91513 | 0.91773 | 0.92042 | 0.92323 | 0.92622 | 0.92939 | 0.93277 | 0.93636 | 0.94014 | 0.94415 | 0.9484 | 0.94847 | 0.94854 | 0.94861 | 0.94867 | 0.94874 | 0.9488
F5_Commercial_Office (WA)_New_Food Preparation_Natural Gas_Fryer_E3 | F5 | Commercial | Office (WA) | New | Food Preparation | Natural Gas | Fryer | E3 | RIM BC Ratio | 0 | 0 | 0 | 0 | 0 | 0 | 0 | 0 | 0 | 0 | 0 | 0 | 0 | 0 | 0 | 0 | 0 | 0 | 0 | 0 | 0 | 0 | 0 | 0 | 0 | 0 | 0
F5_Commercial_Office (WA)_New_Food Preparation_Natural Gas_Fryer_E4 | F5 | Commercial | Office (WA) | New | Food Preparation | Natural Gas | Fryer | E4 | RIM BC Ratio | 0 | 0 | 0 | 0 | 0 | 0 | 0 | 0 | 0 | 0 | 0 | 0 | 0 | 0 | 0 | 0 | 0 | 0 | 0 | 0 | 0 | 0 | 0 | 0 | 0 | 0 | 0
F5_Commercial_Office (WA)_New_Food Preparation_Natural Gas_Fryer_E5 | F5 | Commercial | Office (WA) | New | Food Preparation | Natural Gas | Fryer | E5 | RIM BC Ratio | 0 | 0 | 0 | 0 | 0 | 0 | 0 | 0 | 0 | 0 | 0 | 0 | 0 | 0 | 0 | 0 | 0 | 0 | 0 | 0 | 0 | 0 | 0 | 0 | 0 | 0 | 0
F5_Commercial_Office (WA)_New_Food Preparation_Natural Gas_Fryer_E6 | F5 | Commercial | Office (WA) | New | Food Preparation | Natural Gas | Fryer | E6 | RIM BC Ratio | 0 | 0 | 0 | 0 | 0 | 0 | 0 | 0 | 0 | 0 | 0 | 0 | 0 | 0 | 0 | 0 | 0 | 0 | 0 | 0 | 0 | 0 | 0 | 0 | 0 | 0 | 0
F5_Commercial_Office (WA)_New_Food Preparation_Natural Gas_Fryer_E7 | F5 | Commercial | Office (WA) | New | Food Preparation | Natural Gas | Fryer | E7 | RIM BC Ratio | 0 | 0 | 0 | 0 | 0 | 0 | 0 | 0 | 0 | 0 | 0 | 0 | 0 | 0 | 0 | 0 | 0 | 0 | 0 | 0 | 0 | 0 | 0 | 0 | 0 | 0 | 0
F5_Commercial_Office (WA)_New_Food Preparation_Natural Gas_Fryer_E8 | F5 | Commercial | Office (WA) | New | Food Preparation | Natural Gas | Fryer | E8 | RIM BC Ratio | 0 | 0 | 0 | 0 | 0 | 0 | 0 | 0 | 0 | 0 | 0 | 0 | 0 | 0 | 0 | 0 | 0 | 0 | 0 | 0 | 0 | 0 | 0 | 0 | 0 | 0 | 0
F5_Commercial_Office (WA)_New_Food Preparation_Natural Gas_Fryer_E9 | F5 | Commercial | Office (WA) | New | Food Preparation | Natural Gas | Fryer | E9 | RIM BC Ratio | 0 | 0 | 0 | 0 | 0 | 0 | 0 | 0 | 0 | 0 | 0 | 0 | 0 | 0 | 0 | 0 | 0 | 0 | 0 | 0 | 0 | 0 | 0 | 0 | 0 | 0 | 0
F5_Commercial_Office (WA)_New_Food Preparation_Natural Gas_Fryer_E10 | F5 | Commercial | Office (WA) | New | Food Preparation | Natural Gas | Fryer | E10 | RIM BC Ratio | 0 | 0 | 0 | 0 | 0 | 0 | 0 | 0 | 0 | 0 | 0 | 0 | 0 | 0 | 0 | 0 | 0 | 0 | 0 | 0 | 0 | 0 | 0 | 0 | 0 | 0 | 0
F0_Commercial_Office (WA)_New_Food Preparation_Natural Gas_Broiler_E0 | F0 | Commercial | Office (WA) | New | Food Preparation | Natural Gas | Broiler | E0 | Economic Unit | Standard | Standard | Standard | Standard | Standard | Standard | Standard | Standard | Standard | Standard | Standard | Standard | Standard | Standard | Standard | Standard | Standard | Standard | Standard | Standard | Standard | Standard | Standard | Standard | Standard | Standard | Standard
F1_Commercial_Office (WA)_New_Food Preparation_Natural Gas_Broiler_E1 | F1 | Commercial | Office (WA) | New | Food Preparation | Natural Gas | Broiler | E1 | CCE | 0 | 0 | 0 | 0 | 0 | 0 | 0 | 0 | 0 | 0 | 0 | 0 | 0 | 0 | 0 | 0 | 0 | 0 | 0 | 0 | 0 | 0 | 0 | 0 | 0 | 0 | 0
F1_Commercial_Office (WA)_New_Food Preparation_Natural Gas_Broiler_E2 | F1 | Commercial | Office (WA) | New | Food Preparation | Natural Gas | Broiler | E2 | CCE | 0.0069043 | 0.0069043 | 0.0069043 | 0.0069043 | 0.0069043 | 0.0069043 | 0.0069043 | 0.0069043 | 0.0069043 | 0.0069043 | 0.0069043 | 0.0069043 | 0.0069043 | 0.0069043 | 0.0069043 | 0.0069043 | 0.0069043 | 0.0069043 | 0.0069043 | 0.0069043 | 0.0069043 | 0.0069043 | 0.0069043 | 0.0069043 | 0.0069043 | 0.0069043 | 0.0069043
F1_Commercial_Office (WA)_New_Food Preparation_Natural Gas_Broiler_E3 | F1 | Commercial | Office (WA) | New | Food Preparation | Natural Gas | Broiler | E3 | CCE | 0 | 0 | 0 | 0 | 0 | 0 | 0 | 0 | 0 | 0 | 0 | 0 | 0 | 0 | 0 | 0 | 0 | 0 | 0 | 0 | 0 | 0 | 0 | 0 | 0 | 0 | 0
F1_Commercial_Office (WA)_New_Food Preparation_Natural Gas_Broiler_E4 | F1 | Commercial | Office (WA) | New | Food Preparation | Natural Gas | Broiler | E4 | CCE | 0 | 0 | 0 | 0 | 0 | 0 | 0 | 0 | 0 | 0 | 0 | 0 | 0 | 0 | 0 | 0 | 0 | 0 | 0 | 0 | 0 | 0 | 0 | 0 | 0 | 0 | 0
F1_Commercial_Office (WA)_New_Food Preparation_Natural Gas_Broiler_E5 | F1 | Commercial | Office (WA) | New | Food Preparation | Natural Gas | Broiler | E5 | CCE | 0 | 0 | 0 | 0 | 0 | 0 | 0 | 0 | 0 | 0 | 0 | 0 | 0 | 0 | 0 | 0 | 0 | 0 | 0 | 0 | 0 | 0 | 0 | 0 | 0 | 0 | 0
F1_Commercial_Office (WA)_New_Food Preparation_Natural Gas_Broiler_E6 | F1 | Commercial | Office (WA) | New | Food Preparation | Natural Gas | Broiler | E6 | CCE | 0 | 0 | 0 | 0 | 0 | 0 | 0 | 0 | 0 | 0 | 0 | 0 | 0 | 0 | 0 | 0 | 0 | 0 | 0 | 0 | 0 | 0 | 0 | 0 | 0 | 0 | 0
F1_Commercial_Office (WA)_New_Food Preparation_Natural Gas_Broiler_E7 | F1 | Commercial | Office (WA) | New | Food Preparation | Natural Gas | Broiler | E7 | CCE | 0 | 0 | 0 | 0 | 0 | 0 | 0 | 0 | 0 | 0 | 0 | 0 | 0 | 0 | 0 | 0 | 0 | 0 | 0 | 0 | 0 | 0 | 0 | 0 | 0 | 0 | 0
F1_Commercial_Office (WA)_New_Food Preparation_Natural Gas_Broiler_E8 | F1 | Commercial | Office (WA) | New | Food Preparation | Natural Gas | Broiler | E8 | CCE | 0 | 0 | 0 | 0 | 0 | 0 | 0 | 0 | 0 | 0 | 0 | 0 | 0 | 0 | 0 | 0 | 0 | 0 | 0 | 0 | 0 | 0 | 0 | 0 | 0 | 0 | 0
F1_Commercial_Office (WA)_New_Food Preparation_Natural Gas_Broiler_E9 | F1 | Commercial | Office (WA) | New | Food Preparation | Natural Gas | Broiler | E9 | CCE | 0 | 0 | 0 | 0 | 0 | 0 | 0 | 0 | 0 | 0 | 0 | 0 | 0 | 0 | 0 | 0 | 0 | 0 | 0 | 0 | 0 | 0 | 0 | 0 | 0 | 0 | 0
F1_Commercial_Office (WA)_New_Food Preparation_Natural Gas_Broiler_E10 | F1 | Commercial | Office (WA) | New | Food Preparation | Natural Gas | Broiler | E10 | CCE | 0 | 0 | 0 | 0 | 0 | 0 | 0 | 0 | 0 | 0 | 0 | 0 | 0 | 0 | 0 | 0 | 0 | 0 | 0 | 0 | 0 | 0 | 0 | 0 | 0 | 0 | 0
F2_Commercial_Office (WA)_New_Food Preparation_Natural Gas_Broiler_E1 | F2 | Commercial | Office (WA) | New | Food Preparation | Natural Gas | Broiler | E1 | TRC BC Ratio | [24 empty] | 1 | 1 | 1 | bar: 2019 to 2042
F2_Commercial_Office (WA)_New_Food Preparation_Natural Gas_Broiler_E2 | F2 | Commercial | Office (WA) | New | Food Preparation | Natural Gas | Broiler | E2 | TRC BC Ratio | 0.51548 | 0.52847 | 0.54386 | 0.5615 | 0.58144 | 0.60571 | 0.63069 | 0.65543 | 0.67924 | 0.70339 | 0.7226 | 0.7406 | 0.75994 | 0.77887 | 0.7958 | 0.81164 | 0.82584 | 0.83987 | 0.85485 | 0.86946 | 0.88447 | 0.90008 | 0.91585 | 0.93212 | 0.94868 | 0.96554 | 0.98269
F2_Commercial_Office (WA)_New_Food Preparation_Natural Gas_Broiler_E3 | F2 | Commercial | Office (WA) | New | Food Preparation | Natural Gas | Broiler | E3 | TRC BC Ratio | 0 | 0 | 0 | 0 | 0 | 0 | 0 | 0 | 0 | 0 | 0 | 0 | 0 | 0 | 0 | 0 | 0 | 0 | 0 | 0 | 0 | 0 | 0 | 0 | 0 | 0 | 0
F2_Commercial_Office (WA)_New_Food Preparation_Natural Gas_Broiler_E4 | F2 | Commercial | Office (WA) | New | Food Preparation | Natural Gas | Broiler | E4 | TRC BC Ratio | 0 | 0 | 0 | 0 | 0 | 0 | 0 | 0 | 0 | 0 | 0 | 0 | 0 | 0 | 0 | 0 | 0 | 0 | 0 | 0 | 0 | 0 | 0 | 0 | 0 | 0 | 0
F2_Commercial_Office (WA)_New_Food Preparation_Natural Gas_Broiler_E5 | F2 | Commercial | Office (WA) | New | Food Preparation | Natural Gas | Broiler | E5 | TRC BC Ratio | 0 | 0 | 0 | 0 | 0 | 0 | 0 | 0 | 0 | 0 | 0 | 0 | 0 | 0 | 0 | 0 | 0 | 0 | 0 | 0 | 0 | 0 | 0 | 0 | 0 | 0 | 0
F2_Commercial_Office (WA)_New_Food Preparation_Natural Gas_Broiler_E6 | F2 | Commercial | Office (WA) | New | Food Preparation | Natural Gas | Broiler | E6 | TRC BC Ratio | 0 | 0 | 0 | 0 | 0 | 0 | 0 | 0 | 0 | 0 | 0 | 0 | 0 | 0 | 0 | 0 | 0 | 0 | 0 | 0 | 0 | 0 | 0 | 0 | 0 | 0 | 0
F2_Commercial_Office (WA)_New_Food Preparation_Natural Gas_Broiler_E7 | F2 | Commercial | Office (WA) | New | Food Preparation | Natural Gas | Broiler | E7 | TRC BC Ratio | 0 | 0 | 0 | 0 | 0 | 0 | 0 | 0 | 0 | 0 | 0 | 0 | 0 | 0 | 0 | 0 | 0 | 0 | 0 | 0 | 0 | 0 | 0 | 0 | 0 | 0 | 0
F2_Commercial_Office (WA)_New_Food Preparation_Natural Gas_Broiler_E8 | F2 | Commercial | Office (WA) | New | Food Preparation | Natural Gas | Broiler | E8 | TRC BC Ratio | 0 | 0 | 0 | 0 | 0 | 0 | 0 | 0 | 0 | 0 | 0 | 0 | 0 | 0 | 0 | 0 | 0 | 0 | 0 | 0 | 0 | 0 | 0 | 0 | 0 | 0 | 0
F2_Commercial_Office (WA)_New_Food Preparation_Natural Gas_Broiler_E9 | F2 | Commercial | Office (WA) | New | Food Preparation | Natural Gas | Broiler | E9 | TRC BC Ratio | 0 | 0 | 0 | 0 | 0 | 0 | 0 | 0 | 0 | 0 | 0 | 0 | 0 | 0 | 0 | 0 | 0 | 0 | 0 | 0 | 0 | 0 | 0 | 0 | 0 | 0 | 0
F2_Commercial_Office (WA)_New_Food Preparation_Natural Gas_Broiler_E10 | F2 | Commercial | Office (WA) | New | Food Preparation | Natural Gas | Broiler | E10 | TRC BC Ratio | 0 | 0 | 0 | 0 | 0 | 0 | 0 | 0 | 0 | 0 | 0 | 0 | 0 | 0 | 0 | 0 | 0 | 0 | 0 | 0 | 0 | 0 | 0 | 0 | 0 | 0 | 0
F3_Commercial_Office (WA)_New_Food Preparation_Natural Gas_Broiler_E1 | F3 | Commercial | Office (WA) | New | Food Preparation | Natural Gas | Broiler | E1 | PACT BC Ratio | [24 empty] | 1 | 1 | 1 | bar: 2019 to 2042
F3_Commercial_Office (WA)_New_Food Preparation_Natural Gas_Broiler_E2 | F3 | Commercial | Office (WA) | New | Food Preparation | Natural Gas | Broiler | E2 | PACT BC Ratio | 1.0389 | 1.0651 | 1.0961 | 1.1316 | 1.1718 | 1.2207 | 1.2711 | 1.3209 | 1.3689 | 1.4176 | 1.4563 | 1.4926 | 1.5316 | 1.5697 | 1.6038 | 1.6357 | 1.6644 | 1.6926 | 1.7228 | 1.7523 | 1.7825 | 1.814 | 1.8458 | 1.8786 | 1.9119 | 1.9459 | 1.9805
F3_Commercial_Office (WA)_New_Food Preparation_Natural Gas_Broiler_E3 | F3 | Commercial | Office (WA) | New | Food Preparation | Natural Gas | Broiler | E3 | PACT BC Ratio | 0 | 0 | 0 | 0 | 0 | 0 | 0 | 0 | 0 | 0 | 0 | 0 | 0 | 0 | 0 | 0 | 0 | 0 | 0 | 0 | 0 | 0 | 0 | 0 | 0 | 0 | 0
F3_Commercial_Office (WA)_New_Food Preparation_Natural Gas_Broiler_E4 | F3 | Commercial | Office (WA) | New | Food Preparation | Natural Gas | Broiler | E4 | PACT BC Ratio | 0 | 0 | 0 | 0 | 0 | 0 | 0 | 0 | 0 | 0 | 0 | 0 | 0 | 0 | 0 | 0 | 0 | 0 | 0 | 0 | 0 | 0 | 0 | 0 | 0 | 0 | 0
F3_Commercial_Office (WA)_New_Food Preparation_Natural Gas_Broiler_E5 | F3 | Commercial | Office (WA) | New | Food Preparation | Natural Gas | Broiler | E5 | PACT BC Ratio | 0 | 0 | 0 | 0 | 0 | 0 | 0 | 0 | 0 | 0 | 0 | 0 | 0 | 0 | 0 | 0 | 0 | 0 | 0 | 0 | 0 | 0 | 0 | 0 | 0 | 0 | 0
F3_Commercial_Office (WA)_New_Food Preparation_Natural Gas_Broiler_E6 | F3 | Commercial | Office (WA) | New | Food Preparation | Natural Gas | Broiler | E6 | PACT BC Ratio | 0 | 0 | 0 | 0 | 0 | 0 | 0 | 0 | 0 | 0 | 0 | 0 | 0 | 0 | 0 | 0 | 0 | 0 | 0 | 0 | 0 | 0 | 0 | 0 | 0 | 0 | 0
F3_Commercial_Office (WA)_New_Food Preparation_Natural Gas_Broiler_E7 | F3 | Commercial | Office (WA) | New | Food Preparation | Natural Gas | Broiler | E7 | PACT BC Ratio | 0 | 0 | 0 | 0 | 0 | 0 | 0 | 0 | 0 | 0 | 0 | 0 | 0 | 0 | 0 | 0 | 0 | 0 | 0 | 0 | 0 | 0 | 0 | 0 | 0 | 0 | 0
F3_Commercial_Office (WA)_New_Food Preparation_Natural Gas_Broiler_E8 | F3 | Commercial | Office (WA) | New | Food Preparation | Natural Gas | Broiler | E8 | PACT BC Ratio | 0 | 0 | 0 | 0 | 0 | 0 | 0 | 0 | 0 | 0 | 0 | 0 | 0 | 0 | 0 | 0 | 0 | 0 | 0 | 0 | 0 | 0 | 0 | 0 | 0 | 0 | 0
F3_Commercial_Office (WA)_New_Food Preparation_Natural Gas_Broiler_E9 | F3 | Commercial | Office (WA) | New | Food Preparation | Natural Gas | Broiler | E9 | PACT BC Ratio | 0 | 0 | 0 | 0 | 0 | 0 | 0 | 0 | 0 | 0 | 0 | 0 | 0 | 0 | 0 | 0 | 0 | 0 | 0 | 0 | 0 | 0 | 0 | 0 | 0 | 0 | 0
F3_Commercial_Office (WA)_New_Food Preparation_Natural Gas_Broiler_E10 | F3 | Commercial | Office (WA) | New | Food Preparation | Natural Gas | Broiler | E10 | PACT BC Ratio | 0 | 0 | 0 | 0 | 0 | 0 | 0 | 0 | 0 | 0 | 0 | 0 | 0 | 0 | 0 | 0 | 0 | 0 | 0 | 0 | 0 | 0 | 0 | 0 | 0 | 0 | 0
F4_Commercial_Office (WA)_New_Food Preparation_Natural Gas_Broiler_E1 | F4 | Commercial | Office (WA) | New | Food Preparation | Natural Gas | Broiler | E1 | RVT BC Ratio | [24 empty] | 1 | 1 | 1 | bar: 2019 to 2042
F4_Commercial_Office (WA)_New_Food Preparation_Natural Gas_Broiler_E2 | F4 | Commercial | Office (WA) | New | Food Preparation | Natural Gas | Broiler | E2 | RVT BC Ratio | 1.124 | 1.1377 | 1.1539 | 1.1727 | 1.1943 | 1.2212 | 1.2482 | 1.2739 | 1.2971 | 1.3196 | 1.3429 | 1.3641 | 1.3864 | 1.4076 | 1.4258 | 1.4422 | 1.4561 | 1.4694 | 1.4835 | 1.4966 | 1.5099 | 1.5295 | 1.5494 | 1.5699 | 1.5908 | 1.612 | 1.6336
F4_Commercial_Office (WA)_New_Food Preparation_Natural Gas_Broiler_E3 | F4 | Commercial | Office (WA) | New | Food Preparation | Natural Gas | Broiler | E3 | RVT BC Ratio | 0 | 0 | 0 | 0 | 0 | 0 | 0 | 0 | 0 | 0 | 0 | 0 | 0 | 0 | 0 | 0 | 0 | 0 | 0 | 0 | 0 | 0 | 0 | 0 | 0 | 0 | 0
F4_Commercial_Office (WA)_New_Food Preparation_Natural Gas_Broiler_E4 | F4 | Commercial | Office (WA) | New | Food Preparation | Natural Gas | Broiler | E4 | RVT BC Ratio | 0 | 0 | 0 | 0 | 0 | 0 | 0 | 0 | 0 | 0 | 0 | 0 | 0 | 0 | 0 | 0 | 0 | 0 | 0 | 0 | 0 | 0 | 0 | 0 | 0 | 0 | 0
F4_Commercial_Office (WA)_New_Food Preparation_Natural Gas_Broiler_E5 | F4 | Commercial | Office (WA) | New | Food Preparation | Natural Gas | Broiler | E5 | RVT BC Ratio | 0 | 0 | 0 | 0 | 0 | 0 | 0 | 0 | 0 | 0 | 0 | 0 | 0 | 0 | 0 | 0 | 0 | 0 | 0 | 0 | 0 | 0 | 0 | 0 | 0 | 0 | 0
F4_Commercial_Office (WA)_New_Food Preparation_Natural Gas_Broiler_E6 | F4 | Commercial | Office (WA) | New | Food Preparation | Natural Gas | Broiler | E6 | RVT BC Ratio | 0 | 0 | 0 | 0 | 0 | 0 | 0 | 0 | 0 | 0 | 0 | 0 | 0 | 0 | 0 | 0 | 0 | 0 | 0 | 0 | 0 | 0 | 0 | 0 | 0 | 0 | 0
F4_Commercial_Office (WA)_New_Food Preparation_Natural Gas_Broiler_E7 | F4 | Commercial | Office (WA) | New | Food Preparation | Natural Gas | Broiler | E7 | RVT BC Ratio | 0 | 0 | 0 | 0 | 0 | 0 | 0 | 0 | 0 | 0 | 0 | 0 | 0 | 0 | 0 | 0 | 0 | 0 | 0 | 0 | 0 | 0 | 0 | 0 | 0 | 0 | 0
F4_Commercial_Office (WA)_New_Food Preparation_Natural Gas_Broiler_E8 | F4 | Commercial | Office (WA) | New | Food Preparation | Natural Gas | Broiler | E8 | RVT BC Ratio | 0 | 0 | 0 | 0 | 0 | 0 | 0 | 0 | 0 | 0 | 0 | 0 | 0 | 0 | 0 | 0 | 0 | 0 | 0 | 0 | 0 | 0 | 0 | 0 | 0 | 0 | 0
F4_Commercial_Office (WA)_New_Food Preparation_Natural Gas_Broiler_E9 | F4 | Commercial | Office (WA) | New | Food Preparation | Natural Gas | Broiler | E9 | RVT BC Ratio | 0 | 0 | 0 | 0 | 0 | 0 | 0 | 0 | 0 | 0 | 0 | 0 | 0 | 0 | 0 | 0 | 0 | 0 | 0 | 0 | 0 | 0 | 0 | 0 | 0 | 0 | 0
F4_Commercial_Office (WA)_New_Food Preparation_Natural Gas_Broiler_E10 | F4 | Commercial | Office (WA) | New | Food Preparation | Natural Gas | Broiler | E10 | RVT BC Ratio | 0 | 0 | 0 | 0 | 0 | 0 | 0 | 0 | 0 | 0 | 0 | 0 | 0 | 0 | 0 | 0 | 0 | 0 | 0 | 0 | 0 | 0 | 0 | 0 | 0 | 0 | 0
F5_Commercial_Office (WA)_New_Food Preparation_Natural Gas_Broiler_E1 | F5 | Commercial | Office (WA) | New | Food Preparation | Natural Gas | Broiler | E1 | RIM BC Ratio | [24 empty] | 1 | 1 | 1 | bar: 2019 to 2042
F5_Commercial_Office (WA)_New_Food Preparation_Natural Gas_Broiler_E2 | F5 | Commercial | Office (WA) | New | Food Preparation | Natural Gas | Broiler | E2 | RIM BC Ratio | 0.46721 | 0.47405 | 0.48204 | 0.49084 | 0.50042 | 0.51143 | 0.52259 | 0.53364 | 0.54446 | 0.55546 | 0.56202 | 0.56821 | 0.57483 | 0.5814 | 0.58739 | 0.59309 | 0.5984 | 0.60373 | 0.60935 | 0.61495 | 0.62073 | 0.6245 | 0.62823 | 0.63198 | 0.63572 | 0.63943 | 0.64312
F5_Commercial_Office (WA)_New_Food Preparation_Natural Gas_Broiler_E3 | F5 | Commercial | Office (WA) | New | Food Preparation | Natural Gas | Broiler | E3 | RIM BC Ratio | 0 | 0 | 0 | 0 | 0 | 0 | 0 | 0 | 0 | 0 | 0 | 0 | 0 | 0 | 0 | 0 | 0 | 0 | 0 | 0 | 0 | 0 | 0 | 0 | 0 | 0 | 0
F5_Commercial_Office (WA)_New_Food Preparation_Natural Gas_Broiler_E4 | F5 | Commercial | Office (WA) | New | Food Preparation | Natural Gas | Broiler | E4 | RIM BC Ratio | 0 | 0 | 0 | 0 | 0 | 0 | 0 | 0 | 0 | 0 | 0 | 0 | 0 | 0 | 0 | 0 | 0 | 0 | 0 | 0 | 0 | 0 | 0 | 0 | 0 | 0 | 0
F5_Commercial_Office (WA)_New_Food Preparation_Natural Gas_Broiler_E5 | F5 | Commercial | Office (WA) | New | Food Preparation | Natural Gas | Broiler | E5 | RIM BC Ratio | 0 | 0 | 0 | 0 | 0 | 0 | 0 | 0 | 0 | 0 | 0 | 0 | 0 | 0 | 0 | 0 | 0 | 0 | 0 | 0 | 0 | 0 | 0 | 0 | 0 | 0 | 0
F5_Commercial_Office (WA)_New_Food Preparation_Natural Gas_Broiler_E6 | F5 | Commercial | Office (WA) | New | Food Preparation | Natural Gas | Broiler | E6 | RIM BC Ratio | 0 | 0 | 0 | 0 | 0 | 0 | 0 | 0 | 0 | 0 | 0 | 0 | 0 | 0 | 0 | 0 | 0 | 0 | 0 | 0 | 0 | 0 | 0 | 0 | 0 | 0 | 0
F5_Commercial_Office (WA)_New_Food Preparation_Natural Gas_Broiler_E7 | F5 | Commercial | Office (WA) | New | Food Preparation | Natural Gas | Broiler | E7 | RIM BC Ratio | 0 | 0 | 0 | 0 | 0 | 0 | 0 | 0 | 0 | 0 | 0 | 0 | 0 | 0 | 0 | 0 | 0 | 0 | 0 | 0 | 0 | 0 | 0 | 0 | 0 | 0 | 0
F5_Commercial_Office (WA)_New_Food Preparation_Natural Gas_Broiler_E8 | F5 | Commercial | Office (WA) | New | Food Preparation | Natural Gas | Broiler | E8 | RIM BC Ratio | 0 | 0 | 0 | 0 | 0 | 0 | 0 | 0 | 0 | 0 | 0 | 0 | 0 | 0 | 0 | 0 | 0 | 0 | 0 | 0 | 0 | 0 | 0 | 0 | 0 | 0 | 0
F5_Commercial_Office (WA)_New_Food Preparation_Natural Gas_Broiler_E9 | F5 | Commercial | Office (WA) | New | Food Preparation | Natural Gas | Broiler | E9 | RIM BC Ratio | 0 | 0 | 0 | 0 | 0 | 0 | 0 | 0 | 0 | 0 | 0 | 0 | 0 | 0 | 0 | 0 | 0 | 0 | 0 | 0 | 0 | 0 | 0 | 0 | 0 | 0 | 0
F5_Commercial_Office (WA)_New_Food Preparation_Natural Gas_Broiler_E10 | F5 | Commercial | Office (WA) | New | Food Preparation | Natural Gas | Broiler | E10 | RIM BC Ratio | 0 | 0 | 0 | 0 | 0 | 0 | 0 | 0 | 0 | 0 | 0 | 0 | 0 | 0 | 0 | 0 | 0 | 0 | 0 | 0 | 0 | 0 | 0 | 0 | 0 | 0 | 0
F0_Commercial_Office (WA)_New_Food Preparation_Natural Gas_Griddle_E0 | F0 | Commercial | Office (WA) | New | Food Preparation | Natural Gas | Griddle | E0 | Economic Unit | ENERGY STAR | ENERGY STAR | ENERGY STAR | ENERGY STAR | ENERGY STAR | ENERGY STAR | ENERGY STAR | ENERGY STAR | ENERGY STAR | ENERGY STAR | ENERGY STAR | ENERGY STAR | ENERGY STAR | ENERGY STAR | ENERGY STAR | ENERGY STAR | ENERGY STAR | ENERGY STAR | ENERGY STAR | ENERGY STAR | ENERGY STAR | ENERGY STAR | ENERGY STAR | ENERGY STAR | ENERGY STAR | ENERGY STAR | ENERGY STAR
F1_Commercial_Office (WA)_New_Food Preparation_Natural Gas_Griddle_E1 | F1 | Commercial | Office (WA) | New | Food Preparation | Natural Gas | Griddle | E1 | CCE | 0 | 0 | 0 | 0 | 0 | 0 | 0 | 0 | 0 | 0 | 0 | 0 | 0 | 0 | 0 | 0 | 0 | 0 | 0 | 0 | 0 | 0 | 0 | 0 | 0 | 0 | 0
F1_Commercial_Office (WA)_New_Food Preparation_Natural Gas_Griddle_E2 | F1 | Commercial | Office (WA) | New | Food Preparation | Natural Gas | Griddle | E2 | CCE | 6.1281e-05 | 6.1281e-05 | 6.1281e-05 | 6.1281e-05 | 6.1281e-05 | 6.1281e-05 | 6.1281e-05 | 6.1281e-05 | 6.1281e-05 | 6.1281e-05 | 6.1281e-05 | 6.1281e-05 | 6.1281e-05 | 6.1281e-05 | 6.1281e-05 | 6.1281e-05 | 6.1281e-05 | 6.1281e-05 | 6.1281e-05 | 6.1281e-05 | 6.1281e-05 | 6.1281e-05 | 6.1281e-05 | 6.1281e-05 | 6.1281e-05 | 6.1281e-05 | 6.1281e-05
F1_Commercial_Office (WA)_New_Food Preparation_Natural Gas_Griddle_E3 | F1 | Commercial | Office (WA) | New | Food Preparation | Natural Gas | Griddle | E3 | CCE | 0 | 0 | 0 | 0 | 0 | 0 | 0 | 0 | 0 | 0 | 0 | 0 | 0 | 0 | 0 | 0 | 0 | 0 | 0 | 0 | 0 | 0 | 0 | 0 | 0 | 0 | 0
F1_Commercial_Office (WA)_New_Food Preparation_Natural Gas_Griddle_E4 | F1 | Commercial | Office (WA) | New | Food Preparation | Natural Gas | Griddle | E4 | CCE | 0 | 0 | 0 | 0 | 0 | 0 | 0 | 0 | 0 | 0 | 0 | 0 | 0 | 0 | 0 | 0 | 0 | 0 | 0 | 0 | 0 | 0 | 0 | 0 | 0 | 0 | 0
F1_Commercial_Office (WA)_New_Food Preparation_Natural Gas_Griddle_E5 | F1 | Commercial | Office (WA) | New | Food Preparation | Natural Gas | Griddle | E5 | CCE | 0 | 0 | 0 | 0 | 0 | 0 | 0 | 0 | 0 | 0 | 0 | 0 | 0 | 0 | 0 | 0 | 0 | 0 | 0 | 0 | 0 | 0 | 0 | 0 | 0 | 0 | 0
F1_Commercial_Office (WA)_New_Food Preparation_Natural Gas_Griddle_E6 | F1 | Commercial | Office (WA) | New | Food Preparation | Natural Gas | Griddle | E6 | CCE | 0 | 0 | 0 | 0 | 0 | 0 | 0 | 0 | 0 | 0 | 0 | 0 | 0 | 0 | 0 | 0 | 0 | 0 | 0 | 0 | 0 | 0 | 0 | 0 | 0 | 0 | 0
F1_Commercial_Office (WA)_New_Food Preparation_Natural Gas_Griddle_E7 | F1 | Commercial | Office (WA) | New | Food Preparation | Natural Gas | Griddle | E7 | CCE | 0 | 0 | 0 | 0 | 0 | 0 | 0 | 0 | 0 | 0 | 0 | 0 | 0 | 0 | 0 | 0 | 0 | 0 | 0 | 0 | 0 | 0 | 0 | 0 | 0 | 0 | 0
F1_Commercial_Office (WA)_New_Food Preparation_Natural Gas_Griddle_E8 | F1 | Commercial | Office (WA) | New | Food Preparation | Natural Gas | Griddle | E8 | CCE | 0 | 0 | 0 | 0 | 0 | 0 | 0 | 0 | 0 | 0 | 0 | 0 | 0 | 0 | 0 | 0 | 0 | 0 | 0 | 0 | 0 | 0 | 0 | 0 | 0 | 0 | 0
F1_Commercial_Office (WA)_New_Food Preparation_Natural Gas_Griddle_E9 | F1 | Commercial | Office (WA) | New | Food Preparation | Natural Gas | Griddle | E9 | CCE | 0 | 0 | 0 | 0 | 0 | 0 | 0 | 0 | 0 | 0 | 0 | 0 | 0 | 0 | 0 | 0 | 0 | 0 | 0 | 0 | 0 | 0 | 0 | 0 | 0 | 0 | 0
F1_Commercial_Office (WA)_New_Food Preparation_Natural Gas_Griddle_E10 | F1 | Commercial | Office (WA) | New | Food Preparation | Natural Gas | Griddle | E10 | CCE | 0 | 0 | 0 | 0 | 0 | 0 | 0 | 0 | 0 | 0 | 0 | 0 | 0 | 0 | 0 | 0 | 0 | 0 | 0 | 0 | 0 | 0 | 0 | 0 | 0 | 0 | 0
F2_Commercial_Office (WA)_New_Food Preparation_Natural Gas_Griddle_E1 | F2 | Commercial | Office (WA) | New | Food Preparation | Natural Gas | Griddle | E1 | TRC BC Ratio | [24 empty] | 1 | 1 | 1 | bar: 2019 to 2042
F2_Commercial_Office (WA)_New_Food Preparation_Natural Gas_Griddle_E2 | F2 | Commercial | Office (WA) | New | Food Preparation | Natural Gas | Griddle | E2 | TRC BC Ratio | 58.0767 | 59.5404 | 61.2745 | 63.2617 | 65.509 | 68.2432 | 71.0575 | 73.8446 | 76.5278 | 79.2482 | 81.4128 | 83.4408 | 85.6196 | 87.7525 | 89.6595 | 91.4441 | 93.0446 | 94.6247 | 96.3124 | 97.9588 | 99.6502 | 101.4086 | 103.1857 | 105.0189 | 106.8847 | 108.7836 | 110.7162
F2_Commercial_Office (WA)_New_Food Preparation_Natural Gas_Griddle_E3 | F2 | Commercial | Office (WA) | New | Food Preparation | Natural Gas | Griddle | E3 | TRC BC Ratio | 0 | 0 | 0 | 0 | 0 | 0 | 0 | 0 | 0 | 0 | 0 | 0 | 0 | 0 | 0 | 0 | 0 | 0 | 0 | 0 | 0 | 0 | 0 | 0 | 0 | 0 | 0
F2_Commercial_Office (WA)_New_Food Preparation_Natural Gas_Griddle_E4 | F2 | Commercial | Office (WA) | New | Food Preparation | Natural Gas | Griddle | E4 | TRC BC Ratio | 0 | 0 | 0 | 0 | 0 | 0 | 0 | 0 | 0 | 0 | 0 | 0 | 0 | 0 | 0 | 0 | 0 | 0 | 0 | 0 | 0 | 0 | 0 | 0 | 0 | 0 | 0
F2_Commercial_Office (WA)_New_Food Preparation_Natural Gas_Griddle_E5 | F2 | Commercial | Office (WA) | New | Food Preparation | Natural Gas | Griddle | E5 | TRC BC Ratio | 0 | 0 | 0 | 0 | 0 | 0 | 0 | 0 | 0 | 0 | 0 | 0 | 0 | 0 | 0 | 0 | 0 | 0 | 0 | 0 | 0 | 0 | 0 | 0 | 0 | 0 | 0
F2_Commercial_Office (WA)_New_Food Preparation_Natural Gas_Griddle_E6 | F2 | Commercial | Office (WA) | New | Food Preparation | Natural Gas | Griddle | E6 | TRC BC Ratio | 0 | 0 | 0 | 0 | 0 | 0 | 0 | 0 | 0 | 0 | 0 | 0 | 0 | 0 | 0 | 0 | 0 | 0 | 0 | 0 | 0 | 0 | 0 | 0 | 0 | 0 | 0
F2_Commercial_Office (WA)_New_Food Preparation_Natural Gas_Griddle_E7 | F2 | Commercial | Office (WA) | New | Food Preparation | Natural Gas | Griddle | E7 | TRC BC Ratio | 0 | 0 | 0 | 0 | 0 | 0 | 0 | 0 | 0 | 0 | 0 | 0 | 0 | 0 | 0 | 0 | 0 | 0 | 0 | 0 | 0 | 0 | 0 | 0 | 0 | 0 | 0
F2_Commercial_Office (WA)_New_Food Preparation_Natural Gas_Griddle_E8 | F2 | Commercial | Office (WA) | New | Food Preparation | Natural Gas | Griddle | E8 | TRC BC Ratio | 0 | 0 | 0 | 0 | 0 | 0 | 0 | 0 | 0 | 0 | 0 | 0 | 0 | 0 | 0 | 0 | 0 | 0 | 0 | 0 | 0 | 0 | 0 | 0 | 0 | 0 | 0
F2_Commercial_Office (WA)_New_Food Preparation_Natural Gas_Griddle_E9 | F2 | Commercial | Office (WA) | New | Food Preparation | Natural Gas | Griddle | E9 | TRC BC Ratio | 0 | 0 | 0 | 0 | 0 | 0 | 0 | 0 | 0 | 0 | 0 | 0 | 0 | 0 | 0 | 0 | 0 | 0 | 0 | 0 | 0 | 0 | 0 | 0 | 0 | 0 | 0
F2_Commercial_Office (WA)_New_Food Preparation_Natural Gas_Griddle_E10 | F2 | Commercial | Office (WA) | New | Food Preparation | Natural Gas | Griddle | E10 | TRC BC Ratio | 0 | 0 | 0 | 0 | 0 | 0 | 0 | 0 | 0 | 0 | 0 | 0 | 0 | 0 | 0 | 0 | 0 | 0 | 0 | 0 | 0 | 0 | 0 | 0 | 0 | 0 | 0
F3_Commercial_Office (WA)_New_Food Preparation_Natural Gas_Griddle_E1 | F3 | Commercial | Office (WA) | New | Food Preparation | Natural Gas | Griddle | E1 | PACT BC Ratio | [24 empty] | 1 | 1 | 1 | bar: 2019 to 2042
F3_Commercial_Office (WA)_New_Food Preparation_Natural Gas_Griddle_E2 | F3 | Commercial | Office (WA) | New | Food Preparation | Natural Gas | Griddle | E2 | PACT BC Ratio | 117.0457 | 119.9955 | 123.4904 | 127.4953 | 132.0244 | 137.5349 | 143.2067 | 148.8238 | 154.2313 | 159.714 | 164.0765 | 168.1635 | 172.5546 | 176.8532 | 180.6965 | 184.2932 | 187.5187 | 190.7032 | 194.1046 | 197.4226 | 200.8313 | 204.3753 | 207.9568 | 211.6513 | 215.4115 | 219.2385 | 223.1334
F3_Commercial_Office (WA)_New_Food Preparation_Natural Gas_Griddle_E3 | F3 | Commercial | Office (WA) | New | Food Preparation | Natural Gas | Griddle | E3 | PACT BC Ratio | 0 | 0 | 0 | 0 | 0 | 0 | 0 | 0 | 0 | 0 | 0 | 0 | 0 | 0 | 0 | 0 | 0 | 0 | 0 | 0 | 0 | 0 | 0 | 0 | 0 | 0 | 0
F3_Commercial_Office (WA)_New_Food Preparation_Natural Gas_Griddle_E4 | F3 | Commercial | Office (WA) | New | Food Preparation | Natural Gas | Griddle | E4 | PACT BC Ratio | 0 | 0 | 0 | 0 | 0 | 0 | 0 | 0 | 0 | 0 | 0 | 0 | 0 | 0 | 0 | 0 | 0 | 0 | 0 | 0 | 0 | 0 | 0 | 0 | 0 | 0 | 0
F3_Commercial_Office (WA)_New_Food Preparation_Natural Gas_Griddle_E5 | F3 | Commercial | Office (WA) | New | Food Preparation | Natural Gas | Griddle | E5 | PACT BC Ratio | 0 | 0 | 0 | 0 | 0 | 0 | 0 | 0 | 0 | 0 | 0 | 0 | 0 | 0 | 0 | 0 | 0 | 0 | 0 | 0 | 0 | 0 | 0 | 0 | 0 | 0 | 0
F3_Commercial_Office (WA)_New_Food Preparation_Natural Gas_Griddle_E6 | F3 | Commercial | Office (WA) | New | Food Preparation | Natural Gas | Griddle | E6 | PACT BC Ratio | 0 | 0 | 0 | 0 | 0 | 0 | 0 | 0 | 0 | 0 | 0 | 0 | 0 | 0 | 0 | 0 | 0 | 0 | 0 | 0 | 0 | 0 | 0 | 0 | 0 | 0 | 0
F3_Commercial_Office (WA)_New_Food Preparation_Natural Gas_Griddle_E7 | F3 | Commercial | Office (WA) | New | Food Preparation | Natural Gas | Griddle | E7 | PACT BC Ratio | 0 | 0 | 0 | 0 | 0 | 0 | 0 | 0 | 0 | 0 | 0 | 0 | 0 | 0 | 0 | 0 | 0 | 0 | 0 | 0 | 0 | 0 | 0 | 0 | 0 | 0 | 0
F3_Commercial_Office (WA)_New_Food Preparation_Natural Gas_Griddle_E8 | F3 | Commercial | Office (WA) | New | Food Preparation | Natural Gas | Griddle | E8 | PACT BC Ratio | 0 | 0 | 0 | 0 | 0 | 0 | 0 | 0 | 0 | 0 | 0 | 0 | 0 | 0 | 0 | 0 | 0 | 0 | 0 | 0 | 0 | 0 | 0 | 0 | 0 | 0 | 0
F3_Commercial_Office (WA)_New_Food Preparation_Natural Gas_Griddle_E9 | F3 | Commercial | Office (WA) | New | Food Preparation | Natural Gas | Griddle | E9 | PACT BC Ratio | 0 | 0 | 0 | 0 | 0 | 0 | 0 | 0 | 0 | 0 | 0 | 0 | 0 | 0 | 0 | 0 | 0 | 0 | 0 | 0 | 0 | 0 | 0 | 0 | 0 | 0 | 0
F3_Commercial_Office (WA)_New_Food Preparation_Natural Gas_Griddle_E10 | F3 | Commercial | Office (WA) | New | Food Preparation | Natural Gas | Griddle | E10 | PACT BC Ratio | 0 | 0 | 0 | 0 | 0 | 0 | 0 | 0 | 0 | 0 | 0 | 0 | 0 | 0 | 0 | 0 | 0 | 0 | 0 | 0 | 0 | 0 | 0 | 0 | 0 | 0 | 0
F4_Commercial_Office (WA)_New_Food Preparation_Natural Gas_Griddle_E1 | F4 | Commercial | Office (WA) | New | Food Preparation | Natural Gas | Griddle | E1 | RVT BC Ratio | [24 empty] | 1 | 1 | 1 | bar: 2019 to 2042
F4_Commercial_Office (WA)_New_Food Preparation_Natural Gas_Griddle_E2 | F4 | Commercial | Office (WA) | New | Food Preparation | Natural Gas | Griddle | E2 | RVT BC Ratio | 82.4786 | 84.0292 | 85.8493 | 87.9711 | 90.4016 | 93.4353 | 96.4775 | 99.3659 | 101.9806 | 104.5151 | 107.1414 | 109.5282 | 112.0476 | 114.4313 | 116.4812 | 118.3311 | 119.8967 | 121.3915 | 122.981 | 124.4653 | 125.9547 | 128.1703 | 130.4095 | 132.7193 | 135.0701 | 137.4627 | 139.8979
F4_Commercial_Office (WA)_New_Food Preparation_Natural Gas_Griddle_E3 | F4 | Commercial | Office (WA) | New | Food Preparation | Natural Gas | Griddle | E3 | RVT BC Ratio | 0 | 0 | 0 | 0 | 0 | 0 | 0 | 0 | 0 | 0 | 0 | 0 | 0 | 0 | 0 | 0 | 0 | 0 | 0 | 0 | 0 | 0 | 0 | 0 | 0 | 0 | 0
F4_Commercial_Office (WA)_New_Food Preparation_Natural Gas_Griddle_E4 | F4 | Commercial | Office (WA) | New | Food Preparation | Natural Gas | Griddle | E4 | RVT BC Ratio | 0 | 0 | 0 | 0 | 0 | 0 | 0 | 0 | 0 | 0 | 0 | 0 | 0 | 0 | 0 | 0 | 0 | 0 | 0 | 0 | 0 | 0 | 0 | 0 | 0 | 0 | 0
F4_Commercial_Office (WA)_New_Food Preparation_Natural Gas_Griddle_E5 | F4 | Commercial | Office (WA) | New | Food Preparation | Natural Gas | Griddle | E5 | RVT BC Ratio | 0 | 0 | 0 | 0 | 0 | 0 | 0 | 0 | 0 | 0 | 0 | 0 | 0 | 0 | 0 | 0 | 0 | 0 | 0 | 0 | 0 | 0 | 0 | 0 | 0 | 0 | 0
F4_Commercial_Office (WA)_New_Food Preparation_Natural Gas_Griddle_E6 | F4 | Commercial | Office (WA) | New | Food Preparation | Natural Gas | Griddle | E6 | RVT BC Ratio | 0 | 0 | 0 | 0 | 0 | 0 | 0 | 0 | 0 | 0 | 0 | 0 | 0 | 0 | 0 | 0 | 0 | 0 | 0 | 0 | 0 | 0 | 0 | 0 | 0 | 0 | 0
F4_Commercial_Office (WA)_New_Food Preparation_Natural Gas_Griddle_E7 | F4 | Commercial | Office (WA) | New | Food Preparation | Natural Gas | Griddle | E7 | RVT BC Ratio | 0 | 0 | 0 | 0 | 0 | 0 | 0 | 0 | 0 | 0 | 0 | 0 | 0 | 0 | 0 | 0 | 0 | 0 | 0 | 0 | 0 | 0 | 0 | 0 | 0 | 0 | 0
F4_Commercial_Office (WA)_New_Food Preparation_Natural Gas_Griddle_E8 | F4 | Commercial | Office (WA) | New | Food Preparation | Natural Gas | Griddle | E8 | RVT BC Ratio | 0 | 0 | 0 | 0 | 0 | 0 | 0 | 0 | 0 | 0 | 0 | 0 | 0 | 0 | 0 | 0 | 0 | 0 | 0 | 0 | 0 | 0 | 0 | 0 | 0 | 0 | 0
F4_Commercial_Office (WA)_New_Food Preparation_Natural Gas_Griddle_E9 | F4 | Commercial | Office (WA) | New | Food Preparation | Natural Gas | Griddle | E9 | RVT BC Ratio | 0 | 0 | 0 | 0 | 0 | 0 | 0 | 0 | 0 | 0 | 0 | 0 | 0 | 0 | 0 | 0 | 0 | 0 | 0 | 0 | 0 | 0 | 0 | 0 | 0 | 0 | 0
F4_Commercial_Office (WA)_New_Food Preparation_Natural Gas_Griddle_E10 | F4 | Commercial | Office (WA) | New | Food Preparation | Natural Gas | Griddle | E10 | RVT BC Ratio | 0 | 0 | 0 | 0 | 0 | 0 | 0 | 0 | 0 | 0 | 0 | 0 | 0 | 0 | 0 | 0 | 0 | 0 | 0 | 0 | 0 | 0 | 0 | 0 | 0 | 0 | 0
F5_Commercial_Office (WA)_New_Food Preparation_Natural Gas_Griddle_E1 | F5 | Commercial | Office (WA) | New | Food Preparation | Natural Gas | Griddle | E1 | RIM BC Ratio | [24 empty] | 1 | 1 | 1 | bar: 2019 to 2042
F5_Commercial_Office (WA)_New_Food Preparation_Natural Gas_Griddle_E2 | F5 | Commercial | Office (WA) | New | Food Preparation | Natural Gas | Griddle | E2 | RIM BC Ratio | 0.84293 | 0.84826 | 0.8545 | 0.86099 | 0.86765 | 0.87458 | 0.88199 | 0.89 | 0.89874 | 0.90816 | 0.91014 | 0.91252 | 0.91533 | 0.91862 | 0.9221 | 0.92577 | 0.9297 | 0.93386 | 0.93825 | 0.94293 | 0.94789 | 0.94796 | 0.94804 | 0.94811 | 0.94819 | 0.94826 | 0.94833
F5_Commercial_Office (WA)_New_Food Preparation_Natural Gas_Griddle_E3 | F5 | Commercial | Office (WA) | New | Food Preparation | Natural Gas | Griddle | E3 | RIM BC Ratio | 0 | 0 | 0 | 0 | 0 | 0 | 0 | 0 | 0 | 0 | 0 | 0 | 0 | 0 | 0 | 0 | 0 | 0 | 0 | 0 | 0 | 0 | 0 | 0 | 0 | 0 | 0
F5_Commercial_Office (WA)_New_Food Preparation_Natural Gas_Griddle_E4 | F5 | Commercial | Office (WA) | New | Food Preparation | Natural Gas | Griddle | E4 | RIM BC Ratio | 0 | 0 | 0 | 0 | 0 | 0 | 0 | 0 | 0 | 0 | 0 | 0 | 0 | 0 | 0 | 0 | 0 | 0 | 0 | 0 | 0 | 0 | 0 | 0 | 0 | 0 | 0
F5_Commercial_Office (WA)_New_Food Preparation_Natural Gas_Griddle_E5 | F5 | Commercial | Office (WA) | New | Food Preparation | Natural Gas | Griddle | E5 | RIM BC Ratio | 0 | 0 | 0 | 0 | 0 | 0 | 0 | 0 | 0 | 0 | 0 | 0 | 0 | 0 | 0 | 0 | 0 | 0 | 0 | 0 | 0 | 0 | 0 | 0 | 0 | 0 | 0
F5_Commercial_Office (WA)_New_Food Preparation_Natural Gas_Griddle_E6 | F5 | Commercial | Office (WA) | New | Food Preparation | Natural Gas | Griddle | E6 | RIM BC Ratio | 0 | 0 | 0 | 0 | 0 | 0 | 0 | 0 | 0 | 0 | 0 | 0 | 0 | 0 | 0 | 0 | 0 | 0 | 0 | 0 | 0 | 0 | 0 | 0 | 0 | 0 | 0
F5_Commercial_Office (WA)_New_Food Preparation_Natural Gas_Griddle_E7 | F5 | Commercial | Office (WA) | New | Food Preparation | Natural Gas | Griddle | E7 | RIM BC Ratio | 0 | 0 | 0 | 0 | 0 | 0 | 0 | 0 | 0 | 0 | 0 | 0 | 0 | 0 | 0 | 0 | 0 | 0 | 0 | 0 | 0 | 0 | 0 | 0 | 0 | 0 | 0
F5_Commercial_Office (WA)_New_Food Preparation_Natural Gas_Griddle_E8 | F5 | Commercial | Office (WA) | New | Food Preparation | Natural Gas | Griddle | E8 | RIM BC Ratio | 0 | 0 | 0 | 0 | 0 | 0 | 0 | 0 | 0 | 0 | 0 | 0 | 0 | 0 | 0 | 0 | 0 | 0 | 0 | 0 | 0 | 0 | 0 | 0 | 0 | 0 | 0
F5_Commercial_Office (WA)_New_Food Preparation_Natural Gas_Griddle_E9 | F5 | Commercial | Office (WA) | New | Food Preparation | Natural Gas | Griddle | E9 | RIM BC Ratio | 0 | 0 | 0 | 0 | 0 | 0 | 0 | 0 | 0 | 0 | 0 | 0 | 0 | 0 | 0 | 0 | 0 | 0 | 0 | 0 | 0 | 0 | 0 | 0 | 0 | 0 | 0
F5_Commercial_Office (WA)_New_Food Preparation_Natural Gas_Griddle_E10 | F5 | Commercial | Office (WA) | New | Food Preparation | Natural Gas | Griddle | E10 | RIM BC Ratio | 0 | 0 | 0 | 0 | 0 | 0 | 0 | 0 | 0 | 0 | 0 | 0 | 0 | 0 | 0 | 0 | 0 | 0 | 0 | 0 | 0 | 0 | 0 | 0 | 0 | 0 | 0
F0_Commercial_Office (WA)_New_Food Preparation_Natural Gas_Range_E0 | F0 | Commercial | Office (WA) | New | Food Preparation | Natural Gas | Range | E0 | Economic Unit | High Efficiency | High Efficiency | High Efficiency | High Efficiency | High Efficiency | High Efficiency | High Efficiency | High Efficiency | High Efficiency | High Efficiency | High Efficiency | High Efficiency | High Efficiency | High Efficiency | High Efficiency | High Efficiency | High Efficiency | High Efficiency | High Efficiency | High Efficiency | High Efficiency | High Efficiency | High Efficiency | High Efficiency | High Efficiency | High Efficiency | High Efficiency
F1_Commercial_Office (WA)_New_Food Preparation_Natural Gas_Range_E1 | F1 | Commercial | Office (WA) | New | Food Preparation | Natural Gas | Range | E1 | CCE | 0 | 0 | 0 | 0 | 0 | 0 | 0 | 0 | 0 | 0 | 0 | 0 | 0 | 0 | 0 | 0 | 0 | 0 | 0 | 0 | 0 | 0 | 0 | 0 | 0 | 0 | 0
F1_Commercial_Office (WA)_New_Food Preparation_Natural Gas_Range_E2 | F1 | Commercial | Office (WA) | New | Food Preparation | Natural Gas | Range | E2 | CCE | 1.6433e-05 | 1.6433e-05 | 1.6433e-05 | 1.6433e-05 | 1.6433e-05 | 1.6433e-05 | 1.6433e-05 | 1.6433e-05 | 1.6433e-05 | 1.6433e-05 | 1.6433e-05 | 1.6433e-05 | 1.6433e-05 | 1.6433e-05 | 1.6433e-05 | 1.6433e-05 | 1.6433e-05 | 1.6433e-05 | 1.6433e-05 | 1.6433e-05 | 1.6433e-05 | 1.6433e-05 | 1.6433e-05 | 1.6433e-05 | 1.6433e-05 | 1.6433e-05 | 1.6433e-05
F1_Commercial_Office (WA)_New_Food Preparation_Natural Gas_Range_E3 | F1 | Commercial | Office (WA) | New | Food Preparation | Natural Gas | Range | E3 | CCE | 0 | 0 | 0 | 0 | 0 | 0 | 0 | 0 | 0 | 0 | 0 | 0 | 0 | 0 | 0 | 0 | 0 | 0 | 0 | 0 | 0 | 0 | 0 | 0 | 0 | 0 | 0
F1_Commercial_Office (WA)_New_Food Preparation_Natural Gas_Range_E4 | F1 | Commercial | Office (WA) | New | Food Preparation | Natural Gas | Range | E4 | CCE | 0 | 0 | 0 | 0 | 0 | 0 | 0 | 0 | 0 | 0 | 0 | 0 | 0 | 0 | 0 | 0 | 0 | 0 | 0 | 0 | 0 | 0 | 0 | 0 | 0 | 0 | 0
F1_Commercial_Office (WA)_New_Food Preparation_Natural Gas_Range_E5 | F1 | Commercial | Office (WA) | New | Food Preparation | Natural Gas | Range | E5 | CCE | 0 | 0 | 0 | 0 | 0 | 0 | 0 | 0 | 0 | 0 | 0 | 0 | 0 | 0 | 0 | 0 | 0 | 0 | 0 | 0 | 0 | 0 | 0 | 0 | 0 | 0 | 0
F1_Commercial_Office (WA)_New_Food Preparation_Natural Gas_Range_E6 | F1 | Commercial | Office (WA) | New | Food Preparation | Natural Gas | Range | E6 | CCE | 0 | 0 | 0 | 0 | 0 | 0 | 0 | 0 | 0 | 0 | 0 | 0 | 0 | 0 | 0 | 0 | 0 | 0 | 0 | 0 | 0 | 0 | 0 | 0 | 0 | 0 | 0
F1_Commercial_Office (WA)_New_Food Preparation_Natural Gas_Range_E7 | F1 | Commercial | Office (WA) | New | Food Preparation | Natural Gas | Range | E7 | CCE | 0 | 0 | 0 | 0 | 0 | 0 | 0 | 0 | 0 | 0 | 0 | 0 | 0 | 0 | 0 | 0 | 0 | 0 | 0 | 0 | 0 | 0 | 0 | 0 | 0 | 0 | 0
F1_Commercial_Office (WA)_New_Food Preparation_Natural Gas_Range_E8 | F1 | Commercial | Office (WA) | New | Food Preparation | Natural Gas | Range | E8 | CCE | 0 | 0 | 0 | 0 | 0 | 0 | 0 | 0 | 0 | 0 | 0 | 0 | 0 | 0 | 0 | 0 | 0 | 0 | 0 | 0 | 0 | 0 | 0 | 0 | 0 | 0 | 0
F1_Commercial_Office (WA)_New_Food Preparation_Natural Gas_Range_E9 | F1 | Commercial | Office (WA) | New | Food Preparation | Natural Gas | Range | E9 | CCE | 0 | 0 | 0 | 0 | 0 | 0 | 0 | 0 | 0 | 0 | 0 | 0 | 0 | 0 | 0 | 0 | 0 | 0 | 0 | 0 | 0 | 0 | 0 | 0 | 0 | 0 | 0
F1_Commercial_Office (WA)_New_Food Preparation_Natural Gas_Range_E10 | F1 | Commercial | Office (WA) | New | Food Preparation | Natural Gas | Range | E10 | CCE | 0 | 0 | 0 | 0 | 0 | 0 | 0 | 0 | 0 | 0 | 0 | 0 | 0 | 0 | 0 | 0 | 0 | 0 | 0 | 0 | 0 | 0 | 0 | 0 | 0 | 0 | 0
F2_Commercial_Office (WA)_New_Food Preparation_Natural Gas_Range_E1 | F2 | Commercial | Office (WA) | New | Food Preparation | Natural Gas | Range | E1 | TRC BC Ratio | [24 empty] | 1 | 1 | 1 | bar: 2019 to 2042
F2_Commercial_Office (WA)_New_Food Preparation_Natural Gas_Range_E2 | F2 | Commercial | Office (WA) | New | Food Preparation | Natural Gas | Range | E2 | TRC BC Ratio | 211.0481 | 215.9204 | 222.0491 | 229.2789 | 237.6864 | 248.2899 | 259.3342 | 270.3461 | 280.9675 | 291.735 | 300.1387 | 307.956 | 316.384 | 324.5941 | 331.8349 | 338.5393 | 344.4519 | 350.2637 | 356.5145 | 362.5753 | 368.8102 | 375.3121 | 381.8764 | 388.6608 | 395.5657 | 402.5933 | 409.7457
F2_Commercial_Office (WA)_New_Food Preparation_Natural Gas_Range_E3 | F2 | Commercial | Office (WA) | New | Food Preparation | Natural Gas | Range | E3 | TRC BC Ratio | 0 | 0 | 0 | 0 | 0 | 0 | 0 | 0 | 0 | 0 | 0 | 0 | 0 | 0 | 0 | 0 | 0 | 0 | 0 | 0 | 0 | 0 | 0 | 0 | 0 | 0 | 0
F2_Commercial_Office (WA)_New_Food Preparation_Natural Gas_Range_E4 | F2 | Commercial | Office (WA) | New | Food Preparation | Natural Gas | Range | E4 | TRC BC Ratio | 0 | 0 | 0 | 0 | 0 | 0 | 0 | 0 | 0 | 0 | 0 | 0 | 0 | 0 | 0 | 0 | 0 | 0 | 0 | 0 | 0 | 0 | 0 | 0 | 0 | 0 | 0
F2_Commercial_Office (WA)_New_Food Preparation_Natural Gas_Range_E5 | F2 | Commercial | Office (WA) | New | Food Preparation | Natural Gas | Range | E5 | TRC BC Ratio | 0 | 0 | 0 | 0 | 0 | 0 | 0 | 0 | 0 | 0 | 0 | 0 | 0 | 0 | 0 | 0 | 0 | 0 | 0 | 0 | 0 | 0 | 0 | 0 | 0 | 0 | 0
F2_Commercial_Office (WA)_New_Food Preparation_Natural Gas_Range_E6 | F2 | Commercial | Office (WA) | New | Food Preparation | Natural Gas | Range | E6 | TRC BC Ratio | 0 | 0 | 0 | 0 | 0 | 0 | 0 | 0 | 0 | 0 | 0 | 0 | 0 | 0 | 0 | 0 | 0 | 0 | 0 | 0 | 0 | 0 | 0 | 0 | 0 | 0 | 0
F2_Commercial_Office (WA)_New_Food Preparation_Natural Gas_Range_E7 | F2 | Commercial | Office (WA) | New | Food Preparation | Natural Gas | Range | E7 | TRC BC Ratio | 0 | 0 | 0 | 0 | 0 | 0 | 0 | 0 | 0 | 0 | 0 | 0 | 0 | 0 | 0 | 0 | 0 | 0 | 0 | 0 | 0 | 0 | 0 | 0 | 0 | 0 | 0
F2_Commercial_Office (WA)_New_Food Preparation_Natural Gas_Range_E8 | F2 | Commercial | Office (WA) | New | Food Preparation | Natural Gas | Range | E8 | TRC BC Ratio | 0 | 0 | 0 | 0 | 0 | 0 | 0 | 0 | 0 | 0 | 0 | 0 | 0 | 0 | 0 | 0 | 0 | 0 | 0 | 0 | 0 | 0 | 0 | 0 | 0 | 0 | 0
F2_Commercial_Office (WA)_New_Food Preparation_Natural Gas_Range_E9 | F2 | Commercial | Office (WA) | New | Food Preparation | Natural Gas | Range | E9 | TRC BC Ratio | 0 | 0 | 0 | 0 | 0 | 0 | 0 | 0 | 0 | 0 | 0 | 0 | 0 | 0 | 0 | 0 | 0 | 0 | 0 | 0 | 0 | 0 | 0 | 0 | 0 | 0 | 0
F2_Commercial_Office (WA)_New_Food Preparation_Natural Gas_Range_E10 | F2 | Commercial | Office (WA) | New | Food Preparation | Natural Gas | Range | E10 | TRC BC Ratio | 0 | 0 | 0 | 0 | 0 | 0 | 0 | 0 | 0 | 0 | 0 | 0 | 0 | 0 | 0 | 0 | 0 | 0 | 0 | 0 | 0 | 0 | 0 | 0 | 0 | 0 | 0
F3_Commercial_Office (WA)_New_Food Preparation_Natural Gas_Range_E1 | F3 | Commercial | Office (WA) | New | Food Preparation | Natural Gas | Range | E1 | PACT BC Ratio | [24 empty] | 1 | 1 | 1 | bar: 2019 to 2042
F3_Commercial_Office (WA)_New_Food Preparation_Natural Gas_Range_E2 | F3 | Commercial | Office (WA) | New | Food Preparation | Natural Gas | Range | E2 | PACT BC Ratio | 425.3387 | 435.1581 | 447.5098 | 462.0804 | 479.0246 | 500.3943 | 522.6527 | 544.8457 | 566.2517 | 587.9521 | 604.8887 | 620.6433 | 637.6288 | 654.1752 | 668.768 | 682.2798 | 694.1958 | 705.9088 | 718.5063 | 730.7211 | 743.2866 | 756.3904 | 769.6199 | 783.2929 | 797.2088 | 811.3719 | 825.7867
F3_Commercial_Office (WA)_New_Food Preparation_Natural Gas_Range_E3 | F3 | Commercial | Office (WA) | New | Food Preparation | Natural Gas | Range | E3 | PACT BC Ratio | 0 | 0 | 0 | 0 | 0 | 0 | 0 | 0 | 0 | 0 | 0 | 0 | 0 | 0 | 0 | 0 | 0 | 0 | 0 | 0 | 0 | 0 | 0 | 0 | 0 | 0 | 0
F3_Commercial_Office (WA)_New_Food Preparation_Natural Gas_Range_E4 | F3 | Commercial | Office (WA) | New | Food Preparation | Natural Gas | Range | E4 | PACT BC Ratio | 0 | 0 | 0 | 0 | 0 | 0 | 0 | 0 | 0 | 0 | 0 | 0 | 0 | 0 | 0 | 0 | 0 | 0 | 0 | 0 | 0 | 0 | 0 | 0 | 0 | 0 | 0
F3_Commercial_Office (WA)_New_Food Preparation_Natural Gas_Range_E5 | F3 | Commercial | Office (WA) | New | Food Preparation | Natural Gas | Range | E5 | PACT BC Ratio | 0 | 0 | 0 | 0 | 0 | 0 | 0 | 0 | 0 | 0 | 0 | 0 | 0 | 0 | 0 | 0 | 0 | 0 | 0 | 0 | 0 | 0 | 0 | 0 | 0 | 0 | 0
F3_Commercial_Office (WA)_New_Food Preparation_Natural Gas_Range_E6 | F3 | Commercial | Office (WA) | New | Food Preparation | Natural Gas | Range | E6 | PACT BC Ratio | 0 | 0 | 0 | 0 | 0 | 0 | 0 | 0 | 0 | 0 | 0 | 0 | 0 | 0 | 0 | 0 | 0 | 0 | 0 | 0 | 0 | 0 | 0 | 0 | 0 | 0 | 0
F3_Commercial_Office (WA)_New_Food Preparation_Natural Gas_Range_E7 | F3 | Commercial | Office (WA) | New | Food Preparation | Natural Gas | Range | E7 | PACT BC Ratio | 0 | 0 | 0 | 0 | 0 | 0 | 0 | 0 | 0 | 0 | 0 | 0 | 0 | 0 | 0 | 0 | 0 | 0 | 0 | 0 | 0 | 0 | 0 | 0 | 0 | 0 | 0
F3_Commercial_Office (WA)_New_Food Preparation_Natural Gas_Range_E8 | F3 | Commercial | Office (WA) | New | Food Preparation | Natural Gas | Range | E8 | PACT BC Ratio | 0 | 0 | 0 | 0 | 0 | 0 | 0 | 0 | 0 | 0 | 0 | 0 | 0 | 0 | 0 | 0 | 0 | 0 | 0 | 0 | 0 | 0 | 0 | 0 | 0 | 0 | 0
F3_Commercial_Office (WA)_New_Food Preparation_Natural Gas_Range_E9 | F3 | Commercial | Office (WA) | New | Food Preparation | Natural Gas | Range | E9 | PACT BC Ratio | 0 | 0 | 0 | 0 | 0 | 0 | 0 | 0 | 0 | 0 | 0 | 0 | 0 | 0 | 0 | 0 | 0 | 0 | 0 | 0 | 0 | 0 | 0 | 0 | 0 | 0 | 0
F3_Commercial_Office (WA)_New_Food Preparation_Natural Gas_Range_E10 | F3 | Commercial | Office (WA) | New | Food Preparation | Natural Gas | Range | E10 | PACT BC Ratio | 0 | 0 | 0 | 0 | 0 | 0 | 0 | 0 | 0 | 0 | 0 | 0 | 0 | 0 | 0 | 0 | 0 | 0 | 0 | 0 | 0 | 0 | 0 | 0 | 0 | 0 | 0
F4_Commercial_Office (WA)_New_Food Preparation_Natural Gas_Range_E1 | F4 | Commercial | Office (WA) | New | Food Preparation | Natural Gas | Range | E1 | RVT BC Ratio | [24 empty] | 1 | 1 | 1 | bar: 2019 to 2042
F4_Commercial_Office (WA)_New_Food Preparation_Natural Gas_Range_E2 | F4 | Commercial | Office (WA) | New | Food Preparation | Natural Gas | Range | E2 | RVT BC Ratio | 301.6658 | 306.6805 | 312.7918 | 320.2197 | 329.056 | 340.7359 | 352.7173 | 364.3075 | 374.9762 | 385.2222 | 395.747 | 405.1478 | 414.9546 | 424.0177 | 431.6513 | 438.4164 | 443.9635 | 449.1924 | 454.8021 | 459.9484 | 465.0962 | 473.2887 | 481.5598 | 490.1081 | 498.8083 | 507.663 | 516.6751
F4_Commercial_Office (WA)_New_Food Preparation_Natural Gas_Range_E3 | F4 | Commercial | Office (WA) | New | Food Preparation | Natural Gas | Range | E3 | RVT BC Ratio | 0 | 0 | 0 | 0 | 0 | 0 | 0 | 0 | 0 | 0 | 0 | 0 | 0 | 0 | 0 | 0 | 0 | 0 | 0 | 0 | 0 | 0 | 0 | 0 | 0 | 0 | 0
F4_Commercial_Office (WA)_New_Food Preparation_Natural Gas_Range_E4 | F4 | Commercial | Office (WA) | New | Food Preparation | Natural Gas | Range | E4 | RVT BC Ratio | 0 | 0 | 0 | 0 | 0 | 0 | 0 | 0 | 0 | 0 | 0 | 0 | 0 | 0 | 0 | 0 | 0 | 0 | 0 | 0 | 0 | 0 | 0 | 0 | 0 | 0 | 0
F4_Commercial_Office (WA)_New_Food Preparation_Natural Gas_Range_E5 | F4 | Commercial | Office (WA) | New | Food Preparation | Natural Gas | Range | E5 | RVT BC Ratio | 0 | 0 | 0 | 0 | 0 | 0 | 0 | 0 | 0 | 0 | 0 | 0 | 0 | 0 | 0 | 0 | 0 | 0 | 0 | 0 | 0 | 0 | 0 | 0 | 0 | 0 | 0
F4_Commercial_Office (WA)_New_Food Preparation_Natural Gas_Range_E6 | F4 | Commercial | Office (WA) | New | Food Preparation | Natural Gas | Range | E6 | RVT BC Ratio | 0 | 0 | 0 | 0 | 0 | 0 | 0 | 0 | 0 | 0 | 0 | 0 | 0 | 0 | 0 | 0 | 0 | 0 | 0 | 0 | 0 | 0 | 0 | 0 | 0 | 0 | 0
F4_Commercial_Office (WA)_New_Food Preparation_Natural Gas_Range_E7 | F4 | Commercial | Office (WA) | New | Food Preparation | Natural Gas | Range | E7 | RVT BC Ratio | 0 | 0 | 0 | 0 | 0 | 0 | 0 | 0 | 0 | 0 | 0 | 0 | 0 | 0 | 0 | 0 | 0 | 0 | 0 | 0 | 0 | 0 | 0 | 0 | 0 | 0 | 0
F4_Commercial_Office (WA)_New_Food Preparation_Natural Gas_Range_E8 | F4 | Commercial | Office (WA) | New | Food Preparation | Natural Gas | Range | E8 | RVT BC Ratio | 0 | 0 | 0 | 0 | 0 | 0 | 0 | 0 | 0 | 0 | 0 | 0 | 0 | 0 | 0 | 0 | 0 | 0 | 0 | 0 | 0 | 0 | 0 | 0 | 0 | 0 | 0
F4_Commercial_Office (WA)_New_Food Preparation_Natural Gas_Range_E9 | F4 | Commercial | Office (WA) | New | Food Preparation | Natural Gas | Range | E9 | RVT BC Ratio | 0 | 0 | 0 | 0 | 0 | 0 | 0 | 0 | 0 | 0 | 0 | 0 | 0 | 0 | 0 | 0 | 0 | 0 | 0 | 0 | 0 | 0 | 0 | 0 | 0 | 0 | 0
F4_Commercial_Office (WA)_New_Food Preparation_Natural Gas_Range_E10 | F4 | Commercial | Office (WA) | New | Food Preparation | Natural Gas | Range | E10 | RVT BC Ratio | 0 | 0 | 0 | 0 | 0 | 0 | 0 | 0 | 0 | 0 | 0 | 0 | 0 | 0 | 0 | 0 | 0 | 0 | 0 | 0 | 0 | 0 | 0 | 0 | 0 | 0 | 0
F5_Commercial_Office (WA)_New_Food Preparation_Natural Gas_Range_E1 | F5 | Commercial | Office (WA) | New | Food Preparation | Natural Gas | Range | E1 | RIM BC Ratio | [24 empty] | 1 | 1 | 1 | bar: 2019 to 2042
F5_Commercial_Office (WA)_New_Food Preparation_Natural Gas_Range_E2 | F5 | Commercial | Office (WA) | New | Food Preparation | Natural Gas | Range | E2 | RIM BC Ratio | 0.83897 | 0.84432 | 0.85133 | 0.85867 | 0.86627 | 0.87391 | 0.8818 | 0.89001 | 0.89867 | 0.90831 | 0.90963 | 0.91168 | 0.9145 | 0.91819 | 0.92208 | 0.9262 | 0.93061 | 0.9353 | 0.94025 | 0.94554 | 0.95116 | 0.95118 | 0.9512 | 0.95122 | 0.95124 | 0.95126 | 0.95128
F5_Commercial_Office (WA)_New_Food Preparation_Natural Gas_Range_E3 | F5 | Commercial | Office (WA) | New | Food Preparation | Natural Gas | Range | E3 | RIM BC Ratio | 0 | 0 | 0 | 0 | 0 | 0 | 0 | 0 | 0 | 0 | 0 | 0 | 0 | 0 | 0 | 0 | 0 | 0 | 0 | 0 | 0 | 0 | 0 | 0 | 0 | 0 | 0
F5_Commercial_Office (WA)_New_Food Preparation_Natural Gas_Range_E4 | F5 | Commercial | Office (WA) | New | Food Preparation | Natural Gas | Range | E4 | RIM BC Ratio | 0 | 0 | 0 | 0 | 0 | 0 | 0 | 0 | 0 | 0 | 0 | 0 | 0 | 0 | 0 | 0 | 0 | 0 | 0 | 0 | 0 | 0 | 0 | 0 | 0 | 0 | 0
F5_Commercial_Office (WA)_New_Food Preparation_Natural Gas_Range_E5 | F5 | Commercial | Office (WA) | New | Food Preparation | Natural Gas | Range | E5 | RIM BC Ratio | 0 | 0 | 0 | 0 | 0 | 0 | 0 | 0 | 0 | 0 | 0 | 0 | 0 | 0 | 0 | 0 | 0 | 0 | 0 | 0 | 0 | 0 | 0 | 0 | 0 | 0 | 0
F5_Commercial_Office (WA)_New_Food Preparation_Natural Gas_Range_E6 | F5 | Commercial | Office (WA) | New | Food Preparation | Natural Gas | Range | E6 | RIM BC Ratio | 0 | 0 | 0 | 0 | 0 | 0 | 0 | 0 | 0 | 0 | 0 | 0 | 0 | 0 | 0 | 0 | 0 | 0 | 0 | 0 | 0 | 0 | 0 | 0 | 0 | 0 | 0
F5_Commercial_Office (WA)_New_Food Preparation_Natural Gas_Range_E7 | F5 | Commercial | Office (WA) | New | Food Preparation | Natural Gas | Range | E7 | RIM BC Ratio | 0 | 0 | 0 | 0 | 0 | 0 | 0 | 0 | 0 | 0 | 0 | 0 | 0 | 0 | 0 | 0 | 0 | 0 | 0 | 0 | 0 | 0 | 0 | 0 | 0 | 0 | 0
F5_Commercial_Office (WA)_New_Food Preparation_Natural Gas_Range_E8 | F5 | Commercial | Office (WA) | New | Food Preparation | Natural Gas | Range | E8 | RIM BC Ratio | 0 | 0 | 0 | 0 | 0 | 0 | 0 | 0 | 0 | 0 | 0 | 0 | 0 | 0 | 0 | 0 | 0 | 0 | 0 | 0 | 0 | 0 | 0 | 0 | 0 | 0 | 0
F5_Commercial_Office (WA)_New_Food Preparation_Natural Gas_Range_E9 | F5 | Commercial | Office (WA) | New | Food Preparation | Natural Gas | Range | E9 | RIM BC Ratio | 0 | 0 | 0 | 0 | 0 | 0 | 0 | 0 | 0 | 0 | 0 | 0 | 0 | 0 | 0 | 0 | 0 | 0 | 0 | 0 | 0 | 0 | 0 | 0 | 0 | 0 | 0
F5_Commercial_Office (WA)_New_Food Preparation_Natural Gas_Range_E10 | F5 | Commercial | Office (WA) | New | Food Preparation | Natural Gas | Range | E10 | RIM BC Ratio | 0 | 0 | 0 | 0 | 0 | 0 | 0 | 0 | 0 | 0 | 0 | 0 | 0 | 0 | 0 | 0 | 0 | 0 | 0 | 0 | 0 | 0 | 0 | 0 | 0 | 0 | 0
F0_Commercial_Office (WA)_New_Food Preparation_Natural Gas_Steamer_E0 | F0 | Commercial | Office (WA) | New | Food Preparation | Natural Gas | Steamer | E0 | Economic Unit | ENERGY STAR | ENERGY STAR | ENERGY STAR | ENERGY STAR | ENERGY STAR | ENERGY STAR | ENERGY STAR | ENERGY STAR | ENERGY STAR | ENERGY STAR | ENERGY STAR | ENERGY STAR | ENERGY STAR | ENERGY STAR | ENERGY STAR | ENERGY STAR | ENERGY STAR | ENERGY STAR | ENERGY STAR | ENERGY STAR | ENERGY STAR | ENERGY STAR | ENERGY STAR | ENERGY STAR | ENERGY STAR | ENERGY STAR | ENERGY STAR
F1_Commercial_Office (WA)_New_Food Preparation_Natural Gas_Steamer_E1 | F1 | Commercial | Office (WA) | New | Food Preparation | Natural Gas | Steamer | E1 | CCE | 0 | 0 | 0 | 0 | 0 | 0 | 0 | 0 | 0 | 0 | 0 | 0 | 0 | 0 | 0 | 0 | 0 | 0 | 0 | 0 | 0 | 0 | 0 | 0 | 0 | 0 | 0
F1_Commercial_Office (WA)_New_Food Preparation_Natural Gas_Steamer_E2 | F1 | Commercial | Office (WA) | New | Food Preparation | Natural Gas | Steamer | E2 | CCE | 0.0015697 | 0.0015697 | 0.0015697 | 0.0015697 | 0.0015697 | 0.0015697 | 0.0015697 | 0.0015697 | 0.0015697 | 0.0015697 | 0.0015697 | 0.0015697 | 0.0015697 | 0.0015697 | 0.0015697 | 0.0015697 | 0.0015697 | 0.0015697 | 0.0015697 | 0.0015697 | 0.0015697 | 0.0015697 | 0.0015697 | 0.0015697 | 0.0015697 | 0.0015697 | 0.0015697
F1_Commercial_Office (WA)_New_Food Preparation_Natural Gas_Steamer_E3 | F1 | Commercial | Office (WA) | New | Food Preparation | Natural Gas | Steamer | E3 | CCE | 0 | 0 | 0 | 0 | 0 | 0 | 0 | 0 | 0 | 0 | 0 | 0 | 0 | 0 | 0 | 0 | 0 | 0 | 0 | 0 | 0 | 0 | 0 | 0 | 0 | 0 | 0
F1_Commercial_Office (WA)_New_Food Preparation_Natural Gas_Steamer_E4 | F1 | Commercial | Office (WA) | New | Food Preparation | Natural Gas | Steamer | E4 | CCE | 0 | 0 | 0 | 0 | 0 | 0 | 0 | 0 | 0 | 0 | 0 | 0 | 0 | 0 | 0 | 0 | 0 | 0 | 0 | 0 | 0 | 0 | 0 | 0 | 0 | 0 | 0
F1_Commercial_Office (WA)_New_Food Preparation_Natural Gas_Steamer_E5 | F1 | Commercial | Office (WA) | New | Food Preparation | Natural Gas | Steamer | E5 | CCE | 0 | 0 | 0 | 0 | 0 | 0 | 0 | 0 | 0 | 0 | 0 | 0 | 0 | 0 | 0 | 0 | 0 | 0 | 0 | 0 | 0 | 0 | 0 | 0 | 0 | 0 | 0
F1_Commercial_Office (WA)_New_Food Preparation_Natural Gas_Steamer_E6 | F1 | Commercial | Office (WA) | New | Food Preparation | Natural Gas | Steamer | E6 | CCE | 0 | 0 | 0 | 0 | 0 | 0 | 0 | 0 | 0 | 0 | 0 | 0 | 0 | 0 | 0 | 0 | 0 | 0 | 0 | 0 | 0 | 0 | 0 | 0 | 0 | 0 | 0
F1_Commercial_Office (WA)_New_Food Preparation_Natural Gas_Steamer_E7 | F1 | Commercial | Office (WA) | New | Food Preparation | Natural Gas | Steamer | E7 | CCE | 0 | 0 | 0 | 0 | 0 | 0 | 0 | 0 | 0 | 0 | 0 | 0 | 0 | 0 | 0 | 0 | 0 | 0 | 0 | 0 | 0 | 0 | 0 | 0 | 0 | 0 | 0
F1_Commercial_Office (WA)_New_Food Preparation_Natural Gas_Steamer_E8 | F1 | Commercial | Office (WA) | New | Food Preparation | Natural Gas | Steamer | E8 | CCE | 0 | 0 | 0 | 0 | 0 | 0 | 0 | 0 | 0 | 0 | 0 | 0 | 0 | 0 | 0 | 0 | 0 | 0 | 0 | 0 | 0 | 0 | 0 | 0 | 0 | 0 | 0
F1_Commercial_Office (WA)_New_Food Preparation_Natural Gas_Steamer_E9 | F1 | Commercial | Office (WA) | New | Food Preparation | Natural Gas | Steamer | E9 | CCE | 0 | 0 | 0 | 0 | 0 | 0 | 0 | 0 | 0 | 0 | 0 | 0 | 0 | 0 | 0 | 0 | 0 | 0 | 0 | 0 | 0 | 0 | 0 | 0 | 0 | 0 | 0
F1_Commercial_Office (WA)_New_Food Preparation_Natural Gas_Steamer_E10 | F1 | Commercial | Office (WA) | New | Food Preparation | Natural Gas | Steamer | E10 | CCE | 0 | 0 | 0 | 0 | 0 | 0 | 0 | 0 | 0 | 0 | 0 | 0 | 0 | 0 | 0 | 0 | 0 | 0 | 0 | 0 | 0 | 0 | 0 | 0 | 0 | 0 | 0
F2_Commercial_Office (WA)_New_Food Preparation_Natural Gas_Steamer_E1 | F2 | Commercial | Office (WA) | New | Food Preparation | Natural Gas | Steamer | E1 | TRC BC Ratio | [24 empty] | 1 | 1 | 1 | bar: 2019 to 2042
F2_Commercial_Office (WA)_New_Food Preparation_Natural Gas_Steamer_E2 | F2 | Commercial | Office (WA) | New | Food Preparation | Natural Gas | Steamer | E2 | TRC BC Ratio | 2.2673 | 2.3245 | 2.3922 | 2.4698 | 2.5575 | 2.6642 | 2.7741 | 2.8829 | 2.9877 | 3.0939 | 3.1784 | 3.2576 | 3.3426 | 3.4259 | 3.5004 | 3.57 | 3.6325 | 3.6942 | 3.7601 | 3.8244 | 3.8904 | 3.959 | 4.0284 | 4.1 | 4.1728 | 4.247 | 4.3224
F2_Commercial_Office (WA)_New_Food Preparation_Natural Gas_Steamer_E3 | F2 | Commercial | Office (WA) | New | Food Preparation | Natural Gas | Steamer | E3 | TRC BC Ratio | 0 | 0 | 0 | 0 | 0 | 0 | 0 | 0 | 0 | 0 | 0 | 0 | 0 | 0 | 0 | 0 | 0 | 0 | 0 | 0 | 0 | 0 | 0 | 0 | 0 | 0 | 0
F2_Commercial_Office (WA)_New_Food Preparation_Natural Gas_Steamer_E4 | F2 | Commercial | Office (WA) | New | Food Preparation | Natural Gas | Steamer | E4 | TRC BC Ratio | 0 | 0 | 0 | 0 | 0 | 0 | 0 | 0 | 0 | 0 | 0 | 0 | 0 | 0 | 0 | 0 | 0 | 0 | 0 | 0 | 0 | 0 | 0 | 0 | 0 | 0 | 0
F2_Commercial_Office (WA)_New_Food Preparation_Natural Gas_Steamer_E5 | F2 | Commercial | Office (WA) | New | Food Preparation | Natural Gas | Steamer | E5 | TRC BC Ratio | 0 | 0 | 0 | 0 | 0 | 0 | 0 | 0 | 0 | 0 | 0 | 0 | 0 | 0 | 0 | 0 | 0 | 0 | 0 | 0 | 0 | 0 | 0 | 0 | 0 | 0 | 0
F2_Commercial_Office (WA)_New_Food Preparation_Natural Gas_Steamer_E6 | F2 | Commercial | Office (WA) | New | Food Preparation | Natural Gas | Steamer | E6 | TRC BC Ratio | 0 | 0 | 0 | 0 | 0 | 0 | 0 | 0 | 0 | 0 | 0 | 0 | 0 | 0 | 0 | 0 | 0 | 0 | 0 | 0 | 0 | 0 | 0 | 0 | 0 | 0 | 0
F2_Commercial_Office (WA)_New_Food Preparation_Natural Gas_Steamer_E7 | F2 | Commercial | Office (WA) | New | Food Preparation | Natural Gas | Steamer | E7 | TRC BC Ratio | 0 | 0 | 0 | 0 | 0 | 0 | 0 | 0 | 0 | 0 | 0 | 0 | 0 | 0 | 0 | 0 | 0 | 0 | 0 | 0 | 0 | 0 | 0 | 0 | 0 | 0 | 0
F2_Commercial_Office (WA)_New_Food Preparation_Natural Gas_Steamer_E8 | F2 | Commercial | Office (WA) | New | Food Preparation | Natural Gas | Steamer | E8 | TRC BC Ratio | 0 | 0 | 0 | 0 | 0 | 0 | 0 | 0 | 0 | 0 | 0 | 0 | 0 | 0 | 0 | 0 | 0 | 0 | 0 | 0 | 0 | 0 | 0 | 0 | 0 | 0 | 0
F2_Commercial_Office (WA)_New_Food Preparation_Natural Gas_Steamer_E9 | F2 | Commercial | Office (WA) | New | Food Preparation | Natural Gas | Steamer | E9 | TRC BC Ratio | 0 | 0 | 0 | 0 | 0 | 0 | 0 | 0 | 0 | 0 | 0 | 0 | 0 | 0 | 0 | 0 | 0 | 0 | 0 | 0 | 0 | 0 | 0 | 0 | 0 | 0 | 0
F2_Commercial_Office (WA)_New_Food Preparation_Natural Gas_Steamer_E10 | F2 | Commercial | Office (WA) | New | Food Preparation | Natural Gas | Steamer | E10 | TRC BC Ratio | 0 | 0 | 0 | 0 | 0 | 0 | 0 | 0 | 0 | 0 | 0 | 0 | 0 | 0 | 0 | 0 | 0 | 0 | 0 | 0 | 0 | 0 | 0 | 0 | 0 | 0 | 0
F3_Commercial_Office (WA)_New_Food Preparation_Natural Gas_Steamer_E1 | F3 | Commercial | Office (WA) | New | Food Preparation | Natural Gas | Steamer | E1 | PACT BC Ratio | [24 empty] | 1 | 1 | 1 | bar: 2019 to 2042
F3_Commercial_Office (WA)_New_Food Preparation_Natural Gas_Steamer_E2 | F3 | Commercial | Office (WA) | New | Food Preparation | Natural Gas | Steamer | E2 | PACT BC Ratio | 4.5695 | 4.6847 | 4.8211 | 4.9775 | 5.1543 | 5.3694 | 5.5909 | 5.8102 | 6.0213 | 6.2353 | 6.4056 | 6.5652 | 6.7366 | 6.9044 | 7.0545 | 7.1949 | 7.3208 | 7.4451 | 7.5779 | 7.7075 | 7.8406 | 7.9789 | 8.1187 | 8.263 | 8.4098 | 8.5592 | 8.7112
F3_Commercial_Office (WA)_New_Food Preparation_Natural Gas_Steamer_E3 | F3 | Commercial | Office (WA) | New | Food Preparation | Natural Gas | Steamer | E3 | PACT BC Ratio | 0 | 0 | 0 | 0 | 0 | 0 | 0 | 0 | 0 | 0 | 0 | 0 | 0 | 0 | 0 | 0 | 0 | 0 | 0 | 0 | 0 | 0 | 0 | 0 | 0 | 0 | 0
F3_Commercial_Office (WA)_New_Food Preparation_Natural Gas_Steamer_E4 | F3 | Commercial | Office (WA) | New | Food Preparation | Natural Gas | Steamer | E4 | PACT BC Ratio | 0 | 0 | 0 | 0 | 0 | 0 | 0 | 0 | 0 | 0 | 0 | 0 | 0 | 0 | 0 | 0 | 0 | 0 | 0 | 0 | 0 | 0 | 0 | 0 | 0 | 0 | 0
F3_Commercial_Office (WA)_New_Food Preparation_Natural Gas_Steamer_E5 | F3 | Commercial | Office (WA) | New | Food Preparation | Natural Gas | Steamer | E5 | PACT BC Ratio | 0 | 0 | 0 | 0 | 0 | 0 | 0 | 0 | 0 | 0 | 0 | 0 | 0 | 0 | 0 | 0 | 0 | 0 | 0 | 0 | 0 | 0 | 0 | 0 | 0 | 0 | 0
F3_Commercial_Office (WA)_New_Food Preparation_Natural Gas_Steamer_E6 | F3 | Commercial | Office (WA) | New | Food Preparation | Natural Gas | Steamer | E6 | PACT BC Ratio | 0 | 0 | 0 | 0 | 0 | 0 | 0 | 0 | 0 | 0 | 0 | 0 | 0 | 0 | 0 | 0 | 0 | 0 | 0 | 0 | 0 | 0 | 0 | 0 | 0 | 0 | 0
F3_Commercial_Office (WA)_New_Food Preparation_Natural Gas_Steamer_E7 | F3 | Commercial | Office (WA) | New | Food Preparation | Natural Gas | Steamer | E7 | PACT BC Ratio | 0 | 0 | 0 | 0 | 0 | 0 | 0 | 0 | 0 | 0 | 0 | 0 | 0 | 0 | 0 | 0 | 0 | 0 | 0 | 0 | 0 | 0 | 0 | 0 | 0 | 0 | 0
F3_Commercial_Office (WA)_New_Food Preparation_Natural Gas_Steamer_E8 | F3 | Commercial | Office (WA) | New | Food Preparation | Natural Gas | Steamer | E8 | PACT BC Ratio | 0 | 0 | 0 | 0 | 0 | 0 | 0 | 0 | 0 | 0 | 0 | 0 | 0 | 0 | 0 | 0 | 0 | 0 | 0 | 0 | 0 | 0 | 0 | 0 | 0 | 0 | 0
F3_Commercial_Office (WA)_New_Food Preparation_Natural Gas_Steamer_E9 | F3 | Commercial | Office (WA) | New | Food Preparation | Natural Gas | Steamer | E9 | PACT BC Ratio | 0 | 0 | 0 | 0 | 0 | 0 | 0 | 0 | 0 | 0 | 0 | 0 | 0 | 0 | 0 | 0 | 0 | 0 | 0 | 0 | 0 | 0 | 0 | 0 | 0 | 0 | 0
F3_Commercial_Office (WA)_New_Food Preparation_Natural Gas_Steamer_E10 | F3 | Commercial | Office (WA) | New | Food Preparation | Natural Gas | Steamer | E10 | PACT BC Ratio | 0 | 0 | 0 | 0 | 0 | 0 | 0 | 0 | 0 | 0 | 0 | 0 | 0 | 0 | 0 | 0 | 0 | 0 | 0 | 0 | 0 | 0 | 0 | 0 | 0 | 0 | 0
F4_Commercial_Office (WA)_New_Food Preparation_Natural Gas_Steamer_E1 | F4 | Commercial | Office (WA) | New | Food Preparation | Natural Gas | Steamer | E1 | RVT BC Ratio | [24 empty] | 1 | 1 | 1 | bar: 2019 to 2042
F4_Commercial_Office (WA)_New_Food Preparation_Natural Gas_Steamer_E2 | F4 | Commercial | Office (WA) | New | Food Preparation | Natural Gas | Steamer | E2 | RVT BC Ratio | 3.6 | 3.6605 | 3.7316 | 3.8144 | 3.9093 | 4.0277 | 4.1465 | 4.2593 | 4.3614 | 4.4603 | 4.5628 | 4.656 | 4.7544 | 4.8474 | 4.9275 | 4.9997 | 5.0608 | 5.1192 | 5.1812 | 5.2392 | 5.2973 | 5.3838 | 5.4712 | 5.5614 | 5.6532 | 5.7466 | 5.8417
F4_Commercial_Office (WA)_New_Food Preparation_Natural Gas_Steamer_E3 | F4 | Commercial | Office (WA) | New | Food Preparation | Natural Gas | Steamer | E3 | RVT BC Ratio | 0 | 0 | 0 | 0 | 0 | 0 | 0 | 0 | 0 | 0 | 0 | 0 | 0 | 0 | 0 | 0 | 0 | 0 | 0 | 0 | 0 | 0 | 0 | 0 | 0 | 0 | 0
F4_Commercial_Office (WA)_New_Food Preparation_Natural Gas_Steamer_E4 | F4 | Commercial | Office (WA) | New | Food Preparation | Natural Gas | Steamer | E4 | RVT BC Ratio | 0 | 0 | 0 | 0 | 0 | 0 | 0 | 0 | 0 | 0 | 0 | 0 | 0 | 0 | 0 | 0 | 0 | 0 | 0 | 0 | 0 | 0 | 0 | 0 | 0 | 0 | 0
F4_Commercial_Office (WA)_New_Food Preparation_Natural Gas_Steamer_E5 | F4 | Commercial | Office (WA) | New | Food Preparation | Natural Gas | Steamer | E5 | RVT BC Ratio | 0 | 0 | 0 | 0 | 0 | 0 | 0 | 0 | 0 | 0 | 0 | 0 | 0 | 0 | 0 | 0 | 0 | 0 | 0 | 0 | 0 | 0 | 0 | 0 | 0 | 0 | 0
F4_Commercial_Office (WA)_New_Food Preparation_Natural Gas_Steamer_E6 | F4 | Commercial | Office (WA) | New | Food Preparation | Natural Gas | Steamer | E6 | RVT BC Ratio | 0 | 0 | 0 | 0 | 0 | 0 | 0 | 0 | 0 | 0 | 0 | 0 | 0 | 0 | 0 | 0 | 0 | 0 | 0 | 0 | 0 | 0 | 0 | 0 | 0 | 0 | 0
F4_Commercial_Office (WA)_New_Food Preparation_Natural Gas_Steamer_E7 | F4 | Commercial | Office (WA) | New | Food Preparation | Natural Gas | Steamer | E7 | RVT BC Ratio | 0 | 0 | 0 | 0 | 0 | 0 | 0 | 0 | 0 | 0 | 0 | 0 | 0 | 0 | 0 | 0 | 0 | 0 | 0 | 0 | 0 | 0 | 0 | 0 | 0 | 0 | 0
F4_Commercial_Office (WA)_New_Food Preparation_Natural Gas_Steamer_E8 | F4 | Commercial | Office (WA) | New | Food Preparation | Natural Gas | Steamer | E8 | RVT BC Ratio | 0 | 0 | 0 | 0 | 0 | 0 | 0 | 0 | 0 | 0 | 0 | 0 | 0 | 0 | 0 | 0 | 0 | 0 | 0 | 0 | 0 | 0 | 0 | 0 | 0 | 0 | 0
F4_Commercial_Office (WA)_New_Food Preparation_Natural Gas_Steamer_E9 | F4 | Commercial | Office (WA) | New | Food Preparation | Natural Gas | Steamer | E9 | RVT BC Ratio | 0 | 0 | 0 | 0 | 0 | 0 | 0 | 0 | 0 | 0 | 0 | 0 | 0 | 0 | 0 | 0 | 0 | 0 | 0 | 0 | 0 | 0 | 0 | 0 | 0 | 0 | 0
F4_Commercial_Office (WA)_New_Food Preparation_Natural Gas_Steamer_E10 | F4 | Commercial | Office (WA) | New | Food Preparation | Natural Gas | Steamer | E10 | RVT BC Ratio | 0 | 0 | 0 | 0 | 0 | 0 | 0 | 0 | 0 | 0 | 0 | 0 | 0 | 0 | 0 | 0 | 0 | 0 | 0 | 0 | 0 | 0 | 0 | 0 | 0 | 0 | 0
F5_Commercial_Office (WA)_New_Food Preparation_Natural Gas_Steamer_E1 | F5 | Commercial | Office (WA) | New | Food Preparation | Natural Gas | Steamer | E1 | RIM BC Ratio | [24 empty] | 1 | 1 | 1 | bar: 2019 to 2042
F5_Commercial_Office (WA)_New_Food Preparation_Natural Gas_Steamer_E2 | F5 | Commercial | Office (WA) | New | Food Preparation | Natural Gas | Steamer | E2 | RIM BC Ratio | 0.716 | 0.72254 | 0.73014 | 0.73827 | 0.74684 | 0.75622 | 0.76589 | 0.7758 | 0.786 | 0.79666 | 0.8008 | 0.805 | 0.80962 | 0.81449 | 0.8192 | 0.8239 | 0.82858 | 0.83341 | 0.83849 | 0.84374 | 0.84923 | 0.85082 | 0.85239 | 0.85396 | 0.8555 | 0.85702 | 0.85852
F5_Commercial_Office (WA)_New_Food Preparation_Natural Gas_Steamer_E3 | F5 | Commercial | Office (WA) | New | Food Preparation | Natural Gas | Steamer | E3 | RIM BC Ratio | 0 | 0 | 0 | 0 | 0 | 0 | 0 | 0 | 0 | 0 | 0 | 0 | 0 | 0 | 0 | 0 | 0 | 0 | 0 | 0 | 0 | 0 | 0 | 0 | 0 | 0 | 0
F5_Commercial_Office (WA)_New_Food Preparation_Natural Gas_Steamer_E4 | F5 | Commercial | Office (WA) | New | Food Preparation | Natural Gas | Steamer | E4 | RIM BC Ratio | 0 | 0 | 0 | 0 | 0 | 0 | 0 | 0 | 0 | 0 | 0 | 0 | 0 | 0 | 0 | 0 | 0 | 0 | 0 | 0 | 0 | 0 | 0 | 0 | 0 | 0 | 0
F5_Commercial_Office (WA)_New_Food Preparation_Natural Gas_Steamer_E5 | F5 | Commercial | Office (WA) | New | Food Preparation | Natural Gas | Steamer | E5 | RIM BC Ratio | 0 | 0 | 0 | 0 | 0 | 0 | 0 | 0 | 0 | 0 | 0 | 0 | 0 | 0 | 0 | 0 | 0 | 0 | 0 | 0 | 0 | 0 | 0 | 0 | 0 | 0 | 0
F5_Commercial_Office (WA)_New_Food Preparation_Natural Gas_Steamer_E6 | F5 | Commercial | Office (WA) | New | Food Preparation | Natural Gas | Steamer | E6 | RIM BC Ratio | 0 | 0 | 0 | 0 | 0 | 0 | 0 | 0 | 0 | 0 | 0 | 0 | 0 | 0 | 0 | 0 | 0 | 0 | 0 | 0 | 0 | 0 | 0 | 0 | 0 | 0 | 0
F5_Commercial_Office (WA)_New_Food Preparation_Natural Gas_Steamer_E7 | F5 | Commercial | Office (WA) | New | Food Preparation | Natural Gas | Steamer | E7 | RIM BC Ratio | 0 | 0 | 0 | 0 | 0 | 0 | 0 | 0 | 0 | 0 | 0 | 0 | 0 | 0 | 0 | 0 | 0 | 0 | 0 | 0 | 0 | 0 | 0 | 0 | 0 | 0 | 0
F5_Commercial_Office (WA)_New_Food Preparation_Natural Gas_Steamer_E8 | F5 | Commercial | Office (WA) | New | Food Preparation | Natural Gas | Steamer | E8 | RIM BC Ratio | 0 | 0 | 0 | 0 | 0 | 0 | 0 | 0 | 0 | 0 | 0 | 0 | 0 | 0 | 0 | 0 | 0 | 0 | 0 | 0 | 0 | 0 | 0 | 0 | 0 | 0 | 0
F5_Commercial_Office (WA)_New_Food Preparation_Natural Gas_Steamer_E9 | F5 | Commercial | Office (WA) | New | Food Preparation | Natural Gas | Steamer | E9 | RIM BC Ratio | 0 | 0 | 0 | 0 | 0 | 0 | 0 | 0 | 0 | 0 | 0 | 0 | 0 | 0 | 0 | 0 | 0 | 0 | 0 | 0 | 0 | 0 | 0 | 0 | 0 | 0 | 0
F5_Commercial_Office (WA)_New_Food Preparation_Natural Gas_Steamer_E10 | F5 | Commercial | Office (WA) | New | Food Preparation | Natural Gas | Steamer | E10 | RIM BC Ratio | 0 | 0 | 0 | 0 | 0 | 0 | 0 | 0 | 0 | 0 | 0 | 0 | 0 | 0 | 0 | 0 | 0 | 0 | 0 | 0 | 0 | 0 | 0 | 0 | 0 | 0 | 0
F0_Commercial_Office (WA)_New_Food Preparation_Natural Gas_Food Prep Other_E0 | F0 | Commercial | Office (WA) | New | Food Preparation | Natural Gas | Food Prep Other | E0 | Economic Unit | Standard | Standard | Standard | Standard | Standard | Standard | Standard | Standard | Standard | Standard | Standard | Standard | Standard | Standard | Standard | Standard | Standard | Standard | Standard | Standard | Standard | Standard | Standard | Standard | Standard | Standard | Standard
F1_Commercial_Office (WA)_New_Food Preparation_Natural Gas_Food Prep Other_E1 | F1 | Commercial | Office (WA) | New | Food Preparation | Natural Gas | Food Prep Other | E1 | CCE | 0 | 0 | 0 | 0 | 0 | 0 | 0 | 0 | 0 | 0 | 0 | 0 | 0 | 0 | 0 | 0 | 0 | 0 | 0 | 0 | 0 | 0 | 0 | 0 | 0 | 0 | 0
F1_Commercial_Office (WA)_New_Food Preparation_Natural Gas_Food Prep Other_E2 | F1 | Commercial | Office (WA) | New | Food Preparation | Natural Gas | Food Prep Other | E2 | CCE | 0.19058 | 0.19058 | 0.19058 | 0.19058 | 0.19058 | 0.19058 | 0.19058 | 0.19058 | 0.19058 | 0.19058 | 0.19058 | 0.19058 | 0.19058 | 0.19058 | 0.19058 | 0.19058 | 0.19058 | 0.19058 | 0.19058 | 0.19058 | 0.19058 | 0.19058 | 0.19058 | 0.19058 | 0.19058 | 0.19058 | 0.19058
F1_Commercial_Office (WA)_New_Food Preparation_Natural Gas_Food Prep Other_E3 | F1 | Commercial | Office (WA) | New | Food Preparation | Natural Gas | Food Prep Other | E3 | CCE | 0 | 0 | 0 | 0 | 0 | 0 | 0 | 0 | 0 | 0 | 0 | 0 | 0 | 0 | 0 | 0 | 0 | 0 | 0 | 0 | 0 | 0 | 0 | 0 | 0 | 0 | 0
F1_Commercial_Office (WA)_New_Food Preparation_Natural Gas_Food Prep Other_E4 | F1 | Commercial | Office (WA) | New | Food Preparation | Natural Gas | Food Prep Other | E4 | CCE | 0 | 0 | 0 | 0 | 0 | 0 | 0 | 0 | 0 | 0 | 0 | 0 | 0 | 0 | 0 | 0 | 0 | 0 | 0 | 0 | 0 | 0 | 0 | 0 | 0 | 0 | 0
F1_Commercial_Office (WA)_New_Food Preparation_Natural Gas_Food Prep Other_E5 | F1 | Commercial | Office (WA) | New | Food Preparation | Natural Gas | Food Prep Other | E5 | CCE | 0 | 0 | 0 | 0 | 0 | 0 | 0 | 0 | 0 | 0 | 0 | 0 | 0 | 0 | 0 | 0 | 0 | 0 | 0 | 0 | 0 | 0 | 0 | 0 | 0 | 0 | 0
F1_Commercial_Office (WA)_New_Food Preparation_Natural Gas_Food Prep Other_E6 | F1 | Commercial | Office (WA) | New | Food Preparation | Natural Gas | Food Prep Other | E6 | CCE | 0 | 0 | 0 | 0 | 0 | 0 | 0 | 0 | 0 | 0 | 0 | 0 | 0 | 0 | 0 | 0 | 0 | 0 | 0 | 0 | 0 | 0 | 0 | 0 | 0 | 0 | 0
F1_Commercial_Office (WA)_New_Food Preparation_Natural Gas_Food Prep Other_E7 | F1 | Commercial | Office (WA) | New | Food Preparation | Natural Gas | Food Prep Other | E7 | CCE | 0 | 0 | 0 | 0 | 0 | 0 | 0 | 0 | 0 | 0 | 0 | 0 | 0 | 0 | 0 | 0 | 0 | 0 | 0 | 0 | 0 | 0 | 0 | 0 | 0 | 0 | 0
F1_Commercial_Office (WA)_New_Food Preparation_Natural Gas_Food Prep Other_E8 | F1 | Commercial | Office (WA) | New | Food Preparation | Natural Gas | Food Prep Other | E8 | CCE | 0 | 0 | 0 | 0 | 0 | 0 | 0 | 0 | 0 | 0 | 0 | 0 | 0 | 0 | 0 | 0 | 0 | 0 | 0 | 0 | 0 | 0 | 0 | 0 | 0 | 0 | 0
F1_Commercial_Office (WA)_New_Food Preparation_Natural Gas_Food Prep Other_E9 | F1 | Commercial | Office (WA) | New | Food Preparation | Natural Gas | Food Prep Other | E9 | CCE | 0 | 0 | 0 | 0 | 0 | 0 | 0 | 0 | 0 | 0 | 0 | 0 | 0 | 0 | 0 | 0 | 0 | 0 | 0 | 0 | 0 | 0 | 0 | 0 | 0 | 0 | 0
F1_Commercial_Office (WA)_New_Food Preparation_Natural Gas_Food Prep Other_E10 | F1 | Commercial | Office (WA) | New | Food Preparation | Natural Gas | Food Prep Other | E10 | CCE | 0 | 0 | 0 | 0 | 0 | 0 | 0 | 0 | 0 | 0 | 0 | 0 | 0 | 0 | 0 | 0 | 0 | 0 | 0 | 0 | 0 | 0 | 0 | 0 | 0 | 0 | 0
F2_Commercial_Office (WA)_New_Food Preparation_Natural Gas_Food Prep Other_E1 | F2 | Commercial | Office (WA) | New | Food Preparation | Natural Gas | Food Prep Other | E1 | TRC BC Ratio | [24 empty] | 1 | 1 | 1 | bar: 2019 to 2042
F2_Commercial_Office (WA)_New_Food Preparation_Natural Gas_Food Prep Other_E2 | F2 | Commercial | Office (WA) | New | Food Preparation | Natural Gas | Food Prep Other | E2 | TRC BC Ratio | 0.018197 | 0.018618 | 0.019146 | 0.019769 | 0.020494 | 0.021409 | 0.022361 | 0.02331 | 0.024226 | 0.025155 | 0.025879 | 0.026553 | 0.02728 | 0.027988 | 0.028612 | 0.02919 | 0.0297 | 0.030201 | 0.03074 | 0.031263 | 0.0318 | 0.032361 | 0.032927 | 0.033512 | 0.034107 | 0.034713 | 0.03533
F2_Commercial_Office (WA)_New_Food Preparation_Natural Gas_Food Prep Other_E3 | F2 | Commercial | Office (WA) | New | Food Preparation | Natural Gas | Food Prep Other | E3 | TRC BC Ratio | 0 | 0 | 0 | 0 | 0 | 0 | 0 | 0 | 0 | 0 | 0 | 0 | 0 | 0 | 0 | 0 | 0 | 0 | 0 | 0 | 0 | 0 | 0 | 0 | 0 | 0 | 0
F2_Commercial_Office (WA)_New_Food Preparation_Natural Gas_Food Prep Other_E4 | F2 | Commercial | Office (WA) | New | Food Preparation | Natural Gas | Food Prep Other | E4 | TRC BC Ratio | 0 | 0 | 0 | 0 | 0 | 0 | 0 | 0 | 0 | 0 | 0 | 0 | 0 | 0 | 0 | 0 | 0 | 0 | 0 | 0 | 0 | 0 | 0 | 0 | 0 | 0 | 0
F2_Commercial_Office (WA)_New_Food Preparation_Natural Gas_Food Prep Other_E5 | F2 | Commercial | Office (WA) | New | Food Preparation | Natural Gas | Food Prep Other | E5 | TRC BC Ratio | 0 | 0 | 0 | 0 | 0 | 0 | 0 | 0 | 0 | 0 | 0 | 0 | 0 | 0 | 0 | 0 | 0 | 0 | 0 | 0 | 0 | 0 | 0 | 0 | 0 | 0 | 0
F2_Commercial_Office (WA)_New_Food Preparation_Natural Gas_Food Prep Other_E6 | F2 | Commercial | Office (WA) | New | Food Preparation | Natural Gas | Food Prep Other | E6 | TRC BC Ratio | 0 | 0 | 0 | 0 | 0 | 0 | 0 | 0 | 0 | 0 | 0 | 0 | 0 | 0 | 0 | 0 | 0 | 0 | 0 | 0 | 0 | 0 | 0 | 0 | 0 | 0 | 0
F2_Commercial_Office (WA)_New_Food Preparation_Natural Gas_Food Prep Other_E7 | F2 | Commercial | Office (WA) | New | Food Preparation | Natural Gas | Food Prep Other | E7 | TRC BC Ratio | 0 | 0 | 0 | 0 | 0 | 0 | 0 | 0 | 0 | 0 | 0 | 0 | 0 | 0 | 0 | 0 | 0 | 0 | 0 | 0 | 0 | 0 | 0 | 0 | 0 | 0 | 0
F2_Commercial_Office (WA)_New_Food Preparation_Natural Gas_Food Prep Other_E8 | F2 | Commercial | Office (WA) | New | Food Preparation | Natural Gas | Food Prep Other | E8 | TRC BC Ratio | 0 | 0 | 0 | 0 | 0 | 0 | 0 | 0 | 0 | 0 | 0 | 0 | 0 | 0 | 0 | 0 | 0 | 0 | 0 | 0 | 0 | 0 | 0 | 0 | 0 | 0 | 0
F2_Commercial_Office (WA)_New_Food Preparation_Natural Gas_Food Prep Other_E9 | F2 | Commercial | Office (WA) | New | Food Preparation | Natural Gas | Food Prep Other | E9 | TRC BC Ratio | 0 | 0 | 0 | 0 | 0 | 0 | 0 | 0 | 0 | 0 | 0 | 0 | 0 | 0 | 0 | 0 | 0 | 0 | 0 | 0 | 0 | 0 | 0 | 0 | 0 | 0 | 0
F2_Commercial_Office (WA)_New_Food Preparation_Natural Gas_Food Prep Other_E10 | F2 | Commercial | Office (WA) | New | Food Preparation | Natural Gas | Food Prep Other | E10 | TRC BC Ratio | 0 | 0 | 0 | 0 | 0 | 0 | 0 | 0 | 0 | 0 | 0 | 0 | 0 | 0 | 0 | 0 | 0 | 0 | 0 | 0 | 0 | 0 | 0 | 0 | 0 | 0 | 0
F3_Commercial_Office (WA)_New_Food Preparation_Natural Gas_Food Prep Other_E1 | F3 | Commercial | Office (WA) | New | Food Preparation | Natural Gas | Food Prep Other | E1 | PACT BC Ratio | [24 empty] | 1 | 1 | 1 | bar: 2019 to 2042
F3_Commercial_Office (WA)_New_Food Preparation_Natural Gas_Food Prep Other_E2 | F3 | Commercial | Office (WA) | New | Food Preparation | Natural Gas | Food Prep Other | E2 | PACT BC Ratio | 0.036674 | 0.037521 | 0.038586 | 0.039842 | 0.041303 | 0.043146 | 0.045065 | 0.046979 | 0.048825 | 0.050696 | 0.052156 | 0.053514 | 0.054979 | 0.056406 | 0.057664 | 0.058829 | 0.059856 | 0.060866 | 0.061953 | 0.063006 | 0.064089 | 0.065219 | 0.06636 | 0.067539 | 0.068739 | 0.06996 | 0.071203
F3_Commercial_Office (WA)_New_Food Preparation_Natural Gas_Food Prep Other_E3 | F3 | Commercial | Office (WA) | New | Food Preparation | Natural Gas | Food Prep Other | E3 | PACT BC Ratio | 0 | 0 | 0 | 0 | 0 | 0 | 0 | 0 | 0 | 0 | 0 | 0 | 0 | 0 | 0 | 0 | 0 | 0 | 0 | 0 | 0 | 0 | 0 | 0 | 0 | 0 | 0
F3_Commercial_Office (WA)_New_Food Preparation_Natural Gas_Food Prep Other_E4 | F3 | Commercial | Office (WA) | New | Food Preparation | Natural Gas | Food Prep Other | E4 | PACT BC Ratio | 0 | 0 | 0 | 0 | 0 | 0 | 0 | 0 | 0 | 0 | 0 | 0 | 0 | 0 | 0 | 0 | 0 | 0 | 0 | 0 | 0 | 0 | 0 | 0 | 0 | 0 | 0
F3_Commercial_Office (WA)_New_Food Preparation_Natural Gas_Food Prep Other_E5 | F3 | Commercial | Office (WA) | New | Food Preparation | Natural Gas | Food Prep Other | E5 | PACT BC Ratio | 0 | 0 | 0 | 0 | 0 | 0 | 0 | 0 | 0 | 0 | 0 | 0 | 0 | 0 | 0 | 0 | 0 | 0 | 0 | 0 | 0 | 0 | 0 | 0 | 0 | 0 | 0
F3_Commercial_Office (WA)_New_Food Preparation_Natural Gas_Food Prep Other_E6 | F3 | Commercial | Office (WA) | New | Food Preparation | Natural Gas | Food Prep Other | E6 | PACT BC Ratio | 0 | 0 | 0 | 0 | 0 | 0 | 0 | 0 | 0 | 0 | 0 | 0 | 0 | 0 | 0 | 0 | 0 | 0 | 0 | 0 | 0 | 0 | 0 | 0 | 0 | 0 | 0
F3_Commercial_Office (WA)_New_Food Preparation_Natural Gas_Food Prep Other_E7 | F3 | Commercial | Office (WA) | New | Food Preparation | Natural Gas | Food Prep Other | E7 | PACT BC Ratio | 0 | 0 | 0 | 0 | 0 | 0 | 0 | 0 | 0 | 0 | 0 | 0 | 0 | 0 | 0 | 0 | 0 | 0 | 0 | 0 | 0 | 0 | 0 | 0 | 0 | 0 | 0
F3_Commercial_Office (WA)_New_Food Preparation_Natural Gas_Food Prep Other_E8 | F3 | Commercial | Office (WA) | New | Food Preparation | Natural Gas | Food Prep Other | E8 | PACT BC Ratio | 0 | 0 | 0 | 0 | 0 | 0 | 0 | 0 | 0 | 0 | 0 | 0 | 0 | 0 | 0 | 0 | 0 | 0 | 0 | 0 | 0 | 0 | 0 | 0 | 0 | 0 | 0
F3_Commercial_Office (WA)_New_Food Preparation_Natural Gas_Food Prep Other_E9 | F3 | Commercial | Office (WA) | New | Food Preparation | Natural Gas | Food Prep Other | E9 | PACT BC Ratio | 0 | 0 | 0 | 0 | 0 | 0 | 0 | 0 | 0 | 0 | 0 | 0 | 0 | 0 | 0 | 0 | 0 | 0 | 0 | 0 | 0 | 0 | 0 | 0 | 0 | 0 | 0
F3_Commercial_Office (WA)_New_Food Preparation_Natural Gas_Food Prep Other_E10 | F3 | Commercial | Office (WA) | New | Food Preparation | Natural Gas | Food Prep Other | E10 | PACT BC Ratio | 0 | 0 | 0 | 0 | 0 | 0 | 0 | 0 | 0 | 0 | 0 | 0 | 0 | 0 | 0 | 0 | 0 | 0 | 0 | 0 | 0 | 0 | 0 | 0 | 0 | 0 | 0
F4_Commercial_Office (WA)_New_Food Preparation_Natural Gas_Food Prep Other_E1 | F4 | Commercial | Office (WA) | New | Food Preparation | Natural Gas | Food Prep Other | E1 | RVT BC Ratio | [24 empty] | 1 | 1 | 1 | bar: 2019 to 2042
F4_Commercial_Office (WA)_New_Food Preparation_Natural Gas_Food Prep Other_E2 | F4 | Commercial | Office (WA) | New | Food Preparation | Natural Gas | Food Prep Other | E2 | RVT BC Ratio | 0.4214 | 0.42184 | 0.42236 | 0.423 | 0.42376 | 0.42477 | 0.4258 | 0.4268 | 0.42772 | 0.42861 | 0.42951 | 0.43033 | 0.43117 | 0.43195 | 0.43261 | 0.43319 | 0.43367 | 0.43412 | 0.43461 | 0.43505 | 0.43549 | 0.4362 | 0.43691 | 0.43765 | 0.4384 | 0.43916 | 0.43994
F4_Commercial_Office (WA)_New_Food Preparation_Natural Gas_Food Prep Other_E3 | F4 | Commercial | Office (WA) | New | Food Preparation | Natural Gas | Food Prep Other | E3 | RVT BC Ratio | 0 | 0 | 0 | 0 | 0 | 0 | 0 | 0 | 0 | 0 | 0 | 0 | 0 | 0 | 0 | 0 | 0 | 0 | 0 | 0 | 0 | 0 | 0 | 0 | 0 | 0 | 0
F4_Commercial_Office (WA)_New_Food Preparation_Natural Gas_Food Prep Other_E4 | F4 | Commercial | Office (WA) | New | Food Preparation | Natural Gas | Food Prep Other | E4 | RVT BC Ratio | 0 | 0 | 0 | 0 | 0 | 0 | 0 | 0 | 0 | 0 | 0 | 0 | 0 | 0 | 0 | 0 | 0 | 0 | 0 | 0 | 0 | 0 | 0 | 0 | 0 | 0 | 0
F4_Commercial_Office (WA)_New_Food Preparation_Natural Gas_Food Prep Other_E5 | F4 | Commercial | Office (WA) | New | Food Preparation | Natural Gas | Food Prep Other | E5 | RVT BC Ratio | 0 | 0 | 0 | 0 | 0 | 0 | 0 | 0 | 0 | 0 | 0 | 0 | 0 | 0 | 0 | 0 | 0 | 0 | 0 | 0 | 0 | 0 | 0 | 0 | 0 | 0 | 0
F4_Commercial_Office (WA)_New_Food Preparation_Natural Gas_Food Prep Other_E6 | F4 | Commercial | Office (WA) | New | Food Preparation | Natural Gas | Food Prep Other | E6 | RVT BC Ratio | 0 | 0 | 0 | 0 | 0 | 0 | 0 | 0 | 0 | 0 | 0 | 0 | 0 | 0 | 0 | 0 | 0 | 0 | 0 | 0 | 0 | 0 | 0 | 0 | 0 | 0 | 0
F4_Commercial_Office (WA)_New_Food Preparation_Natural Gas_Food Prep Other_E7 | F4 | Commercial | Office (WA) | New | Food Preparation | Natural Gas | Food Prep Other | E7 | RVT BC Ratio | 0 | 0 | 0 | 0 | 0 | 0 | 0 | 0 | 0 | 0 | 0 | 0 | 0 | 0 | 0 | 0 | 0 | 0 | 0 | 0 | 0 | 0 | 0 | 0 | 0 | 0 | 0
F4_Commercial_Office (WA)_New_Food Preparation_Natural Gas_Food Prep Other_E8 | F4 | Commercial | Office (WA) | New | Food Preparation | Natural Gas | Food Prep Other | E8 | RVT BC Ratio | 0 | 0 | 0 | 0 | 0 | 0 | 0 | 0 | 0 | 0 | 0 | 0 | 0 | 0 | 0 | 0 | 0 | 0 | 0 | 0 | 0 | 0 | 0 | 0 | 0 | 0 | 0
F4_Commercial_Office (WA)_New_Food Preparation_Natural Gas_Food Prep Other_E9 | F4 | Commercial | Office (WA) | New | Food Preparation | Natural Gas | Food Prep Other | E9 | RVT BC Ratio | 0 | 0 | 0 | 0 | 0 | 0 | 0 | 0 | 0 | 0 | 0 | 0 | 0 | 0 | 0 | 0 | 0 | 0 | 0 | 0 | 0 | 0 | 0 | 0 | 0 | 0 | 0
F4_Commercial_Office (WA)_New_Food Preparation_Natural Gas_Food Prep Other_E10 | F4 | Commercial | Office (WA) | New | Food Preparation | Natural Gas | Food Prep Other | E10 | RVT BC Ratio | 0 | 0 | 0 | 0 | 0 | 0 | 0 | 0 | 0 | 0 | 0 | 0 | 0 | 0 | 0 | 0 | 0 | 0 | 0 | 0 | 0 | 0 | 0 | 0 | 0 | 0 | 0
F5_Commercial_Office (WA)_New_Food Preparation_Natural Gas_Food Prep Other_E1 | F5 | Commercial | Office (WA) | New | Food Preparation | Natural Gas | Food Prep Other | E1 | RIM BC Ratio | [24 empty] | 1 | 1 | 1 | bar: 2019 to 2042
F5_Commercial_Office (WA)_New_Food Preparation_Natural Gas_Food Prep Other_E2 | F5 | Commercial | Office (WA) | New | Food Preparation | Natural Gas | Food Prep Other | E2 | RIM BC Ratio | 0.035141 | 0.035928 | 0.036916 | 0.038079 | 0.039427 | 0.041119 | 0.042878 | 0.044627 | 0.046312 | 0.04802 | 0.049332 | 0.050551 | 0.051865 | 0.053145 | 0.054274 | 0.05532 | 0.056244 | 0.057152 | 0.058128 | 0.059074 | 0.060048 | 0.061039 | 0.062037 | 0.063066 | 0.064111 | 0.065172 | 0.06625
F5_Commercial_Office (WA)_New_Food Preparation_Natural Gas_Food Prep Other_E3 | F5 | Commercial | Office (WA) | New | Food Preparation | Natural Gas | Food Prep Other | E3 | RIM BC Ratio | 0 | 0 | 0 | 0 | 0 | 0 | 0 | 0 | 0 | 0 | 0 | 0 | 0 | 0 | 0 | 0 | 0 | 0 | 0 | 0 | 0 | 0 | 0 | 0 | 0 | 0 | 0
F5_Commercial_Office (WA)_New_Food Preparation_Natural Gas_Food Prep Other_E4 | F5 | Commercial | Office (WA) | New | Food Preparation | Natural Gas | Food Prep Other | E4 | RIM BC Ratio | 0 | 0 | 0 | 0 | 0 | 0 | 0 | 0 | 0 | 0 | 0 | 0 | 0 | 0 | 0 | 0 | 0 | 0 | 0 | 0 | 0 | 0 | 0 | 0 | 0 | 0 | 0
F5_Commercial_Office (WA)_New_Food Preparation_Natural Gas_Food Prep Other_E5 | F5 | Commercial | Office (WA) | New | Food Preparation | Natural Gas | Food Prep Other | E5 | RIM BC Ratio | 0 | 0 | 0 | 0 | 0 | 0 | 0 | 0 | 0 | 0 | 0 | 0 | 0 | 0 | 0 | 0 | 0 | 0 | 0 | 0 | 0 | 0 | 0 | 0 | 0 | 0 | 0
F5_Commercial_Office (WA)_New_Food Preparation_Natural Gas_Food Prep Other_E6 | F5 | Commercial | Office (WA) | New | Food Preparation | Natural Gas | Food Prep Other | E6 | RIM BC Ratio | 0 | 0 | 0 | 0 | 0 | 0 | 0 | 0 | 0 | 0 | 0 | 0 | 0 | 0 | 0 | 0 | 0 | 0 | 0 | 0 | 0 | 0 | 0 | 0 | 0 | 0 | 0
F5_Commercial_Office (WA)_New_Food Preparation_Natural Gas_Food Prep Other_E7 | F5 | Commercial | Office (WA) | New | Food Preparation | Natural Gas | Food Prep Other | E7 | RIM BC Ratio | 0 | 0 | 0 | 0 | 0 | 0 | 0 | 0 | 0 | 0 | 0 | 0 | 0 | 0 | 0 | 0 | 0 | 0 | 0 | 0 | 0 | 0 | 0 | 0 | 0 | 0 | 0
F5_Commercial_Office (WA)_New_Food Preparation_Natural Gas_Food Prep Other_E8 | F5 | Commercial | Office (WA) | New | Food Preparation | Natural Gas | Food Prep Other | E8 | RIM BC Ratio | 0 | 0 | 0 | 0 | 0 | 0 | 0 | 0 | 0 | 0 | 0 | 0 | 0 | 0 | 0 | 0 | 0 | 0 | 0 | 0 | 0 | 0 | 0 | 0 | 0 | 0 | 0
F5_Commercial_Office (WA)_New_Food Preparation_Natural Gas_Food Prep Other_E9 | F5 | Commercial | Office (WA) | New | Food Preparation | Natural Gas | Food Prep Other | E9 | RIM BC Ratio | 0 | 0 | 0 | 0 | 0 | 0 | 0 | 0 | 0 | 0 | 0 | 0 | 0 | 0 | 0 | 0 | 0 | 0 | 0 | 0 | 0 | 0 | 0 | 0 | 0 | 0 | 0
F5_Commercial_Office (WA)_New_Food Preparation_Natural Gas_Food Prep Other_E10 | F5 | Commercial | Office (WA) | New | Food Preparation | Natural Gas | Food Prep Other | E10 | RIM BC Ratio | 0 | 0 | 0 | 0 | 0 | 0 | 0 | 0 | 0 | 0 | 0 | 0 | 0 | 0 | 0 | 0 | 0 | 0 | 0 | 0 | 0 | 0 | 0 | 0 | 0 | 0 | 0
F0_Commercial_Office (WA)_New_Miscellaneous_Natural Gas_Pool Heater_E0 | F0 | Commercial | Office (WA) | New | Miscellaneous | Natural Gas | Pool Heater | E0 | Economic Unit | Standard (EF .82) | Standard (EF .82) | Standard (EF .82) | Standard (EF .82) | Standard (EF .82) | Standard (EF .82) | Standard (EF .82) | Standard (EF .82) | Standard (EF .82) | Standard (EF .82) | Standard (EF .82) | Standard (EF .82) | Standard (EF .82) | Standard (EF .82) | Standard (EF .82) | Standard (EF .82) | Standard (EF .82) | Standard (EF .82) | Standard (EF .82) | Standard (EF .82) | Standard (EF .82) | Standard (EF .82) | Standard (EF .82) | Standard (EF .82) | Standard (EF .82) | Standard (EF .82) | Standard (EF .82)
F1_Commercial_Office (WA)_New_Miscellaneous_Natural Gas_Pool Heater_E1 | F1 | Commercial | Office (WA) | New | Miscellaneous | Natural Gas | Pool Heater | E1 | CCE | 0 | 0 | 0 | 0 | 0 | 0 | 0 | 0 | 0 | 0 | 0 | 0 | 0 | 0 | 0 | 0 | 0 | 0 | 0 | 0 | 0 | 0 | 0 | 0 | 0 | 0 | 0
F1_Commercial_Office (WA)_New_Miscellaneous_Natural Gas_Pool Heater_E2 | F1 | Commercial | Office (WA) | New | Miscellaneous | Natural Gas | Pool Heater | E2 | CCE | 0.013474 | 0.013474 | 0.013474 | 0.013474 | 0.013474 | 0.013474 | 0.013474 | 0.013474 | 0.013474 | 0.013474 | 0.013474 | 0.013474 | 0.013474 | 0.013474 | 0.013474 | 0.013474 | 0.013474 | 0.013474 | 0.013474 | 0.013474 | 0.013474 | 0.013474 | 0.013474 | 0.013474 | 0.013474 | 0.013474 | 0.013474
F1_Commercial_Office (WA)_New_Miscellaneous_Natural Gas_Pool Heater_E3 | F1 | Commercial | Office (WA) | New | Miscellaneous | Natural Gas | Pool Heater | E3 | CCE | 0 | 0 | 0 | 0 | 0 | 0 | 0 | 0 | 0 | 0 | 0 | 0 | 0 | 0 | 0 | 0 | 0 | 0 | 0 | 0 | 0 | 0 | 0 | 0 | 0 | 0 | 0
F1_Commercial_Office (WA)_New_Miscellaneous_Natural Gas_Pool Heater_E4 | F1 | Commercial | Office (WA) | New | Miscellaneous | Natural Gas | Pool Heater | E4 | CCE | 0 | 0 | 0 | 0 | 0 | 0 | 0 | 0 | 0 | 0 | 0 | 0 | 0 | 0 | 0 | 0 | 0 | 0 | 0 | 0 | 0 | 0 | 0 | 0 | 0 | 0 | 0
F1_Commercial_Office (WA)_New_Miscellaneous_Natural Gas_Pool Heater_E5 | F1 | Commercial | Office (WA) | New | Miscellaneous | Natural Gas | Pool Heater | E5 | CCE | 0 | 0 | 0 | 0 | 0 | 0 | 0 | 0 | 0 | 0 | 0 | 0 | 0 | 0 | 0 | 0 | 0 | 0 | 0 | 0 | 0 | 0 | 0 | 0 | 0 | 0 | 0
F1_Commercial_Office (WA)_New_Miscellaneous_Natural Gas_Pool Heater_E6 | F1 | Commercial | Office (WA) | New | Miscellaneous | Natural Gas | Pool Heater | E6 | CCE | 0 | 0 | 0 | 0 | 0 | 0 | 0 | 0 | 0 | 0 | 0 | 0 | 0 | 0 | 0 | 0 | 0 | 0 | 0 | 0 | 0 | 0 | 0 | 0 | 0 | 0 | 0
F1_Commercial_Office (WA)_New_Miscellaneous_Natural Gas_Pool Heater_E7 | F1 | Commercial | Office (WA) | New | Miscellaneous | Natural Gas | Pool Heater | E7 | CCE | 0 | 0 | 0 | 0 | 0 | 0 | 0 | 0 | 0 | 0 | 0 | 0 | 0 | 0 | 0 | 0 | 0 | 0 | 0 | 0 | 0 | 0 | 0 | 0 | 0 | 0 | 0
F1_Commercial_Office (WA)_New_Miscellaneous_Natural Gas_Pool Heater_E8 | F1 | Commercial | Office (WA) | New | Miscellaneous | Natural Gas | Pool Heater | E8 | CCE | 0 | 0 | 0 | 0 | 0 | 0 | 0 | 0 | 0 | 0 | 0 | 0 | 0 | 0 | 0 | 0 | 0 | 0 | 0 | 0 | 0 | 0 | 0 | 0 | 0 | 0 | 0
F1_Commercial_Office (WA)_New_Miscellaneous_Natural Gas_Pool Heater_E9 | F1 | Commercial | Office (WA) | New | Miscellaneous | Natural Gas | Pool Heater | E9 | CCE | 0 | 0 | 0 | 0 | 0 | 0 | 0 | 0 | 0 | 0 | 0 | 0 | 0 | 0 | 0 | 0 | 0 | 0 | 0 | 0 | 0 | 0 | 0 | 0 | 0 | 0 | 0
F1_Commercial_Office (WA)_New_Miscellaneous_Natural Gas_Pool Heater_E10 | F1 | Commercial | Office (WA) | New | Miscellaneous | Natural Gas | Pool Heater | E10 | CCE | 0 | 0 | 0 | 0 | 0 | 0 | 0 | 0 | 0 | 0 | 0 | 0 | 0 | 0 | 0 | 0 | 0 | 0 | 0 | 0 | 0 | 0 | 0 | 0 | 0 | 0 | 0
F2_Commercial_Office (WA)_New_Miscellaneous_Natural Gas_Pool Heater_E1 | F2 | Commercial | Office (WA) | New | Miscellaneous | Natural Gas | Pool Heater | E1 | TRC BC Ratio | [24 empty] | 1 | 1 | 1 | bar: 2019 to 2042
F2_Commercial_Office (WA)_New_Miscellaneous_Natural Gas_Pool Heater_E2 | F2 | Commercial | Office (WA) | New | Miscellaneous | Natural Gas | Pool Heater | E2 | TRC BC Ratio | 0.24558 | 0.24744 | 0.25144 | 0.25792 | 0.26685 | 0.27983 | 0.29405 | 0.30832 | 0.32213 | 0.3369 | 0.34804 | 0.3585 | 0.37033 | 0.38173 | 0.39129 | 0.39986 | 0.40688 | 0.4136 | 0.42102 | 0.42801 | 0.43524 | 0.44289 | 0.45057 | 0.45857 | 0.46672 | 0.47501 | 0.48345
F2_Commercial_Office (WA)_New_Miscellaneous_Natural Gas_Pool Heater_E3 | F2 | Commercial | Office (WA) | New | Miscellaneous | Natural Gas | Pool Heater | E3 | TRC BC Ratio | 0 | 0 | 0 | 0 | 0 | 0 | 0 | 0 | 0 | 0 | 0 | 0 | 0 | 0 | 0 | 0 | 0 | 0 | 0 | 0 | 0 | 0 | 0 | 0 | 0 | 0 | 0
F2_Commercial_Office (WA)_New_Miscellaneous_Natural Gas_Pool Heater_E4 | F2 | Commercial | Office (WA) | New | Miscellaneous | Natural Gas | Pool Heater | E4 | TRC BC Ratio | 0 | 0 | 0 | 0 | 0 | 0 | 0 | 0 | 0 | 0 | 0 | 0 | 0 | 0 | 0 | 0 | 0 | 0 | 0 | 0 | 0 | 0 | 0 | 0 | 0 | 0 | 0
F2_Commercial_Office (WA)_New_Miscellaneous_Natural Gas_Pool Heater_E5 | F2 | Commercial | Office (WA) | New | Miscellaneous | Natural Gas | Pool Heater | E5 | TRC BC Ratio | 0 | 0 | 0 | 0 | 0 | 0 | 0 | 0 | 0 | 0 | 0 | 0 | 0 | 0 | 0 | 0 | 0 | 0 | 0 | 0 | 0 | 0 | 0 | 0 | 0 | 0 | 0
F2_Commercial_Office (WA)_New_Miscellaneous_Natural Gas_Pool Heater_E6 | F2 | Commercial | Office (WA) | New | Miscellaneous | Natural Gas | Pool Heater | E6 | TRC BC Ratio | 0 | 0 | 0 | 0 | 0 | 0 | 0 | 0 | 0 | 0 | 0 | 0 | 0 | 0 | 0 | 0 | 0 | 0 | 0 | 0 | 0 | 0 | 0 | 0 | 0 | 0 | 0
F2_Commercial_Office (WA)_New_Miscellaneous_Natural Gas_Pool Heater_E7 | F2 | Commercial | Office (WA) | New | Miscellaneous | Natural Gas | Pool Heater | E7 | TRC BC Ratio | 0 | 0 | 0 | 0 | 0 | 0 | 0 | 0 | 0 | 0 | 0 | 0 | 0 | 0 | 0 | 0 | 0 | 0 | 0 | 0 | 0 | 0 | 0 | 0 | 0 | 0 | 0
F2_Commercial_Office (WA)_New_Miscellaneous_Natural Gas_Pool Heater_E8 | F2 | Commercial | Office (WA) | New | Miscellaneous | Natural Gas | Pool Heater | E8 | TRC BC Ratio | 0 | 0 | 0 | 0 | 0 | 0 | 0 | 0 | 0 | 0 | 0 | 0 | 0 | 0 | 0 | 0 | 0 | 0 | 0 | 0 | 0 | 0 | 0 | 0 | 0 | 0 | 0
F2_Commercial_Office (WA)_New_Miscellaneous_Natural Gas_Pool Heater_E9 | F2 | Commercial | Office (WA) | New | Miscellaneous | Natural Gas | Pool Heater | E9 | TRC BC Ratio | 0 | 0 | 0 | 0 | 0 | 0 | 0 | 0 | 0 | 0 | 0 | 0 | 0 | 0 | 0 | 0 | 0 | 0 | 0 | 0 | 0 | 0 | 0 | 0 | 0 | 0 | 0
F2_Commercial_Office (WA)_New_Miscellaneous_Natural Gas_Pool Heater_E10 | F2 | Commercial | Office (WA) | New | Miscellaneous | Natural Gas | Pool Heater | E10 | TRC BC Ratio | 0 | 0 | 0 | 0 | 0 | 0 | 0 | 0 | 0 | 0 | 0 | 0 | 0 | 0 | 0 | 0 | 0 | 0 | 0 | 0 | 0 | 0 | 0 | 0 | 0 | 0 | 0
F3_Commercial_Office (WA)_New_Miscellaneous_Natural Gas_Pool Heater_E1 | F3 | Commercial | Office (WA) | New | Miscellaneous | Natural Gas | Pool Heater | E1 | PACT BC Ratio | [24 empty] | 1 | 1 | 1 | bar: 2019 to 2042
F3_Commercial_Office (WA)_New_Miscellaneous_Natural Gas_Pool Heater_E2 | F3 | Commercial | Office (WA) | New | Miscellaneous | Natural Gas | Pool Heater | E2 | PACT BC Ratio | 0.60931 | 0.61394 | 0.62387 | 0.63995 | 0.66211 | 0.69429 | 0.72958 | 0.76498 | 0.79925 | 0.8359 | 0.86355 | 0.8895 | 0.91884 | 0.94714 | 0.97086 | 0.99213 | 1.0095 | 1.0262 | 1.0446 | 1.062 | 1.0799 | 1.0989 | 1.1179 | 1.1378 | 1.158 | 1.1786 | 1.1995
F3_Commercial_Office (WA)_New_Miscellaneous_Natural Gas_Pool Heater_E3 | F3 | Commercial | Office (WA) | New | Miscellaneous | Natural Gas | Pool Heater | E3 | PACT BC Ratio | 0 | 0 | 0 | 0 | 0 | 0 | 0 | 0 | 0 | 0 | 0 | 0 | 0 | 0 | 0 | 0 | 0 | 0 | 0 | 0 | 0 | 0 | 0 | 0 | 0 | 0 | 0
F3_Commercial_Office (WA)_New_Miscellaneous_Natural Gas_Pool Heater_E4 | F3 | Commercial | Office (WA) | New | Miscellaneous | Natural Gas | Pool Heater | E4 | PACT BC Ratio | 0 | 0 | 0 | 0 | 0 | 0 | 0 | 0 | 0 | 0 | 0 | 0 | 0 | 0 | 0 | 0 | 0 | 0 | 0 | 0 | 0 | 0 | 0 | 0 | 0 | 0 | 0
F3_Commercial_Office (WA)_New_Miscellaneous_Natural Gas_Pool Heater_E5 | F3 | Commercial | Office (WA) | New | Miscellaneous | Natural Gas | Pool Heater | E5 | PACT BC Ratio | 0 | 0 | 0 | 0 | 0 | 0 | 0 | 0 | 0 | 0 | 0 | 0 | 0 | 0 | 0 | 0 | 0 | 0 | 0 | 0 | 0 | 0 | 0 | 0 | 0 | 0 | 0
F3_Commercial_Office (WA)_New_Miscellaneous_Natural Gas_Pool Heater_E6 | F3 | Commercial | Office (WA) | New | Miscellaneous | Natural Gas | Pool Heater | E6 | PACT BC Ratio | 0 | 0 | 0 | 0 | 0 | 0 | 0 | 0 | 0 | 0 | 0 | 0 | 0 | 0 | 0 | 0 | 0 | 0 | 0 | 0 | 0 | 0 | 0 | 0 | 0 | 0 | 0
F3_Commercial_Office (WA)_New_Miscellaneous_Natural Gas_Pool Heater_E7 | F3 | Commercial | Office (WA) | New | Miscellaneous | Natural Gas | Pool Heater | E7 | PACT BC Ratio | 0 | 0 | 0 | 0 | 0 | 0 | 0 | 0 | 0 | 0 | 0 | 0 | 0 | 0 | 0 | 0 | 0 | 0 | 0 | 0 | 0 | 0 | 0 | 0 | 0 | 0 | 0
F3_Commercial_Office (WA)_New_Miscellaneous_Natural Gas_Pool Heater_E8 | F3 | Commercial | Office (WA) | New | Miscellaneous | Natural Gas | Pool Heater | E8 | PACT BC Ratio | 0 | 0 | 0 | 0 | 0 | 0 | 0 | 0 | 0 | 0 | 0 | 0 | 0 | 0 | 0 | 0 | 0 | 0 | 0 | 0 | 0 | 0 | 0 | 0 | 0 | 0 | 0
F3_Commercial_Office (WA)_New_Miscellaneous_Natural Gas_Pool Heater_E9 | F3 | Commercial | Office (WA) | New | Miscellaneous | Natural Gas | Pool Heater | E9 | PACT BC Ratio | 0 | 0 | 0 | 0 | 0 | 0 | 0 | 0 | 0 | 0 | 0 | 0 | 0 | 0 | 0 | 0 | 0 | 0 | 0 | 0 | 0 | 0 | 0 | 0 | 0 | 0 | 0
F3_Commercial_Office (WA)_New_Miscellaneous_Natural Gas_Pool Heater_E10 | F3 | Commercial | Office (WA) | New | Miscellaneous | Natural Gas | Pool Heater | E10 | PACT BC Ratio | 0 | 0 | 0 | 0 | 0 | 0 | 0 | 0 | 0 | 0 | 0 | 0 | 0 | 0 | 0 | 0 | 0 | 0 | 0 | 0 | 0 | 0 | 0 | 0 | 0 | 0 | 0
F4_Commercial_Office (WA)_New_Miscellaneous_Natural Gas_Pool Heater_E1 | F4 | Commercial | Office (WA) | New | Miscellaneous | Natural Gas | Pool Heater | E1 | RVT BC Ratio | [24 empty] | 1 | 1 | 1 | bar: 2019 to 2042
F4_Commercial_Office (WA)_New_Miscellaneous_Natural Gas_Pool Heater_E2 | F4 | Commercial | Office (WA) | New | Miscellaneous | Natural Gas | Pool Heater | E2 | RVT BC Ratio | 0.63728 | 0.63996 | 0.6448 | 0.65211 | 0.66171 | 0.67568 | 0.68979 | 0.70332 | 0.71552 | 0.72835 | 0.74306 | 0.75687 | 0.77248 | 0.78692 | 0.7982 | 0.80735 | 0.81352 | 0.81821 | 0.82349 | 0.82781 | 0.83205 | 0.84168 | 0.85136 | 0.86145 | 0.87171 | 0.88216 | 0.89279
F4_Commercial_Office (WA)_New_Miscellaneous_Natural Gas_Pool Heater_E3 | F4 | Commercial | Office (WA) | New | Miscellaneous | Natural Gas | Pool Heater | E3 | RVT BC Ratio | 0 | 0 | 0 | 0 | 0 | 0 | 0 | 0 | 0 | 0 | 0 | 0 | 0 | 0 | 0 | 0 | 0 | 0 | 0 | 0 | 0 | 0 | 0 | 0 | 0 | 0 | 0
F4_Commercial_Office (WA)_New_Miscellaneous_Natural Gas_Pool Heater_E4 | F4 | Commercial | Office (WA) | New | Miscellaneous | Natural Gas | Pool Heater | E4 | RVT BC Ratio | 0 | 0 | 0 | 0 | 0 | 0 | 0 | 0 | 0 | 0 | 0 | 0 | 0 | 0 | 0 | 0 | 0 | 0 | 0 | 0 | 0 | 0 | 0 | 0 | 0 | 0 | 0
F4_Commercial_Office (WA)_New_Miscellaneous_Natural Gas_Pool Heater_E5 | F4 | Commercial | Office (WA) | New | Miscellaneous | Natural Gas | Pool Heater | E5 | RVT BC Ratio | 0 | 0 | 0 | 0 | 0 | 0 | 0 | 0 | 0 | 0 | 0 | 0 | 0 | 0 | 0 | 0 | 0 | 0 | 0 | 0 | 0 | 0 | 0 | 0 | 0 | 0 | 0
F4_Commercial_Office (WA)_New_Miscellaneous_Natural Gas_Pool Heater_E6 | F4 | Commercial | Office (WA) | New | Miscellaneous | Natural Gas | Pool Heater | E6 | RVT BC Ratio | 0 | 0 | 0 | 0 | 0 | 0 | 0 | 0 | 0 | 0 | 0 | 0 | 0 | 0 | 0 | 0 | 0 | 0 | 0 | 0 | 0 | 0 | 0 | 0 | 0 | 0 | 0
F4_Commercial_Office (WA)_New_Miscellaneous_Natural Gas_Pool Heater_E7 | F4 | Commercial | Office (WA) | New | Miscellaneous | Natural Gas | Pool Heater | E7 | RVT BC Ratio | 0 | 0 | 0 | 0 | 0 | 0 | 0 | 0 | 0 | 0 | 0 | 0 | 0 | 0 | 0 | 0 | 0 | 0 | 0 | 0 | 0 | 0 | 0 | 0 | 0 | 0 | 0
F4_Commercial_Office (WA)_New_Miscellaneous_Natural Gas_Pool Heater_E8 | F4 | Commercial | Office (WA) | New | Miscellaneous | Natural Gas | Pool Heater | E8 | RVT BC Ratio | 0 | 0 | 0 | 0 | 0 | 0 | 0 | 0 | 0 | 0 | 0 | 0 | 0 | 0 | 0 | 0 | 0 | 0 | 0 | 0 | 0 | 0 | 0 | 0 | 0 | 0 | 0
F4_Commercial_Office (WA)_New_Miscellaneous_Natural Gas_Pool Heater_E9 | F4 | Commercial | Office (WA) | New | Miscellaneous | Natural Gas | Pool Heater | E9 | RVT BC Ratio | 0 | 0 | 0 | 0 | 0 | 0 | 0 | 0 | 0 | 0 | 0 | 0 | 0 | 0 | 0 | 0 | 0 | 0 | 0 | 0 | 0 | 0 | 0 | 0 | 0 | 0 | 0
F4_Commercial_Office (WA)_New_Miscellaneous_Natural Gas_Pool Heater_E10 | F4 | Commercial | Office (WA) | New | Miscellaneous | Natural Gas | Pool Heater | E10 | RVT BC Ratio | 0 | 0 | 0 | 0 | 0 | 0 | 0 | 0 | 0 | 0 | 0 | 0 | 0 | 0 | 0 | 0 | 0 | 0 | 0 | 0 | 0 | 0 | 0 | 0 | 0 | 0 | 0
F5_Commercial_Office (WA)_New_Miscellaneous_Natural Gas_Pool Heater_E1 | F5 | Commercial | Office (WA) | New | Miscellaneous | Natural Gas | Pool Heater | E1 | RIM BC Ratio | [24 empty] | 1 | 1 | 1 | bar: 2019 to 2042
F5_Commercial_Office (WA)_New_Miscellaneous_Natural Gas_Pool Heater_E2 | F5 | Commercial | Office (WA) | New | Miscellaneous | Natural Gas | Pool Heater | E2 | RIM BC Ratio | 0.35197 | 0.3535 | 0.35717 | 0.36322 | 0.37161 | 0.38346 | 0.39657 | 0.40958 | 0.42222 | 0.43548 | 0.44287 | 0.4496 | 0.45697 | 0.46415 | 0.4704 | 0.47633 | 0.48175 | 0.48744 | 0.49363 | 0.49972 | 0.50607 | 0.5102 | 0.51427 | 0.51843 | 0.52259 | 0.52674 | 0.53088
F5_Commercial_Office (WA)_New_Miscellaneous_Natural Gas_Pool Heater_E3 | F5 | Commercial | Office (WA) | New | Miscellaneous | Natural Gas | Pool Heater | E3 | RIM BC Ratio | 0 | 0 | 0 | 0 | 0 | 0 | 0 | 0 | 0 | 0 | 0 | 0 | 0 | 0 | 0 | 0 | 0 | 0 | 0 | 0 | 0 | 0 | 0 | 0 | 0 | 0 | 0
F5_Commercial_Office (WA)_New_Miscellaneous_Natural Gas_Pool Heater_E4 | F5 | Commercial | Office (WA) | New | Miscellaneous | Natural Gas | Pool Heater | E4 | RIM BC Ratio | 0 | 0 | 0 | 0 | 0 | 0 | 0 | 0 | 0 | 0 | 0 | 0 | 0 | 0 | 0 | 0 | 0 | 0 | 0 | 0 | 0 | 0 | 0 | 0 | 0 | 0 | 0
F5_Commercial_Office (WA)_New_Miscellaneous_Natural Gas_Pool Heater_E5 | F5 | Commercial | Office (WA) | New | Miscellaneous | Natural Gas | Pool Heater | E5 | RIM BC Ratio | 0 | 0 | 0 | 0 | 0 | 0 | 0 | 0 | 0 | 0 | 0 | 0 | 0 | 0 | 0 | 0 | 0 | 0 | 0 | 0 | 0 | 0 | 0 | 0 | 0 | 0 | 0
F5_Commercial_Office (WA)_New_Miscellaneous_Natural Gas_Pool Heater_E6 | F5 | Commercial | Office (WA) | New | Miscellaneous | Natural Gas | Pool Heater | E6 | RIM BC Ratio | 0 | 0 | 0 | 0 | 0 | 0 | 0 | 0 | 0 | 0 | 0 | 0 | 0 | 0 | 0 | 0 | 0 | 0 | 0 | 0 | 0 | 0 | 0 | 0 | 0 | 0 | 0
F5_Commercial_Office (WA)_New_Miscellaneous_Natural Gas_Pool Heater_E7 | F5 | Commercial | Office (WA) | New | Miscellaneous | Natural Gas | Pool Heater | E7 | RIM BC Ratio | 0 | 0 | 0 | 0 | 0 | 0 | 0 | 0 | 0 | 0 | 0 | 0 | 0 | 0 | 0 | 0 | 0 | 0 | 0 | 0 | 0 | 0 | 0 | 0 | 0 | 0 | 0
F5_Commercial_Office (WA)_New_Miscellaneous_Natural Gas_Pool Heater_E8 | F5 | Commercial | Office (WA) | New | Miscellaneous | Natural Gas | Pool Heater | E8 | RIM BC Ratio | 0 | 0 | 0 | 0 | 0 | 0 | 0 | 0 | 0 | 0 | 0 | 0 | 0 | 0 | 0 | 0 | 0 | 0 | 0 | 0 | 0 | 0 | 0 | 0 | 0 | 0 | 0
F5_Commercial_Office (WA)_New_Miscellaneous_Natural Gas_Pool Heater_E9 | F5 | Commercial | Office (WA) | New | Miscellaneous | Natural Gas | Pool Heater | E9 | RIM BC Ratio | 0 | 0 | 0 | 0 | 0 | 0 | 0 | 0 | 0 | 0 | 0 | 0 | 0 | 0 | 0 | 0 | 0 | 0 | 0 | 0 | 0 | 0 | 0 | 0 | 0 | 0 | 0
F5_Commercial_Office (WA)_New_Miscellaneous_Natural Gas_Pool Heater_E10 | F5 | Commercial | Office (WA) | New | Miscellaneous | Natural Gas | Pool Heater | E10 | RIM BC Ratio | 0 | 0 | 0 | 0 | 0 | 0 | 0 | 0 | 0 | 0 | 0 | 0 | 0 | 0 | 0 | 0 | 0 | 0 | 0 | 0 | 0 | 0 | 0 | 0 | 0 | 0 | 0
F0_Commercial_Office (WA)_New_Miscellaneous_Natural Gas_Miscellaneous_E0 | F0 | Commercial | Office (WA) | New | Miscellaneous | Natural Gas | Miscellaneous | E0 | Economic Unit | Standard | Standard | Standard | Standard | Standard | Standard | Standard | Standard | Standard | Standard | Standard | Standard | Standard | Standard | Standard | Standard | Standard | Standard | Standard | Standard | Standard | Standard | Standard | Standard | Standard | Standard | Standard
F1_Commercial_Office (WA)_New_Miscellaneous_Natural Gas_Miscellaneous_E1 | F1 | Commercial | Office (WA) | New | Miscellaneous | Natural Gas | Miscellaneous | E1 | CCE | 0 | 0 | 0 | 0 | 0 | 0 | 0 | 0 | 0 | 0 | 0 | 0 | 0 | 0 | 0 | 0 | 0 | 0 | 0 | 0 | 0 | 0 | 0 | 0 | 0 | 0 | 0
F1_Commercial_Office (WA)_New_Miscellaneous_Natural Gas_Miscellaneous_E2 | F1 | Commercial | Office (WA) | New | Miscellaneous | Natural Gas | Miscellaneous | E2 | CCE | 0 | 0 | 0 | 0 | 0 | 0 | 0 | 0 | 0 | 0 | 0 | 0 | 0 | 0 | 0 | 0 | 0 | 0 | 0 | 0 | 0 | 0 | 0 | 0 | 0 | 0 | 0
F1_Commercial_Office (WA)_New_Miscellaneous_Natural Gas_Miscellaneous_E3 | F1 | Commercial | Office (WA) | New | Miscellaneous | Natural Gas | Miscellaneous | E3 | CCE | 0 | 0 | 0 | 0 | 0 | 0 | 0 | 0 | 0 | 0 | 0 | 0 | 0 | 0 | 0 | 0 | 0 | 0 | 0 | 0 | 0 | 0 | 0 | 0 | 0 | 0 | 0
F1_Commercial_Office (WA)_New_Miscellaneous_Natural Gas_Miscellaneous_E4 | F1 | Commercial | Office (WA) | New | Miscellaneous | Natural Gas | Miscellaneous | E4 | CCE | 0 | 0 | 0 | 0 | 0 | 0 | 0 | 0 | 0 | 0 | 0 | 0 | 0 | 0 | 0 | 0 | 0 | 0 | 0 | 0 | 0 | 0 | 0 | 0 | 0 | 0 | 0
F1_Commercial_Office (WA)_New_Miscellaneous_Natural Gas_Miscellaneous_E5 | F1 | Commercial | Office (WA) | New | Miscellaneous | Natural Gas | Miscellaneous | E5 | CCE | 0 | 0 | 0 | 0 | 0 | 0 | 0 | 0 | 0 | 0 | 0 | 0 | 0 | 0 | 0 | 0 | 0 | 0 | 0 | 0 | 0 | 0 | 0 | 0 | 0 | 0 | 0
F1_Commercial_Office (WA)_New_Miscellaneous_Natural Gas_Miscellaneous_E6 | F1 | Commercial | Office (WA) | New | Miscellaneous | Natural Gas | Miscellaneous | E6 | CCE | 0 | 0 | 0 | 0 | 0 | 0 | 0 | 0 | 0 | 0 | 0 | 0 | 0 | 0 | 0 | 0 | 0 | 0 | 0 | 0 | 0 | 0 | 0 | 0 | 0 | 0 | 0
F1_Commercial_Office (WA)_New_Miscellaneous_Natural Gas_Miscellaneous_E7 | F1 | Commercial | Office (WA) | New | Miscellaneous | Natural Gas | Miscellaneous | E7 | CCE | 0 | 0 | 0 | 0 | 0 | 0 | 0 | 0 | 0 | 0 | 0 | 0 | 0 | 0 | 0 | 0 | 0 | 0 | 0 | 0 | 0 | 0 | 0 | 0 | 0 | 0 | 0
F1_Commercial_Office (WA)_New_Miscellaneous_Natural Gas_Miscellaneous_E8 | F1 | Commercial | Office (WA) | New | Miscellaneous | Natural Gas | Miscellaneous | E8 | CCE | 0 | 0 | 0 | 0 | 0 | 0 | 0 | 0 | 0 | 0 | 0 | 0 | 0 | 0 | 0 | 0 | 0 | 0 | 0 | 0 | 0 | 0 | 0 | 0 | 0 | 0 | 0
F1_Commercial_Office (WA)_New_Miscellaneous_Natural Gas_Miscellaneous_E9 | F1 | Commercial | Office (WA) | New | Miscellaneous | Natural Gas | Miscellaneous | E9 | CCE | 0 | 0 | 0 | 0 | 0 | 0 | 0 | 0 | 0 | 0 | 0 | 0 | 0 | 0 | 0 | 0 | 0 | 0 | 0 | 0 | 0 | 0 | 0 | 0 | 0 | 0 | 0
F1_Commercial_Office (WA)_New_Miscellaneous_Natural Gas_Miscellaneous_E10 | F1 | Commercial | Office (WA) | New | Miscellaneous | Natural Gas | Miscellaneous | E10 | CCE | 0 | 0 | 0 | 0 | 0 | 0 | 0 | 0 | 0 | 0 | 0 | 0 | 0 | 0 | 0 | 0 | 0 | 0 | 0 | 0 | 0 | 0 | 0 | 0 | 0 | 0 | 0
F2_Commercial_Office (WA)_New_Miscellaneous_Natural Gas_Miscellaneous_E1 | F2 | Commercial | Office (WA) | New | Miscellaneous | Natural Gas | Miscellaneous | E1 | TRC BC Ratio | [24 empty] | 1 | 1 | 1 | bar: 2019 to 2042
F2_Commercial_Office (WA)_New_Miscellaneous_Natural Gas_Miscellaneous_E2 | F2 | Commercial | Office (WA) | New | Miscellaneous | Natural Gas | Miscellaneous | E2 | TRC BC Ratio | 0 | 0 | 0 | 0 | 0 | 0 | 0 | 0 | 0 | 0 | 0 | 0 | 0 | 0 | 0 | 0 | 0 | 0 | 0 | 0 | 0 | 0 | 0 | 0 | 0 | 0 | 0
F2_Commercial_Office (WA)_New_Miscellaneous_Natural Gas_Miscellaneous_E3 | F2 | Commercial | Office (WA) | New | Miscellaneous | Natural Gas | Miscellaneous | E3 | TRC BC Ratio | 0 | 0 | 0 | 0 | 0 | 0 | 0 | 0 | 0 | 0 | 0 | 0 | 0 | 0 | 0 | 0 | 0 | 0 | 0 | 0 | 0 | 0 | 0 | 0 | 0 | 0 | 0
F2_Commercial_Office (WA)_New_Miscellaneous_Natural Gas_Miscellaneous_E4 | F2 | Commercial | Office (WA) | New | Miscellaneous | Natural Gas | Miscellaneous | E4 | TRC BC Ratio | 0 | 0 | 0 | 0 | 0 | 0 | 0 | 0 | 0 | 0 | 0 | 0 | 0 | 0 | 0 | 0 | 0 | 0 | 0 | 0 | 0 | 0 | 0 | 0 | 0 | 0 | 0
F2_Commercial_Office (WA)_New_Miscellaneous_Natural Gas_Miscellaneous_E5 | F2 | Commercial | Office (WA) | New | Miscellaneous | Natural Gas | Miscellaneous | E5 | TRC BC Ratio | 0 | 0 | 0 | 0 | 0 | 0 | 0 | 0 | 0 | 0 | 0 | 0 | 0 | 0 | 0 | 0 | 0 | 0 | 0 | 0 | 0 | 0 | 0 | 0 | 0 | 0 | 0
F2_Commercial_Office (WA)_New_Miscellaneous_Natural Gas_Miscellaneous_E6 | F2 | Commercial | Office (WA) | New | Miscellaneous | Natural Gas | Miscellaneous | E6 | TRC BC Ratio | 0 | 0 | 0 | 0 | 0 | 0 | 0 | 0 | 0 | 0 | 0 | 0 | 0 | 0 | 0 | 0 | 0 | 0 | 0 | 0 | 0 | 0 | 0 | 0 | 0 | 0 | 0
F2_Commercial_Office (WA)_New_Miscellaneous_Natural Gas_Miscellaneous_E7 | F2 | Commercial | Office (WA) | New | Miscellaneous | Natural Gas | Miscellaneous | E7 | TRC BC Ratio | 0 | 0 | 0 | 0 | 0 | 0 | 0 | 0 | 0 | 0 | 0 | 0 | 0 | 0 | 0 | 0 | 0 | 0 | 0 | 0 | 0 | 0 | 0 | 0 | 0 | 0 | 0
F2_Commercial_Office (WA)_New_Miscellaneous_Natural Gas_Miscellaneous_E8 | F2 | Commercial | Office (WA) | New | Miscellaneous | Natural Gas | Miscellaneous | E8 | TRC BC Ratio | 0 | 0 | 0 | 0 | 0 | 0 | 0 | 0 | 0 | 0 | 0 | 0 | 0 | 0 | 0 | 0 | 0 | 0 | 0 | 0 | 0 | 0 | 0 | 0 | 0 | 0 | 0
F2_Commercial_Office (WA)_New_Miscellaneous_Natural Gas_Miscellaneous_E9 | F2 | Commercial | Office (WA) | New | Miscellaneous | Natural Gas | Miscellaneous | E9 | TRC BC Ratio | 0 | 0 | 0 | 0 | 0 | 0 | 0 | 0 | 0 | 0 | 0 | 0 | 0 | 0 | 0 | 0 | 0 | 0 | 0 | 0 | 0 | 0 | 0 | 0 | 0 | 0 | 0
F2_Commercial_Office (WA)_New_Miscellaneous_Natural Gas_Miscellaneous_E10 | F2 | Commercial | Office (WA) | New | Miscellaneous | Natural Gas | Miscellaneous | E10 | TRC BC Ratio | 0 | 0 | 0 | 0 | 0 | 0 | 0 | 0 | 0 | 0 | 0 | 0 | 0 | 0 | 0 | 0 | 0 | 0 | 0 | 0 | 0 | 0 | 0 | 0 | 0 | 0 | 0
F3_Commercial_Office (WA)_New_Miscellaneous_Natural Gas_Miscellaneous_E1 | F3 | Commercial | Office (WA) | New | Miscellaneous | Natural Gas | Miscellaneous | E1 | PACT BC Ratio | [24 empty] | 1 | 1 | 1 | bar: 2019 to 2042
F3_Commercial_Office (WA)_New_Miscellaneous_Natural Gas_Miscellaneous_E2 | F3 | Commercial | Office (WA) | New | Miscellaneous | Natural Gas | Miscellaneous | E2 | PACT BC Ratio | 0 | 0 | 0 | 0 | 0 | 0 | 0 | 0 | 0 | 0 | 0 | 0 | 0 | 0 | 0 | 0 | 0 | 0 | 0 | 0 | 0 | 0 | 0 | 0 | 0 | 0 | 0
F3_Commercial_Office (WA)_New_Miscellaneous_Natural Gas_Miscellaneous_E3 | F3 | Commercial | Office (WA) | New | Miscellaneous | Natural Gas | Miscellaneous | E3 | PACT BC Ratio | 0 | 0 | 0 | 0 | 0 | 0 | 0 | 0 | 0 | 0 | 0 | 0 | 0 | 0 | 0 | 0 | 0 | 0 | 0 | 0 | 0 | 0 | 0 | 0 | 0 | 0 | 0
F3_Commercial_Office (WA)_New_Miscellaneous_Natural Gas_Miscellaneous_E4 | F3 | Commercial | Office (WA) | New | Miscellaneous | Natural Gas | Miscellaneous | E4 | PACT BC Ratio | 0 | 0 | 0 | 0 | 0 | 0 | 0 | 0 | 0 | 0 | 0 | 0 | 0 | 0 | 0 | 0 | 0 | 0 | 0 | 0 | 0 | 0 | 0 | 0 | 0 | 0 | 0
F3_Commercial_Office (WA)_New_Miscellaneous_Natural Gas_Miscellaneous_E5 | F3 | Commercial | Office (WA) | New | Miscellaneous | Natural Gas | Miscellaneous | E5 | PACT BC Ratio | 0 | 0 | 0 | 0 | 0 | 0 | 0 | 0 | 0 | 0 | 0 | 0 | 0 | 0 | 0 | 0 | 0 | 0 | 0 | 0 | 0 | 0 | 0 | 0 | 0 | 0 | 0
F3_Commercial_Office (WA)_New_Miscellaneous_Natural Gas_Miscellaneous_E6 | F3 | Commercial | Office (WA) | New | Miscellaneous | Natural Gas | Miscellaneous | E6 | PACT BC Ratio | 0 | 0 | 0 | 0 | 0 | 0 | 0 | 0 | 0 | 0 | 0 | 0 | 0 | 0 | 0 | 0 | 0 | 0 | 0 | 0 | 0 | 0 | 0 | 0 | 0 | 0 | 0
F3_Commercial_Office (WA)_New_Miscellaneous_Natural Gas_Miscellaneous_E7 | F3 | Commercial | Office (WA) | New | Miscellaneous | Natural Gas | Miscellaneous | E7 | PACT BC Ratio | 0 | 0 | 0 | 0 | 0 | 0 | 0 | 0 | 0 | 0 | 0 | 0 | 0 | 0 | 0 | 0 | 0 | 0 | 0 | 0 | 0 | 0 | 0 | 0 | 0 | 0 | 0
F3_Commercial_Office (WA)_New_Miscellaneous_Natural Gas_Miscellaneous_E8 | F3 | Commercial | Office (WA) | New | Miscellaneous | Natural Gas | Miscellaneous | E8 | PACT BC Ratio | 0 | 0 | 0 | 0 | 0 | 0 | 0 | 0 | 0 | 0 | 0 | 0 | 0 | 0 | 0 | 0 | 0 | 0 | 0 | 0 | 0 | 0 | 0 | 0 | 0 | 0 | 0
F3_Commercial_Office (WA)_New_Miscellaneous_Natural Gas_Miscellaneous_E9 | F3 | Commercial | Office (WA) | New | Miscellaneous | Natural Gas | Miscellaneous | E9 | PACT BC Ratio | 0 | 0 | 0 | 0 | 0 | 0 | 0 | 0 | 0 | 0 | 0 | 0 | 0 | 0 | 0 | 0 | 0 | 0 | 0 | 0 | 0 | 0 | 0 | 0 | 0 | 0 | 0
F3_Commercial_Office (WA)_New_Miscellaneous_Natural Gas_Miscellaneous_E10 | F3 | Commercial | Office (WA) | New | Miscellaneous | Natural Gas | Miscellaneous | E10 | PACT BC Ratio | 0 | 0 | 0 | 0 | 0 | 0 | 0 | 0 | 0 | 0 | 0 | 0 | 0 | 0 | 0 | 0 | 0 | 0 | 0 | 0 | 0 | 0 | 0 | 0 | 0 | 0 | 0
F4_Commercial_Office (WA)_New_Miscellaneous_Natural Gas_Miscellaneous_E1 | F4 | Commercial | Office (WA) | New | Miscellaneous | Natural Gas | Miscellaneous | E1 | RVT BC Ratio | [24 empty] | 1 | 1 | 1 | bar: 2019 to 2042
F4_Commercial_Office (WA)_New_Miscellaneous_Natural Gas_Miscellaneous_E2 | F4 | Commercial | Office (WA) | New | Miscellaneous | Natural Gas | Miscellaneous | E2 | RVT BC Ratio | 0 | 0 | 0 | 0 | 0 | 0 | 0 | 0 | 0 | 0 | 0 | 0 | 0 | 0 | 0 | 0 | 0 | 0 | 0 | 0 | 0 | 0 | 0 | 0 | 0 | 0 | 0
F4_Commercial_Office (WA)_New_Miscellaneous_Natural Gas_Miscellaneous_E3 | F4 | Commercial | Office (WA) | New | Miscellaneous | Natural Gas | Miscellaneous | E3 | RVT BC Ratio | 0 | 0 | 0 | 0 | 0 | 0 | 0 | 0 | 0 | 0 | 0 | 0 | 0 | 0 | 0 | 0 | 0 | 0 | 0 | 0 | 0 | 0 | 0 | 0 | 0 | 0 | 0
F4_Commercial_Office (WA)_New_Miscellaneous_Natural Gas_Miscellaneous_E4 | F4 | Commercial | Office (WA) | New | Miscellaneous | Natural Gas | Miscellaneous | E4 | RVT BC Ratio | 0 | 0 | 0 | 0 | 0 | 0 | 0 | 0 | 0 | 0 | 0 | 0 | 0 | 0 | 0 | 0 | 0 | 0 | 0 | 0 | 0 | 0 | 0 | 0 | 0 | 0 | 0
F4_Commercial_Office (WA)_New_Miscellaneous_Natural Gas_Miscellaneous_E5 | F4 | Commercial | Office (WA) | New | Miscellaneous | Natural Gas | Miscellaneous | E5 | RVT BC Ratio | 0 | 0 | 0 | 0 | 0 | 0 | 0 | 0 | 0 | 0 | 0 | 0 | 0 | 0 | 0 | 0 | 0 | 0 | 0 | 0 | 0 | 0 | 0 | 0 | 0 | 0 | 0
F4_Commercial_Office (WA)_New_Miscellaneous_Natural Gas_Miscellaneous_E6 | F4 | Commercial | Office (WA) | New | Miscellaneous | Natural Gas | Miscellaneous | E6 | RVT BC Ratio | 0 | 0 | 0 | 0 | 0 | 0 | 0 | 0 | 0 | 0 | 0 | 0 | 0 | 0 | 0 | 0 | 0 | 0 | 0 | 0 | 0 | 0 | 0 | 0 | 0 | 0 | 0
F4_Commercial_Office (WA)_New_Miscellaneous_Natural Gas_Miscellaneous_E7 | F4 | Commercial | Office (WA) | New | Miscellaneous | Natural Gas | Miscellaneous | E7 | RVT BC Ratio | 0 | 0 | 0 | 0 | 0 | 0 | 0 | 0 | 0 | 0 | 0 | 0 | 0 | 0 | 0 | 0 | 0 | 0 | 0 | 0 | 0 | 0 | 0 | 0 | 0 | 0 | 0
F4_Commercial_Office (WA)_New_Miscellaneous_Natural Gas_Miscellaneous_E8 | F4 | Commercial | Office (WA) | New | Miscellaneous | Natural Gas | Miscellaneous | E8 | RVT BC Ratio | 0 | 0 | 0 | 0 | 0 | 0 | 0 | 0 | 0 | 0 | 0 | 0 | 0 | 0 | 0 | 0 | 0 | 0 | 0 | 0 | 0 | 0 | 0 | 0 | 0 | 0 | 0
F4_Commercial_Office (WA)_New_Miscellaneous_Natural Gas_Miscellaneous_E9 | F4 | Commercial | Office (WA) | New | Miscellaneous | Natural Gas | Miscellaneous | E9 | RVT BC Ratio | 0 | 0 | 0 | 0 | 0 | 0 | 0 | 0 | 0 | 0 | 0 | 0 | 0 | 0 | 0 | 0 | 0 | 0 | 0 | 0 | 0 | 0 | 0 | 0 | 0 | 0 | 0
F4_Commercial_Office (WA)_New_Miscellaneous_Natural Gas_Miscellaneous_E10 | F4 | Commercial | Office (WA) | New | Miscellaneous | Natural Gas | Miscellaneous | E10 | RVT BC Ratio | 0 | 0 | 0 | 0 | 0 | 0 | 0 | 0 | 0 | 0 | 0 | 0 | 0 | 0 | 0 | 0 | 0 | 0 | 0 | 0 | 0 | 0 | 0 | 0 | 0 | 0 | 0
F5_Commercial_Office (WA)_New_Miscellaneous_Natural Gas_Miscellaneous_E1 | F5 | Commercial | Office (WA) | New | Miscellaneous | Natural Gas | Miscellaneous | E1 | RIM BC Ratio | [24 empty] | 1 | 1 | 1 | bar: 2019 to 2042
F5_Commercial_Office (WA)_New_Miscellaneous_Natural Gas_Miscellaneous_E2 | F5 | Commercial | Office (WA) | New | Miscellaneous | Natural Gas | Miscellaneous | E2 | RIM BC Ratio | 0 | 0 | 0 | 0 | 0 | 0 | 0 | 0 | 0 | 0 | 0 | 0 | 0 | 0 | 0 | 0 | 0 | 0 | 0 | 0 | 0 | 0 | 0 | 0 | 0 | 0 | 0
F5_Commercial_Office (WA)_New_Miscellaneous_Natural Gas_Miscellaneous_E3 | F5 | Commercial | Office (WA) | New | Miscellaneous | Natural Gas | Miscellaneous | E3 | RIM BC Ratio | 0 | 0 | 0 | 0 | 0 | 0 | 0 | 0 | 0 | 0 | 0 | 0 | 0 | 0 | 0 | 0 | 0 | 0 | 0 | 0 | 0 | 0 | 0 | 0 | 0 | 0 | 0
F5_Commercial_Office (WA)_New_Miscellaneous_Natural Gas_Miscellaneous_E4 | F5 | Commercial | Office (WA) | New | Miscellaneous | Natural Gas | Miscellaneous | E4 | RIM BC Ratio | 0 | 0 | 0 | 0 | 0 | 0 | 0 | 0 | 0 | 0 | 0 | 0 | 0 | 0 | 0 | 0 | 0 | 0 | 0 | 0 | 0 | 0 | 0 | 0 | 0 | 0 | 0
F5_Commercial_Office (WA)_New_Miscellaneous_Natural Gas_Miscellaneous_E5 | F5 | Commercial | Office (WA) | New | Miscellaneous | Natural Gas | Miscellaneous | E5 | RIM BC Ratio | 0 | 0 | 0 | 0 | 0 | 0 | 0 | 0 | 0 | 0 | 0 | 0 | 0 | 0 | 0 | 0 | 0 | 0 | 0 | 0 | 0 | 0 | 0 | 0 | 0 | 0 | 0
F5_Commercial_Office (WA)_New_Miscellaneous_Natural Gas_Miscellaneous_E6 | F5 | Commercial | Office (WA) | New | Miscellaneous | Natural Gas | Miscellaneous | E6 | RIM BC Ratio | 0 | 0 | 0 | 0 | 0 | 0 | 0 | 0 | 0 | 0 | 0 | 0 | 0 | 0 | 0 | 0 | 0 | 0 | 0 | 0 | 0 | 0 | 0 | 0 | 0 | 0 | 0
F5_Commercial_Office (WA)_New_Miscellaneous_Natural Gas_Miscellaneous_E7 | F5 | Commercial | Office (WA) | New | Miscellaneous | Natural Gas | Miscellaneous | E7 | RIM BC Ratio | 0 | 0 | 0 | 0 | 0 | 0 | 0 | 0 | 0 | 0 | 0 | 0 | 0 | 0 | 0 | 0 | 0 | 0 | 0 | 0 | 0 | 0 | 0 | 0 | 0 | 0 | 0
F5_Commercial_Office (WA)_New_Miscellaneous_Natural Gas_Miscellaneous_E8 | F5 | Commercial | Office (WA) | New | Miscellaneous | Natural Gas | Miscellaneous | E8 | RIM BC Ratio | 0 | 0 | 0 | 0 | 0 | 0 | 0 | 0 | 0 | 0 | 0 | 0 | 0 | 0 | 0 | 0 | 0 | 0 | 0 | 0 | 0 | 0 | 0 | 0 | 0 | 0 | 0
F5_Commercial_Office (WA)_New_Miscellaneous_Natural Gas_Miscellaneous_E9 | F5 | Commercial | Office (WA) | New | Miscellaneous | Natural Gas | Miscellaneous | E9 | RIM BC Ratio | 0 | 0 | 0 | 0 | 0 | 0 | 0 | 0 | 0 | 0 | 0 | 0 | 0 | 0 | 0 | 0 | 0 | 0 | 0 | 0 | 0 | 0 | 0 | 0 | 0 | 0 | 0
F5_Commercial_Office (WA)_New_Miscellaneous_Natural Gas_Miscellaneous_E10 | F5 | Commercial | Office (WA) | New | Miscellaneous | Natural Gas | Miscellaneous | E10 | RIM BC Ratio | 0 | 0 | 0 | 0 | 0 | 0 | 0 | 0 | 0 | 0 | 0 | 0 | 0 | 0 | 0 | 0 | 0 | 0 | 0 | 0 | 0 | 0 | 0 | 0 | 0 | 0 | 0
F0_Commercial_Restaurant (WA)_Existing_Space Heating_Natural Gas_Furnace_E0 | F0 | Commercial | Restaurant (WA) | Existing | Space Heating | Natural Gas | Furnace | E0 | Economic Unit | AFUE 80% (Standard) | AFUE 80% (Standard) | AFUE 80% (Standard) | AFUE 96% | AFUE 96% | AFUE 96% | AFUE 96% | AFUE 96% | AFUE 96% | AFUE 96% | AFUE 96% | AFUE 96% | AFUE 96% | AFUE 96% | AFUE 96% | AFUE 96% | AFUE 96% | AFUE 96% | AFUE 96% | AFUE 96% | AFUE 96% | AFUE 96% | AFUE 96% | AFUE 96% | AFUE 96% | AFUE 96% | AFUE 96%
F1_Commercial_Restaurant (WA)_Existing_Space Heating_Natural Gas_Furnace_E1 | F1 | Commercial | Restaurant (WA) | Existing | Space Heating | Natural Gas | Furnace | E1 | CCE | 0 | 0 | 0 | 0 | 0 | 0 | 0 | 0 | 0 | 0 | 0 | 0 | 0 | 0 | 0 | 0 | 0 | 0 | 0 | 0 | 0 | 0 | 0 | 0 | 0 | 0 | 0
F1_Commercial_Restaurant (WA)_Existing_Space Heating_Natural Gas_Furnace_E2 | F1 | Commercial | Restaurant (WA) | Existing | Space Heating | Natural Gas | Furnace | E2 | CCE | 0.02607 | 0.027054 | 0.027054 | 0.027054 | 0.027054 | 0.027054 | 0.027054 | 0.027054 | 0.027054 | 0.027054 | 0.027054 | 0.027054 | 0.027054 | 0.027054 | 0.027054 | 0.027054 | 0.027054 | 0.027054 | 0.027054 | 0.027054 | 0.027054 | 0.027054 | 0.027054 | 0.027054 | 0.027054 | 0.027054 | 0.027054
F1_Commercial_Restaurant (WA)_Existing_Space Heating_Natural Gas_Furnace_E3 | F1 | Commercial | Restaurant (WA) | Existing | Space Heating | Natural Gas | Furnace | E3 | CCE | 0.0039001 | 0.0040474 | 0.0040474 | 0.0040474 | 0.0040474 | 0.0040474 | 0.0040474 | 0.0040474 | 0.0040474 | 0.0040474 | 0.0040474 | 0.0040474 | 0.0040474 | 0.0040474 | 0.0040474 | 0.0040474 | 0.0040474 | 0.0040474 | 0.0040474 | 0.0040474 | 0.0040474 | 0.0040474 | 0.0040474 | 0.0040474 | 0.0040474 | 0.0040474 | 0.0040474
F1_Commercial_Restaurant (WA)_Existing_Space Heating_Natural Gas_Furnace_E4 | F1 | Commercial | Restaurant (WA) | Existing | Space Heating | Natural Gas | Furnace | E4 | CCE | 0 | 0 | 0 | 0 | 0 | 0 | 0 | 0 | 0 | 0 | 0 | 0 | 0 | 0 | 0 | 0 | 0 | 0 | 0 | 0 | 0 | 0 | 0 | 0 | 0 | 0 | 0
F1_Commercial_Restaurant (WA)_Existing_Space Heating_Natural Gas_Furnace_E5 | F1 | Commercial | Restaurant (WA) | Existing | Space Heating | Natural Gas | Furnace | E5 | CCE | 0 | 0 | 0 | 0 | 0 | 0 | 0 | 0 | 0 | 0 | 0 | 0 | 0 | 0 | 0 | 0 | 0 | 0 | 0 | 0 | 0 | 0 | 0 | 0 | 0 | 0 | 0
F1_Commercial_Restaurant (WA)_Existing_Space Heating_Natural Gas_Furnace_E6 | F1 | Commercial | Restaurant (WA) | Existing | Space Heating | Natural Gas | Furnace | E6 | CCE | 0 | 0 | 0 | 0 | 0 | 0 | 0 | 0 | 0 | 0 | 0 | 0 | 0 | 0 | 0 | 0 | 0 | 0 | 0 | 0 | 0 | 0 | 0 | 0 | 0 | 0 | 0
F1_Commercial_Restaurant (WA)_Existing_Space Heating_Natural Gas_Furnace_E7 | F1 | Commercial | Restaurant (WA) | Existing | Space Heating | Natural Gas | Furnace | E7 | CCE | 0 | 0 | 0 | 0 | 0 | 0 | 0 | 0 | 0 | 0 | 0 | 0 | 0 | 0 | 0 | 0 | 0 | 0 | 0 | 0 | 0 | 0 | 0 | 0 | 0 | 0 | 0
F1_Commercial_Restaurant (WA)_Existing_Space Heating_Natural Gas_Furnace_E8 | F1 | Commercial | Restaurant (WA) | Existing | Space Heating | Natural Gas | Furnace | E8 | CCE | 0 | 0 | 0 | 0 | 0 | 0 | 0 | 0 | 0 | 0 | 0 | 0 | 0 | 0 | 0 | 0 | 0 | 0 | 0 | 0 | 0 | 0 | 0 | 0 | 0 | 0 | 0
F1_Commercial_Restaurant (WA)_Existing_Space Heating_Natural Gas_Furnace_E9 | F1 | Commercial | Restaurant (WA) | Existing | Space Heating | Natural Gas | Furnace | E9 | CCE | 0 | 0 | 0 | 0 | 0 | 0 | 0 | 0 | 0 | 0 | 0 | 0 | 0 | 0 | 0 | 0 | 0 | 0 | 0 | 0 | 0 | 0 | 0 | 0 | 0 | 0 | 0
F1_Commercial_Restaurant (WA)_Existing_Space Heating_Natural Gas_Furnace_E10 | F1 | Commercial | Restaurant (WA) | Existing | Space Heating | Natural Gas | Furnace | E10 | CCE | 0 | 0 | 0 | 0 | 0 | 0 | 0 | 0 | 0 | 0 | 0 | 0 | 0 | 0 | 0 | 0 | 0 | 0 | 0 | 0 | 0 | 0 | 0 | 0 | 0 | 0 | 0
F2_Commercial_Restaurant (WA)_Existing_Space Heating_Natural Gas_Furnace_E1 | F2 | Commercial | Restaurant (WA) | Existing | Space Heating | Natural Gas | Furnace | E1 | TRC BC Ratio | [24 empty] | 1 | 1 | 1 | bar: 2019 to 2042
F2_Commercial_Restaurant (WA)_Existing_Space Heating_Natural Gas_Furnace_E2 | F2 | Commercial | Restaurant (WA) | Existing | Space Heating | Natural Gas | Furnace | E2 | TRC BC Ratio | 0.14426 | 0.14636 | 0.14933 | 0.15272 | 0.15657 | 0.16217 | 0.16788 | 0.17395 | 0.17966 | 0.18545 | 0.19052 | 0.1951 | 0.20018 | 0.20545 | 0.21028 | 0.215 | 0.21932 | 0.22379 | 0.22846 | 0.23326 | 0.23815 | 0.24334 | 0.2495 | 0.2548 | 0.2602 | 0.26573 | 0.27137
F2_Commercial_Restaurant (WA)_Existing_Space Heating_Natural Gas_Furnace_E3 | F2 | Commercial | Restaurant (WA) | Existing | Space Heating | Natural Gas | Furnace | E3 | TRC BC Ratio | 0.96428 | 0.97829 | 0.99817 | 1.0208 | 1.0466 | 1.084 | 1.1222 | 1.1628 | 1.2009 | 1.2396 | 1.2735 | 1.3041 | 1.3381 | 1.3733 | 1.4056 | 1.4371 | 1.466 | 1.4959 | 1.5271 | 1.5592 | 1.5919 | 1.6266 | 1.6678 | 1.7031 | 1.7393 | 1.7762 | 1.8139
F2_Commercial_Restaurant (WA)_Existing_Space Heating_Natural Gas_Furnace_E4 | F2 | Commercial | Restaurant (WA) | Existing | Space Heating | Natural Gas | Furnace | E4 | TRC BC Ratio | 0 | 0 | 0 | 0 | 0 | 0 | 0 | 0 | 0 | 0 | 0 | 0 | 0 | 0 | 0 | 0 | 0 | 0 | 0 | 0 | 0 | 0 | 0 | 0 | 0 | 0 | 0
F2_Commercial_Restaurant (WA)_Existing_Space Heating_Natural Gas_Furnace_E5 | F2 | Commercial | Restaurant (WA) | Existing | Space Heating | Natural Gas | Furnace | E5 | TRC BC Ratio | 0 | 0 | 0 | 0 | 0 | 0 | 0 | 0 | 0 | 0 | 0 | 0 | 0 | 0 | 0 | 0 | 0 | 0 | 0 | 0 | 0 | 0 | 0 | 0 | 0 | 0 | 0
F2_Commercial_Restaurant (WA)_Existing_Space Heating_Natural Gas_Furnace_E6 | F2 | Commercial | Restaurant (WA) | Existing | Space Heating | Natural Gas | Furnace | E6 | TRC BC Ratio | 0 | 0 | 0 | 0 | 0 | 0 | 0 | 0 | 0 | 0 | 0 | 0 | 0 | 0 | 0 | 0 | 0 | 0 | 0 | 0 | 0 | 0 | 0 | 0 | 0 | 0 | 0
F2_Commercial_Restaurant (WA)_Existing_Space Heating_Natural Gas_Furnace_E7 | F2 | Commercial | Restaurant (WA) | Existing | Space Heating | Natural Gas | Furnace | E7 | TRC BC Ratio | 0 | 0 | 0 | 0 | 0 | 0 | 0 | 0 | 0 | 0 | 0 | 0 | 0 | 0 | 0 | 0 | 0 | 0 | 0 | 0 | 0 | 0 | 0 | 0 | 0 | 0 | 0
F2_Commercial_Restaurant (WA)_Existing_Space Heating_Natural Gas_Furnace_E8 | F2 | Commercial | Restaurant (WA) | Existing | Space Heating | Natural Gas | Furnace | E8 | TRC BC Ratio | 0 | 0 | 0 | 0 | 0 | 0 | 0 | 0 | 0 | 0 | 0 | 0 | 0 | 0 | 0 | 0 | 0 | 0 | 0 | 0 | 0 | 0 | 0 | 0 | 0 | 0 | 0
F2_Commercial_Restaurant (WA)_Existing_Space Heating_Natural Gas_Furnace_E9 | F2 | Commercial | Restaurant (WA) | Existing | Space Heating | Natural Gas | Furnace | E9 | TRC BC Ratio | 0 | 0 | 0 | 0 | 0 | 0 | 0 | 0 | 0 | 0 | 0 | 0 | 0 | 0 | 0 | 0 | 0 | 0 | 0 | 0 | 0 | 0 | 0 | 0 | 0 | 0 | 0
F2_Commercial_Restaurant (WA)_Existing_Space Heating_Natural Gas_Furnace_E10 | F2 | Commercial | Restaurant (WA) | Existing | Space Heating | Natural Gas | Furnace | E10 | TRC BC Ratio | 0 | 0 | 0 | 0 | 0 | 0 | 0 | 0 | 0 | 0 | 0 | 0 | 0 | 0 | 0 | 0 | 0 | 0 | 0 | 0 | 0 | 0 | 0 | 0 | 0 | 0 | 0
F3_Commercial_Restaurant (WA)_Existing_Space Heating_Natural Gas_Furnace_E1 | F3 | Commercial | Restaurant (WA) | Existing | Space Heating | Natural Gas | Furnace | E1 | PACT BC Ratio | [24 empty] | 1 | 1 | 1 | bar: 2019 to 2042
F3_Commercial_Restaurant (WA)_Existing_Space Heating_Natural Gas_Furnace_E2 | F3 | Commercial | Restaurant (WA) | Existing | Space Heating | Natural Gas | Furnace | E2 | PACT BC Ratio | 0.40406 | 0.40993 | 0.41825 | 0.42776 | 0.43854 | 0.45422 | 0.47023 | 0.48722 | 0.50321 | 0.51943 | 0.53362 | 0.54645 | 0.56068 | 0.57545 | 0.58896 | 0.60219 | 0.61431 | 0.62682 | 0.63991 | 0.65334 | 0.66703 | 0.68158 | 0.69883 | 0.71366 | 0.72881 | 0.74428 | 0.76007
F3_Commercial_Restaurant (WA)_Existing_Space Heating_Natural Gas_Furnace_E3 | F3 | Commercial | Restaurant (WA) | Existing | Space Heating | Natural Gas | Furnace | E3 | PACT BC Ratio | 2.7009 | 2.7401 | 2.7958 | 2.8593 | 2.9313 | 3.0362 | 3.1432 | 3.2568 | 3.3637 | 3.472 | 3.5669 | 3.6526 | 3.7478 | 3.8465 | 3.9369 | 4.0253 | 4.1063 | 4.1899 | 4.2774 | 4.3672 | 4.4587 | 4.5559 | 4.6712 | 4.7704 | 4.8716 | 4.975 | 5.0806
F3_Commercial_Restaurant (WA)_Existing_Space Heating_Natural Gas_Furnace_E4 | F3 | Commercial | Restaurant (WA) | Existing | Space Heating | Natural Gas | Furnace | E4 | PACT BC Ratio | 0 | 0 | 0 | 0 | 0 | 0 | 0 | 0 | 0 | 0 | 0 | 0 | 0 | 0 | 0 | 0 | 0 | 0 | 0 | 0 | 0 | 0 | 0 | 0 | 0 | 0 | 0
F3_Commercial_Restaurant (WA)_Existing_Space Heating_Natural Gas_Furnace_E5 | F3 | Commercial | Restaurant (WA) | Existing | Space Heating | Natural Gas | Furnace | E5 | PACT BC Ratio | 0 | 0 | 0 | 0 | 0 | 0 | 0 | 0 | 0 | 0 | 0 | 0 | 0 | 0 | 0 | 0 | 0 | 0 | 0 | 0 | 0 | 0 | 0 | 0 | 0 | 0 | 0
F3_Commercial_Restaurant (WA)_Existing_Space Heating_Natural Gas_Furnace_E6 | F3 | Commercial | Restaurant (WA) | Existing | Space Heating | Natural Gas | Furnace | E6 | PACT BC Ratio | 0 | 0 | 0 | 0 | 0 | 0 | 0 | 0 | 0 | 0 | 0 | 0 | 0 | 0 | 0 | 0 | 0 | 0 | 0 | 0 | 0 | 0 | 0 | 0 | 0 | 0 | 0
F3_Commercial_Restaurant (WA)_Existing_Space Heating_Natural Gas_Furnace_E7 | F3 | Commercial | Restaurant (WA) | Existing | Space Heating | Natural Gas | Furnace | E7 | PACT BC Ratio | 0 | 0 | 0 | 0 | 0 | 0 | 0 | 0 | 0 | 0 | 0 | 0 | 0 | 0 | 0 | 0 | 0 | 0 | 0 | 0 | 0 | 0 | 0 | 0 | 0 | 0 | 0
F3_Commercial_Restaurant (WA)_Existing_Space Heating_Natural Gas_Furnace_E8 | F3 | Commercial | Restaurant (WA) | Existing | Space Heating | Natural Gas | Furnace | E8 | PACT BC Ratio | 0 | 0 | 0 | 0 | 0 | 0 | 0 | 0 | 0 | 0 | 0 | 0 | 0 | 0 | 0 | 0 | 0 | 0 | 0 | 0 | 0 | 0 | 0 | 0 | 0 | 0 | 0
F3_Commercial_Restaurant (WA)_Existing_Space Heating_Natural Gas_Furnace_E9 | F3 | Commercial | Restaurant (WA) | Existing | Space Heating | Natural Gas | Furnace | E9 | PACT BC Ratio | 0 | 0 | 0 | 0 | 0 | 0 | 0 | 0 | 0 | 0 | 0 | 0 | 0 | 0 | 0 | 0 | 0 | 0 | 0 | 0 | 0 | 0 | 0 | 0 | 0 | 0 | 0
F3_Commercial_Restaurant (WA)_Existing_Space Heating_Natural Gas_Furnace_E10 | F3 | Commercial | Restaurant (WA) | Existing | Space Heating | Natural Gas | Furnace | E10 | PACT BC Ratio | 0 | 0 | 0 | 0 | 0 | 0 | 0 | 0 | 0 | 0 | 0 | 0 | 0 | 0 | 0 | 0 | 0 | 0 | 0 | 0 | 0 | 0 | 0 | 0 | 0 | 0 | 0
F4_Commercial_Restaurant (WA)_Existing_Space Heating_Natural Gas_Furnace_E1 | F4 | Commercial | Restaurant (WA) | Existing | Space Heating | Natural Gas | Furnace | E1 | RVT BC Ratio | [24 empty] | 1 | 1 | 1 | bar: 2019 to 2042
F4_Commercial_Restaurant (WA)_Existing_Space Heating_Natural Gas_Furnace_E2 | F4 | Commercial | Restaurant (WA) | Existing | Space Heating | Natural Gas | Furnace | E2 | RVT BC Ratio | 0.4305 | 0.43217 | 0.43497 | 0.4382 | 0.4419 | 0.44793 | 0.4539 | 0.46016 | 0.46564 | 0.47097 | 0.477 | 0.48227 | 0.48814 | 0.49419 | 0.49957 | 0.50474 | 0.50929 | 0.51393 | 0.51875 | 0.52362 | 0.5285 | 0.53504 | 0.5428 | 0.54947 | 0.55629 | 0.56325 | 0.57035
F4_Commercial_Restaurant (WA)_Existing_Space Heating_Natural Gas_Furnace_E3 | F4 | Commercial | Restaurant (WA) | Existing | Space Heating | Natural Gas | Furnace | E3 | RVT BC Ratio | 1.5791 | 1.5903 | 1.609 | 1.6306 | 1.6553 | 1.6956 | 1.7356 | 1.7774 | 1.814 | 1.8496 | 1.89 | 1.9252 | 1.9644 | 2.0049 | 2.0408 | 2.0753 | 2.1058 | 2.1368 | 2.169 | 2.2016 | 2.2342 | 2.2779 | 2.3298 | 2.3744 | 2.4199 | 2.4665 | 2.514
F4_Commercial_Restaurant (WA)_Existing_Space Heating_Natural Gas_Furnace_E4 | F4 | Commercial | Restaurant (WA) | Existing | Space Heating | Natural Gas | Furnace | E4 | RVT BC Ratio | 0 | 0 | 0 | 0 | 0 | 0 | 0 | 0 | 0 | 0 | 0 | 0 | 0 | 0 | 0 | 0 | 0 | 0 | 0 | 0 | 0 | 0 | 0 | 0 | 0 | 0 | 0
F4_Commercial_Restaurant (WA)_Existing_Space Heating_Natural Gas_Furnace_E5 | F4 | Commercial | Restaurant (WA) | Existing | Space Heating | Natural Gas | Furnace | E5 | RVT BC Ratio | 0 | 0 | 0 | 0 | 0 | 0 | 0 | 0 | 0 | 0 | 0 | 0 | 0 | 0 | 0 | 0 | 0 | 0 | 0 | 0 | 0 | 0 | 0 | 0 | 0 | 0 | 0
F4_Commercial_Restaurant (WA)_Existing_Space Heating_Natural Gas_Furnace_E6 | F4 | Commercial | Restaurant (WA) | Existing | Space Heating | Natural Gas | Furnace | E6 | RVT BC Ratio | 0 | 0 | 0 | 0 | 0 | 0 | 0 | 0 | 0 | 0 | 0 | 0 | 0 | 0 | 0 | 0 | 0 | 0 | 0 | 0 | 0 | 0 | 0 | 0 | 0 | 0 | 0
F4_Commercial_Restaurant (WA)_Existing_Space Heating_Natural Gas_Furnace_E7 | F4 | Commercial | Restaurant (WA) | Existing | Space Heating | Natural Gas | Furnace | E7 | RVT BC Ratio | 0 | 0 | 0 | 0 | 0 | 0 | 0 | 0 | 0 | 0 | 0 | 0 | 0 | 0 | 0 | 0 | 0 | 0 | 0 | 0 | 0 | 0 | 0 | 0 | 0 | 0 | 0
F4_Commercial_Restaurant (WA)_Existing_Space Heating_Natural Gas_Furnace_E8 | F4 | Commercial | Restaurant (WA) | Existing | Space Heating | Natural Gas | Furnace | E8 | RVT BC Ratio | 0 | 0 | 0 | 0 | 0 | 0 | 0 | 0 | 0 | 0 | 0 | 0 | 0 | 0 | 0 | 0 | 0 | 0 | 0 | 0 | 0 | 0 | 0 | 0 | 0 | 0 | 0
F4_Commercial_Restaurant (WA)_Existing_Space Heating_Natural Gas_Furnace_E9 | F4 | Commercial | Restaurant (WA) | Existing | Space Heating | Natural Gas | Furnace | E9 | RVT BC Ratio | 0 | 0 | 0 | 0 | 0 | 0 | 0 | 0 | 0 | 0 | 0 | 0 | 0 | 0 | 0 | 0 | 0 | 0 | 0 | 0 | 0 | 0 | 0 | 0 | 0 | 0 | 0
F4_Commercial_Restaurant (WA)_Existing_Space Heating_Natural Gas_Furnace_E10 | F4 | Commercial | Restaurant (WA) | Existing | Space Heating | Natural Gas | Furnace | E10 | RVT BC Ratio | 0 | 0 | 0 | 0 | 0 | 0 | 0 | 0 | 0 | 0 | 0 | 0 | 0 | 0 | 0 | 0 | 0 | 0 | 0 | 0 | 0 | 0 | 0 | 0 | 0 | 0 | 0
F5_Commercial_Restaurant (WA)_Existing_Space Heating_Natural Gas_Furnace_E1 | F5 | Commercial | Restaurant (WA) | Existing | Space Heating | Natural Gas | Furnace | E1 | RIM BC Ratio | [24 empty] | 1 | 1 | 1 | bar: 2019 to 2042
F5_Commercial_Restaurant (WA)_Existing_Space Heating_Natural Gas_Furnace_E2 | F5 | Commercial | Restaurant (WA) | Existing | Space Heating | Natural Gas | Furnace | E2 | RIM BC Ratio | 0.27456 | 0.27781 | 0.28221 | 0.28716 | 0.2927 | 0.30035 | 0.30809 | 0.3162 | 0.32389 | 0.33167 | 0.33769 | 0.34314 | 0.34908 | 0.35515 | 0.36069 | 0.36609 | 0.37106 | 0.37616 | 0.38144 | 0.38682 | 0.39228 | 0.39727 | 0.40307 | 0.40796 | 0.41286 | 0.41778 | 0.42271
F5_Commercial_Restaurant (WA)_Existing_Space Heating_Natural Gas_Furnace_E3 | F5 | Commercial | Restaurant (WA) | Existing | Space Heating | Natural Gas | Furnace | E3 | RIM BC Ratio | 0.6504 | 0.65572 | 0.66214 | 0.66919 | 0.67691 | 0.68622 | 0.69573 | 0.70564 | 0.71553 | 0.72576 | 0.7312 | 0.73636 | 0.74185 | 0.74743 | 0.7527 | 0.75793 | 0.76298 | 0.76817 | 0.77356 | 0.77909 | 0.78476 | 0.78772 | 0.79109 | 0.79389 | 0.79664 | 0.79936 | 0.80204
F5_Commercial_Restaurant (WA)_Existing_Space Heating_Natural Gas_Furnace_E4 | F5 | Commercial | Restaurant (WA) | Existing | Space Heating | Natural Gas | Furnace | E4 | RIM BC Ratio | 0 | 0 | 0 | 0 | 0 | 0 | 0 | 0 | 0 | 0 | 0 | 0 | 0 | 0 | 0 | 0 | 0 | 0 | 0 | 0 | 0 | 0 | 0 | 0 | 0 | 0 | 0
F5_Commercial_Restaurant (WA)_Existing_Space Heating_Natural Gas_Furnace_E5 | F5 | Commercial | Restaurant (WA) | Existing | Space Heating | Natural Gas | Furnace | E5 | RIM BC Ratio | 0 | 0 | 0 | 0 | 0 | 0 | 0 | 0 | 0 | 0 | 0 | 0 | 0 | 0 | 0 | 0 | 0 | 0 | 0 | 0 | 0 | 0 | 0 | 0 | 0 | 0 | 0
F5_Commercial_Restaurant (WA)_Existing_Space Heating_Natural Gas_Furnace_E6 | F5 | Commercial | Restaurant (WA) | Existing | Space Heating | Natural Gas | Furnace | E6 | RIM BC Ratio | 0 | 0 | 0 | 0 | 0 | 0 | 0 | 0 | 0 | 0 | 0 | 0 | 0 | 0 | 0 | 0 | 0 | 0 | 0 | 0 | 0 | 0 | 0 | 0 | 0 | 0 | 0
F5_Commercial_Restaurant (WA)_Existing_Space Heating_Natural Gas_Furnace_E7 | F5 | Commercial | Restaurant (WA) | Existing | Space Heating | Natural Gas | Furnace | E7 | RIM BC Ratio | 0 | 0 | 0 | 0 | 0 | 0 | 0 | 0 | 0 | 0 | 0 | 0 | 0 | 0 | 0 | 0 | 0 | 0 | 0 | 0 | 0 | 0 | 0 | 0 | 0 | 0 | 0
F5_Commercial_Restaurant (WA)_Existing_Space Heating_Natural Gas_Furnace_E8 | F5 | Commercial | Restaurant (WA) | Existing | Space Heating | Natural Gas | Furnace | E8 | RIM BC Ratio | 0 | 0 | 0 | 0 | 0 | 0 | 0 | 0 | 0 | 0 | 0 | 0 | 0 | 0 | 0 | 0 | 0 | 0 | 0 | 0 | 0 | 0 | 0 | 0 | 0 | 0 | 0
F5_Commercial_Restaurant (WA)_Existing_Space Heating_Natural Gas_Furnace_E9 | F5 | Commercial | Restaurant (WA) | Existing | Space Heating | Natural Gas | Furnace | E9 | RIM BC Ratio | 0 | 0 | 0 | 0 | 0 | 0 | 0 | 0 | 0 | 0 | 0 | 0 | 0 | 0 | 0 | 0 | 0 | 0 | 0 | 0 | 0 | 0 | 0 | 0 | 0 | 0 | 0
F5_Commercial_Restaurant (WA)_Existing_Space Heating_Natural Gas_Furnace_E10 | F5 | Commercial | Restaurant (WA) | Existing | Space Heating | Natural Gas | Furnace | E10 | RIM BC Ratio | 0 | 0 | 0 | 0 | 0 | 0 | 0 | 0 | 0 | 0 | 0 | 0 | 0 | 0 | 0 | 0 | 0 | 0 | 0 | 0 | 0 | 0 | 0 | 0 | 0 | 0 | 0
F0_Commercial_Restaurant (WA)_Existing_Space Heating_Natural Gas_Boiler_E0 | F0 | Commercial | Restaurant (WA) | Existing | Space Heating | Natural Gas | Boiler | E0 | Economic Unit | AFUE 97% | AFUE 97% | AFUE 97% | AFUE 97% | AFUE 97% | AFUE 97% | AFUE 97% | AFUE 97% | AFUE 97% | AFUE 97% | AFUE 97% | AFUE 97% | AFUE 97% | AFUE 97% | AFUE 97% | AFUE 97% | AFUE 97% | AFUE 97% | AFUE 97% | AFUE 97% | AFUE 97% | AFUE 97% | AFUE 97% | AFUE 97% | AFUE 97% | AFUE 97% | AFUE 97%
F1_Commercial_Restaurant (WA)_Existing_Space Heating_Natural Gas_Boiler_E1 | F1 | Commercial | Restaurant (WA) | Existing | Space Heating | Natural Gas | Boiler | E1 | CCE | 0 | 0 | 0 | 0 | 0 | 0 | 0 | 0 | 0 | 0 | 0 | 0 | 0 | 0 | 0 | 0 | 0 | 0 | 0 | 0 | 0 | 0 | 0 | 0 | 0 | 0 | 0
F1_Commercial_Restaurant (WA)_Existing_Space Heating_Natural Gas_Boiler_E2 | F1 | Commercial | Restaurant (WA) | Existing | Space Heating | Natural Gas | Boiler | E2 | CCE | 0.0010989 | 0.0011404 | 0.0011404 | 0.0011404 | 0.0011404 | 0.0011404 | 0.0011404 | 0.0011404 | 0.0011404 | 0.0011404 | 0.0011404 | 0.0011404 | 0.0011404 | 0.0011404 | 0.0011404 | 0.0011404 | 0.0011404 | 0.0011404 | 0.0011404 | 0.0011404 | 0.0011404 | 0.0011404 | 0.0011404 | 0.0011404 | 0.0011404 | 0.0011404 | 0.0011404
F1_Commercial_Restaurant (WA)_Existing_Space Heating_Natural Gas_Boiler_E3 | F1 | Commercial | Restaurant (WA) | Existing | Space Heating | Natural Gas | Boiler | E3 | CCE | -0.00023994 | -0.000249 | -0.000249 | -0.000249 | -0.000249 | -0.000249 | -0.000249 | -0.000249 | -0.000249 | -0.000249 | -0.000249 | -0.000249 | -0.000249 | -0.000249 | -0.000249 | -0.000249 | -0.000249 | -0.000249 | -0.000249 | -0.000249 | -0.000249 | -0.000249 | -0.000249 | -0.000249 | -0.000249 | -0.000249 | -0.000249
F1_Commercial_Restaurant (WA)_Existing_Space Heating_Natural Gas_Boiler_E4 | F1 | Commercial | Restaurant (WA) | Existing | Space Heating | Natural Gas | Boiler | E4 | CCE | 0.02525 | 0.026204 | 0.026204 | 0.026204 | 0.026204 | 0.026204 | 0.026204 | 0.026204 | 0.026204 | 0.026204 | 0.026204 | 0.026204 | 0.026204 | 0.026204 | 0.026204 | 0.026204 | 0.026204 | 0.026204 | 0.026204 | 0.026204 | 0.026204 | 0.026204 | 0.026204 | 0.026204 | 0.026204 | 0.026204 | 0.026204
F1_Commercial_Restaurant (WA)_Existing_Space Heating_Natural Gas_Boiler_E5 | F1 | Commercial | Restaurant (WA) | Existing | Space Heating | Natural Gas | Boiler | E5 | CCE | 0 | 0 | 0 | 0 | 0 | 0 | 0 | 0 | 0 | 0 | 0 | 0 | 0 | 0 | 0 | 0 | 0 | 0 | 0 | 0 | 0 | 0 | 0 | 0 | 0 | 0 | 0
F1_Commercial_Restaurant (WA)_Existing_Space Heating_Natural Gas_Boiler_E6 | F1 | Commercial | Restaurant (WA) | Existing | Space Heating | Natural Gas | Boiler | E6 | CCE | 0 | 0 | 0 | 0 | 0 | 0 | 0 | 0 | 0 | 0 | 0 | 0 | 0 | 0 | 0 | 0 | 0 | 0 | 0 | 0 | 0 | 0 | 0 | 0 | 0 | 0 | 0
F1_Commercial_Restaurant (WA)_Existing_Space Heating_Natural Gas_Boiler_E7 | F1 | Commercial | Restaurant (WA) | Existing | Space Heating | Natural Gas | Boiler | E7 | CCE | 0 | 0 | 0 | 0 | 0 | 0 | 0 | 0 | 0 | 0 | 0 | 0 | 0 | 0 | 0 | 0 | 0 | 0 | 0 | 0 | 0 | 0 | 0 | 0 | 0 | 0 | 0
F1_Commercial_Restaurant (WA)_Existing_Space Heating_Natural Gas_Boiler_E8 | F1 | Commercial | Restaurant (WA) | Existing | Space Heating | Natural Gas | Boiler | E8 | CCE | 0 | 0 | 0 | 0 | 0 | 0 | 0 | 0 | 0 | 0 | 0 | 0 | 0 | 0 | 0 | 0 | 0 | 0 | 0 | 0 | 0 | 0 | 0 | 0 | 0 | 0 | 0
F1_Commercial_Restaurant (WA)_Existing_Space Heating_Natural Gas_Boiler_E9 | F1 | Commercial | Restaurant (WA) | Existing | Space Heating | Natural Gas | Boiler | E9 | CCE | 0 | 0 | 0 | 0 | 0 | 0 | 0 | 0 | 0 | 0 | 0 | 0 | 0 | 0 | 0 | 0 | 0 | 0 | 0 | 0 | 0 | 0 | 0 | 0 | 0 | 0 | 0
F1_Commercial_Restaurant (WA)_Existing_Space Heating_Natural Gas_Boiler_E10 | F1 | Commercial | Restaurant (WA) | Existing | Space Heating | Natural Gas | Boiler | E10 | CCE | 0 | 0 | 0 | 0 | 0 | 0 | 0 | 0 | 0 | 0 | 0 | 0 | 0 | 0 | 0 | 0 | 0 | 0 | 0 | 0 | 0 | 0 | 0 | 0 | 0 | 0 | 0
F2_Commercial_Restaurant (WA)_Existing_Space Heating_Natural Gas_Boiler_E1 | F2 | Commercial | Restaurant (WA) | Existing | Space Heating | Natural Gas | Boiler | E1 | TRC BC Ratio | [24 empty] | 1 | 1 | 1 | bar: 2019 to 2042
F2_Commercial_Restaurant (WA)_Existing_Space Heating_Natural Gas_Boiler_E2 | F2 | Commercial | Restaurant (WA) | Existing | Space Heating | Natural Gas | Boiler | E2 | TRC BC Ratio | 3.8645 | 3.9319 | 4.0152 | 4.1058 | 4.2042 | 4.3333 | 4.4649 | 4.6035 | 4.7367 | 4.8722 | 4.996 | 5.1122 | 5.2379 | 5.3668 | 5.4888 | 5.6098 | 5.7247 | 5.843 | 5.9656 | 6.0914 | 6.2195 | 6.3533 | 6.5037 | 6.6389 | 6.7754 | 6.8798 | 6.9737
F2_Commercial_Restaurant (WA)_Existing_Space Heating_Natural Gas_Boiler_E3 | F2 | Commercial | Restaurant (WA) | Existing | Space Heating | Natural Gas | Boiler | E3 | TRC BC Ratio | [24 empty] | 1 | 1 | 1 | bar: 2019 to 2042
F2_Commercial_Restaurant (WA)_Existing_Space Heating_Natural Gas_Boiler_E4 | F2 | Commercial | Restaurant (WA) | Existing | Space Heating | Natural Gas | Boiler | E4 | TRC BC Ratio | 0.19384 | 0.1978 | 0.20217 | 0.20669 | 0.21139 | 0.21679 | 0.22228 | 0.228 | 0.23368 | 0.23947 | 0.24506 | 0.25056 | 0.25632 | 0.26216 | 0.2679 | 0.27369 | 0.2794 | 0.28526 | 0.29129 | 0.29745 | 0.30374 | 0.31017 | 0.31697 | 0.3234 | 0.32982 | 0.33282 | 0.33459
F2_Commercial_Restaurant (WA)_Existing_Space Heating_Natural Gas_Boiler_E5 | F2 | Commercial | Restaurant (WA) | Existing | Space Heating | Natural Gas | Boiler | E5 | TRC BC Ratio | 0 | 0 | 0 | 0 | 0 | 0 | 0 | 0 | 0 | 0 | 0 | 0 | 0 | 0 | 0 | 0 | 0 | 0 | 0 | 0 | 0 | 0 | 0 | 0 | 0 | 0 | 0
F2_Commercial_Restaurant (WA)_Existing_Space Heating_Natural Gas_Boiler_E6 | F2 | Commercial | Restaurant (WA) | Existing | Space Heating | Natural Gas | Boiler | E6 | TRC BC Ratio | 0 | 0 | 0 | 0 | 0 | 0 | 0 | 0 | 0 | 0 | 0 | 0 | 0 | 0 | 0 | 0 | 0 | 0 | 0 | 0 | 0 | 0 | 0 | 0 | 0 | 0 | 0
F2_Commercial_Restaurant (WA)_Existing_Space Heating_Natural Gas_Boiler_E7 | F2 | Commercial | Restaurant (WA) | Existing | Space Heating | Natural Gas | Boiler | E7 | TRC BC Ratio | 0 | 0 | 0 | 0 | 0 | 0 | 0 | 0 | 0 | 0 | 0 | 0 | 0 | 0 | 0 | 0 | 0 | 0 | 0 | 0 | 0 | 0 | 0 | 0 | 0 | 0 | 0
F2_Commercial_Restaurant (WA)_Existing_Space Heating_Natural Gas_Boiler_E8 | F2 | Commercial | Restaurant (WA) | Existing | Space Heating | Natural Gas | Boiler | E8 | TRC BC Ratio | 0 | 0 | 0 | 0 | 0 | 0 | 0 | 0 | 0 | 0 | 0 | 0 | 0 | 0 | 0 | 0 | 0 | 0 | 0 | 0 | 0 | 0 | 0 | 0 | 0 | 0 | 0
F2_Commercial_Restaurant (WA)_Existing_Space Heating_Natural Gas_Boiler_E9 | F2 | Commercial | Restaurant (WA) | Existing | Space Heating | Natural Gas | Boiler | E9 | TRC BC Ratio | 0 | 0 | 0 | 0 | 0 | 0 | 0 | 0 | 0 | 0 | 0 | 0 | 0 | 0 | 0 | 0 | 0 | 0 | 0 | 0 | 0 | 0 | 0 | 0 | 0 | 0 | 0
F2_Commercial_Restaurant (WA)_Existing_Space Heating_Natural Gas_Boiler_E10 | F2 | Commercial | Restaurant (WA) | Existing | Space Heating | Natural Gas | Boiler | E10 | TRC BC Ratio | 0 | 0 | 0 | 0 | 0 | 0 | 0 | 0 | 0 | 0 | 0 | 0 | 0 | 0 | 0 | 0 | 0 | 0 | 0 | 0 | 0 | 0 | 0 | 0 | 0 | 0 | 0
F3_Commercial_Restaurant (WA)_Existing_Space Heating_Natural Gas_Boiler_E1 | F3 | Commercial | Restaurant (WA) | Existing | Space Heating | Natural Gas | Boiler | E1 | PACT BC Ratio | [24 empty] | 1 | 1 | 1 | bar: 2019 to 2042
F3_Commercial_Restaurant (WA)_Existing_Space Heating_Natural Gas_Boiler_E2 | F3 | Commercial | Restaurant (WA) | Existing | Space Heating | Natural Gas | Boiler | E2 | PACT BC Ratio | 10.8241 | 11.0129 | 11.2463 | 11.5 | 11.7756 | 12.1371 | 12.5057 | 12.8939 | 13.2672 | 13.6467 | 13.9934 | 14.3188 | 14.6708 | 15.0319 | 15.3736 | 15.7125 | 16.0344 | 16.3656 | 16.7092 | 17.0613 | 17.4204 | 17.7949 | 18.2163 | 18.5949 | 18.9774 | 19.2697 | 19.5327
F3_Commercial_Restaurant (WA)_Existing_Space Heating_Natural Gas_Boiler_E3 | F3 | Commercial | Restaurant (WA) | Existing | Space Heating | Natural Gas | Boiler | E3 | PACT BC Ratio | [24 empty] | 1 | 1 | 1 | bar: 2019 to 2042
F3_Commercial_Restaurant (WA)_Existing_Space Heating_Natural Gas_Boiler_E4 | F3 | Commercial | Restaurant (WA) | Existing | Space Heating | Natural Gas | Boiler | E4 | PACT BC Ratio | 0.54292 | 0.55401 | 0.56625 | 0.57893 | 0.59208 | 0.6072 | 0.62259 | 0.63862 | 0.65451 | 0.67072 | 0.6864 | 0.70179 | 0.71793 | 0.73427 | 0.75036 | 0.76657 | 0.78258 | 0.79899 | 0.81586 | 0.83313 | 0.85074 | 0.86875 | 0.88779 | 0.90582 | 0.92381 | 0.9322 | 0.93716
F3_Commercial_Restaurant (WA)_Existing_Space Heating_Natural Gas_Boiler_E5 | F3 | Commercial | Restaurant (WA) | Existing | Space Heating | Natural Gas | Boiler | E5 | PACT BC Ratio | 0 | 0 | 0 | 0 | 0 | 0 | 0 | 0 | 0 | 0 | 0 | 0 | 0 | 0 | 0 | 0 | 0 | 0 | 0 | 0 | 0 | 0 | 0 | 0 | 0 | 0 | 0
F3_Commercial_Restaurant (WA)_Existing_Space Heating_Natural Gas_Boiler_E6 | F3 | Commercial | Restaurant (WA) | Existing | Space Heating | Natural Gas | Boiler | E6 | PACT BC Ratio | 0 | 0 | 0 | 0 | 0 | 0 | 0 | 0 | 0 | 0 | 0 | 0 | 0 | 0 | 0 | 0 | 0 | 0 | 0 | 0 | 0 | 0 | 0 | 0 | 0 | 0 | 0
F3_Commercial_Restaurant (WA)_Existing_Space Heating_Natural Gas_Boiler_E7 | F3 | Commercial | Restaurant (WA) | Existing | Space Heating | Natural Gas | Boiler | E7 | PACT BC Ratio | 0 | 0 | 0 | 0 | 0 | 0 | 0 | 0 | 0 | 0 | 0 | 0 | 0 | 0 | 0 | 0 | 0 | 0 | 0 | 0 | 0 | 0 | 0 | 0 | 0 | 0 | 0
F3_Commercial_Restaurant (WA)_Existing_Space Heating_Natural Gas_Boiler_E8 | F3 | Commercial | Restaurant (WA) | Existing | Space Heating | Natural Gas | Boiler | E8 | PACT BC Ratio | 0 | 0 | 0 | 0 | 0 | 0 | 0 | 0 | 0 | 0 | 0 | 0 | 0 | 0 | 0 | 0 | 0 | 0 | 0 | 0 | 0 | 0 | 0 | 0 | 0 | 0 | 0
F3_Commercial_Restaurant (WA)_Existing_Space Heating_Natural Gas_Boiler_E9 | F3 | Commercial | Restaurant (WA) | Existing | Space Heating | Natural Gas | Boiler | E9 | PACT BC Ratio | 0 | 0 | 0 | 0 | 0 | 0 | 0 | 0 | 0 | 0 | 0 | 0 | 0 | 0 | 0 | 0 | 0 | 0 | 0 | 0 | 0 | 0 | 0 | 0 | 0 | 0 | 0
F3_Commercial_Restaurant (WA)_Existing_Space Heating_Natural Gas_Boiler_E10 | F3 | Commercial | Restaurant (WA) | Existing | Space Heating | Natural Gas | Boiler | E10 | PACT BC Ratio | 0 | 0 | 0 | 0 | 0 | 0 | 0 | 0 | 0 | 0 | 0 | 0 | 0 | 0 | 0 | 0 | 0 | 0 | 0 | 0 | 0 | 0 | 0 | 0 | 0 | 0 | 0
F4_Commercial_Restaurant (WA)_Existing_Space Heating_Natural Gas_Boiler_E1 | F4 | Commercial | Restaurant (WA) | Existing | Space Heating | Natural Gas | Boiler | E1 | RVT BC Ratio | [24 empty] | 1 | 1 | 1 | bar: 2019 to 2042
F4_Commercial_Restaurant (WA)_Existing_Space Heating_Natural Gas_Boiler_E2 | F4 | Commercial | Restaurant (WA) | Existing | Space Heating | Natural Gas | Boiler | E2 | RVT BC Ratio | 5.4856 | 5.549 | 5.6326 | 5.724 | 5.8236 | 5.9642 | 6.1049 | 6.2521 | 6.3878 | 6.5224 | 6.6713 | 6.809 | 6.9581 | 7.1102 | 7.2517 | 7.3906 | 7.5198 | 7.6517 | 7.7877 | 7.9258 | 8.0651 | 8.2335 | 8.4231 | 8.5934 | 8.7655 | 8.897 | 9.0153
F4_Commercial_Restaurant (WA)_Existing_Space Heating_Natural Gas_Boiler_E3 | F4 | Commercial | Restaurant (WA) | Existing | Space Heating | Natural Gas | Boiler | E3 | RVT BC Ratio | [24 empty] | 1 | 1 | 1 | bar: 2019 to 2042
F4_Commercial_Restaurant (WA)_Existing_Space Heating_Natural Gas_Boiler_E4 | F4 | Commercial | Restaurant (WA) | Existing | Space Heating | Natural Gas | Boiler | E4 | RVT BC Ratio | 0.48412 | 0.48824 | 0.49289 | 0.49772 | 0.50274 | 0.50872 | 0.51479 | 0.52112 | 0.52735 | 0.53369 | 0.5405 | 0.54723 | 0.55428 | 0.56141 | 0.56837 | 0.57536 | 0.58222 | 0.58922 | 0.5964 | 0.60371 | 0.61114 | 0.61924 | 0.62781 | 0.63592 | 0.64401 | 0.64779 | 0.65002
F4_Commercial_Restaurant (WA)_Existing_Space Heating_Natural Gas_Boiler_E5 | F4 | Commercial | Restaurant (WA) | Existing | Space Heating | Natural Gas | Boiler | E5 | RVT BC Ratio | 0 | 0 | 0 | 0 | 0 | 0 | 0 | 0 | 0 | 0 | 0 | 0 | 0 | 0 | 0 | 0 | 0 | 0 | 0 | 0 | 0 | 0 | 0 | 0 | 0 | 0 | 0
F4_Commercial_Restaurant (WA)_Existing_Space Heating_Natural Gas_Boiler_E6 | F4 | Commercial | Restaurant (WA) | Existing | Space Heating | Natural Gas | Boiler | E6 | RVT BC Ratio | 0 | 0 | 0 | 0 | 0 | 0 | 0 | 0 | 0 | 0 | 0 | 0 | 0 | 0 | 0 | 0 | 0 | 0 | 0 | 0 | 0 | 0 | 0 | 0 | 0 | 0 | 0
F4_Commercial_Restaurant (WA)_Existing_Space Heating_Natural Gas_Boiler_E7 | F4 | Commercial | Restaurant (WA) | Existing | Space Heating | Natural Gas | Boiler | E7 | RVT BC Ratio | 0 | 0 | 0 | 0 | 0 | 0 | 0 | 0 | 0 | 0 | 0 | 0 | 0 | 0 | 0 | 0 | 0 | 0 | 0 | 0 | 0 | 0 | 0 | 0 | 0 | 0 | 0
F4_Commercial_Restaurant (WA)_Existing_Space Heating_Natural Gas_Boiler_E8 | F4 | Commercial | Restaurant (WA) | Existing | Space Heating | Natural Gas | Boiler | E8 | RVT BC Ratio | 0 | 0 | 0 | 0 | 0 | 0 | 0 | 0 | 0 | 0 | 0 | 0 | 0 | 0 | 0 | 0 | 0 | 0 | 0 | 0 | 0 | 0 | 0 | 0 | 0 | 0 | 0
F4_Commercial_Restaurant (WA)_Existing_Space Heating_Natural Gas_Boiler_E9 | F4 | Commercial | Restaurant (WA) | Existing | Space Heating | Natural Gas | Boiler | E9 | RVT BC Ratio | 0 | 0 | 0 | 0 | 0 | 0 | 0 | 0 | 0 | 0 | 0 | 0 | 0 | 0 | 0 | 0 | 0 | 0 | 0 | 0 | 0 | 0 | 0 | 0 | 0 | 0 | 0
F4_Commercial_Restaurant (WA)_Existing_Space Heating_Natural Gas_Boiler_E10 | F4 | Commercial | Restaurant (WA) | Existing | Space Heating | Natural Gas | Boiler | E10 | RVT BC Ratio | 0 | 0 | 0 | 0 | 0 | 0 | 0 | 0 | 0 | 0 | 0 | 0 | 0 | 0 | 0 | 0 | 0 | 0 | 0 | 0 | 0 | 0 | 0 | 0 | 0 | 0 | 0
F5_Commercial_Restaurant (WA)_Existing_Space Heating_Natural Gas_Boiler_E1 | F5 | Commercial | Restaurant (WA) | Existing | Space Heating | Natural Gas | Boiler | E1 | RIM BC Ratio | [24 empty] | 1 | 1 | 1 | bar: 2019 to 2042
F5_Commercial_Restaurant (WA)_Existing_Space Heating_Natural Gas_Boiler_E2 | F5 | Commercial | Restaurant (WA) | Existing | Space Heating | Natural Gas | Boiler | E2 | RIM BC Ratio | 0.81563 | 0.82071 | 0.82609 | 0.8317 | 0.83755 | 0.84358 | 0.84979 | 0.85617 | 0.86282 | 0.86973 | 0.8725 | 0.87525 | 0.87809 | 0.88099 | 0.88389 | 0.88686 | 0.88988 | 0.893 | 0.89623 | 0.89956 | 0.90301 | 0.904 | 0.90506 | 0.90598 | 0.90687 | 0.90753 | 0.9081
F5_Commercial_Restaurant (WA)_Existing_Space Heating_Natural Gas_Boiler_E3 | F5 | Commercial | Restaurant (WA) | Existing | Space Heating | Natural Gas | Boiler | E3 | RIM BC Ratio | [24 empty] | 1 | 1 | 1 | bar: 2019 to 2042
F5_Commercial_Restaurant (WA)_Existing_Space Heating_Natural Gas_Boiler_E4 | F5 | Commercial | Restaurant (WA) | Existing | Space Heating | Natural Gas | Boiler | E4 | RIM BC Ratio | 0.34 | 0.34487 | 0.35013 | 0.35549 | 0.36097 | 0.36706 | 0.37317 | 0.37941 | 0.38553 | 0.39167 | 0.39713 | 0.40238 | 0.40778 | 0.41317 | 0.41839 | 0.42357 | 0.42863 | 0.43374 | 0.4389 | 0.44411 | 0.44935 | 0.45432 | 0.45948 | 0.46426 | 0.46894 | 0.47109 | 0.47235
F5_Commercial_Restaurant (WA)_Existing_Space Heating_Natural Gas_Boiler_E5 | F5 | Commercial | Restaurant (WA) | Existing | Space Heating | Natural Gas | Boiler | E5 | RIM BC Ratio | 0 | 0 | 0 | 0 | 0 | 0 | 0 | 0 | 0 | 0 | 0 | 0 | 0 | 0 | 0 | 0 | 0 | 0 | 0 | 0 | 0 | 0 | 0 | 0 | 0 | 0 | 0
F5_Commercial_Restaurant (WA)_Existing_Space Heating_Natural Gas_Boiler_E6 | F5 | Commercial | Restaurant (WA) | Existing | Space Heating | Natural Gas | Boiler | E6 | RIM BC Ratio | 0 | 0 | 0 | 0 | 0 | 0 | 0 | 0 | 0 | 0 | 0 | 0 | 0 | 0 | 0 | 0 | 0 | 0 | 0 | 0 | 0 | 0 | 0 | 0 | 0 | 0 | 0
F5_Commercial_Restaurant (WA)_Existing_Space Heating_Natural Gas_Boiler_E7 | F5 | Commercial | Restaurant (WA) | Existing | Space Heating | Natural Gas | Boiler | E7 | RIM BC Ratio | 0 | 0 | 0 | 0 | 0 | 0 | 0 | 0 | 0 | 0 | 0 | 0 | 0 | 0 | 0 | 0 | 0 | 0 | 0 | 0 | 0 | 0 | 0 | 0 | 0 | 0 | 0
F5_Commercial_Restaurant (WA)_Existing_Space Heating_Natural Gas_Boiler_E8 | F5 | Commercial | Restaurant (WA) | Existing | Space Heating | Natural Gas | Boiler | E8 | RIM BC Ratio | 0 | 0 | 0 | 0 | 0 | 0 | 0 | 0 | 0 | 0 | 0 | 0 | 0 | 0 | 0 | 0 | 0 | 0 | 0 | 0 | 0 | 0 | 0 | 0 | 0 | 0 | 0
F5_Commercial_Restaurant (WA)_Existing_Space Heating_Natural Gas_Boiler_E9 | F5 | Commercial | Restaurant (WA) | Existing | Space Heating | Natural Gas | Boiler | E9 | RIM BC Ratio | 0 | 0 | 0 | 0 | 0 | 0 | 0 | 0 | 0 | 0 | 0 | 0 | 0 | 0 | 0 | 0 | 0 | 0 | 0 | 0 | 0 | 0 | 0 | 0 | 0 | 0 | 0
F5_Commercial_Restaurant (WA)_Existing_Space Heating_Natural Gas_Boiler_E10 | F5 | Commercial | Restaurant (WA) | Existing | Space Heating | Natural Gas | Boiler | E10 | RIM BC Ratio | 0 | 0 | 0 | 0 | 0 | 0 | 0 | 0 | 0 | 0 | 0 | 0 | 0 | 0 | 0 | 0 | 0 | 0 | 0 | 0 | 0 | 0 | 0 | 0 | 0 | 0 | 0
F0_Commercial_Restaurant (WA)_Existing_Space Heating_Natural Gas_Unit Heater_E0 | F0 | Commercial | Restaurant (WA) | Existing | Space Heating | Natural Gas | Unit Heater | E0 | Economic Unit | Infrared Radiant | Infrared Radiant | Infrared Radiant | Infrared Radiant | Infrared Radiant | Infrared Radiant | Infrared Radiant | Infrared Radiant | Infrared Radiant | Infrared Radiant | Infrared Radiant | Infrared Radiant | Infrared Radiant | Infrared Radiant | Infrared Radiant | Infrared Radiant | Infrared Radiant | Infrared Radiant | Infrared Radiant | Infrared Radiant | Infrared Radiant | Infrared Radiant | Infrared Radiant | Infrared Radiant | Infrared Radiant | Infrared Radiant | Infrared Radiant
F1_Commercial_Restaurant (WA)_Existing_Space Heating_Natural Gas_Unit Heater_E1 | F1 | Commercial | Restaurant (WA) | Existing | Space Heating | Natural Gas | Unit Heater | E1 | CCE | 0 | 0 | 0 | 0 | 0 | 0 | 0 | 0 | 0 | 0 | 0 | 0 | 0 | 0 | 0 | 0 | 0 | 0 | 0 | 0 | 0 | 0 | 0 | 0 | 0 | 0 | 0
F1_Commercial_Restaurant (WA)_Existing_Space Heating_Natural Gas_Unit Heater_E2 | F1 | Commercial | Restaurant (WA) | Existing | Space Heating | Natural Gas | Unit Heater | E2 | CCE | 5.5856e-05 | 5.7965e-05 | 5.7965e-05 | 5.7965e-05 | 5.7965e-05 | 5.7965e-05 | 5.7965e-05 | 5.7965e-05 | 5.7965e-05 | 5.7965e-05 | 5.7965e-05 | 5.7965e-05 | 5.7965e-05 | 5.7965e-05 | 5.7965e-05 | 5.7965e-05 | 5.7965e-05 | 5.7965e-05 | 5.7965e-05 | 5.7965e-05 | 5.7965e-05 | 5.7965e-05 | 5.7965e-05 | 5.7965e-05 | 5.7965e-05 | 5.7965e-05 | 5.7965e-05
F1_Commercial_Restaurant (WA)_Existing_Space Heating_Natural Gas_Unit Heater_E3 | F1 | Commercial | Restaurant (WA) | Existing | Space Heating | Natural Gas | Unit Heater | E3 | CCE | 1.7531e-05 | 1.8193e-05 | 1.8193e-05 | 1.8193e-05 | 1.8193e-05 | 1.8193e-05 | 1.8193e-05 | 1.8193e-05 | 1.8193e-05 | 1.8193e-05 | 1.8193e-05 | 1.8193e-05 | 1.8193e-05 | 1.8193e-05 | 1.8193e-05 | 1.8193e-05 | 1.8193e-05 | 1.8193e-05 | 1.8193e-05 | 1.8193e-05 | 1.8193e-05 | 1.8193e-05 | 1.8193e-05 | 1.8193e-05 | 1.8193e-05 | 1.8193e-05 | 1.8193e-05
F1_Commercial_Restaurant (WA)_Existing_Space Heating_Natural Gas_Unit Heater_E4 | F1 | Commercial | Restaurant (WA) | Existing | Space Heating | Natural Gas | Unit Heater | E4 | CCE | 0 | 0 | 0 | 0 | 0 | 0 | 0 | 0 | 0 | 0 | 0 | 0 | 0 | 0 | 0 | 0 | 0 | 0 | 0 | 0 | 0 | 0 | 0 | 0 | 0 | 0 | 0
F1_Commercial_Restaurant (WA)_Existing_Space Heating_Natural Gas_Unit Heater_E5 | F1 | Commercial | Restaurant (WA) | Existing | Space Heating | Natural Gas | Unit Heater | E5 | CCE | 0 | 0 | 0 | 0 | 0 | 0 | 0 | 0 | 0 | 0 | 0 | 0 | 0 | 0 | 0 | 0 | 0 | 0 | 0 | 0 | 0 | 0 | 0 | 0 | 0 | 0 | 0
F1_Commercial_Restaurant (WA)_Existing_Space Heating_Natural Gas_Unit Heater_E6 | F1 | Commercial | Restaurant (WA) | Existing | Space Heating | Natural Gas | Unit Heater | E6 | CCE | 0 | 0 | 0 | 0 | 0 | 0 | 0 | 0 | 0 | 0 | 0 | 0 | 0 | 0 | 0 | 0 | 0 | 0 | 0 | 0 | 0 | 0 | 0 | 0 | 0 | 0 | 0
F1_Commercial_Restaurant (WA)_Existing_Space Heating_Natural Gas_Unit Heater_E7 | F1 | Commercial | Restaurant (WA) | Existing | Space Heating | Natural Gas | Unit Heater | E7 | CCE | 0 | 0 | 0 | 0 | 0 | 0 | 0 | 0 | 0 | 0 | 0 | 0 | 0 | 0 | 0 | 0 | 0 | 0 | 0 | 0 | 0 | 0 | 0 | 0 | 0 | 0 | 0
F1_Commercial_Restaurant (WA)_Existing_Space Heating_Natural Gas_Unit Heater_E8 | F1 | Commercial | Restaurant (WA) | Existing | Space Heating | Natural Gas | Unit Heater | E8 | CCE | 0 | 0 | 0 | 0 | 0 | 0 | 0 | 0 | 0 | 0 | 0 | 0 | 0 | 0 | 0 | 0 | 0 | 0 | 0 | 0 | 0 | 0 | 0 | 0 | 0 | 0 | 0
F1_Commercial_Restaurant (WA)_Existing_Space Heating_Natural Gas_Unit Heater_E9 | F1 | Commercial | Restaurant (WA) | Existing | Space Heating | Natural Gas | Unit Heater | E9 | CCE | 0 | 0 | 0 | 0 | 0 | 0 | 0 | 0 | 0 | 0 | 0 | 0 | 0 | 0 | 0 | 0 | 0 | 0 | 0 | 0 | 0 | 0 | 0 | 0 | 0 | 0 | 0
F1_Commercial_Restaurant (WA)_Existing_Space Heating_Natural Gas_Unit Heater_E10 | F1 | Commercial | Restaurant (WA) | Existing | Space Heating | Natural Gas | Unit Heater | E10 | CCE | 0 | 0 | 0 | 0 | 0 | 0 | 0 | 0 | 0 | 0 | 0 | 0 | 0 | 0 | 0 | 0 | 0 | 0 | 0 | 0 | 0 | 0 | 0 | 0 | 0 | 0 | 0
F2_Commercial_Restaurant (WA)_Existing_Space Heating_Natural Gas_Unit Heater_E1 | F2 | Commercial | Restaurant (WA) | Existing | Space Heating | Natural Gas | Unit Heater | E1 | TRC BC Ratio | [24 empty] | 1 | 1 | 1 | bar: 2019 to 2042
F2_Commercial_Restaurant (WA)_Existing_Space Heating_Natural Gas_Unit Heater_E2 | F2 | Commercial | Restaurant (WA) | Existing | Space Heating | Natural Gas | Unit Heater | E2 | TRC BC Ratio | 70.9712 | 72.1377 | 73.6598 | 75.338 | 77.1856 | 79.7316 | 82.3244 | 85.0701 | 87.6973 | 90.3656 | 92.7543 | 94.9573 | 97.3689 | 99.8454 | 102.151 | 104.4235 | 106.5443 | 108.7303 | 111.007 | 113.3425 | 115.7228 | 118.2344 | 121.142 | 123.7133 | 126.3391 | 129.0207 | 131.7592
F2_Commercial_Restaurant (WA)_Existing_Space Heating_Natural Gas_Unit Heater_E3 | F2 | Commercial | Restaurant (WA) | Existing | Space Heating | Natural Gas | Unit Heater | E3 | TRC BC Ratio | 315.0464 | 323.3501 | 331.4866 | 339.1416 | 346.2841 | 352.7518 | 359.1806 | 365.8348 | 373.2799 | 380.9647 | 389.1536 | 397.7845 | 406.4238 | 414.7073 | 423.3535 | 432.252 | 441.5067 | 450.941 | 460.5383 | 470.3307 | 480.3349 | 490.4838 | 500.5613 | 511.1858 | 522.0358 | 533.1162 | 544.4317
F2_Commercial_Restaurant (WA)_Existing_Space Heating_Natural Gas_Unit Heater_E4 | F2 | Commercial | Restaurant (WA) | Existing | Space Heating | Natural Gas | Unit Heater | E4 | TRC BC Ratio | 0 | 0 | 0 | 0 | 0 | 0 | 0 | 0 | 0 | 0 | 0 | 0 | 0 | 0 | 0 | 0 | 0 | 0 | 0 | 0 | 0 | 0 | 0 | 0 | 0 | 0 | 0
F2_Commercial_Restaurant (WA)_Existing_Space Heating_Natural Gas_Unit Heater_E5 | F2 | Commercial | Restaurant (WA) | Existing | Space Heating | Natural Gas | Unit Heater | E5 | TRC BC Ratio | 0 | 0 | 0 | 0 | 0 | 0 | 0 | 0 | 0 | 0 | 0 | 0 | 0 | 0 | 0 | 0 | 0 | 0 | 0 | 0 | 0 | 0 | 0 | 0 | 0 | 0 | 0
F2_Commercial_Restaurant (WA)_Existing_Space Heating_Natural Gas_Unit Heater_E6 | F2 | Commercial | Restaurant (WA) | Existing | Space Heating | Natural Gas | Unit Heater | E6 | TRC BC Ratio | 0 | 0 | 0 | 0 | 0 | 0 | 0 | 0 | 0 | 0 | 0 | 0 | 0 | 0 | 0 | 0 | 0 | 0 | 0 | 0 | 0 | 0 | 0 | 0 | 0 | 0 | 0
F2_Commercial_Restaurant (WA)_Existing_Space Heating_Natural Gas_Unit Heater_E7 | F2 | Commercial | Restaurant (WA) | Existing | Space Heating | Natural Gas | Unit Heater | E7 | TRC BC Ratio | 0 | 0 | 0 | 0 | 0 | 0 | 0 | 0 | 0 | 0 | 0 | 0 | 0 | 0 | 0 | 0 | 0 | 0 | 0 | 0 | 0 | 0 | 0 | 0 | 0 | 0 | 0
F2_Commercial_Restaurant (WA)_Existing_Space Heating_Natural Gas_Unit Heater_E8 | F2 | Commercial | Restaurant (WA) | Existing | Space Heating | Natural Gas | Unit Heater | E8 | TRC BC Ratio | 0 | 0 | 0 | 0 | 0 | 0 | 0 | 0 | 0 | 0 | 0 | 0 | 0 | 0 | 0 | 0 | 0 | 0 | 0 | 0 | 0 | 0 | 0 | 0 | 0 | 0 | 0
F2_Commercial_Restaurant (WA)_Existing_Space Heating_Natural Gas_Unit Heater_E9 | F2 | Commercial | Restaurant (WA) | Existing | Space Heating | Natural Gas | Unit Heater | E9 | TRC BC Ratio | 0 | 0 | 0 | 0 | 0 | 0 | 0 | 0 | 0 | 0 | 0 | 0 | 0 | 0 | 0 | 0 | 0 | 0 | 0 | 0 | 0 | 0 | 0 | 0 | 0 | 0 | 0
F2_Commercial_Restaurant (WA)_Existing_Space Heating_Natural Gas_Unit Heater_E10 | F2 | Commercial | Restaurant (WA) | Existing | Space Heating | Natural Gas | Unit Heater | E10 | TRC BC Ratio | 0 | 0 | 0 | 0 | 0 | 0 | 0 | 0 | 0 | 0 | 0 | 0 | 0 | 0 | 0 | 0 | 0 | 0 | 0 | 0 | 0 | 0 | 0 | 0 | 0 | 0 | 0
F3_Commercial_Restaurant (WA)_Existing_Space Heating_Natural Gas_Unit Heater_E1 | F3 | Commercial | Restaurant (WA) | Existing | Space Heating | Natural Gas | Unit Heater | E1 | PACT BC Ratio | [24 empty] | 1 | 1 | 1 | bar: 2019 to 2042
F3_Commercial_Restaurant (WA)_Existing_Space Heating_Natural Gas_Unit Heater_E2 | F3 | Commercial | Restaurant (WA) | Existing | Space Heating | Natural Gas | Unit Heater | E2 | PACT BC Ratio | 198.7839 | 202.051 | 206.3144 | 211.0148 | 216.1898 | 223.3209 | 230.5831 | 238.2737 | 245.6322 | 253.1058 | 259.7965 | 265.9668 | 272.7215 | 279.6578 | 286.1158 | 292.4808 | 298.4209 | 304.5436 | 310.9206 | 317.4619 | 324.1289 | 331.1638 | 339.3077 | 346.5096 | 353.8644 | 361.3752 | 369.0455
F3_Commercial_Restaurant (WA)_Existing_Space Heating_Natural Gas_Unit Heater_E3 | F3 | Commercial | Restaurant (WA) | Existing | Space Heating | Natural Gas | Unit Heater | E3 | PACT BC Ratio | 882.4163 | 905.6742 | 928.4638 | 949.9048 | 969.9103 | 988.0257 | 1006.0324 | 1024.67 | 1045.523 | 1067.0475 | 1089.9838 | 1114.1582 | 1138.3562 | 1161.5575 | 1185.7749 | 1210.6987 | 1236.6203 | 1263.0448 | 1289.9261 | 1317.3537 | 1345.3744 | 1373.8005 | 1402.0266 | 1431.785 | 1462.175 | 1493.21 | 1524.9038
F3_Commercial_Restaurant (WA)_Existing_Space Heating_Natural Gas_Unit Heater_E4 | F3 | Commercial | Restaurant (WA) | Existing | Space Heating | Natural Gas | Unit Heater | E4 | PACT BC Ratio | 0 | 0 | 0 | 0 | 0 | 0 | 0 | 0 | 0 | 0 | 0 | 0 | 0 | 0 | 0 | 0 | 0 | 0 | 0 | 0 | 0 | 0 | 0 | 0 | 0 | 0 | 0
F3_Commercial_Restaurant (WA)_Existing_Space Heating_Natural Gas_Unit Heater_E5 | F3 | Commercial | Restaurant (WA) | Existing | Space Heating | Natural Gas | Unit Heater | E5 | PACT BC Ratio | 0 | 0 | 0 | 0 | 0 | 0 | 0 | 0 | 0 | 0 | 0 | 0 | 0 | 0 | 0 | 0 | 0 | 0 | 0 | 0 | 0 | 0 | 0 | 0 | 0 | 0 | 0
F3_Commercial_Restaurant (WA)_Existing_Space Heating_Natural Gas_Unit Heater_E6 | F3 | Commercial | Restaurant (WA) | Existing | Space Heating | Natural Gas | Unit Heater | E6 | PACT BC Ratio | 0 | 0 | 0 | 0 | 0 | 0 | 0 | 0 | 0 | 0 | 0 | 0 | 0 | 0 | 0 | 0 | 0 | 0 | 0 | 0 | 0 | 0 | 0 | 0 | 0 | 0 | 0
F3_Commercial_Restaurant (WA)_Existing_Space Heating_Natural Gas_Unit Heater_E7 | F3 | Commercial | Restaurant (WA) | Existing | Space Heating | Natural Gas | Unit Heater | E7 | PACT BC Ratio | 0 | 0 | 0 | 0 | 0 | 0 | 0 | 0 | 0 | 0 | 0 | 0 | 0 | 0 | 0 | 0 | 0 | 0 | 0 | 0 | 0 | 0 | 0 | 0 | 0 | 0 | 0
F3_Commercial_Restaurant (WA)_Existing_Space Heating_Natural Gas_Unit Heater_E8 | F3 | Commercial | Restaurant (WA) | Existing | Space Heating | Natural Gas | Unit Heater | E8 | PACT BC Ratio | 0 | 0 | 0 | 0 | 0 | 0 | 0 | 0 | 0 | 0 | 0 | 0 | 0 | 0 | 0 | 0 | 0 | 0 | 0 | 0 | 0 | 0 | 0 | 0 | 0 | 0 | 0
F3_Commercial_Restaurant (WA)_Existing_Space Heating_Natural Gas_Unit Heater_E9 | F3 | Commercial | Restaurant (WA) | Existing | Space Heating | Natural Gas | Unit Heater | E9 | PACT BC Ratio | 0 | 0 | 0 | 0 | 0 | 0 | 0 | 0 | 0 | 0 | 0 | 0 | 0 | 0 | 0 | 0 | 0 | 0 | 0 | 0 | 0 | 0 | 0 | 0 | 0 | 0 | 0
F3_Commercial_Restaurant (WA)_Existing_Space Heating_Natural Gas_Unit Heater_E10 | F3 | Commercial | Restaurant (WA) | Existing | Space Heating | Natural Gas | Unit Heater | E10 | PACT BC Ratio | 0 | 0 | 0 | 0 | 0 | 0 | 0 | 0 | 0 | 0 | 0 | 0 | 0 | 0 | 0 | 0 | 0 | 0 | 0 | 0 | 0 | 0 | 0 | 0 | 0 | 0 | 0
F4_Commercial_Restaurant (WA)_Existing_Space Heating_Natural Gas_Unit Heater_E1 | F4 | Commercial | Restaurant (WA) | Existing | Space Heating | Natural Gas | Unit Heater | E1 | RVT BC Ratio | [24 empty] | 1 | 1 | 1 | bar: 2019 to 2042
F4_Commercial_Restaurant (WA)_Existing_Space Heating_Natural Gas_Unit Heater_E2 | F4 | Commercial | Restaurant (WA) | Existing | Space Heating | Natural Gas | Unit Heater | E2 | RVT BC Ratio | 98.4014 | 99.435 | 100.9145 | 102.5462 | 104.3427 | 107.0585 | 109.7478 | 112.5742 | 115.1387 | 117.6673 | 120.5134 | 123.0892 | 125.9135 | 128.7947 | 131.4196 | 133.9677 | 136.28 | 138.6403 | 141.0799 | 143.5532 | 146.0391 | 149.2038 | 152.8673 | 156.1071 | 159.4157 | 162.7945 | 166.245
F4_Commercial_Restaurant (WA)_Existing_Space Heating_Natural Gas_Unit Heater_E3 | F4 | Commercial | Restaurant (WA) | Existing | Space Heating | Natural Gas | Unit Heater | E3 | RVT BC Ratio | 407.3725 | 416.7679 | 425.7736 | 434.0023 | 441.4036 | 447.7014 | 453.7916 | 460.5498 | 468.8082 | 477.9298 | 487.7043 | 498.7466 | 509.8115 | 520.4488 | 531.5776 | 543.0536 | 555.0157 | 567.2326 | 579.6844 | 592.4155 | 605.4504 | 618.238 | 630.9356 | 644.3225 | 657.9936 | 671.9548 | 686.2124
F4_Commercial_Restaurant (WA)_Existing_Space Heating_Natural Gas_Unit Heater_E4 | F4 | Commercial | Restaurant (WA) | Existing | Space Heating | Natural Gas | Unit Heater | E4 | RVT BC Ratio | 0 | 0 | 0 | 0 | 0 | 0 | 0 | 0 | 0 | 0 | 0 | 0 | 0 | 0 | 0 | 0 | 0 | 0 | 0 | 0 | 0 | 0 | 0 | 0 | 0 | 0 | 0
F4_Commercial_Restaurant (WA)_Existing_Space Heating_Natural Gas_Unit Heater_E5 | F4 | Commercial | Restaurant (WA) | Existing | Space Heating | Natural Gas | Unit Heater | E5 | RVT BC Ratio | 0 | 0 | 0 | 0 | 0 | 0 | 0 | 0 | 0 | 0 | 0 | 0 | 0 | 0 | 0 | 0 | 0 | 0 | 0 | 0 | 0 | 0 | 0 | 0 | 0 | 0 | 0
F4_Commercial_Restaurant (WA)_Existing_Space Heating_Natural Gas_Unit Heater_E6 | F4 | Commercial | Restaurant (WA) | Existing | Space Heating | Natural Gas | Unit Heater | E6 | RVT BC Ratio | 0 | 0 | 0 | 0 | 0 | 0 | 0 | 0 | 0 | 0 | 0 | 0 | 0 | 0 | 0 | 0 | 0 | 0 | 0 | 0 | 0 | 0 | 0 | 0 | 0 | 0 | 0
F4_Commercial_Restaurant (WA)_Existing_Space Heating_Natural Gas_Unit Heater_E7 | F4 | Commercial | Restaurant (WA) | Existing | Space Heating | Natural Gas | Unit Heater | E7 | RVT BC Ratio | 0 | 0 | 0 | 0 | 0 | 0 | 0 | 0 | 0 | 0 | 0 | 0 | 0 | 0 | 0 | 0 | 0 | 0 | 0 | 0 | 0 | 0 | 0 | 0 | 0 | 0 | 0
F4_Commercial_Restaurant (WA)_Existing_Space Heating_Natural Gas_Unit Heater_E8 | F4 | Commercial | Restaurant (WA) | Existing | Space Heating | Natural Gas | Unit Heater | E8 | RVT BC Ratio | 0 | 0 | 0 | 0 | 0 | 0 | 0 | 0 | 0 | 0 | 0 | 0 | 0 | 0 | 0 | 0 | 0 | 0 | 0 | 0 | 0 | 0 | 0 | 0 | 0 | 0 | 0
F4_Commercial_Restaurant (WA)_Existing_Space Heating_Natural Gas_Unit Heater_E9 | F4 | Commercial | Restaurant (WA) | Existing | Space Heating | Natural Gas | Unit Heater | E9 | RVT BC Ratio | 0 | 0 | 0 | 0 | 0 | 0 | 0 | 0 | 0 | 0 | 0 | 0 | 0 | 0 | 0 | 0 | 0 | 0 | 0 | 0 | 0 | 0 | 0 | 0 | 0 | 0 | 0
F4_Commercial_Restaurant (WA)_Existing_Space Heating_Natural Gas_Unit Heater_E10 | F4 | Commercial | Restaurant (WA) | Existing | Space Heating | Natural Gas | Unit Heater | E10 | RVT BC Ratio | 0 | 0 | 0 | 0 | 0 | 0 | 0 | 0 | 0 | 0 | 0 | 0 | 0 | 0 | 0 | 0 | 0 | 0 | 0 | 0 | 0 | 0 | 0 | 0 | 0 | 0 | 0
F5_Commercial_Restaurant (WA)_Existing_Space Heating_Natural Gas_Unit Heater_E1 | F5 | Commercial | Restaurant (WA) | Existing | Space Heating | Natural Gas | Unit Heater | E1 | RIM BC Ratio | [24 empty] | 1 | 1 | 1 | bar: 2019 to 2042
F5_Commercial_Restaurant (WA)_Existing_Space Heating_Natural Gas_Unit Heater_E2 | F5 | Commercial | Restaurant (WA) | Existing | Space Heating | Natural Gas | Unit Heater | E2 | RIM BC Ratio | 0.86373 | 0.86882 | 0.87418 | 0.87989 | 0.88598 | 0.89203 | 0.89851 | 0.90521 | 0.91241 | 0.92001 | 0.92206 | 0.92424 | 0.92649 | 0.92883 | 0.93133 | 0.93397 | 0.93679 | 0.93976 | 0.94287 | 0.94614 | 0.94959 | 0.94965 | 0.94972 | 0.94977 | 0.94982 | 0.94988 | 0.94993
F5_Commercial_Restaurant (WA)_Existing_Space Heating_Natural Gas_Unit Heater_E3 | F5 | Commercial | Restaurant (WA) | Existing | Space Heating | Natural Gas | Unit Heater | E3 | RIM BC Ratio | 0.92758 | 0.93058 | 0.93382 | 0.93728 | 0.94098 | 0.94508 | 0.94939 | 0.9528 | 0.95507 | 0.95614 | 0.95712 | 0.9567 | 0.95627 | 0.95582 | 0.95533 | 0.95481 | 0.95424 | 0.95364 | 0.95303 | 0.95238 | 0.95171 | 0.95172 | 0.95173 | 0.95175 | 0.95176 | 0.95177 | 0.95179
F5_Commercial_Restaurant (WA)_Existing_Space Heating_Natural Gas_Unit Heater_E4 | F5 | Commercial | Restaurant (WA) | Existing | Space Heating | Natural Gas | Unit Heater | E4 | RIM BC Ratio | 0 | 0 | 0 | 0 | 0 | 0 | 0 | 0 | 0 | 0 | 0 | 0 | 0 | 0 | 0 | 0 | 0 | 0 | 0 | 0 | 0 | 0 | 0 | 0 | 0 | 0 | 0
F5_Commercial_Restaurant (WA)_Existing_Space Heating_Natural Gas_Unit Heater_E5 | F5 | Commercial | Restaurant (WA) | Existing | Space Heating | Natural Gas | Unit Heater | E5 | RIM BC Ratio | 0 | 0 | 0 | 0 | 0 | 0 | 0 | 0 | 0 | 0 | 0 | 0 | 0 | 0 | 0 | 0 | 0 | 0 | 0 | 0 | 0 | 0 | 0 | 0 | 0 | 0 | 0
F5_Commercial_Restaurant (WA)_Existing_Space Heating_Natural Gas_Unit Heater_E6 | F5 | Commercial | Restaurant (WA) | Existing | Space Heating | Natural Gas | Unit Heater | E6 | RIM BC Ratio | 0 | 0 | 0 | 0 | 0 | 0 | 0 | 0 | 0 | 0 | 0 | 0 | 0 | 0 | 0 | 0 | 0 | 0 | 0 | 0 | 0 | 0 | 0 | 0 | 0 | 0 | 0
F5_Commercial_Restaurant (WA)_Existing_Space Heating_Natural Gas_Unit Heater_E7 | F5 | Commercial | Restaurant (WA) | Existing | Space Heating | Natural Gas | Unit Heater | E7 | RIM BC Ratio | 0 | 0 | 0 | 0 | 0 | 0 | 0 | 0 | 0 | 0 | 0 | 0 | 0 | 0 | 0 | 0 | 0 | 0 | 0 | 0 | 0 | 0 | 0 | 0 | 0 | 0 | 0
F5_Commercial_Restaurant (WA)_Existing_Space Heating_Natural Gas_Unit Heater_E8 | F5 | Commercial | Restaurant (WA) | Existing | Space Heating | Natural Gas | Unit Heater | E8 | RIM BC Ratio | 0 | 0 | 0 | 0 | 0 | 0 | 0 | 0 | 0 | 0 | 0 | 0 | 0 | 0 | 0 | 0 | 0 | 0 | 0 | 0 | 0 | 0 | 0 | 0 | 0 | 0 | 0
F5_Commercial_Restaurant (WA)_Existing_Space Heating_Natural Gas_Unit Heater_E9 | F5 | Commercial | Restaurant (WA) | Existing | Space Heating | Natural Gas | Unit Heater | E9 | RIM BC Ratio | 0 | 0 | 0 | 0 | 0 | 0 | 0 | 0 | 0 | 0 | 0 | 0 | 0 | 0 | 0 | 0 | 0 | 0 | 0 | 0 | 0 | 0 | 0 | 0 | 0 | 0 | 0
F5_Commercial_Restaurant (WA)_Existing_Space Heating_Natural Gas_Unit Heater_E10 | F5 | Commercial | Restaurant (WA) | Existing | Space Heating | Natural Gas | Unit Heater | E10 | RIM BC Ratio | 0 | 0 | 0 | 0 | 0 | 0 | 0 | 0 | 0 | 0 | 0 | 0 | 0 | 0 | 0 | 0 | 0 | 0 | 0 | 0 | 0 | 0 | 0 | 0 | 0 | 0 | 0
F0_Commercial_Restaurant (WA)_Existing_Water Heating_Natural Gas_Water Heater_E0 | F0 | Commercial | Restaurant (WA) | Existing | Water Heating | Natural Gas | Water Heater | E0 | Economic Unit | Gas-Fired Absorption HPWH | Gas-Fired Absorption HPWH | Gas-Fired Absorption HPWH | Gas-Fired Absorption HPWH | Gas-Fired Absorption HPWH | Gas-Fired Absorption HPWH | Gas-Fired Absorption HPWH | Gas-Fired Absorption HPWH | Gas-Fired Absorption HPWH | Gas-Fired Absorption HPWH | Gas-Fired Absorption HPWH | Gas-Fired Absorption HPWH | Gas-Fired Absorption HPWH | Gas-Fired Absorption HPWH | Gas-Fired Absorption HPWH | Gas-Fired Absorption HPWH | Gas-Fired Absorption HPWH | Gas-Fired Absorption HPWH | Gas-Fired Absorption HPWH | Gas-Fired Absorption HPWH | Gas-Fired Absorption HPWH | Gas-Fired Absorption HPWH | Gas-Fired Absorption HPWH | Gas-Fired Absorption HPWH | Gas-Fired Absorption HPWH | Gas-Fired Absorption HPWH | Gas-Fired Absorption HPWH
F1_Commercial_Restaurant (WA)_Existing_Water Heating_Natural Gas_Water Heater_E1 | F1 | Commercial | Restaurant (WA) | Existing | Water Heating | Natural Gas | Water Heater | E1 | CCE | 0 | 0 | 0 | 0 | 0 | 0 | 0 | 0 | 0 | 0 | 0 | 0 | 0 | 0 | 0 | 0 | 0 | 0 | 0 | 0 | 0 | 0 | 0 | 0 | 0 | 0 | 0
F1_Commercial_Restaurant (WA)_Existing_Water Heating_Natural Gas_Water Heater_E2 | F1 | Commercial | Restaurant (WA) | Existing | Water Heating | Natural Gas | Water Heater | E2 | CCE | 0.0013638 | 0.0013638 | 0.0013638 | 0.0013638 | 0.0013638 | 0.0013638 | 0.0013638 | 0.0013638 | 0.0013638 | 0.0013638 | 0.0013638 | 0.0013638 | 0.0013638 | 0.0013638 | 0.0013638 | 0.0013638 | 0.0013638 | 0.0013638 | 0.0013638 | 0.0013638 | 0.0013638 | 0.0013638 | 0.0013638 | 0.0013638 | 0.0013638 | 0.0013638 | 0.0013638
F1_Commercial_Restaurant (WA)_Existing_Water Heating_Natural Gas_Water Heater_E3 | F1 | Commercial | Restaurant (WA) | Existing | Water Heating | Natural Gas | Water Heater | E3 | CCE | 0.002417 | 0.002417 | 0.002417 | 0.002417 | 0.002417 | 0.002417 | 0.002417 | 0.002417 | 0.002417 | 0.002417 | 0.002417 | 0.002417 | 0.002417 | 0.002417 | 0.002417 | 0.002417 | 0.002417 | 0.002417 | 0.002417 | 0.002417 | 0.002417 | 0.002417 | 0.002417 | 0.002417 | 0.002417 | 0.002417 | 0.002417
F1_Commercial_Restaurant (WA)_Existing_Water Heating_Natural Gas_Water Heater_E4 | F1 | Commercial | Restaurant (WA) | Existing | Water Heating | Natural Gas | Water Heater | E4 | CCE | 0.0024614 | 0.0024614 | 0.0024614 | 0.0024614 | 0.0024614 | 0.0024614 | 0.0024614 | 0.0024614 | 0.0024614 | 0.0024614 | 0.0024614 | 0.0024614 | 0.0024614 | 0.0024614 | 0.0024614 | 0.0024614 | 0.0024614 | 0.0024614 | 0.0024614 | 0.0024614 | 0.0024614 | 0.0024614 | 0.0024614 | 0.0024614 | 0.0024614 | 0.0024614 | 0.0024614
F1_Commercial_Restaurant (WA)_Existing_Water Heating_Natural Gas_Water Heater_E5 | F1 | Commercial | Restaurant (WA) | Existing | Water Heating | Natural Gas | Water Heater | E5 | CCE | 0.0035871 | 0.0035871 | 0.0035871 | 0.0035871 | 0.0035871 | 0.0035871 | 0.0035871 | 0.0035871 | 0.0035871 | 0.0035871 | 0.0035871 | 0.0035871 | 0.0035871 | 0.0035871 | 0.0035871 | 0.0035871 | 0.0035871 | 0.0035871 | 0.0035871 | 0.0035871 | 0.0035871 | 0.0035871 | 0.0035871 | 0.0035871 | 0.0035871 | 0.0035871 | 0.0035871
F1_Commercial_Restaurant (WA)_Existing_Water Heating_Natural Gas_Water Heater_E6 | F1 | Commercial | Restaurant (WA) | Existing | Water Heating | Natural Gas | Water Heater | E6 | CCE | 0 | 0 | 0 | 0 | 0 | 0 | 0 | 0 | 0 | 0 | 0 | 0 | 0 | 0 | 0 | 0 | 0 | 0 | 0 | 0 | 0 | 0 | 0 | 0 | 0 | 0 | 0
F1_Commercial_Restaurant (WA)_Existing_Water Heating_Natural Gas_Water Heater_E7 | F1 | Commercial | Restaurant (WA) | Existing | Water Heating | Natural Gas | Water Heater | E7 | CCE | 0 | 0 | 0 | 0 | 0 | 0 | 0 | 0 | 0 | 0 | 0 | 0 | 0 | 0 | 0 | 0 | 0 | 0 | 0 | 0 | 0 | 0 | 0 | 0 | 0 | 0 | 0
F1_Commercial_Restaurant (WA)_Existing_Water Heating_Natural Gas_Water Heater_E8 | F1 | Commercial | Restaurant (WA) | Existing | Water Heating | Natural Gas | Water Heater | E8 | CCE | 0 | 0 | 0 | 0 | 0 | 0 | 0 | 0 | 0 | 0 | 0 | 0 | 0 | 0 | 0 | 0 | 0 | 0 | 0 | 0 | 0 | 0 | 0 | 0 | 0 | 0 | 0
F1_Commercial_Restaurant (WA)_Existing_Water Heating_Natural Gas_Water Heater_E9 | F1 | Commercial | Restaurant (WA) | Existing | Water Heating | Natural Gas | Water Heater | E9 | CCE | 0 | 0 | 0 | 0 | 0 | 0 | 0 | 0 | 0 | 0 | 0 | 0 | 0 | 0 | 0 | 0 | 0 | 0 | 0 | 0 | 0 | 0 | 0 | 0 | 0 | 0 | 0
F1_Commercial_Restaurant (WA)_Existing_Water Heating_Natural Gas_Water Heater_E10 | F1 | Commercial | Restaurant (WA) | Existing | Water Heating | Natural Gas | Water Heater | E10 | CCE | 0 | 0 | 0 | 0 | 0 | 0 | 0 | 0 | 0 | 0 | 0 | 0 | 0 | 0 | 0 | 0 | 0 | 0 | 0 | 0 | 0 | 0 | 0 | 0 | 0 | 0 | 0
F2_Commercial_Restaurant (WA)_Existing_Water Heating_Natural Gas_Water Heater_E1 | F2 | Commercial | Restaurant (WA) | Existing | Water Heating | Natural Gas | Water Heater | E1 | TRC BC Ratio | [24 empty] | 1 | 1 | 1 | bar: 2019 to 2042
F2_Commercial_Restaurant (WA)_Existing_Water Heating_Natural Gas_Water Heater_E2 | F2 | Commercial | Restaurant (WA) | Existing | Water Heating | Natural Gas | Water Heater | E2 | TRC BC Ratio | 2.7187 | 2.7901 | 2.8702 | 2.96 | 3.06 | 3.1782 | 3.2987 | 3.4173 | 3.5314 | 3.6472 | 3.7415 | 3.8304 | 3.9256 | 4.0192 | 4.1041 | 4.1846 | 4.258 | 4.3307 | 4.4079 | 4.4837 | 4.5615 | 4.642 | 4.7235 | 4.8075 | 4.8929 | 4.9798 | 5.0683
F2_Commercial_Restaurant (WA)_Existing_Water Heating_Natural Gas_Water Heater_E3 | F2 | Commercial | Restaurant (WA) | Existing | Water Heating | Natural Gas | Water Heater | E3 | TRC BC Ratio | 1.534 | 1.5743 | 1.6195 | 1.6702 | 1.7266 | 1.7933 | 1.8613 | 1.9282 | 1.9926 | 2.0579 | 2.1111 | 2.1613 | 2.215 | 2.2678 | 2.3158 | 2.3611 | 2.4025 | 2.4436 | 2.4872 | 2.5299 | 2.5738 | 2.6193 | 2.6653 | 2.7126 | 2.7608 | 2.8098 | 2.8598
F2_Commercial_Restaurant (WA)_Existing_Water Heating_Natural Gas_Water Heater_E4 | F2 | Commercial | Restaurant (WA) | Existing | Water Heating | Natural Gas | Water Heater | E4 | TRC BC Ratio | 0.96819 | 0.99766 | 1.0375 | 1.0897 | 1.1541 | 1.2381 | 1.3249 | 1.4092 | 1.4882 | 1.5683 | 1.626 | 1.6775 | 1.7345 | 1.7891 | 1.8345 | 1.8745 | 1.9069 | 1.9379 | 1.9726 | 2.0051 | 2.0388 | 2.0746 | 2.1105 | 2.148 | 2.1862 | 2.225 | 2.2645
F2_Commercial_Restaurant (WA)_Existing_Water Heating_Natural Gas_Water Heater_E5 | F2 | Commercial | Restaurant (WA) | Existing | Water Heating | Natural Gas | Water Heater | E5 | TRC BC Ratio | 1.0604 | 1.0883 | 1.1189 | 1.1525 | 1.1894 | 1.2323 | 1.2759 | 1.319 | 1.3605 | 1.4027 | 1.4376 | 1.4708 | 1.5062 | 1.5411 | 1.5731 | 1.6036 | 1.6318 | 1.6598 | 1.6894 | 1.7185 | 1.7484 | 1.7793 | 1.8106 | 1.8427 | 1.8755 | 1.9088 | 1.9427
F2_Commercial_Restaurant (WA)_Existing_Water Heating_Natural Gas_Water Heater_E6 | F2 | Commercial | Restaurant (WA) | Existing | Water Heating | Natural Gas | Water Heater | E6 | TRC BC Ratio | 0 | 0 | 0 | 0 | 0 | 0 | 0 | 0 | 0 | 0 | 0 | 0 | 0 | 0 | 0 | 0 | 0 | 0 | 0 | 0 | 0 | 0 | 0 | 0 | 0 | 0 | 0
F2_Commercial_Restaurant (WA)_Existing_Water Heating_Natural Gas_Water Heater_E7 | F2 | Commercial | Restaurant (WA) | Existing | Water Heating | Natural Gas | Water Heater | E7 | TRC BC Ratio | 0 | 0 | 0 | 0 | 0 | 0 | 0 | 0 | 0 | 0 | 0 | 0 | 0 | 0 | 0 | 0 | 0 | 0 | 0 | 0 | 0 | 0 | 0 | 0 | 0 | 0 | 0
F2_Commercial_Restaurant (WA)_Existing_Water Heating_Natural Gas_Water Heater_E8 | F2 | Commercial | Restaurant (WA) | Existing | Water Heating | Natural Gas | Water Heater | E8 | TRC BC Ratio | 0 | 0 | 0 | 0 | 0 | 0 | 0 | 0 | 0 | 0 | 0 | 0 | 0 | 0 | 0 | 0 | 0 | 0 | 0 | 0 | 0 | 0 | 0 | 0 | 0 | 0 | 0
F2_Commercial_Restaurant (WA)_Existing_Water Heating_Natural Gas_Water Heater_E9 | F2 | Commercial | Restaurant (WA) | Existing | Water Heating | Natural Gas | Water Heater | E9 | TRC BC Ratio | 0 | 0 | 0 | 0 | 0 | 0 | 0 | 0 | 0 | 0 | 0 | 0 | 0 | 0 | 0 | 0 | 0 | 0 | 0 | 0 | 0 | 0 | 0 | 0 | 0 | 0 | 0
F2_Commercial_Restaurant (WA)_Existing_Water Heating_Natural Gas_Water Heater_E10 | F2 | Commercial | Restaurant (WA) | Existing | Water Heating | Natural Gas | Water Heater | E10 | TRC BC Ratio | 0 | 0 | 0 | 0 | 0 | 0 | 0 | 0 | 0 | 0 | 0 | 0 | 0 | 0 | 0 | 0 | 0 | 0 | 0 | 0 | 0 | 0 | 0 | 0 | 0 | 0 | 0
F3_Commercial_Restaurant (WA)_Existing_Water Heating_Natural Gas_Water Heater_E1 | F3 | Commercial | Restaurant (WA) | Existing | Water Heating | Natural Gas | Water Heater | E1 | PACT BC Ratio | [24 empty] | 1 | 1 | 1 | bar: 2019 to 2042
F3_Commercial_Restaurant (WA)_Existing_Water Heating_Natural Gas_Water Heater_E2 | F3 | Commercial | Restaurant (WA) | Existing | Water Heating | Natural Gas | Water Heater | E2 | PACT BC Ratio | 6.7454 | 6.9226 | 7.1215 | 7.3442 | 7.5923 | 7.8857 | 8.1845 | 8.4789 | 8.762 | 9.0493 | 9.2832 | 9.5039 | 9.7399 | 9.9722 | 10.183 | 10.3825 | 10.5647 | 10.7453 | 10.9368 | 11.1248 | 11.3177 | 11.5176 | 11.7199 | 11.9281 | 12.14 | 12.3557 | 12.5752
F3_Commercial_Restaurant (WA)_Existing_Water Heating_Natural Gas_Water Heater_E3 | F3 | Commercial | Restaurant (WA) | Existing | Water Heating | Natural Gas | Water Heater | E3 | PACT BC Ratio | 3.8061 | 3.9061 | 4.0183 | 4.144 | 4.2839 | 4.4495 | 4.6181 | 4.7842 | 4.944 | 5.1061 | 5.238 | 5.3625 | 5.4957 | 5.6268 | 5.7457 | 5.8583 | 5.9611 | 6.063 | 6.1711 | 6.2772 | 6.386 | 6.4988 | 6.6129 | 6.7304 | 6.85 | 6.9717 | 7.0955
F3_Commercial_Restaurant (WA)_Existing_Water Heating_Natural Gas_Water Heater_E4 | F3 | Commercial | Restaurant (WA) | Existing | Water Heating | Natural Gas | Water Heater | E4 | PACT BC Ratio | 2.4022 | 2.4754 | 2.5743 | 2.7036 | 2.8635 | 3.072 | 3.2872 | 3.4965 | 3.6925 | 3.8912 | 4.0344 | 4.1621 | 4.3035 | 4.4391 | 4.5516 | 4.651 | 4.7313 | 4.8083 | 4.8944 | 4.9751 | 5.0587 | 5.1474 | 5.2365 | 5.3295 | 5.4242 | 5.5206 | 5.6186
F3_Commercial_Restaurant (WA)_Existing_Water Heating_Natural Gas_Water Heater_E5 | F3 | Commercial | Restaurant (WA) | Existing | Water Heating | Natural Gas | Water Heater | E5 | PACT BC Ratio | 2.6311 | 2.7001 | 2.7762 | 2.8596 | 2.951 | 3.0576 | 3.1657 | 3.2725 | 3.3757 | 3.4804 | 3.567 | 3.6494 | 3.7371 | 3.8237 | 3.9031 | 3.9788 | 4.0487 | 4.1182 | 4.1915 | 4.2639 | 4.338 | 4.4147 | 4.4923 | 4.5721 | 4.6533 | 4.736 | 4.8201
F3_Commercial_Restaurant (WA)_Existing_Water Heating_Natural Gas_Water Heater_E6 | F3 | Commercial | Restaurant (WA) | Existing | Water Heating | Natural Gas | Water Heater | E6 | PACT BC Ratio | 0 | 0 | 0 | 0 | 0 | 0 | 0 | 0 | 0 | 0 | 0 | 0 | 0 | 0 | 0 | 0 | 0 | 0 | 0 | 0 | 0 | 0 | 0 | 0 | 0 | 0 | 0
F3_Commercial_Restaurant (WA)_Existing_Water Heating_Natural Gas_Water Heater_E7 | F3 | Commercial | Restaurant (WA) | Existing | Water Heating | Natural Gas | Water Heater | E7 | PACT BC Ratio | 0 | 0 | 0 | 0 | 0 | 0 | 0 | 0 | 0 | 0 | 0 | 0 | 0 | 0 | 0 | 0 | 0 | 0 | 0 | 0 | 0 | 0 | 0 | 0 | 0 | 0 | 0
F3_Commercial_Restaurant (WA)_Existing_Water Heating_Natural Gas_Water Heater_E8 | F3 | Commercial | Restaurant (WA) | Existing | Water Heating | Natural Gas | Water Heater | E8 | PACT BC Ratio | 0 | 0 | 0 | 0 | 0 | 0 | 0 | 0 | 0 | 0 | 0 | 0 | 0 | 0 | 0 | 0 | 0 | 0 | 0 | 0 | 0 | 0 | 0 | 0 | 0 | 0 | 0
F3_Commercial_Restaurant (WA)_Existing_Water Heating_Natural Gas_Water Heater_E9 | F3 | Commercial | Restaurant (WA) | Existing | Water Heating | Natural Gas | Water Heater | E9 | PACT BC Ratio | 0 | 0 | 0 | 0 | 0 | 0 | 0 | 0 | 0 | 0 | 0 | 0 | 0 | 0 | 0 | 0 | 0 | 0 | 0 | 0 | 0 | 0 | 0 | 0 | 0 | 0 | 0
F3_Commercial_Restaurant (WA)_Existing_Water Heating_Natural Gas_Water Heater_E10 | F3 | Commercial | Restaurant (WA) | Existing | Water Heating | Natural Gas | Water Heater | E10 | PACT BC Ratio | 0 | 0 | 0 | 0 | 0 | 0 | 0 | 0 | 0 | 0 | 0 | 0 | 0 | 0 | 0 | 0 | 0 | 0 | 0 | 0 | 0 | 0 | 0 | 0 | 0 | 0 | 0
F4_Commercial_Restaurant (WA)_Existing_Water Heating_Natural Gas_Water Heater_E1 | F4 | Commercial | Restaurant (WA) | Existing | Water Heating | Natural Gas | Water Heater | E1 | RVT BC Ratio | [24 empty] | 1 | 1 | 1 | bar: 2019 to 2042
F4_Commercial_Restaurant (WA)_Existing_Water Heating_Natural Gas_Water Heater_E2 | F4 | Commercial | Restaurant (WA) | Existing | Water Heating | Natural Gas | Water Heater | E2 | RVT BC Ratio | 4.0868 | 4.1632 | 4.2493 | 4.3459 | 4.4536 | 4.5838 | 4.713 | 4.8352 | 4.946 | 5.0539 | 5.1657 | 5.2681 | 5.3775 | 5.4836 | 5.5768 | 5.6625 | 5.7373 | 5.8096 | 5.8859 | 5.9583 | 6.0311 | 6.1326 | 6.2353 | 6.3411 | 6.4487 | 6.5582 | 6.6697
F4_Commercial_Restaurant (WA)_Existing_Water Heating_Natural Gas_Water Heater_E3 | F4 | Commercial | Restaurant (WA) | Existing | Water Heating | Natural Gas | Water Heater | E3 | RVT BC Ratio | 2.4296 | 2.4727 | 2.5212 | 2.5757 | 2.6365 | 2.71 | 2.7829 | 2.8519 | 2.9144 | 2.9753 | 3.0383 | 3.0961 | 3.1579 | 3.2177 | 3.2703 | 3.3187 | 3.3609 | 3.4017 | 3.4447 | 3.4855 | 3.5266 | 3.5839 | 3.6419 | 3.7015 | 3.7622 | 3.824 | 3.8869
F4_Commercial_Restaurant (WA)_Existing_Water Heating_Natural Gas_Water Heater_E4 | F4 | Commercial | Restaurant (WA) | Existing | Water Heating | Natural Gas | Water Heater | E4 | RVT BC Ratio | 1.799 | 1.8293 | 1.8721 | 1.9298 | 2.0024 | 2.1001 | 2.1985 | 2.2875 | 2.3622 | 2.4311 | 2.4999 | 2.5552 | 2.6165 | 2.6735 | 2.7168 | 2.7518 | 2.7749 | 2.7946 | 2.8173 | 2.8352 | 2.8526 | 2.8976 | 2.9429 | 2.9901 | 3.0382 | 3.0871 | 3.1369
F4_Commercial_Restaurant (WA)_Existing_Water Heating_Natural Gas_Water Heater_E5 | F4 | Commercial | Restaurant (WA) | Existing | Water Heating | Natural Gas | Water Heater | E5 | RVT BC Ratio | 1.7566 | 1.7869 | 1.82 | 1.8558 | 1.8946 | 1.941 | 1.9871 | 2.031 | 2.0714 | 2.111 | 2.1523 | 2.1908 | 2.2318 | 2.2717 | 2.3073 | 2.3404 | 2.3699 | 2.3986 | 2.4287 | 2.4575 | 2.4866 | 2.5255 | 2.565 | 2.6055 | 2.6467 | 2.6887 | 2.7314
F4_Commercial_Restaurant (WA)_Existing_Water Heating_Natural Gas_Water Heater_E6 | F4 | Commercial | Restaurant (WA) | Existing | Water Heating | Natural Gas | Water Heater | E6 | RVT BC Ratio | 0 | 0 | 0 | 0 | 0 | 0 | 0 | 0 | 0 | 0 | 0 | 0 | 0 | 0 | 0 | 0 | 0 | 0 | 0 | 0 | 0 | 0 | 0 | 0 | 0 | 0 | 0
F4_Commercial_Restaurant (WA)_Existing_Water Heating_Natural Gas_Water Heater_E7 | F4 | Commercial | Restaurant (WA) | Existing | Water Heating | Natural Gas | Water Heater | E7 | RVT BC Ratio | 0 | 0 | 0 | 0 | 0 | 0 | 0 | 0 | 0 | 0 | 0 | 0 | 0 | 0 | 0 | 0 | 0 | 0 | 0 | 0 | 0 | 0 | 0 | 0 | 0 | 0 | 0
F4_Commercial_Restaurant (WA)_Existing_Water Heating_Natural Gas_Water Heater_E8 | F4 | Commercial | Restaurant (WA) | Existing | Water Heating | Natural Gas | Water Heater | E8 | RVT BC Ratio | 0 | 0 | 0 | 0 | 0 | 0 | 0 | 0 | 0 | 0 | 0 | 0 | 0 | 0 | 0 | 0 | 0 | 0 | 0 | 0 | 0 | 0 | 0 | 0 | 0 | 0 | 0
F4_Commercial_Restaurant (WA)_Existing_Water Heating_Natural Gas_Water Heater_E9 | F4 | Commercial | Restaurant (WA) | Existing | Water Heating | Natural Gas | Water Heater | E9 | RVT BC Ratio | 0 | 0 | 0 | 0 | 0 | 0 | 0 | 0 | 0 | 0 | 0 | 0 | 0 | 0 | 0 | 0 | 0 | 0 | 0 | 0 | 0 | 0 | 0 | 0 | 0 | 0 | 0
F4_Commercial_Restaurant (WA)_Existing_Water Heating_Natural Gas_Water Heater_E10 | F4 | Commercial | Restaurant (WA) | Existing | Water Heating | Natural Gas | Water Heater | E10 | RVT BC Ratio | 0 | 0 | 0 | 0 | 0 | 0 | 0 | 0 | 0 | 0 | 0 | 0 | 0 | 0 | 0 | 0 | 0 | 0 | 0 | 0 | 0 | 0 | 0 | 0 | 0 | 0 | 0
F5_Commercial_Restaurant (WA)_Existing_Water Heating_Natural Gas_Water Heater_E1 | F5 | Commercial | Restaurant (WA) | Existing | Water Heating | Natural Gas | Water Heater | E1 | RIM BC Ratio | [24 empty] | 1 | 1 | 1 | bar: 2019 to 2042
F5_Commercial_Restaurant (WA)_Existing_Water Heating_Natural Gas_Water Heater_E2 | F5 | Commercial | Restaurant (WA) | Existing | Water Heating | Natural Gas | Water Heater | E2 | RIM BC Ratio | 0.76103 | 0.76734 | 0.77412 | 0.78137 | 0.78906 | 0.79724 | 0.80569 | 0.81442 | 0.8235 | 0.83303 | 0.83676 | 0.8406 | 0.84458 | 0.84859 | 0.85254 | 0.85654 | 0.86058 | 0.86476 | 0.86915 | 0.8737 | 0.87846 | 0.87964 | 0.8808 | 0.88196 | 0.8831 | 0.88422 | 0.88533
F5_Commercial_Restaurant (WA)_Existing_Water Heating_Natural Gas_Water Heater_E3 | F5 | Commercial | Restaurant (WA) | Existing | Water Heating | Natural Gas | Water Heater | E3 | RIM BC Ratio | 0.70004 | 0.70683 | 0.71417 | 0.72204 | 0.73043 | 0.73951 | 0.74877 | 0.75818 | 0.76777 | 0.77774 | 0.7823 | 0.78685 | 0.79158 | 0.79626 | 0.80077 | 0.80524 | 0.80964 | 0.81416 | 0.81889 | 0.82374 | 0.82878 | 0.83065 | 0.83249 | 0.83432 | 0.83613 | 0.83792 | 0.83968
F5_Commercial_Restaurant (WA)_Existing_Water Heating_Natural Gas_Water Heater_E4 | F5 | Commercial | Restaurant (WA) | Existing | Water Heating | Natural Gas | Water Heater | E4 | RIM BC Ratio | 0.58121 | 0.58996 | 0.60085 | 0.61393 | 0.62883 | 0.64596 | 0.66286 | 0.67982 | 0.69699 | 0.71529 | 0.72268 | 0.73061 | 0.73898 | 0.74715 | 0.7547 | 0.76207 | 0.7692 | 0.77657 | 0.78452 | 0.79275 | 0.80149 | 0.80368 | 0.80582 | 0.80799 | 0.81014 | 0.81225 | 0.81435
F5_Commercial_Restaurant (WA)_Existing_Water Heating_Natural Gas_Water Heater_E5 | F5 | Commercial | Restaurant (WA) | Existing | Water Heating | Natural Gas | Water Heater | E5 | RIM BC Ratio | 0.65039 | 0.65726 | 0.66472 | 0.67275 | 0.68139 | 0.69068 | 0.70005 | 0.70942 | 0.7188 | 0.72838 | 0.73341 | 0.73824 | 0.74325 | 0.74819 | 0.75288 | 0.75748 | 0.76194 | 0.76647 | 0.7712 | 0.77599 | 0.78093 | 0.78338 | 0.78579 | 0.7882 | 0.79058 | 0.79293 | 0.79525
F5_Commercial_Restaurant (WA)_Existing_Water Heating_Natural Gas_Water Heater_E6 | F5 | Commercial | Restaurant (WA) | Existing | Water Heating | Natural Gas | Water Heater | E6 | RIM BC Ratio | 0 | 0 | 0 | 0 | 0 | 0 | 0 | 0 | 0 | 0 | 0 | 0 | 0 | 0 | 0 | 0 | 0 | 0 | 0 | 0 | 0 | 0 | 0 | 0 | 0 | 0 | 0
F5_Commercial_Restaurant (WA)_Existing_Water Heating_Natural Gas_Water Heater_E7 | F5 | Commercial | Restaurant (WA) | Existing | Water Heating | Natural Gas | Water Heater | E7 | RIM BC Ratio | 0 | 0 | 0 | 0 | 0 | 0 | 0 | 0 | 0 | 0 | 0 | 0 | 0 | 0 | 0 | 0 | 0 | 0 | 0 | 0 | 0 | 0 | 0 | 0 | 0 | 0 | 0
F5_Commercial_Restaurant (WA)_Existing_Water Heating_Natural Gas_Water Heater_E8 | F5 | Commercial | Restaurant (WA) | Existing | Water Heating | Natural Gas | Water Heater | E8 | RIM BC Ratio | 0 | 0 | 0 | 0 | 0 | 0 | 0 | 0 | 0 | 0 | 0 | 0 | 0 | 0 | 0 | 0 | 0 | 0 | 0 | 0 | 0 | 0 | 0 | 0 | 0 | 0 | 0
F5_Commercial_Restaurant (WA)_Existing_Water Heating_Natural Gas_Water Heater_E9 | F5 | Commercial | Restaurant (WA) | Existing | Water Heating | Natural Gas | Water Heater | E9 | RIM BC Ratio | 0 | 0 | 0 | 0 | 0 | 0 | 0 | 0 | 0 | 0 | 0 | 0 | 0 | 0 | 0 | 0 | 0 | 0 | 0 | 0 | 0 | 0 | 0 | 0 | 0 | 0 | 0
F5_Commercial_Restaurant (WA)_Existing_Water Heating_Natural Gas_Water Heater_E10 | F5 | Commercial | Restaurant (WA) | Existing | Water Heating | Natural Gas | Water Heater | E10 | RIM BC Ratio | 0 | 0 | 0 | 0 | 0 | 0 | 0 | 0 | 0 | 0 | 0 | 0 | 0 | 0 | 0 | 0 | 0 | 0 | 0 | 0 | 0 | 0 | 0 | 0 | 0 | 0 | 0
F0_Commercial_Restaurant (WA)_Existing_Food Preparation_Natural Gas_Oven_E0 | F0 | Commercial | Restaurant (WA) | Existing | Food Preparation | Natural Gas | Oven | E0 | Economic Unit | ENERGY STAR (>42% Baking Efficiency) | ENERGY STAR (>42% Baking Efficiency) | ENERGY STAR (>42% Baking Efficiency) | ENERGY STAR (>42% Baking Efficiency) | ENERGY STAR (>42% Baking Efficiency) | ENERGY STAR (>42% Baking Efficiency) | ENERGY STAR (>42% Baking Efficiency) | ENERGY STAR (>42% Baking Efficiency) | ENERGY STAR (>42% Baking Efficiency) | ENERGY STAR (>42% Baking Efficiency) | ENERGY STAR (>42% Baking Efficiency) | ENERGY STAR (>42% Baking Efficiency) | ENERGY STAR (>42% Baking Efficiency) | ENERGY STAR (>42% Baking Efficiency) | ENERGY STAR (>42% Baking Efficiency) | ENERGY STAR (>42% Baking Efficiency) | ENERGY STAR (>42% Baking Efficiency) | ENERGY STAR (>42% Baking Efficiency) | ENERGY STAR (>42% Baking Efficiency) | ENERGY STAR (>42% Baking Efficiency) | ENERGY STAR (>42% Baking Efficiency) | ENERGY STAR (>42% Baking Efficiency) | ENERGY STAR (>42% Baking Efficiency) | ENERGY STAR (>42% Baking Efficiency) | ENERGY STAR (>42% Baking Efficiency) | ENERGY STAR (>42% Baking Efficiency) | ENERGY STAR (>42% Baking Efficiency)
F1_Commercial_Restaurant (WA)_Existing_Food Preparation_Natural Gas_Oven_E1 | F1 | Commercial | Restaurant (WA) | Existing | Food Preparation | Natural Gas | Oven | E1 | CCE | 0 | 0 | 0 | 0 | 0 | 0 | 0 | 0 | 0 | 0 | 0 | 0 | 0 | 0 | 0 | 0 | 0 | 0 | 0 | 0 | 0 | 0 | 0 | 0 | 0 | 0 | 0
F1_Commercial_Restaurant (WA)_Existing_Food Preparation_Natural Gas_Oven_E2 | F1 | Commercial | Restaurant (WA) | Existing | Food Preparation | Natural Gas | Oven | E2 | CCE | 6.8577e-05 | 6.8577e-05 | 6.8577e-05 | 6.8577e-05 | 6.8577e-05 | 6.8577e-05 | 6.8577e-05 | 6.8577e-05 | 6.8577e-05 | 6.8577e-05 | 6.8577e-05 | 6.8577e-05 | 6.8577e-05 | 6.8577e-05 | 6.8577e-05 | 6.8577e-05 | 6.8577e-05 | 6.8577e-05 | 6.8577e-05 | 6.8577e-05 | 6.8577e-05 | 6.8577e-05 | 6.8577e-05 | 6.8577e-05 | 6.8577e-05 | 6.8577e-05 | 6.8577e-05
F1_Commercial_Restaurant (WA)_Existing_Food Preparation_Natural Gas_Oven_E3 | F1 | Commercial | Restaurant (WA) | Existing | Food Preparation | Natural Gas | Oven | E3 | CCE | 0 | 0 | 0 | 0 | 0 | 0 | 0 | 0 | 0 | 0 | 0 | 0 | 0 | 0 | 0 | 0 | 0 | 0 | 0 | 0 | 0 | 0 | 0 | 0 | 0 | 0 | 0
F1_Commercial_Restaurant (WA)_Existing_Food Preparation_Natural Gas_Oven_E4 | F1 | Commercial | Restaurant (WA) | Existing | Food Preparation | Natural Gas | Oven | E4 | CCE | 0 | 0 | 0 | 0 | 0 | 0 | 0 | 0 | 0 | 0 | 0 | 0 | 0 | 0 | 0 | 0 | 0 | 0 | 0 | 0 | 0 | 0 | 0 | 0 | 0 | 0 | 0
F1_Commercial_Restaurant (WA)_Existing_Food Preparation_Natural Gas_Oven_E5 | F1 | Commercial | Restaurant (WA) | Existing | Food Preparation | Natural Gas | Oven | E5 | CCE | 0 | 0 | 0 | 0 | 0 | 0 | 0 | 0 | 0 | 0 | 0 | 0 | 0 | 0 | 0 | 0 | 0 | 0 | 0 | 0 | 0 | 0 | 0 | 0 | 0 | 0 | 0
F1_Commercial_Restaurant (WA)_Existing_Food Preparation_Natural Gas_Oven_E6 | F1 | Commercial | Restaurant (WA) | Existing | Food Preparation | Natural Gas | Oven | E6 | CCE | 0 | 0 | 0 | 0 | 0 | 0 | 0 | 0 | 0 | 0 | 0 | 0 | 0 | 0 | 0 | 0 | 0 | 0 | 0 | 0 | 0 | 0 | 0 | 0 | 0 | 0 | 0
F1_Commercial_Restaurant (WA)_Existing_Food Preparation_Natural Gas_Oven_E7 | F1 | Commercial | Restaurant (WA) | Existing | Food Preparation | Natural Gas | Oven | E7 | CCE | 0 | 0 | 0 | 0 | 0 | 0 | 0 | 0 | 0 | 0 | 0 | 0 | 0 | 0 | 0 | 0 | 0 | 0 | 0 | 0 | 0 | 0 | 0 | 0 | 0 | 0 | 0
F1_Commercial_Restaurant (WA)_Existing_Food Preparation_Natural Gas_Oven_E8 | F1 | Commercial | Restaurant (WA) | Existing | Food Preparation | Natural Gas | Oven | E8 | CCE | 0 | 0 | 0 | 0 | 0 | 0 | 0 | 0 | 0 | 0 | 0 | 0 | 0 | 0 | 0 | 0 | 0 | 0 | 0 | 0 | 0 | 0 | 0 | 0 | 0 | 0 | 0
F1_Commercial_Restaurant (WA)_Existing_Food Preparation_Natural Gas_Oven_E9 | F1 | Commercial | Restaurant (WA) | Existing | Food Preparation | Natural Gas | Oven | E9 | CCE | 0 | 0 | 0 | 0 | 0 | 0 | 0 | 0 | 0 | 0 | 0 | 0 | 0 | 0 | 0 | 0 | 0 | 0 | 0 | 0 | 0 | 0 | 0 | 0 | 0 | 0 | 0
F1_Commercial_Restaurant (WA)_Existing_Food Preparation_Natural Gas_Oven_E10 | F1 | Commercial | Restaurant (WA) | Existing | Food Preparation | Natural Gas | Oven | E10 | CCE | 0 | 0 | 0 | 0 | 0 | 0 | 0 | 0 | 0 | 0 | 0 | 0 | 0 | 0 | 0 | 0 | 0 | 0 | 0 | 0 | 0 | 0 | 0 | 0 | 0 | 0 | 0
F2_Commercial_Restaurant (WA)_Existing_Food Preparation_Natural Gas_Oven_E1 | F2 | Commercial | Restaurant (WA) | Existing | Food Preparation | Natural Gas | Oven | E1 | TRC BC Ratio | [24 empty] | 1 | 1 | 1 | bar: 2019 to 2042
F2_Commercial_Restaurant (WA)_Existing_Food Preparation_Natural Gas_Oven_E2 | F2 | Commercial | Restaurant (WA) | Existing | Food Preparation | Natural Gas | Oven | E2 | TRC BC Ratio | 50.5721 | 51.7397 | 53.2083 | 54.9407 | 56.9553 | 59.4962 | 62.1426 | 64.7814 | 67.3265 | 69.9066 | 71.9204 | 73.7936 | 75.8131 | 77.7805 | 79.5155 | 81.1221 | 82.5389 | 83.9315 | 85.4293 | 86.8817 | 88.3757 | 89.9337 | 91.5067 | 93.1324 | 94.787 | 96.4709 | 98.1848
F2_Commercial_Restaurant (WA)_Existing_Food Preparation_Natural Gas_Oven_E3 | F2 | Commercial | Restaurant (WA) | Existing | Food Preparation | Natural Gas | Oven | E3 | TRC BC Ratio | 0 | 0 | 0 | 0 | 0 | 0 | 0 | 0 | 0 | 0 | 0 | 0 | 0 | 0 | 0 | 0 | 0 | 0 | 0 | 0 | 0 | 0 | 0 | 0 | 0 | 0 | 0
F2_Commercial_Restaurant (WA)_Existing_Food Preparation_Natural Gas_Oven_E4 | F2 | Commercial | Restaurant (WA) | Existing | Food Preparation | Natural Gas | Oven | E4 | TRC BC Ratio | 0 | 0 | 0 | 0 | 0 | 0 | 0 | 0 | 0 | 0 | 0 | 0 | 0 | 0 | 0 | 0 | 0 | 0 | 0 | 0 | 0 | 0 | 0 | 0 | 0 | 0 | 0
F2_Commercial_Restaurant (WA)_Existing_Food Preparation_Natural Gas_Oven_E5 | F2 | Commercial | Restaurant (WA) | Existing | Food Preparation | Natural Gas | Oven | E5 | TRC BC Ratio | 0 | 0 | 0 | 0 | 0 | 0 | 0 | 0 | 0 | 0 | 0 | 0 | 0 | 0 | 0 | 0 | 0 | 0 | 0 | 0 | 0 | 0 | 0 | 0 | 0 | 0 | 0
F2_Commercial_Restaurant (WA)_Existing_Food Preparation_Natural Gas_Oven_E6 | F2 | Commercial | Restaurant (WA) | Existing | Food Preparation | Natural Gas | Oven | E6 | TRC BC Ratio | 0 | 0 | 0 | 0 | 0 | 0 | 0 | 0 | 0 | 0 | 0 | 0 | 0 | 0 | 0 | 0 | 0 | 0 | 0 | 0 | 0 | 0 | 0 | 0 | 0 | 0 | 0
F2_Commercial_Restaurant (WA)_Existing_Food Preparation_Natural Gas_Oven_E7 | F2 | Commercial | Restaurant (WA) | Existing | Food Preparation | Natural Gas | Oven | E7 | TRC BC Ratio | 0 | 0 | 0 | 0 | 0 | 0 | 0 | 0 | 0 | 0 | 0 | 0 | 0 | 0 | 0 | 0 | 0 | 0 | 0 | 0 | 0 | 0 | 0 | 0 | 0 | 0 | 0
F2_Commercial_Restaurant (WA)_Existing_Food Preparation_Natural Gas_Oven_E8 | F2 | Commercial | Restaurant (WA) | Existing | Food Preparation | Natural Gas | Oven | E8 | TRC BC Ratio | 0 | 0 | 0 | 0 | 0 | 0 | 0 | 0 | 0 | 0 | 0 | 0 | 0 | 0 | 0 | 0 | 0 | 0 | 0 | 0 | 0 | 0 | 0 | 0 | 0 | 0 | 0
F2_Commercial_Restaurant (WA)_Existing_Food Preparation_Natural Gas_Oven_E9 | F2 | Commercial | Restaurant (WA) | Existing | Food Preparation | Natural Gas | Oven | E9 | TRC BC Ratio | 0 | 0 | 0 | 0 | 0 | 0 | 0 | 0 | 0 | 0 | 0 | 0 | 0 | 0 | 0 | 0 | 0 | 0 | 0 | 0 | 0 | 0 | 0 | 0 | 0 | 0 | 0
F2_Commercial_Restaurant (WA)_Existing_Food Preparation_Natural Gas_Oven_E10 | F2 | Commercial | Restaurant (WA) | Existing | Food Preparation | Natural Gas | Oven | E10 | TRC BC Ratio | 0 | 0 | 0 | 0 | 0 | 0 | 0 | 0 | 0 | 0 | 0 | 0 | 0 | 0 | 0 | 0 | 0 | 0 | 0 | 0 | 0 | 0 | 0 | 0 | 0 | 0 | 0
F3_Commercial_Restaurant (WA)_Existing_Food Preparation_Natural Gas_Oven_E1 | F3 | Commercial | Restaurant (WA) | Existing | Food Preparation | Natural Gas | Oven | E1 | PACT BC Ratio | [24 empty] | 1 | 1 | 1 | bar: 2019 to 2042
F3_Commercial_Restaurant (WA)_Existing_Food Preparation_Natural Gas_Oven_E2 | F3 | Commercial | Restaurant (WA) | Existing | Food Preparation | Natural Gas | Oven | E2 | PACT BC Ratio | 101.9213 | 104.2742 | 107.234 | 110.7254 | 114.7857 | 119.9064 | 125.24 | 130.558 | 135.6874 | 140.8873 | 144.9457 | 148.7209 | 152.791 | 156.7559 | 160.2527 | 163.4905 | 166.3458 | 169.1525 | 172.1712 | 175.0981 | 178.1091 | 181.2491 | 184.4192 | 187.6956 | 191.0302 | 194.424 | 197.8781
F3_Commercial_Restaurant (WA)_Existing_Food Preparation_Natural Gas_Oven_E3 | F3 | Commercial | Restaurant (WA) | Existing | Food Preparation | Natural Gas | Oven | E3 | PACT BC Ratio | 0 | 0 | 0 | 0 | 0 | 0 | 0 | 0 | 0 | 0 | 0 | 0 | 0 | 0 | 0 | 0 | 0 | 0 | 0 | 0 | 0 | 0 | 0 | 0 | 0 | 0 | 0
F3_Commercial_Restaurant (WA)_Existing_Food Preparation_Natural Gas_Oven_E4 | F3 | Commercial | Restaurant (WA) | Existing | Food Preparation | Natural Gas | Oven | E4 | PACT BC Ratio | 0 | 0 | 0 | 0 | 0 | 0 | 0 | 0 | 0 | 0 | 0 | 0 | 0 | 0 | 0 | 0 | 0 | 0 | 0 | 0 | 0 | 0 | 0 | 0 | 0 | 0 | 0
F3_Commercial_Restaurant (WA)_Existing_Food Preparation_Natural Gas_Oven_E5 | F3 | Commercial | Restaurant (WA) | Existing | Food Preparation | Natural Gas | Oven | E5 | PACT BC Ratio | 0 | 0 | 0 | 0 | 0 | 0 | 0 | 0 | 0 | 0 | 0 | 0 | 0 | 0 | 0 | 0 | 0 | 0 | 0 | 0 | 0 | 0 | 0 | 0 | 0 | 0 | 0
F3_Commercial_Restaurant (WA)_Existing_Food Preparation_Natural Gas_Oven_E6 | F3 | Commercial | Restaurant (WA) | Existing | Food Preparation | Natural Gas | Oven | E6 | PACT BC Ratio | 0 | 0 | 0 | 0 | 0 | 0 | 0 | 0 | 0 | 0 | 0 | 0 | 0 | 0 | 0 | 0 | 0 | 0 | 0 | 0 | 0 | 0 | 0 | 0 | 0 | 0 | 0
F3_Commercial_Restaurant (WA)_Existing_Food Preparation_Natural Gas_Oven_E7 | F3 | Commercial | Restaurant (WA) | Existing | Food Preparation | Natural Gas | Oven | E7 | PACT BC Ratio | 0 | 0 | 0 | 0 | 0 | 0 | 0 | 0 | 0 | 0 | 0 | 0 | 0 | 0 | 0 | 0 | 0 | 0 | 0 | 0 | 0 | 0 | 0 | 0 | 0 | 0 | 0
F3_Commercial_Restaurant (WA)_Existing_Food Preparation_Natural Gas_Oven_E8 | F3 | Commercial | Restaurant (WA) | Existing | Food Preparation | Natural Gas | Oven | E8 | PACT BC Ratio | 0 | 0 | 0 | 0 | 0 | 0 | 0 | 0 | 0 | 0 | 0 | 0 | 0 | 0 | 0 | 0 | 0 | 0 | 0 | 0 | 0 | 0 | 0 | 0 | 0 | 0 | 0
F3_Commercial_Restaurant (WA)_Existing_Food Preparation_Natural Gas_Oven_E9 | F3 | Commercial | Restaurant (WA) | Existing | Food Preparation | Natural Gas | Oven | E9 | PACT BC Ratio | 0 | 0 | 0 | 0 | 0 | 0 | 0 | 0 | 0 | 0 | 0 | 0 | 0 | 0 | 0 | 0 | 0 | 0 | 0 | 0 | 0 | 0 | 0 | 0 | 0 | 0 | 0
F3_Commercial_Restaurant (WA)_Existing_Food Preparation_Natural Gas_Oven_E10 | F3 | Commercial | Restaurant (WA) | Existing | Food Preparation | Natural Gas | Oven | E10 | PACT BC Ratio | 0 | 0 | 0 | 0 | 0 | 0 | 0 | 0 | 0 | 0 | 0 | 0 | 0 | 0 | 0 | 0 | 0 | 0 | 0 | 0 | 0 | 0 | 0 | 0 | 0 | 0 | 0
F4_Commercial_Restaurant (WA)_Existing_Food Preparation_Natural Gas_Oven_E1 | F4 | Commercial | Restaurant (WA) | Existing | Food Preparation | Natural Gas | Oven | E1 | RVT BC Ratio | [24 empty] | 1 | 1 | 1 | bar: 2019 to 2042
F4_Commercial_Restaurant (WA)_Existing_Food Preparation_Natural Gas_Oven_E2 | F4 | Commercial | Restaurant (WA) | Existing | Food Preparation | Natural Gas | Oven | E2 | RVT BC Ratio | 72.587 | 73.7886 | 75.253 | 77.0329 | 79.1503 | 81.9491 | 84.8201 | 87.5974 | 90.1539 | 92.6091 | 95.1311 | 97.3837 | 99.7337 | 101.9054 | 103.7346 | 105.3557 | 106.6849 | 107.9378 | 109.2821 | 110.5152 | 111.7488 | 113.7119 | 115.6938 | 117.7422 | 119.827 | 121.9488 | 124.1083
F4_Commercial_Restaurant (WA)_Existing_Food Preparation_Natural Gas_Oven_E3 | F4 | Commercial | Restaurant (WA) | Existing | Food Preparation | Natural Gas | Oven | E3 | RVT BC Ratio | 0 | 0 | 0 | 0 | 0 | 0 | 0 | 0 | 0 | 0 | 0 | 0 | 0 | 0 | 0 | 0 | 0 | 0 | 0 | 0 | 0 | 0 | 0 | 0 | 0 | 0 | 0
F4_Commercial_Restaurant (WA)_Existing_Food Preparation_Natural Gas_Oven_E4 | F4 | Commercial | Restaurant (WA) | Existing | Food Preparation | Natural Gas | Oven | E4 | RVT BC Ratio | 0 | 0 | 0 | 0 | 0 | 0 | 0 | 0 | 0 | 0 | 0 | 0 | 0 | 0 | 0 | 0 | 0 | 0 | 0 | 0 | 0 | 0 | 0 | 0 | 0 | 0 | 0
F4_Commercial_Restaurant (WA)_Existing_Food Preparation_Natural Gas_Oven_E5 | F4 | Commercial | Restaurant (WA) | Existing | Food Preparation | Natural Gas | Oven | E5 | RVT BC Ratio | 0 | 0 | 0 | 0 | 0 | 0 | 0 | 0 | 0 | 0 | 0 | 0 | 0 | 0 | 0 | 0 | 0 | 0 | 0 | 0 | 0 | 0 | 0 | 0 | 0 | 0 | 0
F4_Commercial_Restaurant (WA)_Existing_Food Preparation_Natural Gas_Oven_E6 | F4 | Commercial | Restaurant (WA) | Existing | Food Preparation | Natural Gas | Oven | E6 | RVT BC Ratio | 0 | 0 | 0 | 0 | 0 | 0 | 0 | 0 | 0 | 0 | 0 | 0 | 0 | 0 | 0 | 0 | 0 | 0 | 0 | 0 | 0 | 0 | 0 | 0 | 0 | 0 | 0
F4_Commercial_Restaurant (WA)_Existing_Food Preparation_Natural Gas_Oven_E7 | F4 | Commercial | Restaurant (WA) | Existing | Food Preparation | Natural Gas | Oven | E7 | RVT BC Ratio | 0 | 0 | 0 | 0 | 0 | 0 | 0 | 0 | 0 | 0 | 0 | 0 | 0 | 0 | 0 | 0 | 0 | 0 | 0 | 0 | 0 | 0 | 0 | 0 | 0 | 0 | 0
F4_Commercial_Restaurant (WA)_Existing_Food Preparation_Natural Gas_Oven_E8 | F4 | Commercial | Restaurant (WA) | Existing | Food Preparation | Natural Gas | Oven | E8 | RVT BC Ratio | 0 | 0 | 0 | 0 | 0 | 0 | 0 | 0 | 0 | 0 | 0 | 0 | 0 | 0 | 0 | 0 | 0 | 0 | 0 | 0 | 0 | 0 | 0 | 0 | 0 | 0 | 0
F4_Commercial_Restaurant (WA)_Existing_Food Preparation_Natural Gas_Oven_E9 | F4 | Commercial | Restaurant (WA) | Existing | Food Preparation | Natural Gas | Oven | E9 | RVT BC Ratio | 0 | 0 | 0 | 0 | 0 | 0 | 0 | 0 | 0 | 0 | 0 | 0 | 0 | 0 | 0 | 0 | 0 | 0 | 0 | 0 | 0 | 0 | 0 | 0 | 0 | 0 | 0
F4_Commercial_Restaurant (WA)_Existing_Food Preparation_Natural Gas_Oven_E10 | F4 | Commercial | Restaurant (WA) | Existing | Food Preparation | Natural Gas | Oven | E10 | RVT BC Ratio | 0 | 0 | 0 | 0 | 0 | 0 | 0 | 0 | 0 | 0 | 0 | 0 | 0 | 0 | 0 | 0 | 0 | 0 | 0 | 0 | 0 | 0 | 0 | 0 | 0 | 0 | 0
F5_Commercial_Restaurant (WA)_Existing_Food Preparation_Natural Gas_Oven_E1 | F5 | Commercial | Restaurant (WA) | Existing | Food Preparation | Natural Gas | Oven | E1 | RIM BC Ratio | [24 empty] | 1 | 1 | 1 | bar: 2019 to 2042
F5_Commercial_Restaurant (WA)_Existing_Food Preparation_Natural Gas_Oven_E2 | F5 | Commercial | Restaurant (WA) | Existing | Food Preparation | Natural Gas | Oven | E2 | RIM BC Ratio | 0.83376 | 0.83915 | 0.84622 | 0.85364 | 0.86132 | 0.8691 | 0.8771 | 0.88542 | 0.89417 | 0.90388 | 0.90531 | 0.90745 | 0.91036 | 0.91412 | 0.91806 | 0.92223 | 0.92667 | 0.93138 | 0.93637 | 0.94168 | 0.94732 | 0.9474 | 0.94749 | 0.94757 | 0.94766 | 0.94774 | 0.94782
F5_Commercial_Restaurant (WA)_Existing_Food Preparation_Natural Gas_Oven_E3 | F5 | Commercial | Restaurant (WA) | Existing | Food Preparation | Natural Gas | Oven | E3 | RIM BC Ratio | 0 | 0 | 0 | 0 | 0 | 0 | 0 | 0 | 0 | 0 | 0 | 0 | 0 | 0 | 0 | 0 | 0 | 0 | 0 | 0 | 0 | 0 | 0 | 0 | 0 | 0 | 0
F5_Commercial_Restaurant (WA)_Existing_Food Preparation_Natural Gas_Oven_E4 | F5 | Commercial | Restaurant (WA) | Existing | Food Preparation | Natural Gas | Oven | E4 | RIM BC Ratio | 0 | 0 | 0 | 0 | 0 | 0 | 0 | 0 | 0 | 0 | 0 | 0 | 0 | 0 | 0 | 0 | 0 | 0 | 0 | 0 | 0 | 0 | 0 | 0 | 0 | 0 | 0
F5_Commercial_Restaurant (WA)_Existing_Food Preparation_Natural Gas_Oven_E5 | F5 | Commercial | Restaurant (WA) | Existing | Food Preparation | Natural Gas | Oven | E5 | RIM BC Ratio | 0 | 0 | 0 | 0 | 0 | 0 | 0 | 0 | 0 | 0 | 0 | 0 | 0 | 0 | 0 | 0 | 0 | 0 | 0 | 0 | 0 | 0 | 0 | 0 | 0 | 0 | 0
F5_Commercial_Restaurant (WA)_Existing_Food Preparation_Natural Gas_Oven_E6 | F5 | Commercial | Restaurant (WA) | Existing | Food Preparation | Natural Gas | Oven | E6 | RIM BC Ratio | 0 | 0 | 0 | 0 | 0 | 0 | 0 | 0 | 0 | 0 | 0 | 0 | 0 | 0 | 0 | 0 | 0 | 0 | 0 | 0 | 0 | 0 | 0 | 0 | 0 | 0 | 0
F5_Commercial_Restaurant (WA)_Existing_Food Preparation_Natural Gas_Oven_E7 | F5 | Commercial | Restaurant (WA) | Existing | Food Preparation | Natural Gas | Oven | E7 | RIM BC Ratio | 0 | 0 | 0 | 0 | 0 | 0 | 0 | 0 | 0 | 0 | 0 | 0 | 0 | 0 | 0 | 0 | 0 | 0 | 0 | 0 | 0 | 0 | 0 | 0 | 0 | 0 | 0
F5_Commercial_Restaurant (WA)_Existing_Food Preparation_Natural Gas_Oven_E8 | F5 | Commercial | Restaurant (WA) | Existing | Food Preparation | Natural Gas | Oven | E8 | RIM BC Ratio | 0 | 0 | 0 | 0 | 0 | 0 | 0 | 0 | 0 | 0 | 0 | 0 | 0 | 0 | 0 | 0 | 0 | 0 | 0 | 0 | 0 | 0 | 0 | 0 | 0 | 0 | 0
F5_Commercial_Restaurant (WA)_Existing_Food Preparation_Natural Gas_Oven_E9 | F5 | Commercial | Restaurant (WA) | Existing | Food Preparation | Natural Gas | Oven | E9 | RIM BC Ratio | 0 | 0 | 0 | 0 | 0 | 0 | 0 | 0 | 0 | 0 | 0 | 0 | 0 | 0 | 0 | 0 | 0 | 0 | 0 | 0 | 0 | 0 | 0 | 0 | 0 | 0 | 0
F5_Commercial_Restaurant (WA)_Existing_Food Preparation_Natural Gas_Oven_E10 | F5 | Commercial | Restaurant (WA) | Existing | Food Preparation | Natural Gas | Oven | E10 | RIM BC Ratio | 0 | 0 | 0 | 0 | 0 | 0 | 0 | 0 | 0 | 0 | 0 | 0 | 0 | 0 | 0 | 0 | 0 | 0 | 0 | 0 | 0 | 0 | 0 | 0 | 0 | 0 | 0
F0_Commercial_Restaurant (WA)_Existing_Food Preparation_Natural Gas_Conveyor Oven_E0 | F0 | Commercial | Restaurant (WA) | Existing | Food Preparation | Natural Gas | Conveyor Oven | E0 | Economic Unit | ENERGY STAR (>42% Baking Efficiency) | ENERGY STAR (>42% Baking Efficiency) | ENERGY STAR (>42% Baking Efficiency) | ENERGY STAR (>42% Baking Efficiency) | ENERGY STAR (>42% Baking Efficiency) | ENERGY STAR (>42% Baking Efficiency) | ENERGY STAR (>42% Baking Efficiency) | ENERGY STAR (>42% Baking Efficiency) | ENERGY STAR (>42% Baking Efficiency) | ENERGY STAR (>42% Baking Efficiency) | ENERGY STAR (>42% Baking Efficiency) | ENERGY STAR (>42% Baking Efficiency) | ENERGY STAR (>42% Baking Efficiency) | ENERGY STAR (>42% Baking Efficiency) | ENERGY STAR (>42% Baking Efficiency) | ENERGY STAR (>42% Baking Efficiency) | ENERGY STAR (>42% Baking Efficiency) | ENERGY STAR (>42% Baking Efficiency) | ENERGY STAR (>42% Baking Efficiency) | ENERGY STAR (>42% Baking Efficiency) | ENERGY STAR (>42% Baking Efficiency) | ENERGY STAR (>42% Baking Efficiency) | ENERGY STAR (>42% Baking Efficiency) | ENERGY STAR (>42% Baking Efficiency) | ENERGY STAR (>42% Baking Efficiency) | ENERGY STAR (>42% Baking Efficiency) | ENERGY STAR (>42% Baking Efficiency)
F1_Commercial_Restaurant (WA)_Existing_Food Preparation_Natural Gas_Conveyor Oven_E1 | F1 | Commercial | Restaurant (WA) | Existing | Food Preparation | Natural Gas | Conveyor Oven | E1 | CCE | 0 | 0 | 0 | 0 | 0 | 0 | 0 | 0 | 0 | 0 | 0 | 0 | 0 | 0 | 0 | 0 | 0 | 0 | 0 | 0 | 0 | 0 | 0 | 0 | 0 | 0 | 0
F1_Commercial_Restaurant (WA)_Existing_Food Preparation_Natural Gas_Conveyor Oven_E2 | F1 | Commercial | Restaurant (WA) | Existing | Food Preparation | Natural Gas | Conveyor Oven | E2 | CCE | 0.00010725 | 0.00010725 | 0.00010725 | 0.00010725 | 0.00010725 | 0.00010725 | 0.00010725 | 0.00010725 | 0.00010725 | 0.00010725 | 0.00010725 | 0.00010725 | 0.00010725 | 0.00010725 | 0.00010725 | 0.00010725 | 0.00010725 | 0.00010725 | 0.00010725 | 0.00010725 | 0.00010725 | 0.00010725 | 0.00010725 | 0.00010725 | 0.00010725 | 0.00010725 | 0.00010725
F1_Commercial_Restaurant (WA)_Existing_Food Preparation_Natural Gas_Conveyor Oven_E3 | F1 | Commercial | Restaurant (WA) | Existing | Food Preparation | Natural Gas | Conveyor Oven | E3 | CCE | 0 | 0 | 0 | 0 | 0 | 0 | 0 | 0 | 0 | 0 | 0 | 0 | 0 | 0 | 0 | 0 | 0 | 0 | 0 | 0 | 0 | 0 | 0 | 0 | 0 | 0 | 0
F1_Commercial_Restaurant (WA)_Existing_Food Preparation_Natural Gas_Conveyor Oven_E4 | F1 | Commercial | Restaurant (WA) | Existing | Food Preparation | Natural Gas | Conveyor Oven | E4 | CCE | 0 | 0 | 0 | 0 | 0 | 0 | 0 | 0 | 0 | 0 | 0 | 0 | 0 | 0 | 0 | 0 | 0 | 0 | 0 | 0 | 0 | 0 | 0 | 0 | 0 | 0 | 0
F1_Commercial_Restaurant (WA)_Existing_Food Preparation_Natural Gas_Conveyor Oven_E5 | F1 | Commercial | Restaurant (WA) | Existing | Food Preparation | Natural Gas | Conveyor Oven | E5 | CCE | 0 | 0 | 0 | 0 | 0 | 0 | 0 | 0 | 0 | 0 | 0 | 0 | 0 | 0 | 0 | 0 | 0 | 0 | 0 | 0 | 0 | 0 | 0 | 0 | 0 | 0 | 0
F1_Commercial_Restaurant (WA)_Existing_Food Preparation_Natural Gas_Conveyor Oven_E6 | F1 | Commercial | Restaurant (WA) | Existing | Food Preparation | Natural Gas | Conveyor Oven | E6 | CCE | 0 | 0 | 0 | 0 | 0 | 0 | 0 | 0 | 0 | 0 | 0 | 0 | 0 | 0 | 0 | 0 | 0 | 0 | 0 | 0 | 0 | 0 | 0 | 0 | 0 | 0 | 0
F1_Commercial_Restaurant (WA)_Existing_Food Preparation_Natural Gas_Conveyor Oven_E7 | F1 | Commercial | Restaurant (WA) | Existing | Food Preparation | Natural Gas | Conveyor Oven | E7 | CCE | 0 | 0 | 0 | 0 | 0 | 0 | 0 | 0 | 0 | 0 | 0 | 0 | 0 | 0 | 0 | 0 | 0 | 0 | 0 | 0 | 0 | 0 | 0 | 0 | 0 | 0 | 0
F1_Commercial_Restaurant (WA)_Existing_Food Preparation_Natural Gas_Conveyor Oven_E8 | F1 | Commercial | Restaurant (WA) | Existing | Food Preparation | Natural Gas | Conveyor Oven | E8 | CCE | 0 | 0 | 0 | 0 | 0 | 0 | 0 | 0 | 0 | 0 | 0 | 0 | 0 | 0 | 0 | 0 | 0 | 0 | 0 | 0 | 0 | 0 | 0 | 0 | 0 | 0 | 0
F1_Commercial_Restaurant (WA)_Existing_Food Preparation_Natural Gas_Conveyor Oven_E9 | F1 | Commercial | Restaurant (WA) | Existing | Food Preparation | Natural Gas | Conveyor Oven | E9 | CCE | 0 | 0 | 0 | 0 | 0 | 0 | 0 | 0 | 0 | 0 | 0 | 0 | 0 | 0 | 0 | 0 | 0 | 0 | 0 | 0 | 0 | 0 | 0 | 0 | 0 | 0 | 0
F1_Commercial_Restaurant (WA)_Existing_Food Preparation_Natural Gas_Conveyor Oven_E10 | F1 | Commercial | Restaurant (WA) | Existing | Food Preparation | Natural Gas | Conveyor Oven | E10 | CCE | 0 | 0 | 0 | 0 | 0 | 0 | 0 | 0 | 0 | 0 | 0 | 0 | 0 | 0 | 0 | 0 | 0 | 0 | 0 | 0 | 0 | 0 | 0 | 0 | 0 | 0 | 0
F2_Commercial_Restaurant (WA)_Existing_Food Preparation_Natural Gas_Conveyor Oven_E1 | F2 | Commercial | Restaurant (WA) | Existing | Food Preparation | Natural Gas | Conveyor Oven | E1 | TRC BC Ratio | [24 empty] | 1 | 1 | 1 | bar: 2019 to 2042
F2_Commercial_Restaurant (WA)_Existing_Food Preparation_Natural Gas_Conveyor Oven_E2 | F2 | Commercial | Restaurant (WA) | Existing | Food Preparation | Natural Gas | Conveyor Oven | E2 | TRC BC Ratio | 35.7706 | 36.7304 | 37.7853 | 38.9409 | 40.2069 | 41.6817 | 43.1775 | 44.6532 | 46.0769 | 47.5215 | 48.7132 | 49.8443 | 51.0506 | 52.2405 | 53.3294 | 54.3659 | 55.3205 | 56.2695 | 57.2722 | 58.2597 | 59.272 | 60.3195 | 61.3798 | 62.4702 | 63.5801 | 64.7096 | 65.8592
F2_Commercial_Restaurant (WA)_Existing_Food Preparation_Natural Gas_Conveyor Oven_E3 | F2 | Commercial | Restaurant (WA) | Existing | Food Preparation | Natural Gas | Conveyor Oven | E3 | TRC BC Ratio | 0 | 0 | 0 | 0 | 0 | 0 | 0 | 0 | 0 | 0 | 0 | 0 | 0 | 0 | 0 | 0 | 0 | 0 | 0 | 0 | 0 | 0 | 0 | 0 | 0 | 0 | 0
F2_Commercial_Restaurant (WA)_Existing_Food Preparation_Natural Gas_Conveyor Oven_E4 | F2 | Commercial | Restaurant (WA) | Existing | Food Preparation | Natural Gas | Conveyor Oven | E4 | TRC BC Ratio | 0 | 0 | 0 | 0 | 0 | 0 | 0 | 0 | 0 | 0 | 0 | 0 | 0 | 0 | 0 | 0 | 0 | 0 | 0 | 0 | 0 | 0 | 0 | 0 | 0 | 0 | 0
F2_Commercial_Restaurant (WA)_Existing_Food Preparation_Natural Gas_Conveyor Oven_E5 | F2 | Commercial | Restaurant (WA) | Existing | Food Preparation | Natural Gas | Conveyor Oven | E5 | TRC BC Ratio | 0 | 0 | 0 | 0 | 0 | 0 | 0 | 0 | 0 | 0 | 0 | 0 | 0 | 0 | 0 | 0 | 0 | 0 | 0 | 0 | 0 | 0 | 0 | 0 | 0 | 0 | 0
F2_Commercial_Restaurant (WA)_Existing_Food Preparation_Natural Gas_Conveyor Oven_E6 | F2 | Commercial | Restaurant (WA) | Existing | Food Preparation | Natural Gas | Conveyor Oven | E6 | TRC BC Ratio | 0 | 0 | 0 | 0 | 0 | 0 | 0 | 0 | 0 | 0 | 0 | 0 | 0 | 0 | 0 | 0 | 0 | 0 | 0 | 0 | 0 | 0 | 0 | 0 | 0 | 0 | 0
F2_Commercial_Restaurant (WA)_Existing_Food Preparation_Natural Gas_Conveyor Oven_E7 | F2 | Commercial | Restaurant (WA) | Existing | Food Preparation | Natural Gas | Conveyor Oven | E7 | TRC BC Ratio | 0 | 0 | 0 | 0 | 0 | 0 | 0 | 0 | 0 | 0 | 0 | 0 | 0 | 0 | 0 | 0 | 0 | 0 | 0 | 0 | 0 | 0 | 0 | 0 | 0 | 0 | 0
F2_Commercial_Restaurant (WA)_Existing_Food Preparation_Natural Gas_Conveyor Oven_E8 | F2 | Commercial | Restaurant (WA) | Existing | Food Preparation | Natural Gas | Conveyor Oven | E8 | TRC BC Ratio | 0 | 0 | 0 | 0 | 0 | 0 | 0 | 0 | 0 | 0 | 0 | 0 | 0 | 0 | 0 | 0 | 0 | 0 | 0 | 0 | 0 | 0 | 0 | 0 | 0 | 0 | 0
F2_Commercial_Restaurant (WA)_Existing_Food Preparation_Natural Gas_Conveyor Oven_E9 | F2 | Commercial | Restaurant (WA) | Existing | Food Preparation | Natural Gas | Conveyor Oven | E9 | TRC BC Ratio | 0 | 0 | 0 | 0 | 0 | 0 | 0 | 0 | 0 | 0 | 0 | 0 | 0 | 0 | 0 | 0 | 0 | 0 | 0 | 0 | 0 | 0 | 0 | 0 | 0 | 0 | 0
F2_Commercial_Restaurant (WA)_Existing_Food Preparation_Natural Gas_Conveyor Oven_E10 | F2 | Commercial | Restaurant (WA) | Existing | Food Preparation | Natural Gas | Conveyor Oven | E10 | TRC BC Ratio | 0 | 0 | 0 | 0 | 0 | 0 | 0 | 0 | 0 | 0 | 0 | 0 | 0 | 0 | 0 | 0 | 0 | 0 | 0 | 0 | 0 | 0 | 0 | 0 | 0 | 0 | 0
F3_Commercial_Restaurant (WA)_Existing_Food Preparation_Natural Gas_Conveyor Oven_E1 | F3 | Commercial | Restaurant (WA) | Existing | Food Preparation | Natural Gas | Conveyor Oven | E1 | PACT BC Ratio | [24 empty] | 1 | 1 | 1 | bar: 2019 to 2042
F3_Commercial_Restaurant (WA)_Existing_Food Preparation_Natural Gas_Conveyor Oven_E2 | F3 | Commercial | Restaurant (WA) | Existing | Food Preparation | Natural Gas | Conveyor Oven | E2 | PACT BC Ratio | 72.0907 | 74.0252 | 76.1512 | 78.4801 | 81.0316 | 84.0037 | 87.0183 | 89.9925 | 92.8617 | 95.773 | 98.1748 | 100.4544 | 102.8856 | 105.2836 | 107.4782 | 109.567 | 111.4909 | 113.4035 | 115.4244 | 117.4145 | 119.4547 | 121.5657 | 123.7025 | 125.9002 | 128.1369 | 130.4134 | 132.7303
F3_Commercial_Restaurant (WA)_Existing_Food Preparation_Natural Gas_Conveyor Oven_E3 | F3 | Commercial | Restaurant (WA) | Existing | Food Preparation | Natural Gas | Conveyor Oven | E3 | PACT BC Ratio | 0 | 0 | 0 | 0 | 0 | 0 | 0 | 0 | 0 | 0 | 0 | 0 | 0 | 0 | 0 | 0 | 0 | 0 | 0 | 0 | 0 | 0 | 0 | 0 | 0 | 0 | 0
F3_Commercial_Restaurant (WA)_Existing_Food Preparation_Natural Gas_Conveyor Oven_E4 | F3 | Commercial | Restaurant (WA) | Existing | Food Preparation | Natural Gas | Conveyor Oven | E4 | PACT BC Ratio | 0 | 0 | 0 | 0 | 0 | 0 | 0 | 0 | 0 | 0 | 0 | 0 | 0 | 0 | 0 | 0 | 0 | 0 | 0 | 0 | 0 | 0 | 0 | 0 | 0 | 0 | 0
F3_Commercial_Restaurant (WA)_Existing_Food Preparation_Natural Gas_Conveyor Oven_E5 | F3 | Commercial | Restaurant (WA) | Existing | Food Preparation | Natural Gas | Conveyor Oven | E5 | PACT BC Ratio | 0 | 0 | 0 | 0 | 0 | 0 | 0 | 0 | 0 | 0 | 0 | 0 | 0 | 0 | 0 | 0 | 0 | 0 | 0 | 0 | 0 | 0 | 0 | 0 | 0 | 0 | 0
F3_Commercial_Restaurant (WA)_Existing_Food Preparation_Natural Gas_Conveyor Oven_E6 | F3 | Commercial | Restaurant (WA) | Existing | Food Preparation | Natural Gas | Conveyor Oven | E6 | PACT BC Ratio | 0 | 0 | 0 | 0 | 0 | 0 | 0 | 0 | 0 | 0 | 0 | 0 | 0 | 0 | 0 | 0 | 0 | 0 | 0 | 0 | 0 | 0 | 0 | 0 | 0 | 0 | 0
F3_Commercial_Restaurant (WA)_Existing_Food Preparation_Natural Gas_Conveyor Oven_E7 | F3 | Commercial | Restaurant (WA) | Existing | Food Preparation | Natural Gas | Conveyor Oven | E7 | PACT BC Ratio | 0 | 0 | 0 | 0 | 0 | 0 | 0 | 0 | 0 | 0 | 0 | 0 | 0 | 0 | 0 | 0 | 0 | 0 | 0 | 0 | 0 | 0 | 0 | 0 | 0 | 0 | 0
F3_Commercial_Restaurant (WA)_Existing_Food Preparation_Natural Gas_Conveyor Oven_E8 | F3 | Commercial | Restaurant (WA) | Existing | Food Preparation | Natural Gas | Conveyor Oven | E8 | PACT BC Ratio | 0 | 0 | 0 | 0 | 0 | 0 | 0 | 0 | 0 | 0 | 0 | 0 | 0 | 0 | 0 | 0 | 0 | 0 | 0 | 0 | 0 | 0 | 0 | 0 | 0 | 0 | 0
F3_Commercial_Restaurant (WA)_Existing_Food Preparation_Natural Gas_Conveyor Oven_E9 | F3 | Commercial | Restaurant (WA) | Existing | Food Preparation | Natural Gas | Conveyor Oven | E9 | PACT BC Ratio | 0 | 0 | 0 | 0 | 0 | 0 | 0 | 0 | 0 | 0 | 0 | 0 | 0 | 0 | 0 | 0 | 0 | 0 | 0 | 0 | 0 | 0 | 0 | 0 | 0 | 0 | 0
F3_Commercial_Restaurant (WA)_Existing_Food Preparation_Natural Gas_Conveyor Oven_E10 | F3 | Commercial | Restaurant (WA) | Existing | Food Preparation | Natural Gas | Conveyor Oven | E10 | PACT BC Ratio | 0 | 0 | 0 | 0 | 0 | 0 | 0 | 0 | 0 | 0 | 0 | 0 | 0 | 0 | 0 | 0 | 0 | 0 | 0 | 0 | 0 | 0 | 0 | 0 | 0 | 0 | 0
F4_Commercial_Restaurant (WA)_Existing_Food Preparation_Natural Gas_Conveyor Oven_E1 | F4 | Commercial | Restaurant (WA) | Existing | Food Preparation | Natural Gas | Conveyor Oven | E1 | RVT BC Ratio | [24 empty] | 1 | 1 | 1 | bar: 2019 to 2042
F4_Commercial_Restaurant (WA)_Existing_Food Preparation_Natural Gas_Conveyor Oven_E2 | F4 | Commercial | Restaurant (WA) | Existing | Food Preparation | Natural Gas | Conveyor Oven | E2 | RVT BC Ratio | 50.1558 | 51.2192 | 52.3759 | 53.6295 | 54.9886 | 56.5896 | 58.1561 | 59.6475 | 61.0145 | 62.3583 | 63.7631 | 65.0741 | 66.4699 | 67.8281 | 69.0363 | 70.1571 | 71.1507 | 72.1161 | 73.1303 | 74.1005 | 75.0782 | 76.398 | 77.7339 | 79.1079 | 80.5063 | 81.9295 | 83.3781
F4_Commercial_Restaurant (WA)_Existing_Food Preparation_Natural Gas_Conveyor Oven_E3 | F4 | Commercial | Restaurant (WA) | Existing | Food Preparation | Natural Gas | Conveyor Oven | E3 | RVT BC Ratio | 0 | 0 | 0 | 0 | 0 | 0 | 0 | 0 | 0 | 0 | 0 | 0 | 0 | 0 | 0 | 0 | 0 | 0 | 0 | 0 | 0 | 0 | 0 | 0 | 0 | 0 | 0
F4_Commercial_Restaurant (WA)_Existing_Food Preparation_Natural Gas_Conveyor Oven_E4 | F4 | Commercial | Restaurant (WA) | Existing | Food Preparation | Natural Gas | Conveyor Oven | E4 | RVT BC Ratio | 0 | 0 | 0 | 0 | 0 | 0 | 0 | 0 | 0 | 0 | 0 | 0 | 0 | 0 | 0 | 0 | 0 | 0 | 0 | 0 | 0 | 0 | 0 | 0 | 0 | 0 | 0
F4_Commercial_Restaurant (WA)_Existing_Food Preparation_Natural Gas_Conveyor Oven_E5 | F4 | Commercial | Restaurant (WA) | Existing | Food Preparation | Natural Gas | Conveyor Oven | E5 | RVT BC Ratio | 0 | 0 | 0 | 0 | 0 | 0 | 0 | 0 | 0 | 0 | 0 | 0 | 0 | 0 | 0 | 0 | 0 | 0 | 0 | 0 | 0 | 0 | 0 | 0 | 0 | 0 | 0
F4_Commercial_Restaurant (WA)_Existing_Food Preparation_Natural Gas_Conveyor Oven_E6 | F4 | Commercial | Restaurant (WA) | Existing | Food Preparation | Natural Gas | Conveyor Oven | E6 | RVT BC Ratio | 0 | 0 | 0 | 0 | 0 | 0 | 0 | 0 | 0 | 0 | 0 | 0 | 0 | 0 | 0 | 0 | 0 | 0 | 0 | 0 | 0 | 0 | 0 | 0 | 0 | 0 | 0
F4_Commercial_Restaurant (WA)_Existing_Food Preparation_Natural Gas_Conveyor Oven_E7 | F4 | Commercial | Restaurant (WA) | Existing | Food Preparation | Natural Gas | Conveyor Oven | E7 | RVT BC Ratio | 0 | 0 | 0 | 0 | 0 | 0 | 0 | 0 | 0 | 0 | 0 | 0 | 0 | 0 | 0 | 0 | 0 | 0 | 0 | 0 | 0 | 0 | 0 | 0 | 0 | 0 | 0
F4_Commercial_Restaurant (WA)_Existing_Food Preparation_Natural Gas_Conveyor Oven_E8 | F4 | Commercial | Restaurant (WA) | Existing | Food Preparation | Natural Gas | Conveyor Oven | E8 | RVT BC Ratio | 0 | 0 | 0 | 0 | 0 | 0 | 0 | 0 | 0 | 0 | 0 | 0 | 0 | 0 | 0 | 0 | 0 | 0 | 0 | 0 | 0 | 0 | 0 | 0 | 0 | 0 | 0
F4_Commercial_Restaurant (WA)_Existing_Food Preparation_Natural Gas_Conveyor Oven_E9 | F4 | Commercial | Restaurant (WA) | Existing | Food Preparation | Natural Gas | Conveyor Oven | E9 | RVT BC Ratio | 0 | 0 | 0 | 0 | 0 | 0 | 0 | 0 | 0 | 0 | 0 | 0 | 0 | 0 | 0 | 0 | 0 | 0 | 0 | 0 | 0 | 0 | 0 | 0 | 0 | 0 | 0
F4_Commercial_Restaurant (WA)_Existing_Food Preparation_Natural Gas_Conveyor Oven_E10 | F4 | Commercial | Restaurant (WA) | Existing | Food Preparation | Natural Gas | Conveyor Oven | E10 | RVT BC Ratio | 0 | 0 | 0 | 0 | 0 | 0 | 0 | 0 | 0 | 0 | 0 | 0 | 0 | 0 | 0 | 0 | 0 | 0 | 0 | 0 | 0 | 0 | 0 | 0 | 0 | 0 | 0
F5_Commercial_Restaurant (WA)_Existing_Food Preparation_Natural Gas_Conveyor Oven_E1 | F5 | Commercial | Restaurant (WA) | Existing | Food Preparation | Natural Gas | Conveyor Oven | E1 | RIM BC Ratio | [24 empty] | 1 | 1 | 1 | bar: 2019 to 2042
F5_Commercial_Restaurant (WA)_Existing_Food Preparation_Natural Gas_Conveyor Oven_E2 | F5 | Commercial | Restaurant (WA) | Existing | Food Preparation | Natural Gas | Conveyor Oven | E2 | RIM BC Ratio | 0.85243 | 0.8572 | 0.86242 | 0.8681 | 0.87424 | 0.88076 | 0.88788 | 0.89534 | 0.90326 | 0.91156 | 0.9139 | 0.91634 | 0.91887 | 0.92151 | 0.9243 | 0.92726 | 0.9304 | 0.93373 | 0.93722 | 0.94093 | 0.94485 | 0.94498 | 0.9451 | 0.94523 | 0.94535 | 0.94548 | 0.9456
F5_Commercial_Restaurant (WA)_Existing_Food Preparation_Natural Gas_Conveyor Oven_E3 | F5 | Commercial | Restaurant (WA) | Existing | Food Preparation | Natural Gas | Conveyor Oven | E3 | RIM BC Ratio | 0 | 0 | 0 | 0 | 0 | 0 | 0 | 0 | 0 | 0 | 0 | 0 | 0 | 0 | 0 | 0 | 0 | 0 | 0 | 0 | 0 | 0 | 0 | 0 | 0 | 0 | 0
F5_Commercial_Restaurant (WA)_Existing_Food Preparation_Natural Gas_Conveyor Oven_E4 | F5 | Commercial | Restaurant (WA) | Existing | Food Preparation | Natural Gas | Conveyor Oven | E4 | RIM BC Ratio | 0 | 0 | 0 | 0 | 0 | 0 | 0 | 0 | 0 | 0 | 0 | 0 | 0 | 0 | 0 | 0 | 0 | 0 | 0 | 0 | 0 | 0 | 0 | 0 | 0 | 0 | 0
F5_Commercial_Restaurant (WA)_Existing_Food Preparation_Natural Gas_Conveyor Oven_E5 | F5 | Commercial | Restaurant (WA) | Existing | Food Preparation | Natural Gas | Conveyor Oven | E5 | RIM BC Ratio | 0 | 0 | 0 | 0 | 0 | 0 | 0 | 0 | 0 | 0 | 0 | 0 | 0 | 0 | 0 | 0 | 0 | 0 | 0 | 0 | 0 | 0 | 0 | 0 | 0 | 0 | 0
F5_Commercial_Restaurant (WA)_Existing_Food Preparation_Natural Gas_Conveyor Oven_E6 | F5 | Commercial | Restaurant (WA) | Existing | Food Preparation | Natural Gas | Conveyor Oven | E6 | RIM BC Ratio | 0 | 0 | 0 | 0 | 0 | 0 | 0 | 0 | 0 | 0 | 0 | 0 | 0 | 0 | 0 | 0 | 0 | 0 | 0 | 0 | 0 | 0 | 0 | 0 | 0 | 0 | 0
F5_Commercial_Restaurant (WA)_Existing_Food Preparation_Natural Gas_Conveyor Oven_E7 | F5 | Commercial | Restaurant (WA) | Existing | Food Preparation | Natural Gas | Conveyor Oven | E7 | RIM BC Ratio | 0 | 0 | 0 | 0 | 0 | 0 | 0 | 0 | 0 | 0 | 0 | 0 | 0 | 0 | 0 | 0 | 0 | 0 | 0 | 0 | 0 | 0 | 0 | 0 | 0 | 0 | 0
F5_Commercial_Restaurant (WA)_Existing_Food Preparation_Natural Gas_Conveyor Oven_E8 | F5 | Commercial | Restaurant (WA) | Existing | Food Preparation | Natural Gas | Conveyor Oven | E8 | RIM BC Ratio | 0 | 0 | 0 | 0 | 0 | 0 | 0 | 0 | 0 | 0 | 0 | 0 | 0 | 0 | 0 | 0 | 0 | 0 | 0 | 0 | 0 | 0 | 0 | 0 | 0 | 0 | 0
F5_Commercial_Restaurant (WA)_Existing_Food Preparation_Natural Gas_Conveyor Oven_E9 | F5 | Commercial | Restaurant (WA) | Existing | Food Preparation | Natural Gas | Conveyor Oven | E9 | RIM BC Ratio | 0 | 0 | 0 | 0 | 0 | 0 | 0 | 0 | 0 | 0 | 0 | 0 | 0 | 0 | 0 | 0 | 0 | 0 | 0 | 0 | 0 | 0 | 0 | 0 | 0 | 0 | 0
F5_Commercial_Restaurant (WA)_Existing_Food Preparation_Natural Gas_Conveyor Oven_E10 | F5 | Commercial | Restaurant (WA) | Existing | Food Preparation | Natural Gas | Conveyor Oven | E10 | RIM BC Ratio | 0 | 0 | 0 | 0 | 0 | 0 | 0 | 0 | 0 | 0 | 0 | 0 | 0 | 0 | 0 | 0 | 0 | 0 | 0 | 0 | 0 | 0 | 0 | 0 | 0 | 0 | 0
F0_Commercial_Restaurant (WA)_Existing_Food Preparation_Natural Gas_Double Rack Oven_E0 | F0 | Commercial | Restaurant (WA) | Existing | Food Preparation | Natural Gas | Double Rack Oven | E0 | Economic Unit | FTSC Qualified (>50% Cooking Efficiency) | FTSC Qualified (>50% Cooking Efficiency) | FTSC Qualified (>50% Cooking Efficiency) | FTSC Qualified (>50% Cooking Efficiency) | FTSC Qualified (>50% Cooking Efficiency) | FTSC Qualified (>50% Cooking Efficiency) | FTSC Qualified (>50% Cooking Efficiency) | FTSC Qualified (>50% Cooking Efficiency) | FTSC Qualified (>50% Cooking Efficiency) | FTSC Qualified (>50% Cooking Efficiency) | FTSC Qualified (>50% Cooking Efficiency) | FTSC Qualified (>50% Cooking Efficiency) | FTSC Qualified (>50% Cooking Efficiency) | FTSC Qualified (>50% Cooking Efficiency) | FTSC Qualified (>50% Cooking Efficiency) | FTSC Qualified (>50% Cooking Efficiency) | FTSC Qualified (>50% Cooking Efficiency) | FTSC Qualified (>50% Cooking Efficiency) | FTSC Qualified (>50% Cooking Efficiency) | FTSC Qualified (>50% Cooking Efficiency) | FTSC Qualified (>50% Cooking Efficiency) | FTSC Qualified (>50% Cooking Efficiency) | FTSC Qualified (>50% Cooking Efficiency) | FTSC Qualified (>50% Cooking Efficiency) | FTSC Qualified (>50% Cooking Efficiency) | FTSC Qualified (>50% Cooking Efficiency) | FTSC Qualified (>50% Cooking Efficiency)
F1_Commercial_Restaurant (WA)_Existing_Food Preparation_Natural Gas_Double Rack Oven_E1 | F1 | Commercial | Restaurant (WA) | Existing | Food Preparation | Natural Gas | Double Rack Oven | E1 | CCE | 0 | 0 | 0 | 0 | 0 | 0 | 0 | 0 | 0 | 0 | 0 | 0 | 0 | 0 | 0 | 0 | 0 | 0 | 0 | 0 | 0 | 0 | 0 | 0 | 0 | 0 | 0
F1_Commercial_Restaurant (WA)_Existing_Food Preparation_Natural Gas_Double Rack Oven_E2 | F1 | Commercial | Restaurant (WA) | Existing | Food Preparation | Natural Gas | Double Rack Oven | E2 | CCE | 0.00022521 | 0.00022521 | 0.00022521 | 0.00022521 | 0.00022521 | 0.00022521 | 0.00022521 | 0.00022521 | 0.00022521 | 0.00022521 | 0.00022521 | 0.00022521 | 0.00022521 | 0.00022521 | 0.00022521 | 0.00022521 | 0.00022521 | 0.00022521 | 0.00022521 | 0.00022521 | 0.00022521 | 0.00022521 | 0.00022521 | 0.00022521 | 0.00022521 | 0.00022521 | 0.00022521
F1_Commercial_Restaurant (WA)_Existing_Food Preparation_Natural Gas_Double Rack Oven_E3 | F1 | Commercial | Restaurant (WA) | Existing | Food Preparation | Natural Gas | Double Rack Oven | E3 | CCE | 0 | 0 | 0 | 0 | 0 | 0 | 0 | 0 | 0 | 0 | 0 | 0 | 0 | 0 | 0 | 0 | 0 | 0 | 0 | 0 | 0 | 0 | 0 | 0 | 0 | 0 | 0
F1_Commercial_Restaurant (WA)_Existing_Food Preparation_Natural Gas_Double Rack Oven_E4 | F1 | Commercial | Restaurant (WA) | Existing | Food Preparation | Natural Gas | Double Rack Oven | E4 | CCE | 0 | 0 | 0 | 0 | 0 | 0 | 0 | 0 | 0 | 0 | 0 | 0 | 0 | 0 | 0 | 0 | 0 | 0 | 0 | 0 | 0 | 0 | 0 | 0 | 0 | 0 | 0
F1_Commercial_Restaurant (WA)_Existing_Food Preparation_Natural Gas_Double Rack Oven_E5 | F1 | Commercial | Restaurant (WA) | Existing | Food Preparation | Natural Gas | Double Rack Oven | E5 | CCE | 0 | 0 | 0 | 0 | 0 | 0 | 0 | 0 | 0 | 0 | 0 | 0 | 0 | 0 | 0 | 0 | 0 | 0 | 0 | 0 | 0 | 0 | 0 | 0 | 0 | 0 | 0
F1_Commercial_Restaurant (WA)_Existing_Food Preparation_Natural Gas_Double Rack Oven_E6 | F1 | Commercial | Restaurant (WA) | Existing | Food Preparation | Natural Gas | Double Rack Oven | E6 | CCE | 0 | 0 | 0 | 0 | 0 | 0 | 0 | 0 | 0 | 0 | 0 | 0 | 0 | 0 | 0 | 0 | 0 | 0 | 0 | 0 | 0 | 0 | 0 | 0 | 0 | 0 | 0
F1_Commercial_Restaurant (WA)_Existing_Food Preparation_Natural Gas_Double Rack Oven_E7 | F1 | Commercial | Restaurant (WA) | Existing | Food Preparation | Natural Gas | Double Rack Oven | E7 | CCE | 0 | 0 | 0 | 0 | 0 | 0 | 0 | 0 | 0 | 0 | 0 | 0 | 0 | 0 | 0 | 0 | 0 | 0 | 0 | 0 | 0 | 0 | 0 | 0 | 0 | 0 | 0
F1_Commercial_Restaurant (WA)_Existing_Food Preparation_Natural Gas_Double Rack Oven_E8 | F1 | Commercial | Restaurant (WA) | Existing | Food Preparation | Natural Gas | Double Rack Oven | E8 | CCE | 0 | 0 | 0 | 0 | 0 | 0 | 0 | 0 | 0 | 0 | 0 | 0 | 0 | 0 | 0 | 0 | 0 | 0 | 0 | 0 | 0 | 0 | 0 | 0 | 0 | 0 | 0
F1_Commercial_Restaurant (WA)_Existing_Food Preparation_Natural Gas_Double Rack Oven_E9 | F1 | Commercial | Restaurant (WA) | Existing | Food Preparation | Natural Gas | Double Rack Oven | E9 | CCE | 0 | 0 | 0 | 0 | 0 | 0 | 0 | 0 | 0 | 0 | 0 | 0 | 0 | 0 | 0 | 0 | 0 | 0 | 0 | 0 | 0 | 0 | 0 | 0 | 0 | 0 | 0
F1_Commercial_Restaurant (WA)_Existing_Food Preparation_Natural Gas_Double Rack Oven_E10 | F1 | Commercial | Restaurant (WA) | Existing | Food Preparation | Natural Gas | Double Rack Oven | E10 | CCE | 0 | 0 | 0 | 0 | 0 | 0 | 0 | 0 | 0 | 0 | 0 | 0 | 0 | 0 | 0 | 0 | 0 | 0 | 0 | 0 | 0 | 0 | 0 | 0 | 0 | 0 | 0
F2_Commercial_Restaurant (WA)_Existing_Food Preparation_Natural Gas_Double Rack Oven_E1 | F2 | Commercial | Restaurant (WA) | Existing | Food Preparation | Natural Gas | Double Rack Oven | E1 | TRC BC Ratio | [24 empty] | 1 | 1 | 1 | bar: 2019 to 2042
F2_Commercial_Restaurant (WA)_Existing_Food Preparation_Natural Gas_Double Rack Oven_E2 | F2 | Commercial | Restaurant (WA) | Existing | Food Preparation | Natural Gas | Double Rack Oven | E2 | TRC BC Ratio | 15.8033 | 16.2016 | 16.6735 | 17.2142 | 17.8257 | 18.5697 | 19.3355 | 20.0939 | 20.824 | 21.5643 | 22.1533 | 22.7051 | 23.298 | 23.8784 | 24.3973 | 24.8829 | 25.3184 | 25.7484 | 26.2077 | 26.6557 | 27.1159 | 27.5944 | 28.078 | 28.5768 | 29.0845 | 29.6012 | 30.1271
F2_Commercial_Restaurant (WA)_Existing_Food Preparation_Natural Gas_Double Rack Oven_E3 | F2 | Commercial | Restaurant (WA) | Existing | Food Preparation | Natural Gas | Double Rack Oven | E3 | TRC BC Ratio | 0 | 0 | 0 | 0 | 0 | 0 | 0 | 0 | 0 | 0 | 0 | 0 | 0 | 0 | 0 | 0 | 0 | 0 | 0 | 0 | 0 | 0 | 0 | 0 | 0 | 0 | 0
F2_Commercial_Restaurant (WA)_Existing_Food Preparation_Natural Gas_Double Rack Oven_E4 | F2 | Commercial | Restaurant (WA) | Existing | Food Preparation | Natural Gas | Double Rack Oven | E4 | TRC BC Ratio | 0 | 0 | 0 | 0 | 0 | 0 | 0 | 0 | 0 | 0 | 0 | 0 | 0 | 0 | 0 | 0 | 0 | 0 | 0 | 0 | 0 | 0 | 0 | 0 | 0 | 0 | 0
F2_Commercial_Restaurant (WA)_Existing_Food Preparation_Natural Gas_Double Rack Oven_E5 | F2 | Commercial | Restaurant (WA) | Existing | Food Preparation | Natural Gas | Double Rack Oven | E5 | TRC BC Ratio | 0 | 0 | 0 | 0 | 0 | 0 | 0 | 0 | 0 | 0 | 0 | 0 | 0 | 0 | 0 | 0 | 0 | 0 | 0 | 0 | 0 | 0 | 0 | 0 | 0 | 0 | 0
F2_Commercial_Restaurant (WA)_Existing_Food Preparation_Natural Gas_Double Rack Oven_E6 | F2 | Commercial | Restaurant (WA) | Existing | Food Preparation | Natural Gas | Double Rack Oven | E6 | TRC BC Ratio | 0 | 0 | 0 | 0 | 0 | 0 | 0 | 0 | 0 | 0 | 0 | 0 | 0 | 0 | 0 | 0 | 0 | 0 | 0 | 0 | 0 | 0 | 0 | 0 | 0 | 0 | 0
F2_Commercial_Restaurant (WA)_Existing_Food Preparation_Natural Gas_Double Rack Oven_E7 | F2 | Commercial | Restaurant (WA) | Existing | Food Preparation | Natural Gas | Double Rack Oven | E7 | TRC BC Ratio | 0 | 0 | 0 | 0 | 0 | 0 | 0 | 0 | 0 | 0 | 0 | 0 | 0 | 0 | 0 | 0 | 0 | 0 | 0 | 0 | 0 | 0 | 0 | 0 | 0 | 0 | 0
F2_Commercial_Restaurant (WA)_Existing_Food Preparation_Natural Gas_Double Rack Oven_E8 | F2 | Commercial | Restaurant (WA) | Existing | Food Preparation | Natural Gas | Double Rack Oven | E8 | TRC BC Ratio | 0 | 0 | 0 | 0 | 0 | 0 | 0 | 0 | 0 | 0 | 0 | 0 | 0 | 0 | 0 | 0 | 0 | 0 | 0 | 0 | 0 | 0 | 0 | 0 | 0 | 0 | 0
F2_Commercial_Restaurant (WA)_Existing_Food Preparation_Natural Gas_Double Rack Oven_E9 | F2 | Commercial | Restaurant (WA) | Existing | Food Preparation | Natural Gas | Double Rack Oven | E9 | TRC BC Ratio | 0 | 0 | 0 | 0 | 0 | 0 | 0 | 0 | 0 | 0 | 0 | 0 | 0 | 0 | 0 | 0 | 0 | 0 | 0 | 0 | 0 | 0 | 0 | 0 | 0 | 0 | 0
F2_Commercial_Restaurant (WA)_Existing_Food Preparation_Natural Gas_Double Rack Oven_E10 | F2 | Commercial | Restaurant (WA) | Existing | Food Preparation | Natural Gas | Double Rack Oven | E10 | TRC BC Ratio | 0 | 0 | 0 | 0 | 0 | 0 | 0 | 0 | 0 | 0 | 0 | 0 | 0 | 0 | 0 | 0 | 0 | 0 | 0 | 0 | 0 | 0 | 0 | 0 | 0 | 0 | 0
F3_Commercial_Restaurant (WA)_Existing_Food Preparation_Natural Gas_Double Rack Oven_E1 | F3 | Commercial | Restaurant (WA) | Existing | Food Preparation | Natural Gas | Double Rack Oven | E1 | PACT BC Ratio | [24 empty] | 1 | 1 | 1 | bar: 2019 to 2042
F3_Commercial_Restaurant (WA)_Existing_Food Preparation_Natural Gas_Double Rack Oven_E2 | F3 | Commercial | Restaurant (WA) | Existing | Food Preparation | Natural Gas | Double Rack Oven | E2 | PACT BC Ratio | 31.8494 | 32.6521 | 33.6031 | 34.6928 | 35.9253 | 37.4247 | 38.9681 | 40.4966 | 41.968 | 43.4599 | 44.647 | 45.7591 | 46.954 | 48.1237 | 49.1695 | 50.1482 | 51.0259 | 51.8924 | 52.818 | 53.7208 | 54.6484 | 55.6127 | 56.5873 | 57.5926 | 58.6158 | 59.6572 | 60.717
F3_Commercial_Restaurant (WA)_Existing_Food Preparation_Natural Gas_Double Rack Oven_E3 | F3 | Commercial | Restaurant (WA) | Existing | Food Preparation | Natural Gas | Double Rack Oven | E3 | PACT BC Ratio | 0 | 0 | 0 | 0 | 0 | 0 | 0 | 0 | 0 | 0 | 0 | 0 | 0 | 0 | 0 | 0 | 0 | 0 | 0 | 0 | 0 | 0 | 0 | 0 | 0 | 0 | 0
F3_Commercial_Restaurant (WA)_Existing_Food Preparation_Natural Gas_Double Rack Oven_E4 | F3 | Commercial | Restaurant (WA) | Existing | Food Preparation | Natural Gas | Double Rack Oven | E4 | PACT BC Ratio | 0 | 0 | 0 | 0 | 0 | 0 | 0 | 0 | 0 | 0 | 0 | 0 | 0 | 0 | 0 | 0 | 0 | 0 | 0 | 0 | 0 | 0 | 0 | 0 | 0 | 0 | 0
F3_Commercial_Restaurant (WA)_Existing_Food Preparation_Natural Gas_Double Rack Oven_E5 | F3 | Commercial | Restaurant (WA) | Existing | Food Preparation | Natural Gas | Double Rack Oven | E5 | PACT BC Ratio | 0 | 0 | 0 | 0 | 0 | 0 | 0 | 0 | 0 | 0 | 0 | 0 | 0 | 0 | 0 | 0 | 0 | 0 | 0 | 0 | 0 | 0 | 0 | 0 | 0 | 0 | 0
F3_Commercial_Restaurant (WA)_Existing_Food Preparation_Natural Gas_Double Rack Oven_E6 | F3 | Commercial | Restaurant (WA) | Existing | Food Preparation | Natural Gas | Double Rack Oven | E6 | PACT BC Ratio | 0 | 0 | 0 | 0 | 0 | 0 | 0 | 0 | 0 | 0 | 0 | 0 | 0 | 0 | 0 | 0 | 0 | 0 | 0 | 0 | 0 | 0 | 0 | 0 | 0 | 0 | 0
F3_Commercial_Restaurant (WA)_Existing_Food Preparation_Natural Gas_Double Rack Oven_E7 | F3 | Commercial | Restaurant (WA) | Existing | Food Preparation | Natural Gas | Double Rack Oven | E7 | PACT BC Ratio | 0 | 0 | 0 | 0 | 0 | 0 | 0 | 0 | 0 | 0 | 0 | 0 | 0 | 0 | 0 | 0 | 0 | 0 | 0 | 0 | 0 | 0 | 0 | 0 | 0 | 0 | 0
F3_Commercial_Restaurant (WA)_Existing_Food Preparation_Natural Gas_Double Rack Oven_E8 | F3 | Commercial | Restaurant (WA) | Existing | Food Preparation | Natural Gas | Double Rack Oven | E8 | PACT BC Ratio | 0 | 0 | 0 | 0 | 0 | 0 | 0 | 0 | 0 | 0 | 0 | 0 | 0 | 0 | 0 | 0 | 0 | 0 | 0 | 0 | 0 | 0 | 0 | 0 | 0 | 0 | 0
F3_Commercial_Restaurant (WA)_Existing_Food Preparation_Natural Gas_Double Rack Oven_E9 | F3 | Commercial | Restaurant (WA) | Existing | Food Preparation | Natural Gas | Double Rack Oven | E9 | PACT BC Ratio | 0 | 0 | 0 | 0 | 0 | 0 | 0 | 0 | 0 | 0 | 0 | 0 | 0 | 0 | 0 | 0 | 0 | 0 | 0 | 0 | 0 | 0 | 0 | 0 | 0 | 0 | 0
F3_Commercial_Restaurant (WA)_Existing_Food Preparation_Natural Gas_Double Rack Oven_E10 | F3 | Commercial | Restaurant (WA) | Existing | Food Preparation | Natural Gas | Double Rack Oven | E10 | PACT BC Ratio | 0 | 0 | 0 | 0 | 0 | 0 | 0 | 0 | 0 | 0 | 0 | 0 | 0 | 0 | 0 | 0 | 0 | 0 | 0 | 0 | 0 | 0 | 0 | 0 | 0 | 0 | 0
F4_Commercial_Restaurant (WA)_Existing_Food Preparation_Natural Gas_Double Rack Oven_E1 | F4 | Commercial | Restaurant (WA) | Existing | Food Preparation | Natural Gas | Double Rack Oven | E1 | RVT BC Ratio | [24 empty] | 1 | 1 | 1 | bar: 2019 to 2042
F4_Commercial_Restaurant (WA)_Existing_Food Preparation_Natural Gas_Double Rack Oven_E2 | F4 | Commercial | Restaurant (WA) | Existing | Food Preparation | Natural Gas | Double Rack Oven | E2 | RVT BC Ratio | 22.7311 | 23.1531 | 23.6483 | 24.2257 | 24.8871 | 25.7126 | 26.5404 | 27.3264 | 28.0379 | 28.7275 | 29.4422 | 30.0916 | 30.7772 | 31.4258 | 31.9836 | 32.487 | 32.913 | 33.3198 | 33.7523 | 34.1562 | 34.5615 | 35.1644 | 35.7737 | 36.4022 | 37.0419 | 37.6929 | 38.3556
F4_Commercial_Restaurant (WA)_Existing_Food Preparation_Natural Gas_Double Rack Oven_E3 | F4 | Commercial | Restaurant (WA) | Existing | Food Preparation | Natural Gas | Double Rack Oven | E3 | RVT BC Ratio | 0 | 0 | 0 | 0 | 0 | 0 | 0 | 0 | 0 | 0 | 0 | 0 | 0 | 0 | 0 | 0 | 0 | 0 | 0 | 0 | 0 | 0 | 0 | 0 | 0 | 0 | 0
F4_Commercial_Restaurant (WA)_Existing_Food Preparation_Natural Gas_Double Rack Oven_E4 | F4 | Commercial | Restaurant (WA) | Existing | Food Preparation | Natural Gas | Double Rack Oven | E4 | RVT BC Ratio | 0 | 0 | 0 | 0 | 0 | 0 | 0 | 0 | 0 | 0 | 0 | 0 | 0 | 0 | 0 | 0 | 0 | 0 | 0 | 0 | 0 | 0 | 0 | 0 | 0 | 0 | 0
F4_Commercial_Restaurant (WA)_Existing_Food Preparation_Natural Gas_Double Rack Oven_E5 | F4 | Commercial | Restaurant (WA) | Existing | Food Preparation | Natural Gas | Double Rack Oven | E5 | RVT BC Ratio | 0 | 0 | 0 | 0 | 0 | 0 | 0 | 0 | 0 | 0 | 0 | 0 | 0 | 0 | 0 | 0 | 0 | 0 | 0 | 0 | 0 | 0 | 0 | 0 | 0 | 0 | 0
F4_Commercial_Restaurant (WA)_Existing_Food Preparation_Natural Gas_Double Rack Oven_E6 | F4 | Commercial | Restaurant (WA) | Existing | Food Preparation | Natural Gas | Double Rack Oven | E6 | RVT BC Ratio | 0 | 0 | 0 | 0 | 0 | 0 | 0 | 0 | 0 | 0 | 0 | 0 | 0 | 0 | 0 | 0 | 0 | 0 | 0 | 0 | 0 | 0 | 0 | 0 | 0 | 0 | 0
F4_Commercial_Restaurant (WA)_Existing_Food Preparation_Natural Gas_Double Rack Oven_E7 | F4 | Commercial | Restaurant (WA) | Existing | Food Preparation | Natural Gas | Double Rack Oven | E7 | RVT BC Ratio | 0 | 0 | 0 | 0 | 0 | 0 | 0 | 0 | 0 | 0 | 0 | 0 | 0 | 0 | 0 | 0 | 0 | 0 | 0 | 0 | 0 | 0 | 0 | 0 | 0 | 0 | 0
F4_Commercial_Restaurant (WA)_Existing_Food Preparation_Natural Gas_Double Rack Oven_E8 | F4 | Commercial | Restaurant (WA) | Existing | Food Preparation | Natural Gas | Double Rack Oven | E8 | RVT BC Ratio | 0 | 0 | 0 | 0 | 0 | 0 | 0 | 0 | 0 | 0 | 0 | 0 | 0 | 0 | 0 | 0 | 0 | 0 | 0 | 0 | 0 | 0 | 0 | 0 | 0 | 0 | 0
F4_Commercial_Restaurant (WA)_Existing_Food Preparation_Natural Gas_Double Rack Oven_E9 | F4 | Commercial | Restaurant (WA) | Existing | Food Preparation | Natural Gas | Double Rack Oven | E9 | RVT BC Ratio | 0 | 0 | 0 | 0 | 0 | 0 | 0 | 0 | 0 | 0 | 0 | 0 | 0 | 0 | 0 | 0 | 0 | 0 | 0 | 0 | 0 | 0 | 0 | 0 | 0 | 0 | 0
F4_Commercial_Restaurant (WA)_Existing_Food Preparation_Natural Gas_Double Rack Oven_E10 | F4 | Commercial | Restaurant (WA) | Existing | Food Preparation | Natural Gas | Double Rack Oven | E10 | RVT BC Ratio | 0 | 0 | 0 | 0 | 0 | 0 | 0 | 0 | 0 | 0 | 0 | 0 | 0 | 0 | 0 | 0 | 0 | 0 | 0 | 0 | 0 | 0 | 0 | 0 | 0 | 0 | 0
F5_Commercial_Restaurant (WA)_Existing_Food Preparation_Natural Gas_Double Rack Oven_E1 | F5 | Commercial | Restaurant (WA) | Existing | Food Preparation | Natural Gas | Double Rack Oven | E1 | RIM BC Ratio | [24 empty] | 1 | 1 | 1 | bar: 2019 to 2042
F5_Commercial_Restaurant (WA)_Existing_Food Preparation_Natural Gas_Double Rack Oven_E2 | F5 | Commercial | Restaurant (WA) | Existing | Food Preparation | Natural Gas | Double Rack Oven | E2 | RIM BC Ratio | 0.827 | 0.83252 | 0.83897 | 0.84571 | 0.85266 | 0.85996 | 0.8677 | 0.87599 | 0.88494 | 0.89455 | 0.89683 | 0.89946 | 0.90252 | 0.90603 | 0.90968 | 0.9135 | 0.91753 | 0.92179 | 0.92628 | 0.93103 | 0.93607 | 0.93635 | 0.93662 | 0.93689 | 0.93715 | 0.93742 | 0.93767
F5_Commercial_Restaurant (WA)_Existing_Food Preparation_Natural Gas_Double Rack Oven_E3 | F5 | Commercial | Restaurant (WA) | Existing | Food Preparation | Natural Gas | Double Rack Oven | E3 | RIM BC Ratio | 0 | 0 | 0 | 0 | 0 | 0 | 0 | 0 | 0 | 0 | 0 | 0 | 0 | 0 | 0 | 0 | 0 | 0 | 0 | 0 | 0 | 0 | 0 | 0 | 0 | 0 | 0
F5_Commercial_Restaurant (WA)_Existing_Food Preparation_Natural Gas_Double Rack Oven_E4 | F5 | Commercial | Restaurant (WA) | Existing | Food Preparation | Natural Gas | Double Rack Oven | E4 | RIM BC Ratio | 0 | 0 | 0 | 0 | 0 | 0 | 0 | 0 | 0 | 0 | 0 | 0 | 0 | 0 | 0 | 0 | 0 | 0 | 0 | 0 | 0 | 0 | 0 | 0 | 0 | 0 | 0
F5_Commercial_Restaurant (WA)_Existing_Food Preparation_Natural Gas_Double Rack Oven_E5 | F5 | Commercial | Restaurant (WA) | Existing | Food Preparation | Natural Gas | Double Rack Oven | E5 | RIM BC Ratio | 0 | 0 | 0 | 0 | 0 | 0 | 0 | 0 | 0 | 0 | 0 | 0 | 0 | 0 | 0 | 0 | 0 | 0 | 0 | 0 | 0 | 0 | 0 | 0 | 0 | 0 | 0
F5_Commercial_Restaurant (WA)_Existing_Food Preparation_Natural Gas_Double Rack Oven_E6 | F5 | Commercial | Restaurant (WA) | Existing | Food Preparation | Natural Gas | Double Rack Oven | E6 | RIM BC Ratio | 0 | 0 | 0 | 0 | 0 | 0 | 0 | 0 | 0 | 0 | 0 | 0 | 0 | 0 | 0 | 0 | 0 | 0 | 0 | 0 | 0 | 0 | 0 | 0 | 0 | 0 | 0
F5_Commercial_Restaurant (WA)_Existing_Food Preparation_Natural Gas_Double Rack Oven_E7 | F5 | Commercial | Restaurant (WA) | Existing | Food Preparation | Natural Gas | Double Rack Oven | E7 | RIM BC Ratio | 0 | 0 | 0 | 0 | 0 | 0 | 0 | 0 | 0 | 0 | 0 | 0 | 0 | 0 | 0 | 0 | 0 | 0 | 0 | 0 | 0 | 0 | 0 | 0 | 0 | 0 | 0
F5_Commercial_Restaurant (WA)_Existing_Food Preparation_Natural Gas_Double Rack Oven_E8 | F5 | Commercial | Restaurant (WA) | Existing | Food Preparation | Natural Gas | Double Rack Oven | E8 | RIM BC Ratio | 0 | 0 | 0 | 0 | 0 | 0 | 0 | 0 | 0 | 0 | 0 | 0 | 0 | 0 | 0 | 0 | 0 | 0 | 0 | 0 | 0 | 0 | 0 | 0 | 0 | 0 | 0
F5_Commercial_Restaurant (WA)_Existing_Food Preparation_Natural Gas_Double Rack Oven_E9 | F5 | Commercial | Restaurant (WA) | Existing | Food Preparation | Natural Gas | Double Rack Oven | E9 | RIM BC Ratio | 0 | 0 | 0 | 0 | 0 | 0 | 0 | 0 | 0 | 0 | 0 | 0 | 0 | 0 | 0 | 0 | 0 | 0 | 0 | 0 | 0 | 0 | 0 | 0 | 0 | 0 | 0
F5_Commercial_Restaurant (WA)_Existing_Food Preparation_Natural Gas_Double Rack Oven_E10 | F5 | Commercial | Restaurant (WA) | Existing | Food Preparation | Natural Gas | Double Rack Oven | E10 | RIM BC Ratio | 0 | 0 | 0 | 0 | 0 | 0 | 0 | 0 | 0 | 0 | 0 | 0 | 0 | 0 | 0 | 0 | 0 | 0 | 0 | 0 | 0 | 0 | 0 | 0 | 0 | 0 | 0
F0_Commercial_Restaurant (WA)_Existing_Food Preparation_Natural Gas_Fryer_E0 | F0 | Commercial | Restaurant (WA) | Existing | Food Preparation | Natural Gas | Fryer | E0 | Economic Unit | ENERGY STAR | ENERGY STAR | ENERGY STAR | ENERGY STAR | ENERGY STAR | ENERGY STAR | ENERGY STAR | ENERGY STAR | ENERGY STAR | ENERGY STAR | ENERGY STAR | ENERGY STAR | ENERGY STAR | ENERGY STAR | ENERGY STAR | ENERGY STAR | ENERGY STAR | ENERGY STAR | ENERGY STAR | ENERGY STAR | ENERGY STAR | ENERGY STAR | ENERGY STAR | ENERGY STAR | ENERGY STAR | ENERGY STAR | ENERGY STAR
F1_Commercial_Restaurant (WA)_Existing_Food Preparation_Natural Gas_Fryer_E1 | F1 | Commercial | Restaurant (WA) | Existing | Food Preparation | Natural Gas | Fryer | E1 | CCE | 0 | 0 | 0 | 0 | 0 | 0 | 0 | 0 | 0 | 0 | 0 | 0 | 0 | 0 | 0 | 0 | 0 | 0 | 0 | 0 | 0 | 0 | 0 | 0 | 0 | 0 | 0
F1_Commercial_Restaurant (WA)_Existing_Food Preparation_Natural Gas_Fryer_E2 | F1 | Commercial | Restaurant (WA) | Existing | Food Preparation | Natural Gas | Fryer | E2 | CCE | 0.0029653 | 0.0029653 | 0.0029653 | 0.0029653 | 0.0029653 | 0.0029653 | 0.0029653 | 0.0029653 | 0.0029653 | 0.0029653 | 0.0029653 | 0.0029653 | 0.0029653 | 0.0029653 | 0.0029653 | 0.0029653 | 0.0029653 | 0.0029653 | 0.0029653 | 0.0029653 | 0.0029653 | 0.0029653 | 0.0029653 | 0.0029653 | 0.0029653 | 0.0029653 | 0.0029653
F1_Commercial_Restaurant (WA)_Existing_Food Preparation_Natural Gas_Fryer_E3 | F1 | Commercial | Restaurant (WA) | Existing | Food Preparation | Natural Gas | Fryer | E3 | CCE | 0 | 0 | 0 | 0 | 0 | 0 | 0 | 0 | 0 | 0 | 0 | 0 | 0 | 0 | 0 | 0 | 0 | 0 | 0 | 0 | 0 | 0 | 0 | 0 | 0 | 0 | 0
F1_Commercial_Restaurant (WA)_Existing_Food Preparation_Natural Gas_Fryer_E4 | F1 | Commercial | Restaurant (WA) | Existing | Food Preparation | Natural Gas | Fryer | E4 | CCE | 0 | 0 | 0 | 0 | 0 | 0 | 0 | 0 | 0 | 0 | 0 | 0 | 0 | 0 | 0 | 0 | 0 | 0 | 0 | 0 | 0 | 0 | 0 | 0 | 0 | 0 | 0
F1_Commercial_Restaurant (WA)_Existing_Food Preparation_Natural Gas_Fryer_E5 | F1 | Commercial | Restaurant (WA) | Existing | Food Preparation | Natural Gas | Fryer | E5 | CCE | 0 | 0 | 0 | 0 | 0 | 0 | 0 | 0 | 0 | 0 | 0 | 0 | 0 | 0 | 0 | 0 | 0 | 0 | 0 | 0 | 0 | 0 | 0 | 0 | 0 | 0 | 0
F1_Commercial_Restaurant (WA)_Existing_Food Preparation_Natural Gas_Fryer_E6 | F1 | Commercial | Restaurant (WA) | Existing | Food Preparation | Natural Gas | Fryer | E6 | CCE | 0 | 0 | 0 | 0 | 0 | 0 | 0 | 0 | 0 | 0 | 0 | 0 | 0 | 0 | 0 | 0 | 0 | 0 | 0 | 0 | 0 | 0 | 0 | 0 | 0 | 0 | 0
F1_Commercial_Restaurant (WA)_Existing_Food Preparation_Natural Gas_Fryer_E7 | F1 | Commercial | Restaurant (WA) | Existing | Food Preparation | Natural Gas | Fryer | E7 | CCE | 0 | 0 | 0 | 0 | 0 | 0 | 0 | 0 | 0 | 0 | 0 | 0 | 0 | 0 | 0 | 0 | 0 | 0 | 0 | 0 | 0 | 0 | 0 | 0 | 0 | 0 | 0
F1_Commercial_Restaurant (WA)_Existing_Food Preparation_Natural Gas_Fryer_E8 | F1 | Commercial | Restaurant (WA) | Existing | Food Preparation | Natural Gas | Fryer | E8 | CCE | 0 | 0 | 0 | 0 | 0 | 0 | 0 | 0 | 0 | 0 | 0 | 0 | 0 | 0 | 0 | 0 | 0 | 0 | 0 | 0 | 0 | 0 | 0 | 0 | 0 | 0 | 0
F1_Commercial_Restaurant (WA)_Existing_Food Preparation_Natural Gas_Fryer_E9 | F1 | Commercial | Restaurant (WA) | Existing | Food Preparation | Natural Gas | Fryer | E9 | CCE | 0 | 0 | 0 | 0 | 0 | 0 | 0 | 0 | 0 | 0 | 0 | 0 | 0 | 0 | 0 | 0 | 0 | 0 | 0 | 0 | 0 | 0 | 0 | 0 | 0 | 0 | 0
F1_Commercial_Restaurant (WA)_Existing_Food Preparation_Natural Gas_Fryer_E10 | F1 | Commercial | Restaurant (WA) | Existing | Food Preparation | Natural Gas | Fryer | E10 | CCE | 0 | 0 | 0 | 0 | 0 | 0 | 0 | 0 | 0 | 0 | 0 | 0 | 0 | 0 | 0 | 0 | 0 | 0 | 0 | 0 | 0 | 0 | 0 | 0 | 0 | 0 | 0
F2_Commercial_Restaurant (WA)_Existing_Food Preparation_Natural Gas_Fryer_E1 | F2 | Commercial | Restaurant (WA) | Existing | Food Preparation | Natural Gas | Fryer | E1 | TRC BC Ratio | [24 empty] | 1 | 1 | 1 | bar: 2019 to 2042
F2_Commercial_Restaurant (WA)_Existing_Food Preparation_Natural Gas_Fryer_E2 | F2 | Commercial | Restaurant (WA) | Existing | Food Preparation | Natural Gas | Fryer | E2 | TRC BC Ratio | 1.2503 | 1.2832 | 1.32 | 1.3613 | 1.4073 | 1.4617 | 1.5171 | 1.5717 | 1.6241 | 1.6774 | 1.7207 | 1.7616 | 1.8054 | 1.8484 | 1.8875 | 1.9245 | 1.9583 | 1.9917 | 2.0273 | 2.0621 | 2.0979 | 2.1349 | 2.1724 | 2.211 | 2.2503 | 2.2903 | 2.3309
F2_Commercial_Restaurant (WA)_Existing_Food Preparation_Natural Gas_Fryer_E3 | F2 | Commercial | Restaurant (WA) | Existing | Food Preparation | Natural Gas | Fryer | E3 | TRC BC Ratio | 0 | 0 | 0 | 0 | 0 | 0 | 0 | 0 | 0 | 0 | 0 | 0 | 0 | 0 | 0 | 0 | 0 | 0 | 0 | 0 | 0 | 0 | 0 | 0 | 0 | 0 | 0
F2_Commercial_Restaurant (WA)_Existing_Food Preparation_Natural Gas_Fryer_E4 | F2 | Commercial | Restaurant (WA) | Existing | Food Preparation | Natural Gas | Fryer | E4 | TRC BC Ratio | 0 | 0 | 0 | 0 | 0 | 0 | 0 | 0 | 0 | 0 | 0 | 0 | 0 | 0 | 0 | 0 | 0 | 0 | 0 | 0 | 0 | 0 | 0 | 0 | 0 | 0 | 0
F2_Commercial_Restaurant (WA)_Existing_Food Preparation_Natural Gas_Fryer_E5 | F2 | Commercial | Restaurant (WA) | Existing | Food Preparation | Natural Gas | Fryer | E5 | TRC BC Ratio | 0 | 0 | 0 | 0 | 0 | 0 | 0 | 0 | 0 | 0 | 0 | 0 | 0 | 0 | 0 | 0 | 0 | 0 | 0 | 0 | 0 | 0 | 0 | 0 | 0 | 0 | 0
F2_Commercial_Restaurant (WA)_Existing_Food Preparation_Natural Gas_Fryer_E6 | F2 | Commercial | Restaurant (WA) | Existing | Food Preparation | Natural Gas | Fryer | E6 | TRC BC Ratio | 0 | 0 | 0 | 0 | 0 | 0 | 0 | 0 | 0 | 0 | 0 | 0 | 0 | 0 | 0 | 0 | 0 | 0 | 0 | 0 | 0 | 0 | 0 | 0 | 0 | 0 | 0
F2_Commercial_Restaurant (WA)_Existing_Food Preparation_Natural Gas_Fryer_E7 | F2 | Commercial | Restaurant (WA) | Existing | Food Preparation | Natural Gas | Fryer | E7 | TRC BC Ratio | 0 | 0 | 0 | 0 | 0 | 0 | 0 | 0 | 0 | 0 | 0 | 0 | 0 | 0 | 0 | 0 | 0 | 0 | 0 | 0 | 0 | 0 | 0 | 0 | 0 | 0 | 0
F2_Commercial_Restaurant (WA)_Existing_Food Preparation_Natural Gas_Fryer_E8 | F2 | Commercial | Restaurant (WA) | Existing | Food Preparation | Natural Gas | Fryer | E8 | TRC BC Ratio | 0 | 0 | 0 | 0 | 0 | 0 | 0 | 0 | 0 | 0 | 0 | 0 | 0 | 0 | 0 | 0 | 0 | 0 | 0 | 0 | 0 | 0 | 0 | 0 | 0 | 0 | 0
F2_Commercial_Restaurant (WA)_Existing_Food Preparation_Natural Gas_Fryer_E9 | F2 | Commercial | Restaurant (WA) | Existing | Food Preparation | Natural Gas | Fryer | E9 | TRC BC Ratio | 0 | 0 | 0 | 0 | 0 | 0 | 0 | 0 | 0 | 0 | 0 | 0 | 0 | 0 | 0 | 0 | 0 | 0 | 0 | 0 | 0 | 0 | 0 | 0 | 0 | 0 | 0
F2_Commercial_Restaurant (WA)_Existing_Food Preparation_Natural Gas_Fryer_E10 | F2 | Commercial | Restaurant (WA) | Existing | Food Preparation | Natural Gas | Fryer | E10 | TRC BC Ratio | 0 | 0 | 0 | 0 | 0 | 0 | 0 | 0 | 0 | 0 | 0 | 0 | 0 | 0 | 0 | 0 | 0 | 0 | 0 | 0 | 0 | 0 | 0 | 0 | 0 | 0 | 0
F3_Commercial_Restaurant (WA)_Existing_Food Preparation_Natural Gas_Fryer_E1 | F3 | Commercial | Restaurant (WA) | Existing | Food Preparation | Natural Gas | Fryer | E1 | PACT BC Ratio | [24 empty] | 1 | 1 | 1 | bar: 2019 to 2042
F3_Commercial_Restaurant (WA)_Existing_Food Preparation_Natural Gas_Fryer_E2 | F3 | Commercial | Restaurant (WA) | Existing | Food Preparation | Natural Gas | Fryer | E2 | PACT BC Ratio | 2.5199 | 2.5861 | 2.6604 | 2.7436 | 2.8362 | 2.9458 | 3.0575 | 3.1674 | 3.2732 | 3.3805 | 3.4679 | 3.5503 | 3.6385 | 3.7253 | 3.8041 | 3.8786 | 3.9466 | 4.0141 | 4.0856 | 4.1559 | 4.2279 | 4.3026 | 4.3782 | 4.456 | 4.5351 | 4.6157 | 4.6977
F3_Commercial_Restaurant (WA)_Existing_Food Preparation_Natural Gas_Fryer_E3 | F3 | Commercial | Restaurant (WA) | Existing | Food Preparation | Natural Gas | Fryer | E3 | PACT BC Ratio | 0 | 0 | 0 | 0 | 0 | 0 | 0 | 0 | 0 | 0 | 0 | 0 | 0 | 0 | 0 | 0 | 0 | 0 | 0 | 0 | 0 | 0 | 0 | 0 | 0 | 0 | 0
F3_Commercial_Restaurant (WA)_Existing_Food Preparation_Natural Gas_Fryer_E4 | F3 | Commercial | Restaurant (WA) | Existing | Food Preparation | Natural Gas | Fryer | E4 | PACT BC Ratio | 0 | 0 | 0 | 0 | 0 | 0 | 0 | 0 | 0 | 0 | 0 | 0 | 0 | 0 | 0 | 0 | 0 | 0 | 0 | 0 | 0 | 0 | 0 | 0 | 0 | 0 | 0
F3_Commercial_Restaurant (WA)_Existing_Food Preparation_Natural Gas_Fryer_E5 | F3 | Commercial | Restaurant (WA) | Existing | Food Preparation | Natural Gas | Fryer | E5 | PACT BC Ratio | 0 | 0 | 0 | 0 | 0 | 0 | 0 | 0 | 0 | 0 | 0 | 0 | 0 | 0 | 0 | 0 | 0 | 0 | 0 | 0 | 0 | 0 | 0 | 0 | 0 | 0 | 0
F3_Commercial_Restaurant (WA)_Existing_Food Preparation_Natural Gas_Fryer_E6 | F3 | Commercial | Restaurant (WA) | Existing | Food Preparation | Natural Gas | Fryer | E6 | PACT BC Ratio | 0 | 0 | 0 | 0 | 0 | 0 | 0 | 0 | 0 | 0 | 0 | 0 | 0 | 0 | 0 | 0 | 0 | 0 | 0 | 0 | 0 | 0 | 0 | 0 | 0 | 0 | 0
F3_Commercial_Restaurant (WA)_Existing_Food Preparation_Natural Gas_Fryer_E7 | F3 | Commercial | Restaurant (WA) | Existing | Food Preparation | Natural Gas | Fryer | E7 | PACT BC Ratio | 0 | 0 | 0 | 0 | 0 | 0 | 0 | 0 | 0 | 0 | 0 | 0 | 0 | 0 | 0 | 0 | 0 | 0 | 0 | 0 | 0 | 0 | 0 | 0 | 0 | 0 | 0
F3_Commercial_Restaurant (WA)_Existing_Food Preparation_Natural Gas_Fryer_E8 | F3 | Commercial | Restaurant (WA) | Existing | Food Preparation | Natural Gas | Fryer | E8 | PACT BC Ratio | 0 | 0 | 0 | 0 | 0 | 0 | 0 | 0 | 0 | 0 | 0 | 0 | 0 | 0 | 0 | 0 | 0 | 0 | 0 | 0 | 0 | 0 | 0 | 0 | 0 | 0 | 0
F3_Commercial_Restaurant (WA)_Existing_Food Preparation_Natural Gas_Fryer_E9 | F3 | Commercial | Restaurant (WA) | Existing | Food Preparation | Natural Gas | Fryer | E9 | PACT BC Ratio | 0 | 0 | 0 | 0 | 0 | 0 | 0 | 0 | 0 | 0 | 0 | 0 | 0 | 0 | 0 | 0 | 0 | 0 | 0 | 0 | 0 | 0 | 0 | 0 | 0 | 0 | 0
F3_Commercial_Restaurant (WA)_Existing_Food Preparation_Natural Gas_Fryer_E10 | F3 | Commercial | Restaurant (WA) | Existing | Food Preparation | Natural Gas | Fryer | E10 | PACT BC Ratio | 0 | 0 | 0 | 0 | 0 | 0 | 0 | 0 | 0 | 0 | 0 | 0 | 0 | 0 | 0 | 0 | 0 | 0 | 0 | 0 | 0 | 0 | 0 | 0 | 0 | 0 | 0
F4_Commercial_Restaurant (WA)_Existing_Food Preparation_Natural Gas_Fryer_E1 | F4 | Commercial | Restaurant (WA) | Existing | Food Preparation | Natural Gas | Fryer | E1 | RVT BC Ratio | [24 empty] | 1 | 1 | 1 | bar: 2019 to 2042
F4_Commercial_Restaurant (WA)_Existing_Food Preparation_Natural Gas_Fryer_E2 | F4 | Commercial | Restaurant (WA) | Existing | Food Preparation | Natural Gas | Fryer | E2 | RVT BC Ratio | 2.1445 | 2.1797 | 2.2192 | 2.2637 | 2.3132 | 2.3731 | 2.4325 | 2.4887 | 2.5397 | 2.5893 | 2.6407 | 2.6878 | 2.7381 | 2.7869 | 2.8298 | 2.8692 | 2.9036 | 2.9369 | 2.9719 | 3.0052 | 3.0387 | 3.0854 | 3.1326 | 3.1813 | 3.2308 | 3.2811 | 3.3324
F4_Commercial_Restaurant (WA)_Existing_Food Preparation_Natural Gas_Fryer_E3 | F4 | Commercial | Restaurant (WA) | Existing | Food Preparation | Natural Gas | Fryer | E3 | RVT BC Ratio | 0 | 0 | 0 | 0 | 0 | 0 | 0 | 0 | 0 | 0 | 0 | 0 | 0 | 0 | 0 | 0 | 0 | 0 | 0 | 0 | 0 | 0 | 0 | 0 | 0 | 0 | 0
F4_Commercial_Restaurant (WA)_Existing_Food Preparation_Natural Gas_Fryer_E4 | F4 | Commercial | Restaurant (WA) | Existing | Food Preparation | Natural Gas | Fryer | E4 | RVT BC Ratio | 0 | 0 | 0 | 0 | 0 | 0 | 0 | 0 | 0 | 0 | 0 | 0 | 0 | 0 | 0 | 0 | 0 | 0 | 0 | 0 | 0 | 0 | 0 | 0 | 0 | 0 | 0
F4_Commercial_Restaurant (WA)_Existing_Food Preparation_Natural Gas_Fryer_E5 | F4 | Commercial | Restaurant (WA) | Existing | Food Preparation | Natural Gas | Fryer | E5 | RVT BC Ratio | 0 | 0 | 0 | 0 | 0 | 0 | 0 | 0 | 0 | 0 | 0 | 0 | 0 | 0 | 0 | 0 | 0 | 0 | 0 | 0 | 0 | 0 | 0 | 0 | 0 | 0 | 0
F4_Commercial_Restaurant (WA)_Existing_Food Preparation_Natural Gas_Fryer_E6 | F4 | Commercial | Restaurant (WA) | Existing | Food Preparation | Natural Gas | Fryer | E6 | RVT BC Ratio | 0 | 0 | 0 | 0 | 0 | 0 | 0 | 0 | 0 | 0 | 0 | 0 | 0 | 0 | 0 | 0 | 0 | 0 | 0 | 0 | 0 | 0 | 0 | 0 | 0 | 0 | 0
F4_Commercial_Restaurant (WA)_Existing_Food Preparation_Natural Gas_Fryer_E7 | F4 | Commercial | Restaurant (WA) | Existing | Food Preparation | Natural Gas | Fryer | E7 | RVT BC Ratio | 0 | 0 | 0 | 0 | 0 | 0 | 0 | 0 | 0 | 0 | 0 | 0 | 0 | 0 | 0 | 0 | 0 | 0 | 0 | 0 | 0 | 0 | 0 | 0 | 0 | 0 | 0
F4_Commercial_Restaurant (WA)_Existing_Food Preparation_Natural Gas_Fryer_E8 | F4 | Commercial | Restaurant (WA) | Existing | Food Preparation | Natural Gas | Fryer | E8 | RVT BC Ratio | 0 | 0 | 0 | 0 | 0 | 0 | 0 | 0 | 0 | 0 | 0 | 0 | 0 | 0 | 0 | 0 | 0 | 0 | 0 | 0 | 0 | 0 | 0 | 0 | 0 | 0 | 0
F4_Commercial_Restaurant (WA)_Existing_Food Preparation_Natural Gas_Fryer_E9 | F4 | Commercial | Restaurant (WA) | Existing | Food Preparation | Natural Gas | Fryer | E9 | RVT BC Ratio | 0 | 0 | 0 | 0 | 0 | 0 | 0 | 0 | 0 | 0 | 0 | 0 | 0 | 0 | 0 | 0 | 0 | 0 | 0 | 0 | 0 | 0 | 0 | 0 | 0 | 0 | 0
F4_Commercial_Restaurant (WA)_Existing_Food Preparation_Natural Gas_Fryer_E10 | F4 | Commercial | Restaurant (WA) | Existing | Food Preparation | Natural Gas | Fryer | E10 | RVT BC Ratio | 0 | 0 | 0 | 0 | 0 | 0 | 0 | 0 | 0 | 0 | 0 | 0 | 0 | 0 | 0 | 0 | 0 | 0 | 0 | 0 | 0 | 0 | 0 | 0 | 0 | 0 | 0
F5_Commercial_Restaurant (WA)_Existing_Food Preparation_Natural Gas_Fryer_E1 | F5 | Commercial | Restaurant (WA) | Existing | Food Preparation | Natural Gas | Fryer | E1 | RIM BC Ratio | [24 empty] | 1 | 1 | 1 | bar: 2019 to 2042
F5_Commercial_Restaurant (WA)_Existing_Food Preparation_Natural Gas_Fryer_E2 | F5 | Commercial | Restaurant (WA) | Existing | Food Preparation | Natural Gas | Fryer | E2 | RIM BC Ratio | 0.63996 | 0.64707 | 0.65477 | 0.66307 | 0.67195 | 0.68168 | 0.69154 | 0.70144 | 0.71138 | 0.72164 | 0.72689 | 0.73203 | 0.73736 | 0.74262 | 0.74759 | 0.75244 | 0.75715 | 0.76193 | 0.76694 | 0.77203 | 0.77729 | 0.77978 | 0.78222 | 0.78467 | 0.78709 | 0.78948 | 0.79185
F5_Commercial_Restaurant (WA)_Existing_Food Preparation_Natural Gas_Fryer_E3 | F5 | Commercial | Restaurant (WA) | Existing | Food Preparation | Natural Gas | Fryer | E3 | RIM BC Ratio | 0 | 0 | 0 | 0 | 0 | 0 | 0 | 0 | 0 | 0 | 0 | 0 | 0 | 0 | 0 | 0 | 0 | 0 | 0 | 0 | 0 | 0 | 0 | 0 | 0 | 0 | 0
F5_Commercial_Restaurant (WA)_Existing_Food Preparation_Natural Gas_Fryer_E4 | F5 | Commercial | Restaurant (WA) | Existing | Food Preparation | Natural Gas | Fryer | E4 | RIM BC Ratio | 0 | 0 | 0 | 0 | 0 | 0 | 0 | 0 | 0 | 0 | 0 | 0 | 0 | 0 | 0 | 0 | 0 | 0 | 0 | 0 | 0 | 0 | 0 | 0 | 0 | 0 | 0
F5_Commercial_Restaurant (WA)_Existing_Food Preparation_Natural Gas_Fryer_E5 | F5 | Commercial | Restaurant (WA) | Existing | Food Preparation | Natural Gas | Fryer | E5 | RIM BC Ratio | 0 | 0 | 0 | 0 | 0 | 0 | 0 | 0 | 0 | 0 | 0 | 0 | 0 | 0 | 0 | 0 | 0 | 0 | 0 | 0 | 0 | 0 | 0 | 0 | 0 | 0 | 0
F5_Commercial_Restaurant (WA)_Existing_Food Preparation_Natural Gas_Fryer_E6 | F5 | Commercial | Restaurant (WA) | Existing | Food Preparation | Natural Gas | Fryer | E6 | RIM BC Ratio | 0 | 0 | 0 | 0 | 0 | 0 | 0 | 0 | 0 | 0 | 0 | 0 | 0 | 0 | 0 | 0 | 0 | 0 | 0 | 0 | 0 | 0 | 0 | 0 | 0 | 0 | 0
F5_Commercial_Restaurant (WA)_Existing_Food Preparation_Natural Gas_Fryer_E7 | F5 | Commercial | Restaurant (WA) | Existing | Food Preparation | Natural Gas | Fryer | E7 | RIM BC Ratio | 0 | 0 | 0 | 0 | 0 | 0 | 0 | 0 | 0 | 0 | 0 | 0 | 0 | 0 | 0 | 0 | 0 | 0 | 0 | 0 | 0 | 0 | 0 | 0 | 0 | 0 | 0
F5_Commercial_Restaurant (WA)_Existing_Food Preparation_Natural Gas_Fryer_E8 | F5 | Commercial | Restaurant (WA) | Existing | Food Preparation | Natural Gas | Fryer | E8 | RIM BC Ratio | 0 | 0 | 0 | 0 | 0 | 0 | 0 | 0 | 0 | 0 | 0 | 0 | 0 | 0 | 0 | 0 | 0 | 0 | 0 | 0 | 0 | 0 | 0 | 0 | 0 | 0 | 0
F5_Commercial_Restaurant (WA)_Existing_Food Preparation_Natural Gas_Fryer_E9 | F5 | Commercial | Restaurant (WA) | Existing | Food Preparation | Natural Gas | Fryer | E9 | RIM BC Ratio | 0 | 0 | 0 | 0 | 0 | 0 | 0 | 0 | 0 | 0 | 0 | 0 | 0 | 0 | 0 | 0 | 0 | 0 | 0 | 0 | 0 | 0 | 0 | 0 | 0 | 0 | 0
F5_Commercial_Restaurant (WA)_Existing_Food Preparation_Natural Gas_Fryer_E10 | F5 | Commercial | Restaurant (WA) | Existing | Food Preparation | Natural Gas | Fryer | E10 | RIM BC Ratio | 0 | 0 | 0 | 0 | 0 | 0 | 0 | 0 | 0 | 0 | 0 | 0 | 0 | 0 | 0 | 0 | 0 | 0 | 0 | 0 | 0 | 0 | 0 | 0 | 0 | 0 | 0
F0_Commercial_Restaurant (WA)_Existing_Food Preparation_Natural Gas_Broiler_E0 | F0 | Commercial | Restaurant (WA) | Existing | Food Preparation | Natural Gas | Broiler | E0 | Economic Unit | Standard | Standard | Standard | Standard | Standard | Standard | Standard | Standard | Standard | Standard | Standard | Standard | Standard | Infrared Burners | Infrared Burners | Infrared Burners | Infrared Burners | Infrared Burners | Infrared Burners | Infrared Burners | Infrared Burners | Infrared Burners | Infrared Burners | Infrared Burners | Infrared Burners | Infrared Burners | Infrared Burners
F1_Commercial_Restaurant (WA)_Existing_Food Preparation_Natural Gas_Broiler_E1 | F1 | Commercial | Restaurant (WA) | Existing | Food Preparation | Natural Gas | Broiler | E1 | CCE | 0 | 0 | 0 | 0 | 0 | 0 | 0 | 0 | 0 | 0 | 0 | 0 | 0 | 0 | 0 | 0 | 0 | 0 | 0 | 0 | 0 | 0 | 0 | 0 | 0 | 0 | 0
F1_Commercial_Restaurant (WA)_Existing_Food Preparation_Natural Gas_Broiler_E2 | F1 | Commercial | Restaurant (WA) | Existing | Food Preparation | Natural Gas | Broiler | E2 | CCE | 0.0053075 | 0.0053075 | 0.0053075 | 0.0053075 | 0.0053075 | 0.0053075 | 0.0053075 | 0.0053075 | 0.0053075 | 0.0053075 | 0.0053075 | 0.0053075 | 0.0053075 | 0.0053075 | 0.0053075 | 0.0053075 | 0.0053075 | 0.0053075 | 0.0053075 | 0.0053075 | 0.0053075 | 0.0053075 | 0.0053075 | 0.0053075 | 0.0053075 | 0.0053075 | 0.0053075
F1_Commercial_Restaurant (WA)_Existing_Food Preparation_Natural Gas_Broiler_E3 | F1 | Commercial | Restaurant (WA) | Existing | Food Preparation | Natural Gas | Broiler | E3 | CCE | 0 | 0 | 0 | 0 | 0 | 0 | 0 | 0 | 0 | 0 | 0 | 0 | 0 | 0 | 0 | 0 | 0 | 0 | 0 | 0 | 0 | 0 | 0 | 0 | 0 | 0 | 0
F1_Commercial_Restaurant (WA)_Existing_Food Preparation_Natural Gas_Broiler_E4 | F1 | Commercial | Restaurant (WA) | Existing | Food Preparation | Natural Gas | Broiler | E4 | CCE | 0 | 0 | 0 | 0 | 0 | 0 | 0 | 0 | 0 | 0 | 0 | 0 | 0 | 0 | 0 | 0 | 0 | 0 | 0 | 0 | 0 | 0 | 0 | 0 | 0 | 0 | 0
F1_Commercial_Restaurant (WA)_Existing_Food Preparation_Natural Gas_Broiler_E5 | F1 | Commercial | Restaurant (WA) | Existing | Food Preparation | Natural Gas | Broiler | E5 | CCE | 0 | 0 | 0 | 0 | 0 | 0 | 0 | 0 | 0 | 0 | 0 | 0 | 0 | 0 | 0 | 0 | 0 | 0 | 0 | 0 | 0 | 0 | 0 | 0 | 0 | 0 | 0
F1_Commercial_Restaurant (WA)_Existing_Food Preparation_Natural Gas_Broiler_E6 | F1 | Commercial | Restaurant (WA) | Existing | Food Preparation | Natural Gas | Broiler | E6 | CCE | 0 | 0 | 0 | 0 | 0 | 0 | 0 | 0 | 0 | 0 | 0 | 0 | 0 | 0 | 0 | 0 | 0 | 0 | 0 | 0 | 0 | 0 | 0 | 0 | 0 | 0 | 0
F1_Commercial_Restaurant (WA)_Existing_Food Preparation_Natural Gas_Broiler_E7 | F1 | Commercial | Restaurant (WA) | Existing | Food Preparation | Natural Gas | Broiler | E7 | CCE | 0 | 0 | 0 | 0 | 0 | 0 | 0 | 0 | 0 | 0 | 0 | 0 | 0 | 0 | 0 | 0 | 0 | 0 | 0 | 0 | 0 | 0 | 0 | 0 | 0 | 0 | 0
F1_Commercial_Restaurant (WA)_Existing_Food Preparation_Natural Gas_Broiler_E8 | F1 | Commercial | Restaurant (WA) | Existing | Food Preparation | Natural Gas | Broiler | E8 | CCE | 0 | 0 | 0 | 0 | 0 | 0 | 0 | 0 | 0 | 0 | 0 | 0 | 0 | 0 | 0 | 0 | 0 | 0 | 0 | 0 | 0 | 0 | 0 | 0 | 0 | 0 | 0
F1_Commercial_Restaurant (WA)_Existing_Food Preparation_Natural Gas_Broiler_E9 | F1 | Commercial | Restaurant (WA) | Existing | Food Preparation | Natural Gas | Broiler | E9 | CCE | 0 | 0 | 0 | 0 | 0 | 0 | 0 | 0 | 0 | 0 | 0 | 0 | 0 | 0 | 0 | 0 | 0 | 0 | 0 | 0 | 0 | 0 | 0 | 0 | 0 | 0 | 0
F1_Commercial_Restaurant (WA)_Existing_Food Preparation_Natural Gas_Broiler_E10 | F1 | Commercial | Restaurant (WA) | Existing | Food Preparation | Natural Gas | Broiler | E10 | CCE | 0 | 0 | 0 | 0 | 0 | 0 | 0 | 0 | 0 | 0 | 0 | 0 | 0 | 0 | 0 | 0 | 0 | 0 | 0 | 0 | 0 | 0 | 0 | 0 | 0 | 0 | 0
F2_Commercial_Restaurant (WA)_Existing_Food Preparation_Natural Gas_Broiler_E1 | F2 | Commercial | Restaurant (WA) | Existing | Food Preparation | Natural Gas | Broiler | E1 | TRC BC Ratio | [24 empty] | 1 | 1 | 1 | bar: 2019 to 2042
F2_Commercial_Restaurant (WA)_Existing_Food Preparation_Natural Gas_Broiler_E2 | F2 | Commercial | Restaurant (WA) | Existing | Food Preparation | Natural Gas | Broiler | E2 | TRC BC Ratio | 0.67056 | 0.68746 | 0.70748 | 0.73043 | 0.75637 | 0.78794 | 0.82044 | 0.85262 | 0.8836 | 0.91501 | 0.94 | 0.96342 | 0.98857 | 1.0132 | 1.0352 | 1.0558 | 1.0743 | 1.0925 | 1.112 | 1.131 | 1.1506 | 1.1709 | 1.1914 | 1.2126 | 1.2341 | 1.256 | 1.2783
F2_Commercial_Restaurant (WA)_Existing_Food Preparation_Natural Gas_Broiler_E3 | F2 | Commercial | Restaurant (WA) | Existing | Food Preparation | Natural Gas | Broiler | E3 | TRC BC Ratio | 0 | 0 | 0 | 0 | 0 | 0 | 0 | 0 | 0 | 0 | 0 | 0 | 0 | 0 | 0 | 0 | 0 | 0 | 0 | 0 | 0 | 0 | 0 | 0 | 0 | 0 | 0
F2_Commercial_Restaurant (WA)_Existing_Food Preparation_Natural Gas_Broiler_E4 | F2 | Commercial | Restaurant (WA) | Existing | Food Preparation | Natural Gas | Broiler | E4 | TRC BC Ratio | 0 | 0 | 0 | 0 | 0 | 0 | 0 | 0 | 0 | 0 | 0 | 0 | 0 | 0 | 0 | 0 | 0 | 0 | 0 | 0 | 0 | 0 | 0 | 0 | 0 | 0 | 0
F2_Commercial_Restaurant (WA)_Existing_Food Preparation_Natural Gas_Broiler_E5 | F2 | Commercial | Restaurant (WA) | Existing | Food Preparation | Natural Gas | Broiler | E5 | TRC BC Ratio | 0 | 0 | 0 | 0 | 0 | 0 | 0 | 0 | 0 | 0 | 0 | 0 | 0 | 0 | 0 | 0 | 0 | 0 | 0 | 0 | 0 | 0 | 0 | 0 | 0 | 0 | 0
F2_Commercial_Restaurant (WA)_Existing_Food Preparation_Natural Gas_Broiler_E6 | F2 | Commercial | Restaurant (WA) | Existing | Food Preparation | Natural Gas | Broiler | E6 | TRC BC Ratio | 0 | 0 | 0 | 0 | 0 | 0 | 0 | 0 | 0 | 0 | 0 | 0 | 0 | 0 | 0 | 0 | 0 | 0 | 0 | 0 | 0 | 0 | 0 | 0 | 0 | 0 | 0
F2_Commercial_Restaurant (WA)_Existing_Food Preparation_Natural Gas_Broiler_E7 | F2 | Commercial | Restaurant (WA) | Existing | Food Preparation | Natural Gas | Broiler | E7 | TRC BC Ratio | 0 | 0 | 0 | 0 | 0 | 0 | 0 | 0 | 0 | 0 | 0 | 0 | 0 | 0 | 0 | 0 | 0 | 0 | 0 | 0 | 0 | 0 | 0 | 0 | 0 | 0 | 0
F2_Commercial_Restaurant (WA)_Existing_Food Preparation_Natural Gas_Broiler_E8 | F2 | Commercial | Restaurant (WA) | Existing | Food Preparation | Natural Gas | Broiler | E8 | TRC BC Ratio | 0 | 0 | 0 | 0 | 0 | 0 | 0 | 0 | 0 | 0 | 0 | 0 | 0 | 0 | 0 | 0 | 0 | 0 | 0 | 0 | 0 | 0 | 0 | 0 | 0 | 0 | 0
F2_Commercial_Restaurant (WA)_Existing_Food Preparation_Natural Gas_Broiler_E9 | F2 | Commercial | Restaurant (WA) | Existing | Food Preparation | Natural Gas | Broiler | E9 | TRC BC Ratio | 0 | 0 | 0 | 0 | 0 | 0 | 0 | 0 | 0 | 0 | 0 | 0 | 0 | 0 | 0 | 0 | 0 | 0 | 0 | 0 | 0 | 0 | 0 | 0 | 0 | 0 | 0
F2_Commercial_Restaurant (WA)_Existing_Food Preparation_Natural Gas_Broiler_E10 | F2 | Commercial | Restaurant (WA) | Existing | Food Preparation | Natural Gas | Broiler | E10 | TRC BC Ratio | 0 | 0 | 0 | 0 | 0 | 0 | 0 | 0 | 0 | 0 | 0 | 0 | 0 | 0 | 0 | 0 | 0 | 0 | 0 | 0 | 0 | 0 | 0 | 0 | 0 | 0 | 0
F3_Commercial_Restaurant (WA)_Existing_Food Preparation_Natural Gas_Broiler_E1 | F3 | Commercial | Restaurant (WA) | Existing | Food Preparation | Natural Gas | Broiler | E1 | PACT BC Ratio | [24 empty] | 1 | 1 | 1 | bar: 2019 to 2042
F3_Commercial_Restaurant (WA)_Existing_Food Preparation_Natural Gas_Broiler_E2 | F3 | Commercial | Restaurant (WA) | Existing | Food Preparation | Natural Gas | Broiler | E2 | PACT BC Ratio | 1.3514 | 1.3855 | 1.4258 | 1.4721 | 1.5244 | 1.588 | 1.6535 | 1.7183 | 1.7808 | 1.8441 | 1.8944 | 1.9416 | 1.9923 | 2.042 | 2.0863 | 2.1279 | 2.1651 | 2.2019 | 2.2412 | 2.2795 | 2.3188 | 2.3597 | 2.4011 | 2.4437 | 2.4872 | 2.5313 | 2.5763
F3_Commercial_Restaurant (WA)_Existing_Food Preparation_Natural Gas_Broiler_E3 | F3 | Commercial | Restaurant (WA) | Existing | Food Preparation | Natural Gas | Broiler | E3 | PACT BC Ratio | 0 | 0 | 0 | 0 | 0 | 0 | 0 | 0 | 0 | 0 | 0 | 0 | 0 | 0 | 0 | 0 | 0 | 0 | 0 | 0 | 0 | 0 | 0 | 0 | 0 | 0 | 0
F3_Commercial_Restaurant (WA)_Existing_Food Preparation_Natural Gas_Broiler_E4 | F3 | Commercial | Restaurant (WA) | Existing | Food Preparation | Natural Gas | Broiler | E4 | PACT BC Ratio | 0 | 0 | 0 | 0 | 0 | 0 | 0 | 0 | 0 | 0 | 0 | 0 | 0 | 0 | 0 | 0 | 0 | 0 | 0 | 0 | 0 | 0 | 0 | 0 | 0 | 0 | 0
F3_Commercial_Restaurant (WA)_Existing_Food Preparation_Natural Gas_Broiler_E5 | F3 | Commercial | Restaurant (WA) | Existing | Food Preparation | Natural Gas | Broiler | E5 | PACT BC Ratio | 0 | 0 | 0 | 0 | 0 | 0 | 0 | 0 | 0 | 0 | 0 | 0 | 0 | 0 | 0 | 0 | 0 | 0 | 0 | 0 | 0 | 0 | 0 | 0 | 0 | 0 | 0
F3_Commercial_Restaurant (WA)_Existing_Food Preparation_Natural Gas_Broiler_E6 | F3 | Commercial | Restaurant (WA) | Existing | Food Preparation | Natural Gas | Broiler | E6 | PACT BC Ratio | 0 | 0 | 0 | 0 | 0 | 0 | 0 | 0 | 0 | 0 | 0 | 0 | 0 | 0 | 0 | 0 | 0 | 0 | 0 | 0 | 0 | 0 | 0 | 0 | 0 | 0 | 0
F3_Commercial_Restaurant (WA)_Existing_Food Preparation_Natural Gas_Broiler_E7 | F3 | Commercial | Restaurant (WA) | Existing | Food Preparation | Natural Gas | Broiler | E7 | PACT BC Ratio | 0 | 0 | 0 | 0 | 0 | 0 | 0 | 0 | 0 | 0 | 0 | 0 | 0 | 0 | 0 | 0 | 0 | 0 | 0 | 0 | 0 | 0 | 0 | 0 | 0 | 0 | 0
F3_Commercial_Restaurant (WA)_Existing_Food Preparation_Natural Gas_Broiler_E8 | F3 | Commercial | Restaurant (WA) | Existing | Food Preparation | Natural Gas | Broiler | E8 | PACT BC Ratio | 0 | 0 | 0 | 0 | 0 | 0 | 0 | 0 | 0 | 0 | 0 | 0 | 0 | 0 | 0 | 0 | 0 | 0 | 0 | 0 | 0 | 0 | 0 | 0 | 0 | 0 | 0
F3_Commercial_Restaurant (WA)_Existing_Food Preparation_Natural Gas_Broiler_E9 | F3 | Commercial | Restaurant (WA) | Existing | Food Preparation | Natural Gas | Broiler | E9 | PACT BC Ratio | 0 | 0 | 0 | 0 | 0 | 0 | 0 | 0 | 0 | 0 | 0 | 0 | 0 | 0 | 0 | 0 | 0 | 0 | 0 | 0 | 0 | 0 | 0 | 0 | 0 | 0 | 0
F3_Commercial_Restaurant (WA)_Existing_Food Preparation_Natural Gas_Broiler_E10 | F3 | Commercial | Restaurant (WA) | Existing | Food Preparation | Natural Gas | Broiler | E10 | PACT BC Ratio | 0 | 0 | 0 | 0 | 0 | 0 | 0 | 0 | 0 | 0 | 0 | 0 | 0 | 0 | 0 | 0 | 0 | 0 | 0 | 0 | 0 | 0 | 0 | 0 | 0 | 0 | 0
F4_Commercial_Restaurant (WA)_Existing_Food Preparation_Natural Gas_Broiler_E1 | F4 | Commercial | Restaurant (WA) | Existing | Food Preparation | Natural Gas | Broiler | E1 | RVT BC Ratio | [24 empty] | 1 | 1 | 1 | bar: 2019 to 2042
F4_Commercial_Restaurant (WA)_Existing_Food Preparation_Natural Gas_Broiler_E2 | F4 | Commercial | Restaurant (WA) | Existing | Food Preparation | Natural Gas | Broiler | E2 | RVT BC Ratio | 1.3432 | 1.3611 | 1.3821 | 1.4066 | 1.4346 | 1.4697 | 1.5048 | 1.5381 | 1.5683 | 1.5976 | 1.6279 | 1.6555 | 1.6846 | 1.7121 | 1.7358 | 1.7571 | 1.7752 | 1.7925 | 1.8108 | 1.8279 | 1.8451 | 1.8707 | 1.8966 | 1.9233 | 1.9504 | 1.978 | 2.0061
F4_Commercial_Restaurant (WA)_Existing_Food Preparation_Natural Gas_Broiler_E3 | F4 | Commercial | Restaurant (WA) | Existing | Food Preparation | Natural Gas | Broiler | E3 | RVT BC Ratio | 0 | 0 | 0 | 0 | 0 | 0 | 0 | 0 | 0 | 0 | 0 | 0 | 0 | 0 | 0 | 0 | 0 | 0 | 0 | 0 | 0 | 0 | 0 | 0 | 0 | 0 | 0
F4_Commercial_Restaurant (WA)_Existing_Food Preparation_Natural Gas_Broiler_E4 | F4 | Commercial | Restaurant (WA) | Existing | Food Preparation | Natural Gas | Broiler | E4 | RVT BC Ratio | 0 | 0 | 0 | 0 | 0 | 0 | 0 | 0 | 0 | 0 | 0 | 0 | 0 | 0 | 0 | 0 | 0 | 0 | 0 | 0 | 0 | 0 | 0 | 0 | 0 | 0 | 0
F4_Commercial_Restaurant (WA)_Existing_Food Preparation_Natural Gas_Broiler_E5 | F4 | Commercial | Restaurant (WA) | Existing | Food Preparation | Natural Gas | Broiler | E5 | RVT BC Ratio | 0 | 0 | 0 | 0 | 0 | 0 | 0 | 0 | 0 | 0 | 0 | 0 | 0 | 0 | 0 | 0 | 0 | 0 | 0 | 0 | 0 | 0 | 0 | 0 | 0 | 0 | 0
F4_Commercial_Restaurant (WA)_Existing_Food Preparation_Natural Gas_Broiler_E6 | F4 | Commercial | Restaurant (WA) | Existing | Food Preparation | Natural Gas | Broiler | E6 | RVT BC Ratio | 0 | 0 | 0 | 0 | 0 | 0 | 0 | 0 | 0 | 0 | 0 | 0 | 0 | 0 | 0 | 0 | 0 | 0 | 0 | 0 | 0 | 0 | 0 | 0 | 0 | 0 | 0
F4_Commercial_Restaurant (WA)_Existing_Food Preparation_Natural Gas_Broiler_E7 | F4 | Commercial | Restaurant (WA) | Existing | Food Preparation | Natural Gas | Broiler | E7 | RVT BC Ratio | 0 | 0 | 0 | 0 | 0 | 0 | 0 | 0 | 0 | 0 | 0 | 0 | 0 | 0 | 0 | 0 | 0 | 0 | 0 | 0 | 0 | 0 | 0 | 0 | 0 | 0 | 0
F4_Commercial_Restaurant (WA)_Existing_Food Preparation_Natural Gas_Broiler_E8 | F4 | Commercial | Restaurant (WA) | Existing | Food Preparation | Natural Gas | Broiler | E8 | RVT BC Ratio | 0 | 0 | 0 | 0 | 0 | 0 | 0 | 0 | 0 | 0 | 0 | 0 | 0 | 0 | 0 | 0 | 0 | 0 | 0 | 0 | 0 | 0 | 0 | 0 | 0 | 0 | 0
F4_Commercial_Restaurant (WA)_Existing_Food Preparation_Natural Gas_Broiler_E9 | F4 | Commercial | Restaurant (WA) | Existing | Food Preparation | Natural Gas | Broiler | E9 | RVT BC Ratio | 0 | 0 | 0 | 0 | 0 | 0 | 0 | 0 | 0 | 0 | 0 | 0 | 0 | 0 | 0 | 0 | 0 | 0 | 0 | 0 | 0 | 0 | 0 | 0 | 0 | 0 | 0
F4_Commercial_Restaurant (WA)_Existing_Food Preparation_Natural Gas_Broiler_E10 | F4 | Commercial | Restaurant (WA) | Existing | Food Preparation | Natural Gas | Broiler | E10 | RVT BC Ratio | 0 | 0 | 0 | 0 | 0 | 0 | 0 | 0 | 0 | 0 | 0 | 0 | 0 | 0 | 0 | 0 | 0 | 0 | 0 | 0 | 0 | 0 | 0 | 0 | 0 | 0 | 0
F5_Commercial_Restaurant (WA)_Existing_Food Preparation_Natural Gas_Broiler_E1 | F5 | Commercial | Restaurant (WA) | Existing | Food Preparation | Natural Gas | Broiler | E1 | RIM BC Ratio | [24 empty] | 1 | 1 | 1 | bar: 2019 to 2042
F5_Commercial_Restaurant (WA)_Existing_Food Preparation_Natural Gas_Broiler_E2 | F5 | Commercial | Restaurant (WA) | Existing | Food Preparation | Natural Gas | Broiler | E2 | RIM BC Ratio | 0.52144 | 0.52845 | 0.53662 | 0.54557 | 0.55526 | 0.5663 | 0.5775 | 0.58864 | 0.59961 | 0.61082 | 0.61709 | 0.62307 | 0.62947 | 0.63587 | 0.64174 | 0.64737 | 0.65267 | 0.65801 | 0.66363 | 0.66927 | 0.6751 | 0.67853 | 0.68191 | 0.6853 | 0.68867 | 0.69202 | 0.69534
F5_Commercial_Restaurant (WA)_Existing_Food Preparation_Natural Gas_Broiler_E3 | F5 | Commercial | Restaurant (WA) | Existing | Food Preparation | Natural Gas | Broiler | E3 | RIM BC Ratio | 0 | 0 | 0 | 0 | 0 | 0 | 0 | 0 | 0 | 0 | 0 | 0 | 0 | 0 | 0 | 0 | 0 | 0 | 0 | 0 | 0 | 0 | 0 | 0 | 0 | 0 | 0
F5_Commercial_Restaurant (WA)_Existing_Food Preparation_Natural Gas_Broiler_E4 | F5 | Commercial | Restaurant (WA) | Existing | Food Preparation | Natural Gas | Broiler | E4 | RIM BC Ratio | 0 | 0 | 0 | 0 | 0 | 0 | 0 | 0 | 0 | 0 | 0 | 0 | 0 | 0 | 0 | 0 | 0 | 0 | 0 | 0 | 0 | 0 | 0 | 0 | 0 | 0 | 0
F5_Commercial_Restaurant (WA)_Existing_Food Preparation_Natural Gas_Broiler_E5 | F5 | Commercial | Restaurant (WA) | Existing | Food Preparation | Natural Gas | Broiler | E5 | RIM BC Ratio | 0 | 0 | 0 | 0 | 0 | 0 | 0 | 0 | 0 | 0 | 0 | 0 | 0 | 0 | 0 | 0 | 0 | 0 | 0 | 0 | 0 | 0 | 0 | 0 | 0 | 0 | 0
F5_Commercial_Restaurant (WA)_Existing_Food Preparation_Natural Gas_Broiler_E6 | F5 | Commercial | Restaurant (WA) | Existing | Food Preparation | Natural Gas | Broiler | E6 | RIM BC Ratio | 0 | 0 | 0 | 0 | 0 | 0 | 0 | 0 | 0 | 0 | 0 | 0 | 0 | 0 | 0 | 0 | 0 | 0 | 0 | 0 | 0 | 0 | 0 | 0 | 0 | 0 | 0
F5_Commercial_Restaurant (WA)_Existing_Food Preparation_Natural Gas_Broiler_E7 | F5 | Commercial | Restaurant (WA) | Existing | Food Preparation | Natural Gas | Broiler | E7 | RIM BC Ratio | 0 | 0 | 0 | 0 | 0 | 0 | 0 | 0 | 0 | 0 | 0 | 0 | 0 | 0 | 0 | 0 | 0 | 0 | 0 | 0 | 0 | 0 | 0 | 0 | 0 | 0 | 0
F5_Commercial_Restaurant (WA)_Existing_Food Preparation_Natural Gas_Broiler_E8 | F5 | Commercial | Restaurant (WA) | Existing | Food Preparation | Natural Gas | Broiler | E8 | RIM BC Ratio | 0 | 0 | 0 | 0 | 0 | 0 | 0 | 0 | 0 | 0 | 0 | 0 | 0 | 0 | 0 | 0 | 0 | 0 | 0 | 0 | 0 | 0 | 0 | 0 | 0 | 0 | 0
F5_Commercial_Restaurant (WA)_Existing_Food Preparation_Natural Gas_Broiler_E9 | F5 | Commercial | Restaurant (WA) | Existing | Food Preparation | Natural Gas | Broiler | E9 | RIM BC Ratio | 0 | 0 | 0 | 0 | 0 | 0 | 0 | 0 | 0 | 0 | 0 | 0 | 0 | 0 | 0 | 0 | 0 | 0 | 0 | 0 | 0 | 0 | 0 | 0 | 0 | 0 | 0
F5_Commercial_Restaurant (WA)_Existing_Food Preparation_Natural Gas_Broiler_E10 | F5 | Commercial | Restaurant (WA) | Existing | Food Preparation | Natural Gas | Broiler | E10 | RIM BC Ratio | 0 | 0 | 0 | 0 | 0 | 0 | 0 | 0 | 0 | 0 | 0 | 0 | 0 | 0 | 0 | 0 | 0 | 0 | 0 | 0 | 0 | 0 | 0 | 0 | 0 | 0 | 0
F0_Commercial_Restaurant (WA)_Existing_Food Preparation_Natural Gas_Griddle_E0 | F0 | Commercial | Restaurant (WA) | Existing | Food Preparation | Natural Gas | Griddle | E0 | Economic Unit | ENERGY STAR | ENERGY STAR | ENERGY STAR | ENERGY STAR | ENERGY STAR | ENERGY STAR | ENERGY STAR | ENERGY STAR | ENERGY STAR | ENERGY STAR | ENERGY STAR | ENERGY STAR | ENERGY STAR | ENERGY STAR | ENERGY STAR | ENERGY STAR | ENERGY STAR | ENERGY STAR | ENERGY STAR | ENERGY STAR | ENERGY STAR | ENERGY STAR | ENERGY STAR | ENERGY STAR | ENERGY STAR | ENERGY STAR | ENERGY STAR
F1_Commercial_Restaurant (WA)_Existing_Food Preparation_Natural Gas_Griddle_E1 | F1 | Commercial | Restaurant (WA) | Existing | Food Preparation | Natural Gas | Griddle | E1 | CCE | 0 | 0 | 0 | 0 | 0 | 0 | 0 | 0 | 0 | 0 | 0 | 0 | 0 | 0 | 0 | 0 | 0 | 0 | 0 | 0 | 0 | 0 | 0 | 0 | 0 | 0 | 0
F1_Commercial_Restaurant (WA)_Existing_Food Preparation_Natural Gas_Griddle_E2 | F1 | Commercial | Restaurant (WA) | Existing | Food Preparation | Natural Gas | Griddle | E2 | CCE | 0.0033971 | 0.0033971 | 0.0033971 | 0.0033971 | 0.0033971 | 0.0033971 | 0.0033971 | 0.0033971 | 0.0033971 | 0.0033971 | 0.0033971 | 0.0033971 | 0.0033971 | 0.0033971 | 0.0033971 | 0.0033971 | 0.0033971 | 0.0033971 | 0.0033971 | 0.0033971 | 0.0033971 | 0.0033971 | 0.0033971 | 0.0033971 | 0.0033971 | 0.0033971 | 0.0033971
F1_Commercial_Restaurant (WA)_Existing_Food Preparation_Natural Gas_Griddle_E3 | F1 | Commercial | Restaurant (WA) | Existing | Food Preparation | Natural Gas | Griddle | E3 | CCE | 0 | 0 | 0 | 0 | 0 | 0 | 0 | 0 | 0 | 0 | 0 | 0 | 0 | 0 | 0 | 0 | 0 | 0 | 0 | 0 | 0 | 0 | 0 | 0 | 0 | 0 | 0
F1_Commercial_Restaurant (WA)_Existing_Food Preparation_Natural Gas_Griddle_E4 | F1 | Commercial | Restaurant (WA) | Existing | Food Preparation | Natural Gas | Griddle | E4 | CCE | 0 | 0 | 0 | 0 | 0 | 0 | 0 | 0 | 0 | 0 | 0 | 0 | 0 | 0 | 0 | 0 | 0 | 0 | 0 | 0 | 0 | 0 | 0 | 0 | 0 | 0 | 0
F1_Commercial_Restaurant (WA)_Existing_Food Preparation_Natural Gas_Griddle_E5 | F1 | Commercial | Restaurant (WA) | Existing | Food Preparation | Natural Gas | Griddle | E5 | CCE | 0 | 0 | 0 | 0 | 0 | 0 | 0 | 0 | 0 | 0 | 0 | 0 | 0 | 0 | 0 | 0 | 0 | 0 | 0 | 0 | 0 | 0 | 0 | 0 | 0 | 0 | 0
F1_Commercial_Restaurant (WA)_Existing_Food Preparation_Natural Gas_Griddle_E6 | F1 | Commercial | Restaurant (WA) | Existing | Food Preparation | Natural Gas | Griddle | E6 | CCE | 0 | 0 | 0 | 0 | 0 | 0 | 0 | 0 | 0 | 0 | 0 | 0 | 0 | 0 | 0 | 0 | 0 | 0 | 0 | 0 | 0 | 0 | 0 | 0 | 0 | 0 | 0
F1_Commercial_Restaurant (WA)_Existing_Food Preparation_Natural Gas_Griddle_E7 | F1 | Commercial | Restaurant (WA) | Existing | Food Preparation | Natural Gas | Griddle | E7 | CCE | 0 | 0 | 0 | 0 | 0 | 0 | 0 | 0 | 0 | 0 | 0 | 0 | 0 | 0 | 0 | 0 | 0 | 0 | 0 | 0 | 0 | 0 | 0 | 0 | 0 | 0 | 0
F1_Commercial_Restaurant (WA)_Existing_Food Preparation_Natural Gas_Griddle_E8 | F1 | Commercial | Restaurant (WA) | Existing | Food Preparation | Natural Gas | Griddle | E8 | CCE | 0 | 0 | 0 | 0 | 0 | 0 | 0 | 0 | 0 | 0 | 0 | 0 | 0 | 0 | 0 | 0 | 0 | 0 | 0 | 0 | 0 | 0 | 0 | 0 | 0 | 0 | 0
F1_Commercial_Restaurant (WA)_Existing_Food Preparation_Natural Gas_Griddle_E9 | F1 | Commercial | Restaurant (WA) | Existing | Food Preparation | Natural Gas | Griddle | E9 | CCE | 0 | 0 | 0 | 0 | 0 | 0 | 0 | 0 | 0 | 0 | 0 | 0 | 0 | 0 | 0 | 0 | 0 | 0 | 0 | 0 | 0 | 0 | 0 | 0 | 0 | 0 | 0
F1_Commercial_Restaurant (WA)_Existing_Food Preparation_Natural Gas_Griddle_E10 | F1 | Commercial | Restaurant (WA) | Existing | Food Preparation | Natural Gas | Griddle | E10 | CCE | 0 | 0 | 0 | 0 | 0 | 0 | 0 | 0 | 0 | 0 | 0 | 0 | 0 | 0 | 0 | 0 | 0 | 0 | 0 | 0 | 0 | 0 | 0 | 0 | 0 | 0 | 0
F2_Commercial_Restaurant (WA)_Existing_Food Preparation_Natural Gas_Griddle_E1 | F2 | Commercial | Restaurant (WA) | Existing | Food Preparation | Natural Gas | Griddle | E1 | TRC BC Ratio | [24 empty] | 1 | 1 | 1 | bar: 2019 to 2042
F2_Commercial_Restaurant (WA)_Existing_Food Preparation_Natural Gas_Griddle_E2 | F2 | Commercial | Restaurant (WA) | Existing | Food Preparation | Natural Gas | Griddle | E2 | TRC BC Ratio | 1.0477 | 1.0741 | 1.1053 | 1.1412 | 1.1817 | 1.2311 | 1.2818 | 1.3321 | 1.3805 | 1.4296 | 1.4686 | 1.5052 | 1.5445 | 1.583 | 1.6174 | 1.6496 | 1.6785 | 1.707 | 1.7374 | 1.7671 | 1.7976 | 1.8293 | 1.8614 | 1.8945 | 1.9281 | 1.9624 | 1.9972
F2_Commercial_Restaurant (WA)_Existing_Food Preparation_Natural Gas_Griddle_E3 | F2 | Commercial | Restaurant (WA) | Existing | Food Preparation | Natural Gas | Griddle | E3 | TRC BC Ratio | 0 | 0 | 0 | 0 | 0 | 0 | 0 | 0 | 0 | 0 | 0 | 0 | 0 | 0 | 0 | 0 | 0 | 0 | 0 | 0 | 0 | 0 | 0 | 0 | 0 | 0 | 0
F2_Commercial_Restaurant (WA)_Existing_Food Preparation_Natural Gas_Griddle_E4 | F2 | Commercial | Restaurant (WA) | Existing | Food Preparation | Natural Gas | Griddle | E4 | TRC BC Ratio | 0 | 0 | 0 | 0 | 0 | 0 | 0 | 0 | 0 | 0 | 0 | 0 | 0 | 0 | 0 | 0 | 0 | 0 | 0 | 0 | 0 | 0 | 0 | 0 | 0 | 0 | 0
F2_Commercial_Restaurant (WA)_Existing_Food Preparation_Natural Gas_Griddle_E5 | F2 | Commercial | Restaurant (WA) | Existing | Food Preparation | Natural Gas | Griddle | E5 | TRC BC Ratio | 0 | 0 | 0 | 0 | 0 | 0 | 0 | 0 | 0 | 0 | 0 | 0 | 0 | 0 | 0 | 0 | 0 | 0 | 0 | 0 | 0 | 0 | 0 | 0 | 0 | 0 | 0
F2_Commercial_Restaurant (WA)_Existing_Food Preparation_Natural Gas_Griddle_E6 | F2 | Commercial | Restaurant (WA) | Existing | Food Preparation | Natural Gas | Griddle | E6 | TRC BC Ratio | 0 | 0 | 0 | 0 | 0 | 0 | 0 | 0 | 0 | 0 | 0 | 0 | 0 | 0 | 0 | 0 | 0 | 0 | 0 | 0 | 0 | 0 | 0 | 0 | 0 | 0 | 0
F2_Commercial_Restaurant (WA)_Existing_Food Preparation_Natural Gas_Griddle_E7 | F2 | Commercial | Restaurant (WA) | Existing | Food Preparation | Natural Gas | Griddle | E7 | TRC BC Ratio | 0 | 0 | 0 | 0 | 0 | 0 | 0 | 0 | 0 | 0 | 0 | 0 | 0 | 0 | 0 | 0 | 0 | 0 | 0 | 0 | 0 | 0 | 0 | 0 | 0 | 0 | 0
F2_Commercial_Restaurant (WA)_Existing_Food Preparation_Natural Gas_Griddle_E8 | F2 | Commercial | Restaurant (WA) | Existing | Food Preparation | Natural Gas | Griddle | E8 | TRC BC Ratio | 0 | 0 | 0 | 0 | 0 | 0 | 0 | 0 | 0 | 0 | 0 | 0 | 0 | 0 | 0 | 0 | 0 | 0 | 0 | 0 | 0 | 0 | 0 | 0 | 0 | 0 | 0
F2_Commercial_Restaurant (WA)_Existing_Food Preparation_Natural Gas_Griddle_E9 | F2 | Commercial | Restaurant (WA) | Existing | Food Preparation | Natural Gas | Griddle | E9 | TRC BC Ratio | 0 | 0 | 0 | 0 | 0 | 0 | 0 | 0 | 0 | 0 | 0 | 0 | 0 | 0 | 0 | 0 | 0 | 0 | 0 | 0 | 0 | 0 | 0 | 0 | 0 | 0 | 0
F2_Commercial_Restaurant (WA)_Existing_Food Preparation_Natural Gas_Griddle_E10 | F2 | Commercial | Restaurant (WA) | Existing | Food Preparation | Natural Gas | Griddle | E10 | TRC BC Ratio | 0 | 0 | 0 | 0 | 0 | 0 | 0 | 0 | 0 | 0 | 0 | 0 | 0 | 0 | 0 | 0 | 0 | 0 | 0 | 0 | 0 | 0 | 0 | 0 | 0 | 0 | 0
F3_Commercial_Restaurant (WA)_Existing_Food Preparation_Natural Gas_Griddle_E1 | F3 | Commercial | Restaurant (WA) | Existing | Food Preparation | Natural Gas | Griddle | E1 | PACT BC Ratio | [24 empty] | 1 | 1 | 1 | bar: 2019 to 2042
F3_Commercial_Restaurant (WA)_Existing_Food Preparation_Natural Gas_Griddle_E2 | F3 | Commercial | Restaurant (WA) | Existing | Food Preparation | Natural Gas | Griddle | E2 | PACT BC Ratio | 2.1114 | 2.1646 | 2.2277 | 2.2999 | 2.3816 | 2.481 | 2.5833 | 2.6847 | 2.7822 | 2.8811 | 2.9598 | 3.0335 | 3.1128 | 3.1903 | 3.2596 | 3.3245 | 3.3827 | 3.4401 | 3.5015 | 3.5614 | 3.6228 | 3.6868 | 3.7514 | 3.818 | 3.8859 | 3.9549 | 4.0252
F3_Commercial_Restaurant (WA)_Existing_Food Preparation_Natural Gas_Griddle_E3 | F3 | Commercial | Restaurant (WA) | Existing | Food Preparation | Natural Gas | Griddle | E3 | PACT BC Ratio | 0 | 0 | 0 | 0 | 0 | 0 | 0 | 0 | 0 | 0 | 0 | 0 | 0 | 0 | 0 | 0 | 0 | 0 | 0 | 0 | 0 | 0 | 0 | 0 | 0 | 0 | 0
F3_Commercial_Restaurant (WA)_Existing_Food Preparation_Natural Gas_Griddle_E4 | F3 | Commercial | Restaurant (WA) | Existing | Food Preparation | Natural Gas | Griddle | E4 | PACT BC Ratio | 0 | 0 | 0 | 0 | 0 | 0 | 0 | 0 | 0 | 0 | 0 | 0 | 0 | 0 | 0 | 0 | 0 | 0 | 0 | 0 | 0 | 0 | 0 | 0 | 0 | 0 | 0
F3_Commercial_Restaurant (WA)_Existing_Food Preparation_Natural Gas_Griddle_E5 | F3 | Commercial | Restaurant (WA) | Existing | Food Preparation | Natural Gas | Griddle | E5 | PACT BC Ratio | 0 | 0 | 0 | 0 | 0 | 0 | 0 | 0 | 0 | 0 | 0 | 0 | 0 | 0 | 0 | 0 | 0 | 0 | 0 | 0 | 0 | 0 | 0 | 0 | 0 | 0 | 0
F3_Commercial_Restaurant (WA)_Existing_Food Preparation_Natural Gas_Griddle_E6 | F3 | Commercial | Restaurant (WA) | Existing | Food Preparation | Natural Gas | Griddle | E6 | PACT BC Ratio | 0 | 0 | 0 | 0 | 0 | 0 | 0 | 0 | 0 | 0 | 0 | 0 | 0 | 0 | 0 | 0 | 0 | 0 | 0 | 0 | 0 | 0 | 0 | 0 | 0 | 0 | 0
F3_Commercial_Restaurant (WA)_Existing_Food Preparation_Natural Gas_Griddle_E7 | F3 | Commercial | Restaurant (WA) | Existing | Food Preparation | Natural Gas | Griddle | E7 | PACT BC Ratio | 0 | 0 | 0 | 0 | 0 | 0 | 0 | 0 | 0 | 0 | 0 | 0 | 0 | 0 | 0 | 0 | 0 | 0 | 0 | 0 | 0 | 0 | 0 | 0 | 0 | 0 | 0
F3_Commercial_Restaurant (WA)_Existing_Food Preparation_Natural Gas_Griddle_E8 | F3 | Commercial | Restaurant (WA) | Existing | Food Preparation | Natural Gas | Griddle | E8 | PACT BC Ratio | 0 | 0 | 0 | 0 | 0 | 0 | 0 | 0 | 0 | 0 | 0 | 0 | 0 | 0 | 0 | 0 | 0 | 0 | 0 | 0 | 0 | 0 | 0 | 0 | 0 | 0 | 0
F3_Commercial_Restaurant (WA)_Existing_Food Preparation_Natural Gas_Griddle_E9 | F3 | Commercial | Restaurant (WA) | Existing | Food Preparation | Natural Gas | Griddle | E9 | PACT BC Ratio | 0 | 0 | 0 | 0 | 0 | 0 | 0 | 0 | 0 | 0 | 0 | 0 | 0 | 0 | 0 | 0 | 0 | 0 | 0 | 0 | 0 | 0 | 0 | 0 | 0 | 0 | 0
F3_Commercial_Restaurant (WA)_Existing_Food Preparation_Natural Gas_Griddle_E10 | F3 | Commercial | Restaurant (WA) | Existing | Food Preparation | Natural Gas | Griddle | E10 | PACT BC Ratio | 0 | 0 | 0 | 0 | 0 | 0 | 0 | 0 | 0 | 0 | 0 | 0 | 0 | 0 | 0 | 0 | 0 | 0 | 0 | 0 | 0 | 0 | 0 | 0 | 0 | 0 | 0
F4_Commercial_Restaurant (WA)_Existing_Food Preparation_Natural Gas_Griddle_E1 | F4 | Commercial | Restaurant (WA) | Existing | Food Preparation | Natural Gas | Griddle | E1 | RVT BC Ratio | [24 empty] | 1 | 1 | 1 | bar: 2019 to 2042
F4_Commercial_Restaurant (WA)_Existing_Food Preparation_Natural Gas_Griddle_E2 | F4 | Commercial | Restaurant (WA) | Existing | Food Preparation | Natural Gas | Griddle | E2 | RVT BC Ratio | 1.8761 | 1.9041 | 1.9369 | 1.9752 | 2.0191 | 2.0738 | 2.1287 | 2.1808 | 2.2279 | 2.2737 | 2.321 | 2.3641 | 2.4095 | 2.4525 | 2.4895 | 2.5229 | 2.5511 | 2.5781 | 2.6068 | 2.6335 | 2.6604 | 2.7004 | 2.7408 | 2.7824 | 2.8249 | 2.868 | 2.9119
F4_Commercial_Restaurant (WA)_Existing_Food Preparation_Natural Gas_Griddle_E3 | F4 | Commercial | Restaurant (WA) | Existing | Food Preparation | Natural Gas | Griddle | E3 | RVT BC Ratio | 0 | 0 | 0 | 0 | 0 | 0 | 0 | 0 | 0 | 0 | 0 | 0 | 0 | 0 | 0 | 0 | 0 | 0 | 0 | 0 | 0 | 0 | 0 | 0 | 0 | 0 | 0
F4_Commercial_Restaurant (WA)_Existing_Food Preparation_Natural Gas_Griddle_E4 | F4 | Commercial | Restaurant (WA) | Existing | Food Preparation | Natural Gas | Griddle | E4 | RVT BC Ratio | 0 | 0 | 0 | 0 | 0 | 0 | 0 | 0 | 0 | 0 | 0 | 0 | 0 | 0 | 0 | 0 | 0 | 0 | 0 | 0 | 0 | 0 | 0 | 0 | 0 | 0 | 0
F4_Commercial_Restaurant (WA)_Existing_Food Preparation_Natural Gas_Griddle_E5 | F4 | Commercial | Restaurant (WA) | Existing | Food Preparation | Natural Gas | Griddle | E5 | RVT BC Ratio | 0 | 0 | 0 | 0 | 0 | 0 | 0 | 0 | 0 | 0 | 0 | 0 | 0 | 0 | 0 | 0 | 0 | 0 | 0 | 0 | 0 | 0 | 0 | 0 | 0 | 0 | 0
F4_Commercial_Restaurant (WA)_Existing_Food Preparation_Natural Gas_Griddle_E6 | F4 | Commercial | Restaurant (WA) | Existing | Food Preparation | Natural Gas | Griddle | E6 | RVT BC Ratio | 0 | 0 | 0 | 0 | 0 | 0 | 0 | 0 | 0 | 0 | 0 | 0 | 0 | 0 | 0 | 0 | 0 | 0 | 0 | 0 | 0 | 0 | 0 | 0 | 0 | 0 | 0
F4_Commercial_Restaurant (WA)_Existing_Food Preparation_Natural Gas_Griddle_E7 | F4 | Commercial | Restaurant (WA) | Existing | Food Preparation | Natural Gas | Griddle | E7 | RVT BC Ratio | 0 | 0 | 0 | 0 | 0 | 0 | 0 | 0 | 0 | 0 | 0 | 0 | 0 | 0 | 0 | 0 | 0 | 0 | 0 | 0 | 0 | 0 | 0 | 0 | 0 | 0 | 0
F4_Commercial_Restaurant (WA)_Existing_Food Preparation_Natural Gas_Griddle_E8 | F4 | Commercial | Restaurant (WA) | Existing | Food Preparation | Natural Gas | Griddle | E8 | RVT BC Ratio | 0 | 0 | 0 | 0 | 0 | 0 | 0 | 0 | 0 | 0 | 0 | 0 | 0 | 0 | 0 | 0 | 0 | 0 | 0 | 0 | 0 | 0 | 0 | 0 | 0 | 0 | 0
F4_Commercial_Restaurant (WA)_Existing_Food Preparation_Natural Gas_Griddle_E9 | F4 | Commercial | Restaurant (WA) | Existing | Food Preparation | Natural Gas | Griddle | E9 | RVT BC Ratio | 0 | 0 | 0 | 0 | 0 | 0 | 0 | 0 | 0 | 0 | 0 | 0 | 0 | 0 | 0 | 0 | 0 | 0 | 0 | 0 | 0 | 0 | 0 | 0 | 0 | 0 | 0
F4_Commercial_Restaurant (WA)_Existing_Food Preparation_Natural Gas_Griddle_E10 | F4 | Commercial | Restaurant (WA) | Existing | Food Preparation | Natural Gas | Griddle | E10 | RVT BC Ratio | 0 | 0 | 0 | 0 | 0 | 0 | 0 | 0 | 0 | 0 | 0 | 0 | 0 | 0 | 0 | 0 | 0 | 0 | 0 | 0 | 0 | 0 | 0 | 0 | 0 | 0 | 0
F5_Commercial_Restaurant (WA)_Existing_Food Preparation_Natural Gas_Griddle_E1 | F5 | Commercial | Restaurant (WA) | Existing | Food Preparation | Natural Gas | Griddle | E1 | RIM BC Ratio | [24 empty] | 1 | 1 | 1 | bar: 2019 to 2042
F5_Commercial_Restaurant (WA)_Existing_Food Preparation_Natural Gas_Griddle_E2 | F5 | Commercial | Restaurant (WA) | Existing | Food Preparation | Natural Gas | Griddle | E2 | RIM BC Ratio | 0.60554 | 0.61255 | 0.6207 | 0.62956 | 0.63904 | 0.64969 | 0.66054 | 0.67143 | 0.68231 | 0.6935 | 0.69906 | 0.70444 | 0.71024 | 0.71614 | 0.72164 | 0.72698 | 0.73211 | 0.73732 | 0.7428 | 0.74836 | 0.75413 | 0.75686 | 0.75955 | 0.76224 | 0.76491 | 0.76755 | 0.77016
F5_Commercial_Restaurant (WA)_Existing_Food Preparation_Natural Gas_Griddle_E3 | F5 | Commercial | Restaurant (WA) | Existing | Food Preparation | Natural Gas | Griddle | E3 | RIM BC Ratio | 0 | 0 | 0 | 0 | 0 | 0 | 0 | 0 | 0 | 0 | 0 | 0 | 0 | 0 | 0 | 0 | 0 | 0 | 0 | 0 | 0 | 0 | 0 | 0 | 0 | 0 | 0
F5_Commercial_Restaurant (WA)_Existing_Food Preparation_Natural Gas_Griddle_E4 | F5 | Commercial | Restaurant (WA) | Existing | Food Preparation | Natural Gas | Griddle | E4 | RIM BC Ratio | 0 | 0 | 0 | 0 | 0 | 0 | 0 | 0 | 0 | 0 | 0 | 0 | 0 | 0 | 0 | 0 | 0 | 0 | 0 | 0 | 0 | 0 | 0 | 0 | 0 | 0 | 0
F5_Commercial_Restaurant (WA)_Existing_Food Preparation_Natural Gas_Griddle_E5 | F5 | Commercial | Restaurant (WA) | Existing | Food Preparation | Natural Gas | Griddle | E5 | RIM BC Ratio | 0 | 0 | 0 | 0 | 0 | 0 | 0 | 0 | 0 | 0 | 0 | 0 | 0 | 0 | 0 | 0 | 0 | 0 | 0 | 0 | 0 | 0 | 0 | 0 | 0 | 0 | 0
F5_Commercial_Restaurant (WA)_Existing_Food Preparation_Natural Gas_Griddle_E6 | F5 | Commercial | Restaurant (WA) | Existing | Food Preparation | Natural Gas | Griddle | E6 | RIM BC Ratio | 0 | 0 | 0 | 0 | 0 | 0 | 0 | 0 | 0 | 0 | 0 | 0 | 0 | 0 | 0 | 0 | 0 | 0 | 0 | 0 | 0 | 0 | 0 | 0 | 0 | 0 | 0
F5_Commercial_Restaurant (WA)_Existing_Food Preparation_Natural Gas_Griddle_E7 | F5 | Commercial | Restaurant (WA) | Existing | Food Preparation | Natural Gas | Griddle | E7 | RIM BC Ratio | 0 | 0 | 0 | 0 | 0 | 0 | 0 | 0 | 0 | 0 | 0 | 0 | 0 | 0 | 0 | 0 | 0 | 0 | 0 | 0 | 0 | 0 | 0 | 0 | 0 | 0 | 0
F5_Commercial_Restaurant (WA)_Existing_Food Preparation_Natural Gas_Griddle_E8 | F5 | Commercial | Restaurant (WA) | Existing | Food Preparation | Natural Gas | Griddle | E8 | RIM BC Ratio | 0 | 0 | 0 | 0 | 0 | 0 | 0 | 0 | 0 | 0 | 0 | 0 | 0 | 0 | 0 | 0 | 0 | 0 | 0 | 0 | 0 | 0 | 0 | 0 | 0 | 0 | 0
F5_Commercial_Restaurant (WA)_Existing_Food Preparation_Natural Gas_Griddle_E9 | F5 | Commercial | Restaurant (WA) | Existing | Food Preparation | Natural Gas | Griddle | E9 | RIM BC Ratio | 0 | 0 | 0 | 0 | 0 | 0 | 0 | 0 | 0 | 0 | 0 | 0 | 0 | 0 | 0 | 0 | 0 | 0 | 0 | 0 | 0 | 0 | 0 | 0 | 0 | 0 | 0
F5_Commercial_Restaurant (WA)_Existing_Food Preparation_Natural Gas_Griddle_E10 | F5 | Commercial | Restaurant (WA) | Existing | Food Preparation | Natural Gas | Griddle | E10 | RIM BC Ratio | 0 | 0 | 0 | 0 | 0 | 0 | 0 | 0 | 0 | 0 | 0 | 0 | 0 | 0 | 0 | 0 | 0 | 0 | 0 | 0 | 0 | 0 | 0 | 0 | 0 | 0 | 0
F0_Commercial_Restaurant (WA)_Existing_Food Preparation_Natural Gas_Range_E0 | F0 | Commercial | Restaurant (WA) | Existing | Food Preparation | Natural Gas | Range | E0 | Economic Unit | High Efficiency | High Efficiency | High Efficiency | High Efficiency | High Efficiency | High Efficiency | High Efficiency | High Efficiency | High Efficiency | High Efficiency | High Efficiency | High Efficiency | High Efficiency | High Efficiency | High Efficiency | High Efficiency | High Efficiency | High Efficiency | High Efficiency | High Efficiency | High Efficiency | High Efficiency | High Efficiency | High Efficiency | High Efficiency | High Efficiency | High Efficiency
F1_Commercial_Restaurant (WA)_Existing_Food Preparation_Natural Gas_Range_E1 | F1 | Commercial | Restaurant (WA) | Existing | Food Preparation | Natural Gas | Range | E1 | CCE | 0 | 0 | 0 | 0 | 0 | 0 | 0 | 0 | 0 | 0 | 0 | 0 | 0 | 0 | 0 | 0 | 0 | 0 | 0 | 0 | 0 | 0 | 0 | 0 | 0 | 0 | 0
F1_Commercial_Restaurant (WA)_Existing_Food Preparation_Natural Gas_Range_E2 | F1 | Commercial | Restaurant (WA) | Existing | Food Preparation | Natural Gas | Range | E2 | CCE | 0.0008444 | 0.0008444 | 0.0008444 | 0.0008444 | 0.0008444 | 0.0008444 | 0.0008444 | 0.0008444 | 0.0008444 | 0.0008444 | 0.0008444 | 0.0008444 | 0.0008444 | 0.0008444 | 0.0008444 | 0.0008444 | 0.0008444 | 0.0008444 | 0.0008444 | 0.0008444 | 0.0008444 | 0.0008444 | 0.0008444 | 0.0008444 | 0.0008444 | 0.0008444 | 0.0008444
F1_Commercial_Restaurant (WA)_Existing_Food Preparation_Natural Gas_Range_E3 | F1 | Commercial | Restaurant (WA) | Existing | Food Preparation | Natural Gas | Range | E3 | CCE | 0 | 0 | 0 | 0 | 0 | 0 | 0 | 0 | 0 | 0 | 0 | 0 | 0 | 0 | 0 | 0 | 0 | 0 | 0 | 0 | 0 | 0 | 0 | 0 | 0 | 0 | 0
F1_Commercial_Restaurant (WA)_Existing_Food Preparation_Natural Gas_Range_E4 | F1 | Commercial | Restaurant (WA) | Existing | Food Preparation | Natural Gas | Range | E4 | CCE | 0 | 0 | 0 | 0 | 0 | 0 | 0 | 0 | 0 | 0 | 0 | 0 | 0 | 0 | 0 | 0 | 0 | 0 | 0 | 0 | 0 | 0 | 0 | 0 | 0 | 0 | 0
F1_Commercial_Restaurant (WA)_Existing_Food Preparation_Natural Gas_Range_E5 | F1 | Commercial | Restaurant (WA) | Existing | Food Preparation | Natural Gas | Range | E5 | CCE | 0 | 0 | 0 | 0 | 0 | 0 | 0 | 0 | 0 | 0 | 0 | 0 | 0 | 0 | 0 | 0 | 0 | 0 | 0 | 0 | 0 | 0 | 0 | 0 | 0 | 0 | 0
F1_Commercial_Restaurant (WA)_Existing_Food Preparation_Natural Gas_Range_E6 | F1 | Commercial | Restaurant (WA) | Existing | Food Preparation | Natural Gas | Range | E6 | CCE | 0 | 0 | 0 | 0 | 0 | 0 | 0 | 0 | 0 | 0 | 0 | 0 | 0 | 0 | 0 | 0 | 0 | 0 | 0 | 0 | 0 | 0 | 0 | 0 | 0 | 0 | 0
F1_Commercial_Restaurant (WA)_Existing_Food Preparation_Natural Gas_Range_E7 | F1 | Commercial | Restaurant (WA) | Existing | Food Preparation | Natural Gas | Range | E7 | CCE | 0 | 0 | 0 | 0 | 0 | 0 | 0 | 0 | 0 | 0 | 0 | 0 | 0 | 0 | 0 | 0 | 0 | 0 | 0 | 0 | 0 | 0 | 0 | 0 | 0 | 0 | 0
F1_Commercial_Restaurant (WA)_Existing_Food Preparation_Natural Gas_Range_E8 | F1 | Commercial | Restaurant (WA) | Existing | Food Preparation | Natural Gas | Range | E8 | CCE | 0 | 0 | 0 | 0 | 0 | 0 | 0 | 0 | 0 | 0 | 0 | 0 | 0 | 0 | 0 | 0 | 0 | 0 | 0 | 0 | 0 | 0 | 0 | 0 | 0 | 0 | 0
F1_Commercial_Restaurant (WA)_Existing_Food Preparation_Natural Gas_Range_E9 | F1 | Commercial | Restaurant (WA) | Existing | Food Preparation | Natural Gas | Range | E9 | CCE | 0 | 0 | 0 | 0 | 0 | 0 | 0 | 0 | 0 | 0 | 0 | 0 | 0 | 0 | 0 | 0 | 0 | 0 | 0 | 0 | 0 | 0 | 0 | 0 | 0 | 0 | 0
F1_Commercial_Restaurant (WA)_Existing_Food Preparation_Natural Gas_Range_E10 | F1 | Commercial | Restaurant (WA) | Existing | Food Preparation | Natural Gas | Range | E10 | CCE | 0 | 0 | 0 | 0 | 0 | 0 | 0 | 0 | 0 | 0 | 0 | 0 | 0 | 0 | 0 | 0 | 0 | 0 | 0 | 0 | 0 | 0 | 0 | 0 | 0 | 0 | 0
F2_Commercial_Restaurant (WA)_Existing_Food Preparation_Natural Gas_Range_E1 | F2 | Commercial | Restaurant (WA) | Existing | Food Preparation | Natural Gas | Range | E1 | TRC BC Ratio | [24 empty] | 1 | 1 | 1 | bar: 2019 to 2042
F2_Commercial_Restaurant (WA)_Existing_Food Preparation_Natural Gas_Range_E2 | F2 | Commercial | Restaurant (WA) | Existing | Food Preparation | Natural Gas | Range | E2 | TRC BC Ratio | 4.1072 | 4.202 | 4.3212 | 4.4619 | 4.6256 | 4.8319 | 5.0468 | 5.2611 | 5.4678 | 5.6774 | 5.8409 | 5.9931 | 6.1571 | 6.3168 | 6.4578 | 6.5882 | 6.7033 | 6.8164 | 6.938 | 7.056 | 7.1773 | 7.3039 | 7.4316 | 7.5636 | 7.698 | 7.8348 | 7.974
F2_Commercial_Restaurant (WA)_Existing_Food Preparation_Natural Gas_Range_E3 | F2 | Commercial | Restaurant (WA) | Existing | Food Preparation | Natural Gas | Range | E3 | TRC BC Ratio | 0 | 0 | 0 | 0 | 0 | 0 | 0 | 0 | 0 | 0 | 0 | 0 | 0 | 0 | 0 | 0 | 0 | 0 | 0 | 0 | 0 | 0 | 0 | 0 | 0 | 0 | 0
F2_Commercial_Restaurant (WA)_Existing_Food Preparation_Natural Gas_Range_E4 | F2 | Commercial | Restaurant (WA) | Existing | Food Preparation | Natural Gas | Range | E4 | TRC BC Ratio | 0 | 0 | 0 | 0 | 0 | 0 | 0 | 0 | 0 | 0 | 0 | 0 | 0 | 0 | 0 | 0 | 0 | 0 | 0 | 0 | 0 | 0 | 0 | 0 | 0 | 0 | 0
F2_Commercial_Restaurant (WA)_Existing_Food Preparation_Natural Gas_Range_E5 | F2 | Commercial | Restaurant (WA) | Existing | Food Preparation | Natural Gas | Range | E5 | TRC BC Ratio | 0 | 0 | 0 | 0 | 0 | 0 | 0 | 0 | 0 | 0 | 0 | 0 | 0 | 0 | 0 | 0 | 0 | 0 | 0 | 0 | 0 | 0 | 0 | 0 | 0 | 0 | 0
F2_Commercial_Restaurant (WA)_Existing_Food Preparation_Natural Gas_Range_E6 | F2 | Commercial | Restaurant (WA) | Existing | Food Preparation | Natural Gas | Range | E6 | TRC BC Ratio | 0 | 0 | 0 | 0 | 0 | 0 | 0 | 0 | 0 | 0 | 0 | 0 | 0 | 0 | 0 | 0 | 0 | 0 | 0 | 0 | 0 | 0 | 0 | 0 | 0 | 0 | 0
F2_Commercial_Restaurant (WA)_Existing_Food Preparation_Natural Gas_Range_E7 | F2 | Commercial | Restaurant (WA) | Existing | Food Preparation | Natural Gas | Range | E7 | TRC BC Ratio | 0 | 0 | 0 | 0 | 0 | 0 | 0 | 0 | 0 | 0 | 0 | 0 | 0 | 0 | 0 | 0 | 0 | 0 | 0 | 0 | 0 | 0 | 0 | 0 | 0 | 0 | 0
F2_Commercial_Restaurant (WA)_Existing_Food Preparation_Natural Gas_Range_E8 | F2 | Commercial | Restaurant (WA) | Existing | Food Preparation | Natural Gas | Range | E8 | TRC BC Ratio | 0 | 0 | 0 | 0 | 0 | 0 | 0 | 0 | 0 | 0 | 0 | 0 | 0 | 0 | 0 | 0 | 0 | 0 | 0 | 0 | 0 | 0 | 0 | 0 | 0 | 0 | 0
F2_Commercial_Restaurant (WA)_Existing_Food Preparation_Natural Gas_Range_E9 | F2 | Commercial | Restaurant (WA) | Existing | Food Preparation | Natural Gas | Range | E9 | TRC BC Ratio | 0 | 0 | 0 | 0 | 0 | 0 | 0 | 0 | 0 | 0 | 0 | 0 | 0 | 0 | 0 | 0 | 0 | 0 | 0 | 0 | 0 | 0 | 0 | 0 | 0 | 0 | 0
F2_Commercial_Restaurant (WA)_Existing_Food Preparation_Natural Gas_Range_E10 | F2 | Commercial | Restaurant (WA) | Existing | Food Preparation | Natural Gas | Range | E10 | TRC BC Ratio | 0 | 0 | 0 | 0 | 0 | 0 | 0 | 0 | 0 | 0 | 0 | 0 | 0 | 0 | 0 | 0 | 0 | 0 | 0 | 0 | 0 | 0 | 0 | 0 | 0 | 0 | 0
F3_Commercial_Restaurant (WA)_Existing_Food Preparation_Natural Gas_Range_E1 | F3 | Commercial | Restaurant (WA) | Existing | Food Preparation | Natural Gas | Range | E1 | PACT BC Ratio | [24 empty] | 1 | 1 | 1 | bar: 2019 to 2042
F3_Commercial_Restaurant (WA)_Existing_Food Preparation_Natural Gas_Range_E2 | F3 | Commercial | Restaurant (WA) | Existing | Food Preparation | Natural Gas | Range | E2 | PACT BC Ratio | 8.2774 | 8.4685 | 8.7089 | 8.9924 | 9.3222 | 9.738 | 10.1712 | 10.6031 | 11.0197 | 11.442 | 11.7716 | 12.0782 | 12.4087 | 12.7307 | 13.0147 | 13.2777 | 13.5096 | 13.7375 | 13.9827 | 14.2204 | 14.4649 | 14.7199 | 14.9774 | 15.2435 | 15.5143 | 15.7899 | 16.0704
F3_Commercial_Restaurant (WA)_Existing_Food Preparation_Natural Gas_Range_E3 | F3 | Commercial | Restaurant (WA) | Existing | Food Preparation | Natural Gas | Range | E3 | PACT BC Ratio | 0 | 0 | 0 | 0 | 0 | 0 | 0 | 0 | 0 | 0 | 0 | 0 | 0 | 0 | 0 | 0 | 0 | 0 | 0 | 0 | 0 | 0 | 0 | 0 | 0 | 0 | 0
F3_Commercial_Restaurant (WA)_Existing_Food Preparation_Natural Gas_Range_E4 | F3 | Commercial | Restaurant (WA) | Existing | Food Preparation | Natural Gas | Range | E4 | PACT BC Ratio | 0 | 0 | 0 | 0 | 0 | 0 | 0 | 0 | 0 | 0 | 0 | 0 | 0 | 0 | 0 | 0 | 0 | 0 | 0 | 0 | 0 | 0 | 0 | 0 | 0 | 0 | 0
F3_Commercial_Restaurant (WA)_Existing_Food Preparation_Natural Gas_Range_E5 | F3 | Commercial | Restaurant (WA) | Existing | Food Preparation | Natural Gas | Range | E5 | PACT BC Ratio | 0 | 0 | 0 | 0 | 0 | 0 | 0 | 0 | 0 | 0 | 0 | 0 | 0 | 0 | 0 | 0 | 0 | 0 | 0 | 0 | 0 | 0 | 0 | 0 | 0 | 0 | 0
F3_Commercial_Restaurant (WA)_Existing_Food Preparation_Natural Gas_Range_E6 | F3 | Commercial | Restaurant (WA) | Existing | Food Preparation | Natural Gas | Range | E6 | PACT BC Ratio | 0 | 0 | 0 | 0 | 0 | 0 | 0 | 0 | 0 | 0 | 0 | 0 | 0 | 0 | 0 | 0 | 0 | 0 | 0 | 0 | 0 | 0 | 0 | 0 | 0 | 0 | 0
F3_Commercial_Restaurant (WA)_Existing_Food Preparation_Natural Gas_Range_E7 | F3 | Commercial | Restaurant (WA) | Existing | Food Preparation | Natural Gas | Range | E7 | PACT BC Ratio | 0 | 0 | 0 | 0 | 0 | 0 | 0 | 0 | 0 | 0 | 0 | 0 | 0 | 0 | 0 | 0 | 0 | 0 | 0 | 0 | 0 | 0 | 0 | 0 | 0 | 0 | 0
F3_Commercial_Restaurant (WA)_Existing_Food Preparation_Natural Gas_Range_E8 | F3 | Commercial | Restaurant (WA) | Existing | Food Preparation | Natural Gas | Range | E8 | PACT BC Ratio | 0 | 0 | 0 | 0 | 0 | 0 | 0 | 0 | 0 | 0 | 0 | 0 | 0 | 0 | 0 | 0 | 0 | 0 | 0 | 0 | 0 | 0 | 0 | 0 | 0 | 0 | 0
F3_Commercial_Restaurant (WA)_Existing_Food Preparation_Natural Gas_Range_E9 | F3 | Commercial | Restaurant (WA) | Existing | Food Preparation | Natural Gas | Range | E9 | PACT BC Ratio | 0 | 0 | 0 | 0 | 0 | 0 | 0 | 0 | 0 | 0 | 0 | 0 | 0 | 0 | 0 | 0 | 0 | 0 | 0 | 0 | 0 | 0 | 0 | 0 | 0 | 0 | 0
F3_Commercial_Restaurant (WA)_Existing_Food Preparation_Natural Gas_Range_E10 | F3 | Commercial | Restaurant (WA) | Existing | Food Preparation | Natural Gas | Range | E10 | PACT BC Ratio | 0 | 0 | 0 | 0 | 0 | 0 | 0 | 0 | 0 | 0 | 0 | 0 | 0 | 0 | 0 | 0 | 0 | 0 | 0 | 0 | 0 | 0 | 0 | 0 | 0 | 0 | 0
F4_Commercial_Restaurant (WA)_Existing_Food Preparation_Natural Gas_Range_E1 | F4 | Commercial | Restaurant (WA) | Existing | Food Preparation | Natural Gas | Range | E1 | RVT BC Ratio | [24 empty] | 1 | 1 | 1 | bar: 2019 to 2042
F4_Commercial_Restaurant (WA)_Existing_Food Preparation_Natural Gas_Range_E2 | F4 | Commercial | Restaurant (WA) | Existing | Food Preparation | Natural Gas | Range | E2 | RVT BC Ratio | 6.2584 | 6.356 | 6.4749 | 6.6194 | 6.7914 | 7.0187 | 7.2519 | 7.4774 | 7.685 | 7.8844 | 8.0893 | 8.2722 | 8.4631 | 8.6394 | 8.788 | 8.9196 | 9.0276 | 9.1294 | 9.2385 | 9.3387 | 9.4389 | 9.5983 | 9.7592 | 9.9256 | 10.0949 | 10.2672 | 10.4426
F4_Commercial_Restaurant (WA)_Existing_Food Preparation_Natural Gas_Range_E3 | F4 | Commercial | Restaurant (WA) | Existing | Food Preparation | Natural Gas | Range | E3 | RVT BC Ratio | 0 | 0 | 0 | 0 | 0 | 0 | 0 | 0 | 0 | 0 | 0 | 0 | 0 | 0 | 0 | 0 | 0 | 0 | 0 | 0 | 0 | 0 | 0 | 0 | 0 | 0 | 0
F4_Commercial_Restaurant (WA)_Existing_Food Preparation_Natural Gas_Range_E4 | F4 | Commercial | Restaurant (WA) | Existing | Food Preparation | Natural Gas | Range | E4 | RVT BC Ratio | 0 | 0 | 0 | 0 | 0 | 0 | 0 | 0 | 0 | 0 | 0 | 0 | 0 | 0 | 0 | 0 | 0 | 0 | 0 | 0 | 0 | 0 | 0 | 0 | 0 | 0 | 0
F4_Commercial_Restaurant (WA)_Existing_Food Preparation_Natural Gas_Range_E5 | F4 | Commercial | Restaurant (WA) | Existing | Food Preparation | Natural Gas | Range | E5 | RVT BC Ratio | 0 | 0 | 0 | 0 | 0 | 0 | 0 | 0 | 0 | 0 | 0 | 0 | 0 | 0 | 0 | 0 | 0 | 0 | 0 | 0 | 0 | 0 | 0 | 0 | 0 | 0 | 0
F4_Commercial_Restaurant (WA)_Existing_Food Preparation_Natural Gas_Range_E6 | F4 | Commercial | Restaurant (WA) | Existing | Food Preparation | Natural Gas | Range | E6 | RVT BC Ratio | 0 | 0 | 0 | 0 | 0 | 0 | 0 | 0 | 0 | 0 | 0 | 0 | 0 | 0 | 0 | 0 | 0 | 0 | 0 | 0 | 0 | 0 | 0 | 0 | 0 | 0 | 0
F4_Commercial_Restaurant (WA)_Existing_Food Preparation_Natural Gas_Range_E7 | F4 | Commercial | Restaurant (WA) | Existing | Food Preparation | Natural Gas | Range | E7 | RVT BC Ratio | 0 | 0 | 0 | 0 | 0 | 0 | 0 | 0 | 0 | 0 | 0 | 0 | 0 | 0 | 0 | 0 | 0 | 0 | 0 | 0 | 0 | 0 | 0 | 0 | 0 | 0 | 0
F4_Commercial_Restaurant (WA)_Existing_Food Preparation_Natural Gas_Range_E8 | F4 | Commercial | Restaurant (WA) | Existing | Food Preparation | Natural Gas | Range | E8 | RVT BC Ratio | 0 | 0 | 0 | 0 | 0 | 0 | 0 | 0 | 0 | 0 | 0 | 0 | 0 | 0 | 0 | 0 | 0 | 0 | 0 | 0 | 0 | 0 | 0 | 0 | 0 | 0 | 0
F4_Commercial_Restaurant (WA)_Existing_Food Preparation_Natural Gas_Range_E9 | F4 | Commercial | Restaurant (WA) | Existing | Food Preparation | Natural Gas | Range | E9 | RVT BC Ratio | 0 | 0 | 0 | 0 | 0 | 0 | 0 | 0 | 0 | 0 | 0 | 0 | 0 | 0 | 0 | 0 | 0 | 0 | 0 | 0 | 0 | 0 | 0 | 0 | 0 | 0 | 0
F4_Commercial_Restaurant (WA)_Existing_Food Preparation_Natural Gas_Range_E10 | F4 | Commercial | Restaurant (WA) | Existing | Food Preparation | Natural Gas | Range | E10 | RVT BC Ratio | 0 | 0 | 0 | 0 | 0 | 0 | 0 | 0 | 0 | 0 | 0 | 0 | 0 | 0 | 0 | 0 | 0 | 0 | 0 | 0 | 0 | 0 | 0 | 0 | 0 | 0 | 0
F5_Commercial_Restaurant (WA)_Existing_Food Preparation_Natural Gas_Range_E1 | F5 | Commercial | Restaurant (WA) | Existing | Food Preparation | Natural Gas | Range | E1 | RIM BC Ratio | [24 empty] | 1 | 1 | 1 | bar: 2019 to 2042
F5_Commercial_Restaurant (WA)_Existing_Food Preparation_Natural Gas_Range_E2 | F5 | Commercial | Restaurant (WA) | Existing | Food Preparation | Natural Gas | Range | E2 | RIM BC Ratio | 0.76313 | 0.76913 | 0.77687 | 0.78516 | 0.79393 | 0.80323 | 0.81271 | 0.82233 | 0.83213 | 0.84271 | 0.84556 | 0.84885 | 0.85287 | 0.85755 | 0.86218 | 0.86691 | 0.87173 | 0.87677 | 0.88209 | 0.88767 | 0.89355 | 0.89451 | 0.89544 | 0.89638 | 0.8973 | 0.8982 | 0.8991
F5_Commercial_Restaurant (WA)_Existing_Food Preparation_Natural Gas_Range_E3 | F5 | Commercial | Restaurant (WA) | Existing | Food Preparation | Natural Gas | Range | E3 | RIM BC Ratio | 0 | 0 | 0 | 0 | 0 | 0 | 0 | 0 | 0 | 0 | 0 | 0 | 0 | 0 | 0 | 0 | 0 | 0 | 0 | 0 | 0 | 0 | 0 | 0 | 0 | 0 | 0
F5_Commercial_Restaurant (WA)_Existing_Food Preparation_Natural Gas_Range_E4 | F5 | Commercial | Restaurant (WA) | Existing | Food Preparation | Natural Gas | Range | E4 | RIM BC Ratio | 0 | 0 | 0 | 0 | 0 | 0 | 0 | 0 | 0 | 0 | 0 | 0 | 0 | 0 | 0 | 0 | 0 | 0 | 0 | 0 | 0 | 0 | 0 | 0 | 0 | 0 | 0
F5_Commercial_Restaurant (WA)_Existing_Food Preparation_Natural Gas_Range_E5 | F5 | Commercial | Restaurant (WA) | Existing | Food Preparation | Natural Gas | Range | E5 | RIM BC Ratio | 0 | 0 | 0 | 0 | 0 | 0 | 0 | 0 | 0 | 0 | 0 | 0 | 0 | 0 | 0 | 0 | 0 | 0 | 0 | 0 | 0 | 0 | 0 | 0 | 0 | 0 | 0
F5_Commercial_Restaurant (WA)_Existing_Food Preparation_Natural Gas_Range_E6 | F5 | Commercial | Restaurant (WA) | Existing | Food Preparation | Natural Gas | Range | E6 | RIM BC Ratio | 0 | 0 | 0 | 0 | 0 | 0 | 0 | 0 | 0 | 0 | 0 | 0 | 0 | 0 | 0 | 0 | 0 | 0 | 0 | 0 | 0 | 0 | 0 | 0 | 0 | 0 | 0
F5_Commercial_Restaurant (WA)_Existing_Food Preparation_Natural Gas_Range_E7 | F5 | Commercial | Restaurant (WA) | Existing | Food Preparation | Natural Gas | Range | E7 | RIM BC Ratio | 0 | 0 | 0 | 0 | 0 | 0 | 0 | 0 | 0 | 0 | 0 | 0 | 0 | 0 | 0 | 0 | 0 | 0 | 0 | 0 | 0 | 0 | 0 | 0 | 0 | 0 | 0
F5_Commercial_Restaurant (WA)_Existing_Food Preparation_Natural Gas_Range_E8 | F5 | Commercial | Restaurant (WA) | Existing | Food Preparation | Natural Gas | Range | E8 | RIM BC Ratio | 0 | 0 | 0 | 0 | 0 | 0 | 0 | 0 | 0 | 0 | 0 | 0 | 0 | 0 | 0 | 0 | 0 | 0 | 0 | 0 | 0 | 0 | 0 | 0 | 0 | 0 | 0
F5_Commercial_Restaurant (WA)_Existing_Food Preparation_Natural Gas_Range_E9 | F5 | Commercial | Restaurant (WA) | Existing | Food Preparation | Natural Gas | Range | E9 | RIM BC Ratio | 0 | 0 | 0 | 0 | 0 | 0 | 0 | 0 | 0 | 0 | 0 | 0 | 0 | 0 | 0 | 0 | 0 | 0 | 0 | 0 | 0 | 0 | 0 | 0 | 0 | 0 | 0
F5_Commercial_Restaurant (WA)_Existing_Food Preparation_Natural Gas_Range_E10 | F5 | Commercial | Restaurant (WA) | Existing | Food Preparation | Natural Gas | Range | E10 | RIM BC Ratio | 0 | 0 | 0 | 0 | 0 | 0 | 0 | 0 | 0 | 0 | 0 | 0 | 0 | 0 | 0 | 0 | 0 | 0 | 0 | 0 | 0 | 0 | 0 | 0 | 0 | 0 | 0
F0_Commercial_Restaurant (WA)_Existing_Food Preparation_Natural Gas_Steamer_E0 | F0 | Commercial | Restaurant (WA) | Existing | Food Preparation | Natural Gas | Steamer | E0 | Economic Unit | ENERGY STAR | ENERGY STAR | ENERGY STAR | ENERGY STAR | ENERGY STAR | ENERGY STAR | ENERGY STAR | ENERGY STAR | ENERGY STAR | ENERGY STAR | ENERGY STAR | ENERGY STAR | ENERGY STAR | ENERGY STAR | ENERGY STAR | ENERGY STAR | ENERGY STAR | ENERGY STAR | ENERGY STAR | ENERGY STAR | ENERGY STAR | ENERGY STAR | ENERGY STAR | ENERGY STAR | ENERGY STAR | ENERGY STAR | ENERGY STAR
F1_Commercial_Restaurant (WA)_Existing_Food Preparation_Natural Gas_Steamer_E1 | F1 | Commercial | Restaurant (WA) | Existing | Food Preparation | Natural Gas | Steamer | E1 | CCE | 0 | 0 | 0 | 0 | 0 | 0 | 0 | 0 | 0 | 0 | 0 | 0 | 0 | 0 | 0 | 0 | 0 | 0 | 0 | 0 | 0 | 0 | 0 | 0 | 0 | 0 | 0
F1_Commercial_Restaurant (WA)_Existing_Food Preparation_Natural Gas_Steamer_E2 | F1 | Commercial | Restaurant (WA) | Existing | Food Preparation | Natural Gas | Steamer | E2 | CCE | 8.8373e-05 | 8.8373e-05 | 8.8373e-05 | 8.8373e-05 | 8.8373e-05 | 8.8373e-05 | 8.8373e-05 | 8.8373e-05 | 8.8373e-05 | 8.8373e-05 | 8.8373e-05 | 8.8373e-05 | 8.8373e-05 | 8.8373e-05 | 8.8373e-05 | 8.8373e-05 | 8.8373e-05 | 8.8373e-05 | 8.8373e-05 | 8.8373e-05 | 8.8373e-05 | 8.8373e-05 | 8.8373e-05 | 8.8373e-05 | 8.8373e-05 | 8.8373e-05 | 8.8373e-05
F1_Commercial_Restaurant (WA)_Existing_Food Preparation_Natural Gas_Steamer_E3 | F1 | Commercial | Restaurant (WA) | Existing | Food Preparation | Natural Gas | Steamer | E3 | CCE | 0 | 0 | 0 | 0 | 0 | 0 | 0 | 0 | 0 | 0 | 0 | 0 | 0 | 0 | 0 | 0 | 0 | 0 | 0 | 0 | 0 | 0 | 0 | 0 | 0 | 0 | 0
F1_Commercial_Restaurant (WA)_Existing_Food Preparation_Natural Gas_Steamer_E4 | F1 | Commercial | Restaurant (WA) | Existing | Food Preparation | Natural Gas | Steamer | E4 | CCE | 0 | 0 | 0 | 0 | 0 | 0 | 0 | 0 | 0 | 0 | 0 | 0 | 0 | 0 | 0 | 0 | 0 | 0 | 0 | 0 | 0 | 0 | 0 | 0 | 0 | 0 | 0
F1_Commercial_Restaurant (WA)_Existing_Food Preparation_Natural Gas_Steamer_E5 | F1 | Commercial | Restaurant (WA) | Existing | Food Preparation | Natural Gas | Steamer | E5 | CCE | 0 | 0 | 0 | 0 | 0 | 0 | 0 | 0 | 0 | 0 | 0 | 0 | 0 | 0 | 0 | 0 | 0 | 0 | 0 | 0 | 0 | 0 | 0 | 0 | 0 | 0 | 0
F1_Commercial_Restaurant (WA)_Existing_Food Preparation_Natural Gas_Steamer_E6 | F1 | Commercial | Restaurant (WA) | Existing | Food Preparation | Natural Gas | Steamer | E6 | CCE | 0 | 0 | 0 | 0 | 0 | 0 | 0 | 0 | 0 | 0 | 0 | 0 | 0 | 0 | 0 | 0 | 0 | 0 | 0 | 0 | 0 | 0 | 0 | 0 | 0 | 0 | 0
F1_Commercial_Restaurant (WA)_Existing_Food Preparation_Natural Gas_Steamer_E7 | F1 | Commercial | Restaurant (WA) | Existing | Food Preparation | Natural Gas | Steamer | E7 | CCE | 0 | 0 | 0 | 0 | 0 | 0 | 0 | 0 | 0 | 0 | 0 | 0 | 0 | 0 | 0 | 0 | 0 | 0 | 0 | 0 | 0 | 0 | 0 | 0 | 0 | 0 | 0
F1_Commercial_Restaurant (WA)_Existing_Food Preparation_Natural Gas_Steamer_E8 | F1 | Commercial | Restaurant (WA) | Existing | Food Preparation | Natural Gas | Steamer | E8 | CCE | 0 | 0 | 0 | 0 | 0 | 0 | 0 | 0 | 0 | 0 | 0 | 0 | 0 | 0 | 0 | 0 | 0 | 0 | 0 | 0 | 0 | 0 | 0 | 0 | 0 | 0 | 0
F1_Commercial_Restaurant (WA)_Existing_Food Preparation_Natural Gas_Steamer_E9 | F1 | Commercial | Restaurant (WA) | Existing | Food Preparation | Natural Gas | Steamer | E9 | CCE | 0 | 0 | 0 | 0 | 0 | 0 | 0 | 0 | 0 | 0 | 0 | 0 | 0 | 0 | 0 | 0 | 0 | 0 | 0 | 0 | 0 | 0 | 0 | 0 | 0 | 0 | 0
F1_Commercial_Restaurant (WA)_Existing_Food Preparation_Natural Gas_Steamer_E10 | F1 | Commercial | Restaurant (WA) | Existing | Food Preparation | Natural Gas | Steamer | E10 | CCE | 0 | 0 | 0 | 0 | 0 | 0 | 0 | 0 | 0 | 0 | 0 | 0 | 0 | 0 | 0 | 0 | 0 | 0 | 0 | 0 | 0 | 0 | 0 | 0 | 0 | 0 | 0
F2_Commercial_Restaurant (WA)_Existing_Food Preparation_Natural Gas_Steamer_E1 | F2 | Commercial | Restaurant (WA) | Existing | Food Preparation | Natural Gas | Steamer | E1 | TRC BC Ratio | [24 empty] | 1 | 1 | 1 | bar: 2019 to 2042
F2_Commercial_Restaurant (WA)_Existing_Food Preparation_Natural Gas_Steamer_E2 | F2 | Commercial | Restaurant (WA) | Existing | Food Preparation | Natural Gas | Steamer | E2 | TRC BC Ratio | 40.2724 | 41.2873 | 42.4898 | 43.8678 | 45.4261 | 47.3221 | 49.2737 | 51.2063 | 53.0669 | 54.9534 | 56.4544 | 57.8606 | 59.3715 | 60.8505 | 62.1729 | 63.4104 | 64.5202 | 65.6159 | 66.7863 | 67.9279 | 69.1008 | 70.3201 | 71.5524 | 72.8236 | 74.1174 | 75.4342 | 76.7743
F2_Commercial_Restaurant (WA)_Existing_Food Preparation_Natural Gas_Steamer_E3 | F2 | Commercial | Restaurant (WA) | Existing | Food Preparation | Natural Gas | Steamer | E3 | TRC BC Ratio | 0 | 0 | 0 | 0 | 0 | 0 | 0 | 0 | 0 | 0 | 0 | 0 | 0 | 0 | 0 | 0 | 0 | 0 | 0 | 0 | 0 | 0 | 0 | 0 | 0 | 0 | 0
F2_Commercial_Restaurant (WA)_Existing_Food Preparation_Natural Gas_Steamer_E4 | F2 | Commercial | Restaurant (WA) | Existing | Food Preparation | Natural Gas | Steamer | E4 | TRC BC Ratio | 0 | 0 | 0 | 0 | 0 | 0 | 0 | 0 | 0 | 0 | 0 | 0 | 0 | 0 | 0 | 0 | 0 | 0 | 0 | 0 | 0 | 0 | 0 | 0 | 0 | 0 | 0
F2_Commercial_Restaurant (WA)_Existing_Food Preparation_Natural Gas_Steamer_E5 | F2 | Commercial | Restaurant (WA) | Existing | Food Preparation | Natural Gas | Steamer | E5 | TRC BC Ratio | 0 | 0 | 0 | 0 | 0 | 0 | 0 | 0 | 0 | 0 | 0 | 0 | 0 | 0 | 0 | 0 | 0 | 0 | 0 | 0 | 0 | 0 | 0 | 0 | 0 | 0 | 0
F2_Commercial_Restaurant (WA)_Existing_Food Preparation_Natural Gas_Steamer_E6 | F2 | Commercial | Restaurant (WA) | Existing | Food Preparation | Natural Gas | Steamer | E6 | TRC BC Ratio | 0 | 0 | 0 | 0 | 0 | 0 | 0 | 0 | 0 | 0 | 0 | 0 | 0 | 0 | 0 | 0 | 0 | 0 | 0 | 0 | 0 | 0 | 0 | 0 | 0 | 0 | 0
F2_Commercial_Restaurant (WA)_Existing_Food Preparation_Natural Gas_Steamer_E7 | F2 | Commercial | Restaurant (WA) | Existing | Food Preparation | Natural Gas | Steamer | E7 | TRC BC Ratio | 0 | 0 | 0 | 0 | 0 | 0 | 0 | 0 | 0 | 0 | 0 | 0 | 0 | 0 | 0 | 0 | 0 | 0 | 0 | 0 | 0 | 0 | 0 | 0 | 0 | 0 | 0
F2_Commercial_Restaurant (WA)_Existing_Food Preparation_Natural Gas_Steamer_E8 | F2 | Commercial | Restaurant (WA) | Existing | Food Preparation | Natural Gas | Steamer | E8 | TRC BC Ratio | 0 | 0 | 0 | 0 | 0 | 0 | 0 | 0 | 0 | 0 | 0 | 0 | 0 | 0 | 0 | 0 | 0 | 0 | 0 | 0 | 0 | 0 | 0 | 0 | 0 | 0 | 0
F2_Commercial_Restaurant (WA)_Existing_Food Preparation_Natural Gas_Steamer_E9 | F2 | Commercial | Restaurant (WA) | Existing | Food Preparation | Natural Gas | Steamer | E9 | TRC BC Ratio | 0 | 0 | 0 | 0 | 0 | 0 | 0 | 0 | 0 | 0 | 0 | 0 | 0 | 0 | 0 | 0 | 0 | 0 | 0 | 0 | 0 | 0 | 0 | 0 | 0 | 0 | 0
F2_Commercial_Restaurant (WA)_Existing_Food Preparation_Natural Gas_Steamer_E10 | F2 | Commercial | Restaurant (WA) | Existing | Food Preparation | Natural Gas | Steamer | E10 | TRC BC Ratio | 0 | 0 | 0 | 0 | 0 | 0 | 0 | 0 | 0 | 0 | 0 | 0 | 0 | 0 | 0 | 0 | 0 | 0 | 0 | 0 | 0 | 0 | 0 | 0 | 0 | 0 | 0
F3_Commercial_Restaurant (WA)_Existing_Food Preparation_Natural Gas_Steamer_E1 | F3 | Commercial | Restaurant (WA) | Existing | Food Preparation | Natural Gas | Steamer | E1 | PACT BC Ratio | [24 empty] | 1 | 1 | 1 | bar: 2019 to 2042
F3_Commercial_Restaurant (WA)_Existing_Food Preparation_Natural Gas_Steamer_E2 | F3 | Commercial | Restaurant (WA) | Existing | Food Preparation | Natural Gas | Steamer | E2 | PACT BC Ratio | 81.1634 | 83.2089 | 85.6324 | 88.4095 | 91.5501 | 95.3713 | 99.3043 | 103.1994 | 106.9491 | 110.751 | 113.7761 | 116.6102 | 119.6552 | 122.6359 | 125.301 | 127.7951 | 130.0317 | 132.24 | 134.5986 | 136.8995 | 139.2632 | 141.7207 | 144.2042 | 146.7661 | 149.3735 | 152.0273 | 154.7282
F3_Commercial_Restaurant (WA)_Existing_Food Preparation_Natural Gas_Steamer_E3 | F3 | Commercial | Restaurant (WA) | Existing | Food Preparation | Natural Gas | Steamer | E3 | PACT BC Ratio | 0 | 0 | 0 | 0 | 0 | 0 | 0 | 0 | 0 | 0 | 0 | 0 | 0 | 0 | 0 | 0 | 0 | 0 | 0 | 0 | 0 | 0 | 0 | 0 | 0 | 0 | 0
F3_Commercial_Restaurant (WA)_Existing_Food Preparation_Natural Gas_Steamer_E4 | F3 | Commercial | Restaurant (WA) | Existing | Food Preparation | Natural Gas | Steamer | E4 | PACT BC Ratio | 0 | 0 | 0 | 0 | 0 | 0 | 0 | 0 | 0 | 0 | 0 | 0 | 0 | 0 | 0 | 0 | 0 | 0 | 0 | 0 | 0 | 0 | 0 | 0 | 0 | 0 | 0
F3_Commercial_Restaurant (WA)_Existing_Food Preparation_Natural Gas_Steamer_E5 | F3 | Commercial | Restaurant (WA) | Existing | Food Preparation | Natural Gas | Steamer | E5 | PACT BC Ratio | 0 | 0 | 0 | 0 | 0 | 0 | 0 | 0 | 0 | 0 | 0 | 0 | 0 | 0 | 0 | 0 | 0 | 0 | 0 | 0 | 0 | 0 | 0 | 0 | 0 | 0 | 0
F3_Commercial_Restaurant (WA)_Existing_Food Preparation_Natural Gas_Steamer_E6 | F3 | Commercial | Restaurant (WA) | Existing | Food Preparation | Natural Gas | Steamer | E6 | PACT BC Ratio | 0 | 0 | 0 | 0 | 0 | 0 | 0 | 0 | 0 | 0 | 0 | 0 | 0 | 0 | 0 | 0 | 0 | 0 | 0 | 0 | 0 | 0 | 0 | 0 | 0 | 0 | 0
F3_Commercial_Restaurant (WA)_Existing_Food Preparation_Natural Gas_Steamer_E7 | F3 | Commercial | Restaurant (WA) | Existing | Food Preparation | Natural Gas | Steamer | E7 | PACT BC Ratio | 0 | 0 | 0 | 0 | 0 | 0 | 0 | 0 | 0 | 0 | 0 | 0 | 0 | 0 | 0 | 0 | 0 | 0 | 0 | 0 | 0 | 0 | 0 | 0 | 0 | 0 | 0
F3_Commercial_Restaurant (WA)_Existing_Food Preparation_Natural Gas_Steamer_E8 | F3 | Commercial | Restaurant (WA) | Existing | Food Preparation | Natural Gas | Steamer | E8 | PACT BC Ratio | 0 | 0 | 0 | 0 | 0 | 0 | 0 | 0 | 0 | 0 | 0 | 0 | 0 | 0 | 0 | 0 | 0 | 0 | 0 | 0 | 0 | 0 | 0 | 0 | 0 | 0 | 0
F3_Commercial_Restaurant (WA)_Existing_Food Preparation_Natural Gas_Steamer_E9 | F3 | Commercial | Restaurant (WA) | Existing | Food Preparation | Natural Gas | Steamer | E9 | PACT BC Ratio | 0 | 0 | 0 | 0 | 0 | 0 | 0 | 0 | 0 | 0 | 0 | 0 | 0 | 0 | 0 | 0 | 0 | 0 | 0 | 0 | 0 | 0 | 0 | 0 | 0 | 0 | 0
F3_Commercial_Restaurant (WA)_Existing_Food Preparation_Natural Gas_Steamer_E10 | F3 | Commercial | Restaurant (WA) | Existing | Food Preparation | Natural Gas | Steamer | E10 | PACT BC Ratio | 0 | 0 | 0 | 0 | 0 | 0 | 0 | 0 | 0 | 0 | 0 | 0 | 0 | 0 | 0 | 0 | 0 | 0 | 0 | 0 | 0 | 0 | 0 | 0 | 0 | 0 | 0
F4_Commercial_Restaurant (WA)_Existing_Food Preparation_Natural Gas_Steamer_E1 | F4 | Commercial | Restaurant (WA) | Existing | Food Preparation | Natural Gas | Steamer | E1 | RVT BC Ratio | [24 empty] | 1 | 1 | 1 | bar: 2019 to 2042
F4_Commercial_Restaurant (WA)_Existing_Food Preparation_Natural Gas_Steamer_E2 | F4 | Commercial | Restaurant (WA) | Existing | Food Preparation | Natural Gas | Steamer | E2 | RVT BC Ratio | 57.3146 | 58.3899 | 59.652 | 61.1233 | 62.8087 | 64.9124 | 67.0219 | 69.0249 | 70.838 | 72.5955 | 74.4167 | 76.0718 | 77.8188 | 79.4717 | 80.8932 | 82.176 | 83.2616 | 84.2981 | 85.4003 | 86.4296 | 87.4624 | 88.9988 | 90.5515 | 92.1532 | 93.7834 | 95.4425 | 97.1311
F4_Commercial_Restaurant (WA)_Existing_Food Preparation_Natural Gas_Steamer_E3 | F4 | Commercial | Restaurant (WA) | Existing | Food Preparation | Natural Gas | Steamer | E3 | RVT BC Ratio | 0 | 0 | 0 | 0 | 0 | 0 | 0 | 0 | 0 | 0 | 0 | 0 | 0 | 0 | 0 | 0 | 0 | 0 | 0 | 0 | 0 | 0 | 0 | 0 | 0 | 0 | 0
F4_Commercial_Restaurant (WA)_Existing_Food Preparation_Natural Gas_Steamer_E4 | F4 | Commercial | Restaurant (WA) | Existing | Food Preparation | Natural Gas | Steamer | E4 | RVT BC Ratio | 0 | 0 | 0 | 0 | 0 | 0 | 0 | 0 | 0 | 0 | 0 | 0 | 0 | 0 | 0 | 0 | 0 | 0 | 0 | 0 | 0 | 0 | 0 | 0 | 0 | 0 | 0
F4_Commercial_Restaurant (WA)_Existing_Food Preparation_Natural Gas_Steamer_E5 | F4 | Commercial | Restaurant (WA) | Existing | Food Preparation | Natural Gas | Steamer | E5 | RVT BC Ratio | 0 | 0 | 0 | 0 | 0 | 0 | 0 | 0 | 0 | 0 | 0 | 0 | 0 | 0 | 0 | 0 | 0 | 0 | 0 | 0 | 0 | 0 | 0 | 0 | 0 | 0 | 0
F4_Commercial_Restaurant (WA)_Existing_Food Preparation_Natural Gas_Steamer_E6 | F4 | Commercial | Restaurant (WA) | Existing | Food Preparation | Natural Gas | Steamer | E6 | RVT BC Ratio | 0 | 0 | 0 | 0 | 0 | 0 | 0 | 0 | 0 | 0 | 0 | 0 | 0 | 0 | 0 | 0 | 0 | 0 | 0 | 0 | 0 | 0 | 0 | 0 | 0 | 0 | 0
F4_Commercial_Restaurant (WA)_Existing_Food Preparation_Natural Gas_Steamer_E7 | F4 | Commercial | Restaurant (WA) | Existing | Food Preparation | Natural Gas | Steamer | E7 | RVT BC Ratio | 0 | 0 | 0 | 0 | 0 | 0 | 0 | 0 | 0 | 0 | 0 | 0 | 0 | 0 | 0 | 0 | 0 | 0 | 0 | 0 | 0 | 0 | 0 | 0 | 0 | 0 | 0
F4_Commercial_Restaurant (WA)_Existing_Food Preparation_Natural Gas_Steamer_E8 | F4 | Commercial | Restaurant (WA) | Existing | Food Preparation | Natural Gas | Steamer | E8 | RVT BC Ratio | 0 | 0 | 0 | 0 | 0 | 0 | 0 | 0 | 0 | 0 | 0 | 0 | 0 | 0 | 0 | 0 | 0 | 0 | 0 | 0 | 0 | 0 | 0 | 0 | 0 | 0 | 0
F4_Commercial_Restaurant (WA)_Existing_Food Preparation_Natural Gas_Steamer_E9 | F4 | Commercial | Restaurant (WA) | Existing | Food Preparation | Natural Gas | Steamer | E9 | RVT BC Ratio | 0 | 0 | 0 | 0 | 0 | 0 | 0 | 0 | 0 | 0 | 0 | 0 | 0 | 0 | 0 | 0 | 0 | 0 | 0 | 0 | 0 | 0 | 0 | 0 | 0 | 0 | 0
F4_Commercial_Restaurant (WA)_Existing_Food Preparation_Natural Gas_Steamer_E10 | F4 | Commercial | Restaurant (WA) | Existing | Food Preparation | Natural Gas | Steamer | E10 | RVT BC Ratio | 0 | 0 | 0 | 0 | 0 | 0 | 0 | 0 | 0 | 0 | 0 | 0 | 0 | 0 | 0 | 0 | 0 | 0 | 0 | 0 | 0 | 0 | 0 | 0 | 0 | 0 | 0
F5_Commercial_Restaurant (WA)_Existing_Food Preparation_Natural Gas_Steamer_E1 | F5 | Commercial | Restaurant (WA) | Existing | Food Preparation | Natural Gas | Steamer | E1 | RIM BC Ratio | [24 empty] | 1 | 1 | 1 | bar: 2019 to 2042
F5_Commercial_Restaurant (WA)_Existing_Food Preparation_Natural Gas_Steamer_E2 | F5 | Commercial | Restaurant (WA) | Existing | Food Preparation | Natural Gas | Steamer | E2 | RIM BC Ratio | 0.84025 | 0.84562 | 0.8519 | 0.85842 | 0.86514 | 0.87213 | 0.8796 | 0.88765 | 0.89643 | 0.90588 | 0.90791 | 0.91033 | 0.91319 | 0.91652 | 0.92002 | 0.92372 | 0.92766 | 0.93184 | 0.93625 | 0.94094 | 0.94591 | 0.94602 | 0.94613 | 0.94624 | 0.94635 | 0.94645 | 0.94655
F5_Commercial_Restaurant (WA)_Existing_Food Preparation_Natural Gas_Steamer_E3 | F5 | Commercial | Restaurant (WA) | Existing | Food Preparation | Natural Gas | Steamer | E3 | RIM BC Ratio | 0 | 0 | 0 | 0 | 0 | 0 | 0 | 0 | 0 | 0 | 0 | 0 | 0 | 0 | 0 | 0 | 0 | 0 | 0 | 0 | 0 | 0 | 0 | 0 | 0 | 0 | 0
F5_Commercial_Restaurant (WA)_Existing_Food Preparation_Natural Gas_Steamer_E4 | F5 | Commercial | Restaurant (WA) | Existing | Food Preparation | Natural Gas | Steamer | E4 | RIM BC Ratio | 0 | 0 | 0 | 0 | 0 | 0 | 0 | 0 | 0 | 0 | 0 | 0 | 0 | 0 | 0 | 0 | 0 | 0 | 0 | 0 | 0 | 0 | 0 | 0 | 0 | 0 | 0
F5_Commercial_Restaurant (WA)_Existing_Food Preparation_Natural Gas_Steamer_E5 | F5 | Commercial | Restaurant (WA) | Existing | Food Preparation | Natural Gas | Steamer | E5 | RIM BC Ratio | 0 | 0 | 0 | 0 | 0 | 0 | 0 | 0 | 0 | 0 | 0 | 0 | 0 | 0 | 0 | 0 | 0 | 0 | 0 | 0 | 0 | 0 | 0 | 0 | 0 | 0 | 0
F5_Commercial_Restaurant (WA)_Existing_Food Preparation_Natural Gas_Steamer_E6 | F5 | Commercial | Restaurant (WA) | Existing | Food Preparation | Natural Gas | Steamer | E6 | RIM BC Ratio | 0 | 0 | 0 | 0 | 0 | 0 | 0 | 0 | 0 | 0 | 0 | 0 | 0 | 0 | 0 | 0 | 0 | 0 | 0 | 0 | 0 | 0 | 0 | 0 | 0 | 0 | 0
F5_Commercial_Restaurant (WA)_Existing_Food Preparation_Natural Gas_Steamer_E7 | F5 | Commercial | Restaurant (WA) | Existing | Food Preparation | Natural Gas | Steamer | E7 | RIM BC Ratio | 0 | 0 | 0 | 0 | 0 | 0 | 0 | 0 | 0 | 0 | 0 | 0 | 0 | 0 | 0 | 0 | 0 | 0 | 0 | 0 | 0 | 0 | 0 | 0 | 0 | 0 | 0
F5_Commercial_Restaurant (WA)_Existing_Food Preparation_Natural Gas_Steamer_E8 | F5 | Commercial | Restaurant (WA) | Existing | Food Preparation | Natural Gas | Steamer | E8 | RIM BC Ratio | 0 | 0 | 0 | 0 | 0 | 0 | 0 | 0 | 0 | 0 | 0 | 0 | 0 | 0 | 0 | 0 | 0 | 0 | 0 | 0 | 0 | 0 | 0 | 0 | 0 | 0 | 0
F5_Commercial_Restaurant (WA)_Existing_Food Preparation_Natural Gas_Steamer_E9 | F5 | Commercial | Restaurant (WA) | Existing | Food Preparation | Natural Gas | Steamer | E9 | RIM BC Ratio | 0 | 0 | 0 | 0 | 0 | 0 | 0 | 0 | 0 | 0 | 0 | 0 | 0 | 0 | 0 | 0 | 0 | 0 | 0 | 0 | 0 | 0 | 0 | 0 | 0 | 0 | 0
F5_Commercial_Restaurant (WA)_Existing_Food Preparation_Natural Gas_Steamer_E10 | F5 | Commercial | Restaurant (WA) | Existing | Food Preparation | Natural Gas | Steamer | E10 | RIM BC Ratio | 0 | 0 | 0 | 0 | 0 | 0 | 0 | 0 | 0 | 0 | 0 | 0 | 0 | 0 | 0 | 0 | 0 | 0 | 0 | 0 | 0 | 0 | 0 | 0 | 0 | 0 | 0
F0_Commercial_Restaurant (WA)_Existing_Food Preparation_Natural Gas_Food Prep Other_E0 | F0 | Commercial | Restaurant (WA) | Existing | Food Preparation | Natural Gas | Food Prep Other | E0 | Economic Unit | ENERGY STAR | ENERGY STAR | ENERGY STAR | ENERGY STAR | ENERGY STAR | ENERGY STAR | ENERGY STAR | ENERGY STAR | ENERGY STAR | ENERGY STAR | ENERGY STAR | ENERGY STAR | ENERGY STAR | ENERGY STAR | ENERGY STAR | ENERGY STAR | ENERGY STAR | ENERGY STAR | ENERGY STAR | ENERGY STAR | ENERGY STAR | ENERGY STAR | ENERGY STAR | ENERGY STAR | ENERGY STAR | ENERGY STAR | ENERGY STAR
F1_Commercial_Restaurant (WA)_Existing_Food Preparation_Natural Gas_Food Prep Other_E1 | F1 | Commercial | Restaurant (WA) | Existing | Food Preparation | Natural Gas | Food Prep Other | E1 | CCE | 0 | 0 | 0 | 0 | 0 | 0 | 0 | 0 | 0 | 0 | 0 | 0 | 0 | 0 | 0 | 0 | 0 | 0 | 0 | 0 | 0 | 0 | 0 | 0 | 0 | 0 | 0
F1_Commercial_Restaurant (WA)_Existing_Food Preparation_Natural Gas_Food Prep Other_E2 | F1 | Commercial | Restaurant (WA) | Existing | Food Preparation | Natural Gas | Food Prep Other | E2 | CCE | 0.00060384 | 0.00060384 | 0.00060384 | 0.00060384 | 0.00060384 | 0.00060384 | 0.00060384 | 0.00060384 | 0.00060384 | 0.00060384 | 0.00060384 | 0.00060384 | 0.00060384 | 0.00060384 | 0.00060384 | 0.00060384 | 0.00060384 | 0.00060384 | 0.00060384 | 0.00060384 | 0.00060384 | 0.00060384 | 0.00060384 | 0.00060384 | 0.00060384 | 0.00060384 | 0.00060384
F1_Commercial_Restaurant (WA)_Existing_Food Preparation_Natural Gas_Food Prep Other_E3 | F1 | Commercial | Restaurant (WA) | Existing | Food Preparation | Natural Gas | Food Prep Other | E3 | CCE | 0 | 0 | 0 | 0 | 0 | 0 | 0 | 0 | 0 | 0 | 0 | 0 | 0 | 0 | 0 | 0 | 0 | 0 | 0 | 0 | 0 | 0 | 0 | 0 | 0 | 0 | 0
F1_Commercial_Restaurant (WA)_Existing_Food Preparation_Natural Gas_Food Prep Other_E4 | F1 | Commercial | Restaurant (WA) | Existing | Food Preparation | Natural Gas | Food Prep Other | E4 | CCE | 0 | 0 | 0 | 0 | 0 | 0 | 0 | 0 | 0 | 0 | 0 | 0 | 0 | 0 | 0 | 0 | 0 | 0 | 0 | 0 | 0 | 0 | 0 | 0 | 0 | 0 | 0
F1_Commercial_Restaurant (WA)_Existing_Food Preparation_Natural Gas_Food Prep Other_E5 | F1 | Commercial | Restaurant (WA) | Existing | Food Preparation | Natural Gas | Food Prep Other | E5 | CCE | 0 | 0 | 0 | 0 | 0 | 0 | 0 | 0 | 0 | 0 | 0 | 0 | 0 | 0 | 0 | 0 | 0 | 0 | 0 | 0 | 0 | 0 | 0 | 0 | 0 | 0 | 0
F1_Commercial_Restaurant (WA)_Existing_Food Preparation_Natural Gas_Food Prep Other_E6 | F1 | Commercial | Restaurant (WA) | Existing | Food Preparation | Natural Gas | Food Prep Other | E6 | CCE | 0 | 0 | 0 | 0 | 0 | 0 | 0 | 0 | 0 | 0 | 0 | 0 | 0 | 0 | 0 | 0 | 0 | 0 | 0 | 0 | 0 | 0 | 0 | 0 | 0 | 0 | 0
F1_Commercial_Restaurant (WA)_Existing_Food Preparation_Natural Gas_Food Prep Other_E7 | F1 | Commercial | Restaurant (WA) | Existing | Food Preparation | Natural Gas | Food Prep Other | E7 | CCE | 0 | 0 | 0 | 0 | 0 | 0 | 0 | 0 | 0 | 0 | 0 | 0 | 0 | 0 | 0 | 0 | 0 | 0 | 0 | 0 | 0 | 0 | 0 | 0 | 0 | 0 | 0
F1_Commercial_Restaurant (WA)_Existing_Food Preparation_Natural Gas_Food Prep Other_E8 | F1 | Commercial | Restaurant (WA) | Existing | Food Preparation | Natural Gas | Food Prep Other | E8 | CCE | 0 | 0 | 0 | 0 | 0 | 0 | 0 | 0 | 0 | 0 | 0 | 0 | 0 | 0 | 0 | 0 | 0 | 0 | 0 | 0 | 0 | 0 | 0 | 0 | 0 | 0 | 0
F1_Commercial_Restaurant (WA)_Existing_Food Preparation_Natural Gas_Food Prep Other_E9 | F1 | Commercial | Restaurant (WA) | Existing | Food Preparation | Natural Gas | Food Prep Other | E9 | CCE | 0 | 0 | 0 | 0 | 0 | 0 | 0 | 0 | 0 | 0 | 0 | 0 | 0 | 0 | 0 | 0 | 0 | 0 | 0 | 0 | 0 | 0 | 0 | 0 | 0 | 0 | 0
F1_Commercial_Restaurant (WA)_Existing_Food Preparation_Natural Gas_Food Prep Other_E10 | F1 | Commercial | Restaurant (WA) | Existing | Food Preparation | Natural Gas | Food Prep Other | E10 | CCE | 0 | 0 | 0 | 0 | 0 | 0 | 0 | 0 | 0 | 0 | 0 | 0 | 0 | 0 | 0 | 0 | 0 | 0 | 0 | 0 | 0 | 0 | 0 | 0 | 0 | 0 | 0
F2_Commercial_Restaurant (WA)_Existing_Food Preparation_Natural Gas_Food Prep Other_E1 | F2 | Commercial | Restaurant (WA) | Existing | Food Preparation | Natural Gas | Food Prep Other | E1 | TRC BC Ratio | [24 empty] | 1 | 1 | 1 | bar: 2019 to 2042
F2_Commercial_Restaurant (WA)_Existing_Food Preparation_Natural Gas_Food Prep Other_E2 | F2 | Commercial | Restaurant (WA) | Existing | Food Preparation | Natural Gas | Food Prep Other | E2 | TRC BC Ratio | 5.7434 | 5.876 | 6.0428 | 6.2395 | 6.4683 | 6.7569 | 7.0574 | 7.3571 | 7.6462 | 7.9392 | 8.1679 | 8.3806 | 8.61 | 8.8334 | 9.0304 | 9.2129 | 9.3738 | 9.532 | 9.7021 | 9.867 | 10.0367 | 10.2136 | 10.3923 | 10.5769 | 10.7648 | 10.956 | 11.1507
F2_Commercial_Restaurant (WA)_Existing_Food Preparation_Natural Gas_Food Prep Other_E3 | F2 | Commercial | Restaurant (WA) | Existing | Food Preparation | Natural Gas | Food Prep Other | E3 | TRC BC Ratio | 0 | 0 | 0 | 0 | 0 | 0 | 0 | 0 | 0 | 0 | 0 | 0 | 0 | 0 | 0 | 0 | 0 | 0 | 0 | 0 | 0 | 0 | 0 | 0 | 0 | 0 | 0
F2_Commercial_Restaurant (WA)_Existing_Food Preparation_Natural Gas_Food Prep Other_E4 | F2 | Commercial | Restaurant (WA) | Existing | Food Preparation | Natural Gas | Food Prep Other | E4 | TRC BC Ratio | 0 | 0 | 0 | 0 | 0 | 0 | 0 | 0 | 0 | 0 | 0 | 0 | 0 | 0 | 0 | 0 | 0 | 0 | 0 | 0 | 0 | 0 | 0 | 0 | 0 | 0 | 0
F2_Commercial_Restaurant (WA)_Existing_Food Preparation_Natural Gas_Food Prep Other_E5 | F2 | Commercial | Restaurant (WA) | Existing | Food Preparation | Natural Gas | Food Prep Other | E5 | TRC BC Ratio | 0 | 0 | 0 | 0 | 0 | 0 | 0 | 0 | 0 | 0 | 0 | 0 | 0 | 0 | 0 | 0 | 0 | 0 | 0 | 0 | 0 | 0 | 0 | 0 | 0 | 0 | 0
F2_Commercial_Restaurant (WA)_Existing_Food Preparation_Natural Gas_Food Prep Other_E6 | F2 | Commercial | Restaurant (WA) | Existing | Food Preparation | Natural Gas | Food Prep Other | E6 | TRC BC Ratio | 0 | 0 | 0 | 0 | 0 | 0 | 0 | 0 | 0 | 0 | 0 | 0 | 0 | 0 | 0 | 0 | 0 | 0 | 0 | 0 | 0 | 0 | 0 | 0 | 0 | 0 | 0
F2_Commercial_Restaurant (WA)_Existing_Food Preparation_Natural Gas_Food Prep Other_E7 | F2 | Commercial | Restaurant (WA) | Existing | Food Preparation | Natural Gas | Food Prep Other | E7 | TRC BC Ratio | 0 | 0 | 0 | 0 | 0 | 0 | 0 | 0 | 0 | 0 | 0 | 0 | 0 | 0 | 0 | 0 | 0 | 0 | 0 | 0 | 0 | 0 | 0 | 0 | 0 | 0 | 0
F2_Commercial_Restaurant (WA)_Existing_Food Preparation_Natural Gas_Food Prep Other_E8 | F2 | Commercial | Restaurant (WA) | Existing | Food Preparation | Natural Gas | Food Prep Other | E8 | TRC BC Ratio | 0 | 0 | 0 | 0 | 0 | 0 | 0 | 0 | 0 | 0 | 0 | 0 | 0 | 0 | 0 | 0 | 0 | 0 | 0 | 0 | 0 | 0 | 0 | 0 | 0 | 0 | 0
F2_Commercial_Restaurant (WA)_Existing_Food Preparation_Natural Gas_Food Prep Other_E9 | F2 | Commercial | Restaurant (WA) | Existing | Food Preparation | Natural Gas | Food Prep Other | E9 | TRC BC Ratio | 0 | 0 | 0 | 0 | 0 | 0 | 0 | 0 | 0 | 0 | 0 | 0 | 0 | 0 | 0 | 0 | 0 | 0 | 0 | 0 | 0 | 0 | 0 | 0 | 0 | 0 | 0
F2_Commercial_Restaurant (WA)_Existing_Food Preparation_Natural Gas_Food Prep Other_E10 | F2 | Commercial | Restaurant (WA) | Existing | Food Preparation | Natural Gas | Food Prep Other | E10 | TRC BC Ratio | 0 | 0 | 0 | 0 | 0 | 0 | 0 | 0 | 0 | 0 | 0 | 0 | 0 | 0 | 0 | 0 | 0 | 0 | 0 | 0 | 0 | 0 | 0 | 0 | 0 | 0 | 0
F3_Commercial_Restaurant (WA)_Existing_Food Preparation_Natural Gas_Food Prep Other_E1 | F3 | Commercial | Restaurant (WA) | Existing | Food Preparation | Natural Gas | Food Prep Other | E1 | PACT BC Ratio | [24 empty] | 1 | 1 | 1 | bar: 2019 to 2042
F3_Commercial_Restaurant (WA)_Existing_Food Preparation_Natural Gas_Food Prep Other_E2 | F3 | Commercial | Restaurant (WA) | Existing | Food Preparation | Natural Gas | Food Prep Other | E2 | PACT BC Ratio | 11.575 | 11.8422 | 12.1784 | 12.5749 | 13.036 | 13.6176 | 14.2233 | 14.8272 | 15.4098 | 16.0003 | 16.4612 | 16.89 | 17.3522 | 17.8025 | 18.1996 | 18.5673 | 18.8916 | 19.2104 | 19.5532 | 19.8856 | 20.2275 | 20.5841 | 20.9442 | 21.3163 | 21.695 | 22.0804 | 22.4727
F3_Commercial_Restaurant (WA)_Existing_Food Preparation_Natural Gas_Food Prep Other_E3 | F3 | Commercial | Restaurant (WA) | Existing | Food Preparation | Natural Gas | Food Prep Other | E3 | PACT BC Ratio | 0 | 0 | 0 | 0 | 0 | 0 | 0 | 0 | 0 | 0 | 0 | 0 | 0 | 0 | 0 | 0 | 0 | 0 | 0 | 0 | 0 | 0 | 0 | 0 | 0 | 0 | 0
F3_Commercial_Restaurant (WA)_Existing_Food Preparation_Natural Gas_Food Prep Other_E4 | F3 | Commercial | Restaurant (WA) | Existing | Food Preparation | Natural Gas | Food Prep Other | E4 | PACT BC Ratio | 0 | 0 | 0 | 0 | 0 | 0 | 0 | 0 | 0 | 0 | 0 | 0 | 0 | 0 | 0 | 0 | 0 | 0 | 0 | 0 | 0 | 0 | 0 | 0 | 0 | 0 | 0
F3_Commercial_Restaurant (WA)_Existing_Food Preparation_Natural Gas_Food Prep Other_E5 | F3 | Commercial | Restaurant (WA) | Existing | Food Preparation | Natural Gas | Food Prep Other | E5 | PACT BC Ratio | 0 | 0 | 0 | 0 | 0 | 0 | 0 | 0 | 0 | 0 | 0 | 0 | 0 | 0 | 0 | 0 | 0 | 0 | 0 | 0 | 0 | 0 | 0 | 0 | 0 | 0 | 0
F3_Commercial_Restaurant (WA)_Existing_Food Preparation_Natural Gas_Food Prep Other_E6 | F3 | Commercial | Restaurant (WA) | Existing | Food Preparation | Natural Gas | Food Prep Other | E6 | PACT BC Ratio | 0 | 0 | 0 | 0 | 0 | 0 | 0 | 0 | 0 | 0 | 0 | 0 | 0 | 0 | 0 | 0 | 0 | 0 | 0 | 0 | 0 | 0 | 0 | 0 | 0 | 0 | 0
F3_Commercial_Restaurant (WA)_Existing_Food Preparation_Natural Gas_Food Prep Other_E7 | F3 | Commercial | Restaurant (WA) | Existing | Food Preparation | Natural Gas | Food Prep Other | E7 | PACT BC Ratio | 0 | 0 | 0 | 0 | 0 | 0 | 0 | 0 | 0 | 0 | 0 | 0 | 0 | 0 | 0 | 0 | 0 | 0 | 0 | 0 | 0 | 0 | 0 | 0 | 0 | 0 | 0
F3_Commercial_Restaurant (WA)_Existing_Food Preparation_Natural Gas_Food Prep Other_E8 | F3 | Commercial | Restaurant (WA) | Existing | Food Preparation | Natural Gas | Food Prep Other | E8 | PACT BC Ratio | 0 | 0 | 0 | 0 | 0 | 0 | 0 | 0 | 0 | 0 | 0 | 0 | 0 | 0 | 0 | 0 | 0 | 0 | 0 | 0 | 0 | 0 | 0 | 0 | 0 | 0 | 0
F3_Commercial_Restaurant (WA)_Existing_Food Preparation_Natural Gas_Food Prep Other_E9 | F3 | Commercial | Restaurant (WA) | Existing | Food Preparation | Natural Gas | Food Prep Other | E9 | PACT BC Ratio | 0 | 0 | 0 | 0 | 0 | 0 | 0 | 0 | 0 | 0 | 0 | 0 | 0 | 0 | 0 | 0 | 0 | 0 | 0 | 0 | 0 | 0 | 0 | 0 | 0 | 0 | 0
F3_Commercial_Restaurant (WA)_Existing_Food Preparation_Natural Gas_Food Prep Other_E10 | F3 | Commercial | Restaurant (WA) | Existing | Food Preparation | Natural Gas | Food Prep Other | E10 | PACT BC Ratio | 0 | 0 | 0 | 0 | 0 | 0 | 0 | 0 | 0 | 0 | 0 | 0 | 0 | 0 | 0 | 0 | 0 | 0 | 0 | 0 | 0 | 0 | 0 | 0 | 0 | 0 | 0
F4_Commercial_Restaurant (WA)_Existing_Food Preparation_Natural Gas_Food Prep Other_E1 | F4 | Commercial | Restaurant (WA) | Existing | Food Preparation | Natural Gas | Food Prep Other | E1 | RVT BC Ratio | [24 empty] | 1 | 1 | 1 | bar: 2019 to 2042
F4_Commercial_Restaurant (WA)_Existing_Food Preparation_Natural Gas_Food Prep Other_E2 | F4 | Commercial | Restaurant (WA) | Existing | Food Preparation | Natural Gas | Food Prep Other | E2 | RVT BC Ratio | 8.5941 | 8.7306 | 8.8969 | 9.099 | 9.3395 | 9.6573 | 9.9834 | 10.2988 | 10.5891 | 10.868 | 11.1544 | 11.4102 | 11.6771 | 11.9237 | 12.1315 | 12.3156 | 12.4665 | 12.6088 | 12.7615 | 12.9015 | 13.0416 | 13.2646 | 13.4897 | 13.7223 | 13.9591 | 14.2 | 14.4453
F4_Commercial_Restaurant (WA)_Existing_Food Preparation_Natural Gas_Food Prep Other_E3 | F4 | Commercial | Restaurant (WA) | Existing | Food Preparation | Natural Gas | Food Prep Other | E3 | RVT BC Ratio | 0 | 0 | 0 | 0 | 0 | 0 | 0 | 0 | 0 | 0 | 0 | 0 | 0 | 0 | 0 | 0 | 0 | 0 | 0 | 0 | 0 | 0 | 0 | 0 | 0 | 0 | 0
F4_Commercial_Restaurant (WA)_Existing_Food Preparation_Natural Gas_Food Prep Other_E4 | F4 | Commercial | Restaurant (WA) | Existing | Food Preparation | Natural Gas | Food Prep Other | E4 | RVT BC Ratio | 0 | 0 | 0 | 0 | 0 | 0 | 0 | 0 | 0 | 0 | 0 | 0 | 0 | 0 | 0 | 0 | 0 | 0 | 0 | 0 | 0 | 0 | 0 | 0 | 0 | 0 | 0
F4_Commercial_Restaurant (WA)_Existing_Food Preparation_Natural Gas_Food Prep Other_E5 | F4 | Commercial | Restaurant (WA) | Existing | Food Preparation | Natural Gas | Food Prep Other | E5 | RVT BC Ratio | 0 | 0 | 0 | 0 | 0 | 0 | 0 | 0 | 0 | 0 | 0 | 0 | 0 | 0 | 0 | 0 | 0 | 0 | 0 | 0 | 0 | 0 | 0 | 0 | 0 | 0 | 0
F4_Commercial_Restaurant (WA)_Existing_Food Preparation_Natural Gas_Food Prep Other_E6 | F4 | Commercial | Restaurant (WA) | Existing | Food Preparation | Natural Gas | Food Prep Other | E6 | RVT BC Ratio | 0 | 0 | 0 | 0 | 0 | 0 | 0 | 0 | 0 | 0 | 0 | 0 | 0 | 0 | 0 | 0 | 0 | 0 | 0 | 0 | 0 | 0 | 0 | 0 | 0 | 0 | 0
F4_Commercial_Restaurant (WA)_Existing_Food Preparation_Natural Gas_Food Prep Other_E7 | F4 | Commercial | Restaurant (WA) | Existing | Food Preparation | Natural Gas | Food Prep Other | E7 | RVT BC Ratio | 0 | 0 | 0 | 0 | 0 | 0 | 0 | 0 | 0 | 0 | 0 | 0 | 0 | 0 | 0 | 0 | 0 | 0 | 0 | 0 | 0 | 0 | 0 | 0 | 0 | 0 | 0
F4_Commercial_Restaurant (WA)_Existing_Food Preparation_Natural Gas_Food Prep Other_E8 | F4 | Commercial | Restaurant (WA) | Existing | Food Preparation | Natural Gas | Food Prep Other | E8 | RVT BC Ratio | 0 | 0 | 0 | 0 | 0 | 0 | 0 | 0 | 0 | 0 | 0 | 0 | 0 | 0 | 0 | 0 | 0 | 0 | 0 | 0 | 0 | 0 | 0 | 0 | 0 | 0 | 0
F4_Commercial_Restaurant (WA)_Existing_Food Preparation_Natural Gas_Food Prep Other_E9 | F4 | Commercial | Restaurant (WA) | Existing | Food Preparation | Natural Gas | Food Prep Other | E9 | RVT BC Ratio | 0 | 0 | 0 | 0 | 0 | 0 | 0 | 0 | 0 | 0 | 0 | 0 | 0 | 0 | 0 | 0 | 0 | 0 | 0 | 0 | 0 | 0 | 0 | 0 | 0 | 0 | 0
F4_Commercial_Restaurant (WA)_Existing_Food Preparation_Natural Gas_Food Prep Other_E10 | F4 | Commercial | Restaurant (WA) | Existing | Food Preparation | Natural Gas | Food Prep Other | E10 | RVT BC Ratio | 0 | 0 | 0 | 0 | 0 | 0 | 0 | 0 | 0 | 0 | 0 | 0 | 0 | 0 | 0 | 0 | 0 | 0 | 0 | 0 | 0 | 0 | 0 | 0 | 0 | 0 | 0
F5_Commercial_Restaurant (WA)_Existing_Food Preparation_Natural Gas_Food Prep Other_E1 | F5 | Commercial | Restaurant (WA) | Existing | Food Preparation | Natural Gas | Food Prep Other | E1 | RIM BC Ratio | [24 empty] | 1 | 1 | 1 | bar: 2019 to 2042
F5_Commercial_Restaurant (WA)_Existing_Food Preparation_Natural Gas_Food Prep Other_E2 | F5 | Commercial | Restaurant (WA) | Existing | Food Preparation | Natural Gas | Food Prep Other | E2 | RIM BC Ratio | 0.78372 | 0.78956 | 0.79712 | 0.80518 | 0.81367 | 0.82256 | 0.83164 | 0.84091 | 0.85043 | 0.86077 | 0.86323 | 0.8662 | 0.86991 | 0.87432 | 0.87877 | 0.88334 | 0.88805 | 0.893 | 0.89824 | 0.90374 | 0.90956 | 0.91027 | 0.91096 | 0.91165 | 0.91233 | 0.913 | 0.91366
F5_Commercial_Restaurant (WA)_Existing_Food Preparation_Natural Gas_Food Prep Other_E3 | F5 | Commercial | Restaurant (WA) | Existing | Food Preparation | Natural Gas | Food Prep Other | E3 | RIM BC Ratio | 0 | 0 | 0 | 0 | 0 | 0 | 0 | 0 | 0 | 0 | 0 | 0 | 0 | 0 | 0 | 0 | 0 | 0 | 0 | 0 | 0 | 0 | 0 | 0 | 0 | 0 | 0
F5_Commercial_Restaurant (WA)_Existing_Food Preparation_Natural Gas_Food Prep Other_E4 | F5 | Commercial | Restaurant (WA) | Existing | Food Preparation | Natural Gas | Food Prep Other | E4 | RIM BC Ratio | 0 | 0 | 0 | 0 | 0 | 0 | 0 | 0 | 0 | 0 | 0 | 0 | 0 | 0 | 0 | 0 | 0 | 0 | 0 | 0 | 0 | 0 | 0 | 0 | 0 | 0 | 0
F5_Commercial_Restaurant (WA)_Existing_Food Preparation_Natural Gas_Food Prep Other_E5 | F5 | Commercial | Restaurant (WA) | Existing | Food Preparation | Natural Gas | Food Prep Other | E5 | RIM BC Ratio | 0 | 0 | 0 | 0 | 0 | 0 | 0 | 0 | 0 | 0 | 0 | 0 | 0 | 0 | 0 | 0 | 0 | 0 | 0 | 0 | 0 | 0 | 0 | 0 | 0 | 0 | 0
F5_Commercial_Restaurant (WA)_Existing_Food Preparation_Natural Gas_Food Prep Other_E6 | F5 | Commercial | Restaurant (WA) | Existing | Food Preparation | Natural Gas | Food Prep Other | E6 | RIM BC Ratio | 0 | 0 | 0 | 0 | 0 | 0 | 0 | 0 | 0 | 0 | 0 | 0 | 0 | 0 | 0 | 0 | 0 | 0 | 0 | 0 | 0 | 0 | 0 | 0 | 0 | 0 | 0
F5_Commercial_Restaurant (WA)_Existing_Food Preparation_Natural Gas_Food Prep Other_E7 | F5 | Commercial | Restaurant (WA) | Existing | Food Preparation | Natural Gas | Food Prep Other | E7 | RIM BC Ratio | 0 | 0 | 0 | 0 | 0 | 0 | 0 | 0 | 0 | 0 | 0 | 0 | 0 | 0 | 0 | 0 | 0 | 0 | 0 | 0 | 0 | 0 | 0 | 0 | 0 | 0 | 0
F5_Commercial_Restaurant (WA)_Existing_Food Preparation_Natural Gas_Food Prep Other_E8 | F5 | Commercial | Restaurant (WA) | Existing | Food Preparation | Natural Gas | Food Prep Other | E8 | RIM BC Ratio | 0 | 0 | 0 | 0 | 0 | 0 | 0 | 0 | 0 | 0 | 0 | 0 | 0 | 0 | 0 | 0 | 0 | 0 | 0 | 0 | 0 | 0 | 0 | 0 | 0 | 0 | 0
F5_Commercial_Restaurant (WA)_Existing_Food Preparation_Natural Gas_Food Prep Other_E9 | F5 | Commercial | Restaurant (WA) | Existing | Food Preparation | Natural Gas | Food Prep Other | E9 | RIM BC Ratio | 0 | 0 | 0 | 0 | 0 | 0 | 0 | 0 | 0 | 0 | 0 | 0 | 0 | 0 | 0 | 0 | 0 | 0 | 0 | 0 | 0 | 0 | 0 | 0 | 0 | 0 | 0
F5_Commercial_Restaurant (WA)_Existing_Food Preparation_Natural Gas_Food Prep Other_E10 | F5 | Commercial | Restaurant (WA) | Existing | Food Preparation | Natural Gas | Food Prep Other | E10 | RIM BC Ratio | 0 | 0 | 0 | 0 | 0 | 0 | 0 | 0 | 0 | 0 | 0 | 0 | 0 | 0 | 0 | 0 | 0 | 0 | 0 | 0 | 0 | 0 | 0 | 0 | 0 | 0 | 0
F0_Commercial_Restaurant (WA)_Existing_Miscellaneous_Natural Gas_Pool Heater_E0 | F0 | Commercial | Restaurant (WA) | Existing | Miscellaneous | Natural Gas | Pool Heater | E0 | Economic Unit | Standard (EF .82) | Standard (EF .82) | Standard (EF .82) | Standard (EF .82) | Standard (EF .82) | Standard (EF .82) | Standard (EF .82) | Standard (EF .82) | Standard (EF .82) | Standard (EF .82) | Standard (EF .82) | Standard (EF .82) | Standard (EF .82) | Standard (EF .82) | Standard (EF .82) | Standard (EF .82) | Standard (EF .82) | Standard (EF .82) | Standard (EF .82) | Standard (EF .82) | Standard (EF .82) | Standard (EF .82) | Standard (EF .82) | Standard (EF .82) | Standard (EF .82) | Standard (EF .82) | Standard (EF .82)
F1_Commercial_Restaurant (WA)_Existing_Miscellaneous_Natural Gas_Pool Heater_E1 | F1 | Commercial | Restaurant (WA) | Existing | Miscellaneous | Natural Gas | Pool Heater | E1 | CCE | 0 | 0 | 0 | 0 | 0 | 0 | 0 | 0 | 0 | 0 | 0 | 0 | 0 | 0 | 0 | 0 | 0 | 0 | 0 | 0 | 0 | 0 | 0 | 0 | 0 | 0 | 0
F1_Commercial_Restaurant (WA)_Existing_Miscellaneous_Natural Gas_Pool Heater_E2 | F1 | Commercial | Restaurant (WA) | Existing | Miscellaneous | Natural Gas | Pool Heater | E2 | CCE | 0.013474 | 0.013474 | 0.013474 | 0.013474 | 0.013474 | 0.013474 | 0.013474 | 0.013474 | 0.013474 | 0.013474 | 0.013474 | 0.013474 | 0.013474 | 0.013474 | 0.013474 | 0.013474 | 0.013474 | 0.013474 | 0.013474 | 0.013474 | 0.013474 | 0.013474 | 0.013474 | 0.013474 | 0.013474 | 0.013474 | 0.013474
F1_Commercial_Restaurant (WA)_Existing_Miscellaneous_Natural Gas_Pool Heater_E3 | F1 | Commercial | Restaurant (WA) | Existing | Miscellaneous | Natural Gas | Pool Heater | E3 | CCE | 0 | 0 | 0 | 0 | 0 | 0 | 0 | 0 | 0 | 0 | 0 | 0 | 0 | 0 | 0 | 0 | 0 | 0 | 0 | 0 | 0 | 0 | 0 | 0 | 0 | 0 | 0
F1_Commercial_Restaurant (WA)_Existing_Miscellaneous_Natural Gas_Pool Heater_E4 | F1 | Commercial | Restaurant (WA) | Existing | Miscellaneous | Natural Gas | Pool Heater | E4 | CCE | 0 | 0 | 0 | 0 | 0 | 0 | 0 | 0 | 0 | 0 | 0 | 0 | 0 | 0 | 0 | 0 | 0 | 0 | 0 | 0 | 0 | 0 | 0 | 0 | 0 | 0 | 0
F1_Commercial_Restaurant (WA)_Existing_Miscellaneous_Natural Gas_Pool Heater_E5 | F1 | Commercial | Restaurant (WA) | Existing | Miscellaneous | Natural Gas | Pool Heater | E5 | CCE | 0 | 0 | 0 | 0 | 0 | 0 | 0 | 0 | 0 | 0 | 0 | 0 | 0 | 0 | 0 | 0 | 0 | 0 | 0 | 0 | 0 | 0 | 0 | 0 | 0 | 0 | 0
F1_Commercial_Restaurant (WA)_Existing_Miscellaneous_Natural Gas_Pool Heater_E6 | F1 | Commercial | Restaurant (WA) | Existing | Miscellaneous | Natural Gas | Pool Heater | E6 | CCE | 0 | 0 | 0 | 0 | 0 | 0 | 0 | 0 | 0 | 0 | 0 | 0 | 0 | 0 | 0 | 0 | 0 | 0 | 0 | 0 | 0 | 0 | 0 | 0 | 0 | 0 | 0
F1_Commercial_Restaurant (WA)_Existing_Miscellaneous_Natural Gas_Pool Heater_E7 | F1 | Commercial | Restaurant (WA) | Existing | Miscellaneous | Natural Gas | Pool Heater | E7 | CCE | 0 | 0 | 0 | 0 | 0 | 0 | 0 | 0 | 0 | 0 | 0 | 0 | 0 | 0 | 0 | 0 | 0 | 0 | 0 | 0 | 0 | 0 | 0 | 0 | 0 | 0 | 0
F1_Commercial_Restaurant (WA)_Existing_Miscellaneous_Natural Gas_Pool Heater_E8 | F1 | Commercial | Restaurant (WA) | Existing | Miscellaneous | Natural Gas | Pool Heater | E8 | CCE | 0 | 0 | 0 | 0 | 0 | 0 | 0 | 0 | 0 | 0 | 0 | 0 | 0 | 0 | 0 | 0 | 0 | 0 | 0 | 0 | 0 | 0 | 0 | 0 | 0 | 0 | 0
F1_Commercial_Restaurant (WA)_Existing_Miscellaneous_Natural Gas_Pool Heater_E9 | F1 | Commercial | Restaurant (WA) | Existing | Miscellaneous | Natural Gas | Pool Heater | E9 | CCE | 0 | 0 | 0 | 0 | 0 | 0 | 0 | 0 | 0 | 0 | 0 | 0 | 0 | 0 | 0 | 0 | 0 | 0 | 0 | 0 | 0 | 0 | 0 | 0 | 0 | 0 | 0
F1_Commercial_Restaurant (WA)_Existing_Miscellaneous_Natural Gas_Pool Heater_E10 | F1 | Commercial | Restaurant (WA) | Existing | Miscellaneous | Natural Gas | Pool Heater | E10 | CCE | 0 | 0 | 0 | 0 | 0 | 0 | 0 | 0 | 0 | 0 | 0 | 0 | 0 | 0 | 0 | 0 | 0 | 0 | 0 | 0 | 0 | 0 | 0 | 0 | 0 | 0 | 0
F2_Commercial_Restaurant (WA)_Existing_Miscellaneous_Natural Gas_Pool Heater_E1 | F2 | Commercial | Restaurant (WA) | Existing | Miscellaneous | Natural Gas | Pool Heater | E1 | TRC BC Ratio | [24 empty] | 1 | 1 | 1 | bar: 2019 to 2042
F2_Commercial_Restaurant (WA)_Existing_Miscellaneous_Natural Gas_Pool Heater_E2 | F2 | Commercial | Restaurant (WA) | Existing | Miscellaneous | Natural Gas | Pool Heater | E2 | TRC BC Ratio | 0.24558 | 0.24744 | 0.25144 | 0.25792 | 0.26685 | 0.27983 | 0.29405 | 0.30832 | 0.32213 | 0.3369 | 0.34804 | 0.3585 | 0.37033 | 0.38173 | 0.39129 | 0.39986 | 0.40688 | 0.4136 | 0.42102 | 0.42801 | 0.43524 | 0.44289 | 0.45057 | 0.45857 | 0.46672 | 0.47501 | 0.48345
F2_Commercial_Restaurant (WA)_Existing_Miscellaneous_Natural Gas_Pool Heater_E3 | F2 | Commercial | Restaurant (WA) | Existing | Miscellaneous | Natural Gas | Pool Heater | E3 | TRC BC Ratio | 0 | 0 | 0 | 0 | 0 | 0 | 0 | 0 | 0 | 0 | 0 | 0 | 0 | 0 | 0 | 0 | 0 | 0 | 0 | 0 | 0 | 0 | 0 | 0 | 0 | 0 | 0
F2_Commercial_Restaurant (WA)_Existing_Miscellaneous_Natural Gas_Pool Heater_E4 | F2 | Commercial | Restaurant (WA) | Existing | Miscellaneous | Natural Gas | Pool Heater | E4 | TRC BC Ratio | 0 | 0 | 0 | 0 | 0 | 0 | 0 | 0 | 0 | 0 | 0 | 0 | 0 | 0 | 0 | 0 | 0 | 0 | 0 | 0 | 0 | 0 | 0 | 0 | 0 | 0 | 0
F2_Commercial_Restaurant (WA)_Existing_Miscellaneous_Natural Gas_Pool Heater_E5 | F2 | Commercial | Restaurant (WA) | Existing | Miscellaneous | Natural Gas | Pool Heater | E5 | TRC BC Ratio | 0 | 0 | 0 | 0 | 0 | 0 | 0 | 0 | 0 | 0 | 0 | 0 | 0 | 0 | 0 | 0 | 0 | 0 | 0 | 0 | 0 | 0 | 0 | 0 | 0 | 0 | 0
F2_Commercial_Restaurant (WA)_Existing_Miscellaneous_Natural Gas_Pool Heater_E6 | F2 | Commercial | Restaurant (WA) | Existing | Miscellaneous | Natural Gas | Pool Heater | E6 | TRC BC Ratio | 0 | 0 | 0 | 0 | 0 | 0 | 0 | 0 | 0 | 0 | 0 | 0 | 0 | 0 | 0 | 0 | 0 | 0 | 0 | 0 | 0 | 0 | 0 | 0 | 0 | 0 | 0
F2_Commercial_Restaurant (WA)_Existing_Miscellaneous_Natural Gas_Pool Heater_E7 | F2 | Commercial | Restaurant (WA) | Existing | Miscellaneous | Natural Gas | Pool Heater | E7 | TRC BC Ratio | 0 | 0 | 0 | 0 | 0 | 0 | 0 | 0 | 0 | 0 | 0 | 0 | 0 | 0 | 0 | 0 | 0 | 0 | 0 | 0 | 0 | 0 | 0 | 0 | 0 | 0 | 0
F2_Commercial_Restaurant (WA)_Existing_Miscellaneous_Natural Gas_Pool Heater_E8 | F2 | Commercial | Restaurant (WA) | Existing | Miscellaneous | Natural Gas | Pool Heater | E8 | TRC BC Ratio | 0 | 0 | 0 | 0 | 0 | 0 | 0 | 0 | 0 | 0 | 0 | 0 | 0 | 0 | 0 | 0 | 0 | 0 | 0 | 0 | 0 | 0 | 0 | 0 | 0 | 0 | 0
F2_Commercial_Restaurant (WA)_Existing_Miscellaneous_Natural Gas_Pool Heater_E9 | F2 | Commercial | Restaurant (WA) | Existing | Miscellaneous | Natural Gas | Pool Heater | E9 | TRC BC Ratio | 0 | 0 | 0 | 0 | 0 | 0 | 0 | 0 | 0 | 0 | 0 | 0 | 0 | 0 | 0 | 0 | 0 | 0 | 0 | 0 | 0 | 0 | 0 | 0 | 0 | 0 | 0
F2_Commercial_Restaurant (WA)_Existing_Miscellaneous_Natural Gas_Pool Heater_E10 | F2 | Commercial | Restaurant (WA) | Existing | Miscellaneous | Natural Gas | Pool Heater | E10 | TRC BC Ratio | 0 | 0 | 0 | 0 | 0 | 0 | 0 | 0 | 0 | 0 | 0 | 0 | 0 | 0 | 0 | 0 | 0 | 0 | 0 | 0 | 0 | 0 | 0 | 0 | 0 | 0 | 0
F3_Commercial_Restaurant (WA)_Existing_Miscellaneous_Natural Gas_Pool Heater_E1 | F3 | Commercial | Restaurant (WA) | Existing | Miscellaneous | Natural Gas | Pool Heater | E1 | PACT BC Ratio | [24 empty] | 1 | 1 | 1 | bar: 2019 to 2042
F3_Commercial_Restaurant (WA)_Existing_Miscellaneous_Natural Gas_Pool Heater_E2 | F3 | Commercial | Restaurant (WA) | Existing | Miscellaneous | Natural Gas | Pool Heater | E2 | PACT BC Ratio | 0.60931 | 0.61394 | 0.62387 | 0.63995 | 0.66211 | 0.69429 | 0.72958 | 0.76498 | 0.79925 | 0.8359 | 0.86355 | 0.8895 | 0.91884 | 0.94714 | 0.97086 | 0.99213 | 1.0095 | 1.0262 | 1.0446 | 1.062 | 1.0799 | 1.0989 | 1.1179 | 1.1378 | 1.158 | 1.1786 | 1.1995
F3_Commercial_Restaurant (WA)_Existing_Miscellaneous_Natural Gas_Pool Heater_E3 | F3 | Commercial | Restaurant (WA) | Existing | Miscellaneous | Natural Gas | Pool Heater | E3 | PACT BC Ratio | 0 | 0 | 0 | 0 | 0 | 0 | 0 | 0 | 0 | 0 | 0 | 0 | 0 | 0 | 0 | 0 | 0 | 0 | 0 | 0 | 0 | 0 | 0 | 0 | 0 | 0 | 0
F3_Commercial_Restaurant (WA)_Existing_Miscellaneous_Natural Gas_Pool Heater_E4 | F3 | Commercial | Restaurant (WA) | Existing | Miscellaneous | Natural Gas | Pool Heater | E4 | PACT BC Ratio | 0 | 0 | 0 | 0 | 0 | 0 | 0 | 0 | 0 | 0 | 0 | 0 | 0 | 0 | 0 | 0 | 0 | 0 | 0 | 0 | 0 | 0 | 0 | 0 | 0 | 0 | 0
F3_Commercial_Restaurant (WA)_Existing_Miscellaneous_Natural Gas_Pool Heater_E5 | F3 | Commercial | Restaurant (WA) | Existing | Miscellaneous | Natural Gas | Pool Heater | E5 | PACT BC Ratio | 0 | 0 | 0 | 0 | 0 | 0 | 0 | 0 | 0 | 0 | 0 | 0 | 0 | 0 | 0 | 0 | 0 | 0 | 0 | 0 | 0 | 0 | 0 | 0 | 0 | 0 | 0
F3_Commercial_Restaurant (WA)_Existing_Miscellaneous_Natural Gas_Pool Heater_E6 | F3 | Commercial | Restaurant (WA) | Existing | Miscellaneous | Natural Gas | Pool Heater | E6 | PACT BC Ratio | 0 | 0 | 0 | 0 | 0 | 0 | 0 | 0 | 0 | 0 | 0 | 0 | 0 | 0 | 0 | 0 | 0 | 0 | 0 | 0 | 0 | 0 | 0 | 0 | 0 | 0 | 0
F3_Commercial_Restaurant (WA)_Existing_Miscellaneous_Natural Gas_Pool Heater_E7 | F3 | Commercial | Restaurant (WA) | Existing | Miscellaneous | Natural Gas | Pool Heater | E7 | PACT BC Ratio | 0 | 0 | 0 | 0 | 0 | 0 | 0 | 0 | 0 | 0 | 0 | 0 | 0 | 0 | 0 | 0 | 0 | 0 | 0 | 0 | 0 | 0 | 0 | 0 | 0 | 0 | 0
F3_Commercial_Restaurant (WA)_Existing_Miscellaneous_Natural Gas_Pool Heater_E8 | F3 | Commercial | Restaurant (WA) | Existing | Miscellaneous | Natural Gas | Pool Heater | E8 | PACT BC Ratio | 0 | 0 | 0 | 0 | 0 | 0 | 0 | 0 | 0 | 0 | 0 | 0 | 0 | 0 | 0 | 0 | 0 | 0 | 0 | 0 | 0 | 0 | 0 | 0 | 0 | 0 | 0
F3_Commercial_Restaurant (WA)_Existing_Miscellaneous_Natural Gas_Pool Heater_E9 | F3 | Commercial | Restaurant (WA) | Existing | Miscellaneous | Natural Gas | Pool Heater | E9 | PACT BC Ratio | 0 | 0 | 0 | 0 | 0 | 0 | 0 | 0 | 0 | 0 | 0 | 0 | 0 | 0 | 0 | 0 | 0 | 0 | 0 | 0 | 0 | 0 | 0 | 0 | 0 | 0 | 0
F3_Commercial_Restaurant (WA)_Existing_Miscellaneous_Natural Gas_Pool Heater_E10 | F3 | Commercial | Restaurant (WA) | Existing | Miscellaneous | Natural Gas | Pool Heater | E10 | PACT BC Ratio | 0 | 0 | 0 | 0 | 0 | 0 | 0 | 0 | 0 | 0 | 0 | 0 | 0 | 0 | 0 | 0 | 0 | 0 | 0 | 0 | 0 | 0 | 0 | 0 | 0 | 0 | 0
F4_Commercial_Restaurant (WA)_Existing_Miscellaneous_Natural Gas_Pool Heater_E1 | F4 | Commercial | Restaurant (WA) | Existing | Miscellaneous | Natural Gas | Pool Heater | E1 | RVT BC Ratio | [24 empty] | 1 | 1 | 1 | bar: 2019 to 2042
F4_Commercial_Restaurant (WA)_Existing_Miscellaneous_Natural Gas_Pool Heater_E2 | F4 | Commercial | Restaurant (WA) | Existing | Miscellaneous | Natural Gas | Pool Heater | E2 | RVT BC Ratio | 0.63728 | 0.63996 | 0.6448 | 0.65211 | 0.66171 | 0.67568 | 0.68979 | 0.70332 | 0.71552 | 0.72835 | 0.74306 | 0.75687 | 0.77248 | 0.78692 | 0.7982 | 0.80735 | 0.81352 | 0.81821 | 0.82349 | 0.82781 | 0.83205 | 0.84168 | 0.85136 | 0.86145 | 0.87171 | 0.88216 | 0.89279
F4_Commercial_Restaurant (WA)_Existing_Miscellaneous_Natural Gas_Pool Heater_E3 | F4 | Commercial | Restaurant (WA) | Existing | Miscellaneous | Natural Gas | Pool Heater | E3 | RVT BC Ratio | 0 | 0 | 0 | 0 | 0 | 0 | 0 | 0 | 0 | 0 | 0 | 0 | 0 | 0 | 0 | 0 | 0 | 0 | 0 | 0 | 0 | 0 | 0 | 0 | 0 | 0 | 0
F4_Commercial_Restaurant (WA)_Existing_Miscellaneous_Natural Gas_Pool Heater_E4 | F4 | Commercial | Restaurant (WA) | Existing | Miscellaneous | Natural Gas | Pool Heater | E4 | RVT BC Ratio | 0 | 0 | 0 | 0 | 0 | 0 | 0 | 0 | 0 | 0 | 0 | 0 | 0 | 0 | 0 | 0 | 0 | 0 | 0 | 0 | 0 | 0 | 0 | 0 | 0 | 0 | 0
F4_Commercial_Restaurant (WA)_Existing_Miscellaneous_Natural Gas_Pool Heater_E5 | F4 | Commercial | Restaurant (WA) | Existing | Miscellaneous | Natural Gas | Pool Heater | E5 | RVT BC Ratio | 0 | 0 | 0 | 0 | 0 | 0 | 0 | 0 | 0 | 0 | 0 | 0 | 0 | 0 | 0 | 0 | 0 | 0 | 0 | 0 | 0 | 0 | 0 | 0 | 0 | 0 | 0
F4_Commercial_Restaurant (WA)_Existing_Miscellaneous_Natural Gas_Pool Heater_E6 | F4 | Commercial | Restaurant (WA) | Existing | Miscellaneous | Natural Gas | Pool Heater | E6 | RVT BC Ratio | 0 | 0 | 0 | 0 | 0 | 0 | 0 | 0 | 0 | 0 | 0 | 0 | 0 | 0 | 0 | 0 | 0 | 0 | 0 | 0 | 0 | 0 | 0 | 0 | 0 | 0 | 0
F4_Commercial_Restaurant (WA)_Existing_Miscellaneous_Natural Gas_Pool Heater_E7 | F4 | Commercial | Restaurant (WA) | Existing | Miscellaneous | Natural Gas | Pool Heater | E7 | RVT BC Ratio | 0 | 0 | 0 | 0 | 0 | 0 | 0 | 0 | 0 | 0 | 0 | 0 | 0 | 0 | 0 | 0 | 0 | 0 | 0 | 0 | 0 | 0 | 0 | 0 | 0 | 0 | 0
F4_Commercial_Restaurant (WA)_Existing_Miscellaneous_Natural Gas_Pool Heater_E8 | F4 | Commercial | Restaurant (WA) | Existing | Miscellaneous | Natural Gas | Pool Heater | E8 | RVT BC Ratio | 0 | 0 | 0 | 0 | 0 | 0 | 0 | 0 | 0 | 0 | 0 | 0 | 0 | 0 | 0 | 0 | 0 | 0 | 0 | 0 | 0 | 0 | 0 | 0 | 0 | 0 | 0
F4_Commercial_Restaurant (WA)_Existing_Miscellaneous_Natural Gas_Pool Heater_E9 | F4 | Commercial | Restaurant (WA) | Existing | Miscellaneous | Natural Gas | Pool Heater | E9 | RVT BC Ratio | 0 | 0 | 0 | 0 | 0 | 0 | 0 | 0 | 0 | 0 | 0 | 0 | 0 | 0 | 0 | 0 | 0 | 0 | 0 | 0 | 0 | 0 | 0 | 0 | 0 | 0 | 0
F4_Commercial_Restaurant (WA)_Existing_Miscellaneous_Natural Gas_Pool Heater_E10 | F4 | Commercial | Restaurant (WA) | Existing | Miscellaneous | Natural Gas | Pool Heater | E10 | RVT BC Ratio | 0 | 0 | 0 | 0 | 0 | 0 | 0 | 0 | 0 | 0 | 0 | 0 | 0 | 0 | 0 | 0 | 0 | 0 | 0 | 0 | 0 | 0 | 0 | 0 | 0 | 0 | 0
F5_Commercial_Restaurant (WA)_Existing_Miscellaneous_Natural Gas_Pool Heater_E1 | F5 | Commercial | Restaurant (WA) | Existing | Miscellaneous | Natural Gas | Pool Heater | E1 | RIM BC Ratio | [24 empty] | 1 | 1 | 1 | bar: 2019 to 2042
F5_Commercial_Restaurant (WA)_Existing_Miscellaneous_Natural Gas_Pool Heater_E2 | F5 | Commercial | Restaurant (WA) | Existing | Miscellaneous | Natural Gas | Pool Heater | E2 | RIM BC Ratio | 0.35197 | 0.3535 | 0.35717 | 0.36322 | 0.37161 | 0.38346 | 0.39657 | 0.40958 | 0.42222 | 0.43548 | 0.44287 | 0.4496 | 0.45697 | 0.46415 | 0.4704 | 0.47633 | 0.48175 | 0.48744 | 0.49363 | 0.49972 | 0.50607 | 0.5102 | 0.51427 | 0.51843 | 0.52259 | 0.52674 | 0.53088
F5_Commercial_Restaurant (WA)_Existing_Miscellaneous_Natural Gas_Pool Heater_E3 | F5 | Commercial | Restaurant (WA) | Existing | Miscellaneous | Natural Gas | Pool Heater | E3 | RIM BC Ratio | 0 | 0 | 0 | 0 | 0 | 0 | 0 | 0 | 0 | 0 | 0 | 0 | 0 | 0 | 0 | 0 | 0 | 0 | 0 | 0 | 0 | 0 | 0 | 0 | 0 | 0 | 0
F5_Commercial_Restaurant (WA)_Existing_Miscellaneous_Natural Gas_Pool Heater_E4 | F5 | Commercial | Restaurant (WA) | Existing | Miscellaneous | Natural Gas | Pool Heater | E4 | RIM BC Ratio | 0 | 0 | 0 | 0 | 0 | 0 | 0 | 0 | 0 | 0 | 0 | 0 | 0 | 0 | 0 | 0 | 0 | 0 | 0 | 0 | 0 | 0 | 0 | 0 | 0 | 0 | 0
F5_Commercial_Restaurant (WA)_Existing_Miscellaneous_Natural Gas_Pool Heater_E5 | F5 | Commercial | Restaurant (WA) | Existing | Miscellaneous | Natural Gas | Pool Heater | E5 | RIM BC Ratio | 0 | 0 | 0 | 0 | 0 | 0 | 0 | 0 | 0 | 0 | 0 | 0 | 0 | 0 | 0 | 0 | 0 | 0 | 0 | 0 | 0 | 0 | 0 | 0 | 0 | 0 | 0
F5_Commercial_Restaurant (WA)_Existing_Miscellaneous_Natural Gas_Pool Heater_E6 | F5 | Commercial | Restaurant (WA) | Existing | Miscellaneous | Natural Gas | Pool Heater | E6 | RIM BC Ratio | 0 | 0 | 0 | 0 | 0 | 0 | 0 | 0 | 0 | 0 | 0 | 0 | 0 | 0 | 0 | 0 | 0 | 0 | 0 | 0 | 0 | 0 | 0 | 0 | 0 | 0 | 0
F5_Commercial_Restaurant (WA)_Existing_Miscellaneous_Natural Gas_Pool Heater_E7 | F5 | Commercial | Restaurant (WA) | Existing | Miscellaneous | Natural Gas | Pool Heater | E7 | RIM BC Ratio | 0 | 0 | 0 | 0 | 0 | 0 | 0 | 0 | 0 | 0 | 0 | 0 | 0 | 0 | 0 | 0 | 0 | 0 | 0 | 0 | 0 | 0 | 0 | 0 | 0 | 0 | 0
F5_Commercial_Restaurant (WA)_Existing_Miscellaneous_Natural Gas_Pool Heater_E8 | F5 | Commercial | Restaurant (WA) | Existing | Miscellaneous | Natural Gas | Pool Heater | E8 | RIM BC Ratio | 0 | 0 | 0 | 0 | 0 | 0 | 0 | 0 | 0 | 0 | 0 | 0 | 0 | 0 | 0 | 0 | 0 | 0 | 0 | 0 | 0 | 0 | 0 | 0 | 0 | 0 | 0
F5_Commercial_Restaurant (WA)_Existing_Miscellaneous_Natural Gas_Pool Heater_E9 | F5 | Commercial | Restaurant (WA) | Existing | Miscellaneous | Natural Gas | Pool Heater | E9 | RIM BC Ratio | 0 | 0 | 0 | 0 | 0 | 0 | 0 | 0 | 0 | 0 | 0 | 0 | 0 | 0 | 0 | 0 | 0 | 0 | 0 | 0 | 0 | 0 | 0 | 0 | 0 | 0 | 0
F5_Commercial_Restaurant (WA)_Existing_Miscellaneous_Natural Gas_Pool Heater_E10 | F5 | Commercial | Restaurant (WA) | Existing | Miscellaneous | Natural Gas | Pool Heater | E10 | RIM BC Ratio | 0 | 0 | 0 | 0 | 0 | 0 | 0 | 0 | 0 | 0 | 0 | 0 | 0 | 0 | 0 | 0 | 0 | 0 | 0 | 0 | 0 | 0 | 0 | 0 | 0 | 0 | 0
F0_Commercial_Restaurant (WA)_Existing_Miscellaneous_Natural Gas_Miscellaneous_E0 | F0 | Commercial | Restaurant (WA) | Existing | Miscellaneous | Natural Gas | Miscellaneous | E0 | Economic Unit | Standard | Standard | Standard | Standard | Standard | Standard | Standard | Standard | Standard | Standard | Standard | Standard | Standard | Standard | Standard | Standard | Standard | Standard | Standard | Standard | Standard | Standard | Standard | Standard | Standard | Standard | Standard
F1_Commercial_Restaurant (WA)_Existing_Miscellaneous_Natural Gas_Miscellaneous_E1 | F1 | Commercial | Restaurant (WA) | Existing | Miscellaneous | Natural Gas | Miscellaneous | E1 | CCE | 0 | 0 | 0 | 0 | 0 | 0 | 0 | 0 | 0 | 0 | 0 | 0 | 0 | 0 | 0 | 0 | 0 | 0 | 0 | 0 | 0 | 0 | 0 | 0 | 0 | 0 | 0
F1_Commercial_Restaurant (WA)_Existing_Miscellaneous_Natural Gas_Miscellaneous_E2 | F1 | Commercial | Restaurant (WA) | Existing | Miscellaneous | Natural Gas | Miscellaneous | E2 | CCE | 0 | 0 | 0 | 0 | 0 | 0 | 0 | 0 | 0 | 0 | 0 | 0 | 0 | 0 | 0 | 0 | 0 | 0 | 0 | 0 | 0 | 0 | 0 | 0 | 0 | 0 | 0
F1_Commercial_Restaurant (WA)_Existing_Miscellaneous_Natural Gas_Miscellaneous_E3 | F1 | Commercial | Restaurant (WA) | Existing | Miscellaneous | Natural Gas | Miscellaneous | E3 | CCE | 0 | 0 | 0 | 0 | 0 | 0 | 0 | 0 | 0 | 0 | 0 | 0 | 0 | 0 | 0 | 0 | 0 | 0 | 0 | 0 | 0 | 0 | 0 | 0 | 0 | 0 | 0
F1_Commercial_Restaurant (WA)_Existing_Miscellaneous_Natural Gas_Miscellaneous_E4 | F1 | Commercial | Restaurant (WA) | Existing | Miscellaneous | Natural Gas | Miscellaneous | E4 | CCE | 0 | 0 | 0 | 0 | 0 | 0 | 0 | 0 | 0 | 0 | 0 | 0 | 0 | 0 | 0 | 0 | 0 | 0 | 0 | 0 | 0 | 0 | 0 | 0 | 0 | 0 | 0
F1_Commercial_Restaurant (WA)_Existing_Miscellaneous_Natural Gas_Miscellaneous_E5 | F1 | Commercial | Restaurant (WA) | Existing | Miscellaneous | Natural Gas | Miscellaneous | E5 | CCE | 0 | 0 | 0 | 0 | 0 | 0 | 0 | 0 | 0 | 0 | 0 | 0 | 0 | 0 | 0 | 0 | 0 | 0 | 0 | 0 | 0 | 0 | 0 | 0 | 0 | 0 | 0
F1_Commercial_Restaurant (WA)_Existing_Miscellaneous_Natural Gas_Miscellaneous_E6 | F1 | Commercial | Restaurant (WA) | Existing | Miscellaneous | Natural Gas | Miscellaneous | E6 | CCE | 0 | 0 | 0 | 0 | 0 | 0 | 0 | 0 | 0 | 0 | 0 | 0 | 0 | 0 | 0 | 0 | 0 | 0 | 0 | 0 | 0 | 0 | 0 | 0 | 0 | 0 | 0
F1_Commercial_Restaurant (WA)_Existing_Miscellaneous_Natural Gas_Miscellaneous_E7 | F1 | Commercial | Restaurant (WA) | Existing | Miscellaneous | Natural Gas | Miscellaneous | E7 | CCE | 0 | 0 | 0 | 0 | 0 | 0 | 0 | 0 | 0 | 0 | 0 | 0 | 0 | 0 | 0 | 0 | 0 | 0 | 0 | 0 | 0 | 0 | 0 | 0 | 0 | 0 | 0
F1_Commercial_Restaurant (WA)_Existing_Miscellaneous_Natural Gas_Miscellaneous_E8 | F1 | Commercial | Restaurant (WA) | Existing | Miscellaneous | Natural Gas | Miscellaneous | E8 | CCE | 0 | 0 | 0 | 0 | 0 | 0 | 0 | 0 | 0 | 0 | 0 | 0 | 0 | 0 | 0 | 0 | 0 | 0 | 0 | 0 | 0 | 0 | 0 | 0 | 0 | 0 | 0
F1_Commercial_Restaurant (WA)_Existing_Miscellaneous_Natural Gas_Miscellaneous_E9 | F1 | Commercial | Restaurant (WA) | Existing | Miscellaneous | Natural Gas | Miscellaneous | E9 | CCE | 0 | 0 | 0 | 0 | 0 | 0 | 0 | 0 | 0 | 0 | 0 | 0 | 0 | 0 | 0 | 0 | 0 | 0 | 0 | 0 | 0 | 0 | 0 | 0 | 0 | 0 | 0
F1_Commercial_Restaurant (WA)_Existing_Miscellaneous_Natural Gas_Miscellaneous_E10 | F1 | Commercial | Restaurant (WA) | Existing | Miscellaneous | Natural Gas | Miscellaneous | E10 | CCE | 0 | 0 | 0 | 0 | 0 | 0 | 0 | 0 | 0 | 0 | 0 | 0 | 0 | 0 | 0 | 0 | 0 | 0 | 0 | 0 | 0 | 0 | 0 | 0 | 0 | 0 | 0
F2_Commercial_Restaurant (WA)_Existing_Miscellaneous_Natural Gas_Miscellaneous_E1 | F2 | Commercial | Restaurant (WA) | Existing | Miscellaneous | Natural Gas | Miscellaneous | E1 | TRC BC Ratio | [24 empty] | 1 | 1 | 1 | bar: 2019 to 2042
F2_Commercial_Restaurant (WA)_Existing_Miscellaneous_Natural Gas_Miscellaneous_E2 | F2 | Commercial | Restaurant (WA) | Existing | Miscellaneous | Natural Gas | Miscellaneous | E2 | TRC BC Ratio | 0 | 0 | 0 | 0 | 0 | 0 | 0 | 0 | 0 | 0 | 0 | 0 | 0 | 0 | 0 | 0 | 0 | 0 | 0 | 0 | 0 | 0 | 0 | 0 | 0 | 0 | 0
F2_Commercial_Restaurant (WA)_Existing_Miscellaneous_Natural Gas_Miscellaneous_E3 | F2 | Commercial | Restaurant (WA) | Existing | Miscellaneous | Natural Gas | Miscellaneous | E3 | TRC BC Ratio | 0 | 0 | 0 | 0 | 0 | 0 | 0 | 0 | 0 | 0 | 0 | 0 | 0 | 0 | 0 | 0 | 0 | 0 | 0 | 0 | 0 | 0 | 0 | 0 | 0 | 0 | 0
F2_Commercial_Restaurant (WA)_Existing_Miscellaneous_Natural Gas_Miscellaneous_E4 | F2 | Commercial | Restaurant (WA) | Existing | Miscellaneous | Natural Gas | Miscellaneous | E4 | TRC BC Ratio | 0 | 0 | 0 | 0 | 0 | 0 | 0 | 0 | 0 | 0 | 0 | 0 | 0 | 0 | 0 | 0 | 0 | 0 | 0 | 0 | 0 | 0 | 0 | 0 | 0 | 0 | 0
F2_Commercial_Restaurant (WA)_Existing_Miscellaneous_Natural Gas_Miscellaneous_E5 | F2 | Commercial | Restaurant (WA) | Existing | Miscellaneous | Natural Gas | Miscellaneous | E5 | TRC BC Ratio | 0 | 0 | 0 | 0 | 0 | 0 | 0 | 0 | 0 | 0 | 0 | 0 | 0 | 0 | 0 | 0 | 0 | 0 | 0 | 0 | 0 | 0 | 0 | 0 | 0 | 0 | 0
F2_Commercial_Restaurant (WA)_Existing_Miscellaneous_Natural Gas_Miscellaneous_E6 | F2 | Commercial | Restaurant (WA) | Existing | Miscellaneous | Natural Gas | Miscellaneous | E6 | TRC BC Ratio | 0 | 0 | 0 | 0 | 0 | 0 | 0 | 0 | 0 | 0 | 0 | 0 | 0 | 0 | 0 | 0 | 0 | 0 | 0 | 0 | 0 | 0 | 0 | 0 | 0 | 0 | 0
F2_Commercial_Restaurant (WA)_Existing_Miscellaneous_Natural Gas_Miscellaneous_E7 | F2 | Commercial | Restaurant (WA) | Existing | Miscellaneous | Natural Gas | Miscellaneous | E7 | TRC BC Ratio | 0 | 0 | 0 | 0 | 0 | 0 | 0 | 0 | 0 | 0 | 0 | 0 | 0 | 0 | 0 | 0 | 0 | 0 | 0 | 0 | 0 | 0 | 0 | 0 | 0 | 0 | 0
F2_Commercial_Restaurant (WA)_Existing_Miscellaneous_Natural Gas_Miscellaneous_E8 | F2 | Commercial | Restaurant (WA) | Existing | Miscellaneous | Natural Gas | Miscellaneous | E8 | TRC BC Ratio | 0 | 0 | 0 | 0 | 0 | 0 | 0 | 0 | 0 | 0 | 0 | 0 | 0 | 0 | 0 | 0 | 0 | 0 | 0 | 0 | 0 | 0 | 0 | 0 | 0 | 0 | 0
F2_Commercial_Restaurant (WA)_Existing_Miscellaneous_Natural Gas_Miscellaneous_E9 | F2 | Commercial | Restaurant (WA) | Existing | Miscellaneous | Natural Gas | Miscellaneous | E9 | TRC BC Ratio | 0 | 0 | 0 | 0 | 0 | 0 | 0 | 0 | 0 | 0 | 0 | 0 | 0 | 0 | 0 | 0 | 0 | 0 | 0 | 0 | 0 | 0 | 0 | 0 | 0 | 0 | 0
F2_Commercial_Restaurant (WA)_Existing_Miscellaneous_Natural Gas_Miscellaneous_E10 | F2 | Commercial | Restaurant (WA) | Existing | Miscellaneous | Natural Gas | Miscellaneous | E10 | TRC BC Ratio | 0 | 0 | 0 | 0 | 0 | 0 | 0 | 0 | 0 | 0 | 0 | 0 | 0 | 0 | 0 | 0 | 0 | 0 | 0 | 0 | 0 | 0 | 0 | 0 | 0 | 0 | 0
F3_Commercial_Restaurant (WA)_Existing_Miscellaneous_Natural Gas_Miscellaneous_E1 | F3 | Commercial | Restaurant (WA) | Existing | Miscellaneous | Natural Gas | Miscellaneous | E1 | PACT BC Ratio | [24 empty] | 1 | 1 | 1 | bar: 2019 to 2042
F3_Commercial_Restaurant (WA)_Existing_Miscellaneous_Natural Gas_Miscellaneous_E2 | F3 | Commercial | Restaurant (WA) | Existing | Miscellaneous | Natural Gas | Miscellaneous | E2 | PACT BC Ratio | 0 | 0 | 0 | 0 | 0 | 0 | 0 | 0 | 0 | 0 | 0 | 0 | 0 | 0 | 0 | 0 | 0 | 0 | 0 | 0 | 0 | 0 | 0 | 0 | 0 | 0 | 0
F3_Commercial_Restaurant (WA)_Existing_Miscellaneous_Natural Gas_Miscellaneous_E3 | F3 | Commercial | Restaurant (WA) | Existing | Miscellaneous | Natural Gas | Miscellaneous | E3 | PACT BC Ratio | 0 | 0 | 0 | 0 | 0 | 0 | 0 | 0 | 0 | 0 | 0 | 0 | 0 | 0 | 0 | 0 | 0 | 0 | 0 | 0 | 0 | 0 | 0 | 0 | 0 | 0 | 0
F3_Commercial_Restaurant (WA)_Existing_Miscellaneous_Natural Gas_Miscellaneous_E4 | F3 | Commercial | Restaurant (WA) | Existing | Miscellaneous | Natural Gas | Miscellaneous | E4 | PACT BC Ratio | 0 | 0 | 0 | 0 | 0 | 0 | 0 | 0 | 0 | 0 | 0 | 0 | 0 | 0 | 0 | 0 | 0 | 0 | 0 | 0 | 0 | 0 | 0 | 0 | 0 | 0 | 0
F3_Commercial_Restaurant (WA)_Existing_Miscellaneous_Natural Gas_Miscellaneous_E5 | F3 | Commercial | Restaurant (WA) | Existing | Miscellaneous | Natural Gas | Miscellaneous | E5 | PACT BC Ratio | 0 | 0 | 0 | 0 | 0 | 0 | 0 | 0 | 0 | 0 | 0 | 0 | 0 | 0 | 0 | 0 | 0 | 0 | 0 | 0 | 0 | 0 | 0 | 0 | 0 | 0 | 0
F3_Commercial_Restaurant (WA)_Existing_Miscellaneous_Natural Gas_Miscellaneous_E6 | F3 | Commercial | Restaurant (WA) | Existing | Miscellaneous | Natural Gas | Miscellaneous | E6 | PACT BC Ratio | 0 | 0 | 0 | 0 | 0 | 0 | 0 | 0 | 0 | 0 | 0 | 0 | 0 | 0 | 0 | 0 | 0 | 0 | 0 | 0 | 0 | 0 | 0 | 0 | 0 | 0 | 0
F3_Commercial_Restaurant (WA)_Existing_Miscellaneous_Natural Gas_Miscellaneous_E7 | F3 | Commercial | Restaurant (WA) | Existing | Miscellaneous | Natural Gas | Miscellaneous | E7 | PACT BC Ratio | 0 | 0 | 0 | 0 | 0 | 0 | 0 | 0 | 0 | 0 | 0 | 0 | 0 | 0 | 0 | 0 | 0 | 0 | 0 | 0 | 0 | 0 | 0 | 0 | 0 | 0 | 0
F3_Commercial_Restaurant (WA)_Existing_Miscellaneous_Natural Gas_Miscellaneous_E8 | F3 | Commercial | Restaurant (WA) | Existing | Miscellaneous | Natural Gas | Miscellaneous | E8 | PACT BC Ratio | 0 | 0 | 0 | 0 | 0 | 0 | 0 | 0 | 0 | 0 | 0 | 0 | 0 | 0 | 0 | 0 | 0 | 0 | 0 | 0 | 0 | 0 | 0 | 0 | 0 | 0 | 0
F3_Commercial_Restaurant (WA)_Existing_Miscellaneous_Natural Gas_Miscellaneous_E9 | F3 | Commercial | Restaurant (WA) | Existing | Miscellaneous | Natural Gas | Miscellaneous | E9 | PACT BC Ratio | 0 | 0 | 0 | 0 | 0 | 0 | 0 | 0 | 0 | 0 | 0 | 0 | 0 | 0 | 0 | 0 | 0 | 0 | 0 | 0 | 0 | 0 | 0 | 0 | 0 | 0 | 0
F3_Commercial_Restaurant (WA)_Existing_Miscellaneous_Natural Gas_Miscellaneous_E10 | F3 | Commercial | Restaurant (WA) | Existing | Miscellaneous | Natural Gas | Miscellaneous | E10 | PACT BC Ratio | 0 | 0 | 0 | 0 | 0 | 0 | 0 | 0 | 0 | 0 | 0 | 0 | 0 | 0 | 0 | 0 | 0 | 0 | 0 | 0 | 0 | 0 | 0 | 0 | 0 | 0 | 0
F4_Commercial_Restaurant (WA)_Existing_Miscellaneous_Natural Gas_Miscellaneous_E1 | F4 | Commercial | Restaurant (WA) | Existing | Miscellaneous | Natural Gas | Miscellaneous | E1 | RVT BC Ratio | [24 empty] | 1 | 1 | 1 | bar: 2019 to 2042
F4_Commercial_Restaurant (WA)_Existing_Miscellaneous_Natural Gas_Miscellaneous_E2 | F4 | Commercial | Restaurant (WA) | Existing | Miscellaneous | Natural Gas | Miscellaneous | E2 | RVT BC Ratio | 0 | 0 | 0 | 0 | 0 | 0 | 0 | 0 | 0 | 0 | 0 | 0 | 0 | 0 | 0 | 0 | 0 | 0 | 0 | 0 | 0 | 0 | 0 | 0 | 0 | 0 | 0
F4_Commercial_Restaurant (WA)_Existing_Miscellaneous_Natural Gas_Miscellaneous_E3 | F4 | Commercial | Restaurant (WA) | Existing | Miscellaneous | Natural Gas | Miscellaneous | E3 | RVT BC Ratio | 0 | 0 | 0 | 0 | 0 | 0 | 0 | 0 | 0 | 0 | 0 | 0 | 0 | 0 | 0 | 0 | 0 | 0 | 0 | 0 | 0 | 0 | 0 | 0 | 0 | 0 | 0
F4_Commercial_Restaurant (WA)_Existing_Miscellaneous_Natural Gas_Miscellaneous_E4 | F4 | Commercial | Restaurant (WA) | Existing | Miscellaneous | Natural Gas | Miscellaneous | E4 | RVT BC Ratio | 0 | 0 | 0 | 0 | 0 | 0 | 0 | 0 | 0 | 0 | 0 | 0 | 0 | 0 | 0 | 0 | 0 | 0 | 0 | 0 | 0 | 0 | 0 | 0 | 0 | 0 | 0
F4_Commercial_Restaurant (WA)_Existing_Miscellaneous_Natural Gas_Miscellaneous_E5 | F4 | Commercial | Restaurant (WA) | Existing | Miscellaneous | Natural Gas | Miscellaneous | E5 | RVT BC Ratio | 0 | 0 | 0 | 0 | 0 | 0 | 0 | 0 | 0 | 0 | 0 | 0 | 0 | 0 | 0 | 0 | 0 | 0 | 0 | 0 | 0 | 0 | 0 | 0 | 0 | 0 | 0
F4_Commercial_Restaurant (WA)_Existing_Miscellaneous_Natural Gas_Miscellaneous_E6 | F4 | Commercial | Restaurant (WA) | Existing | Miscellaneous | Natural Gas | Miscellaneous | E6 | RVT BC Ratio | 0 | 0 | 0 | 0 | 0 | 0 | 0 | 0 | 0 | 0 | 0 | 0 | 0 | 0 | 0 | 0 | 0 | 0 | 0 | 0 | 0 | 0 | 0 | 0 | 0 | 0 | 0
F4_Commercial_Restaurant (WA)_Existing_Miscellaneous_Natural Gas_Miscellaneous_E7 | F4 | Commercial | Restaurant (WA) | Existing | Miscellaneous | Natural Gas | Miscellaneous | E7 | RVT BC Ratio | 0 | 0 | 0 | 0 | 0 | 0 | 0 | 0 | 0 | 0 | 0 | 0 | 0 | 0 | 0 | 0 | 0 | 0 | 0 | 0 | 0 | 0 | 0 | 0 | 0 | 0 | 0
F4_Commercial_Restaurant (WA)_Existing_Miscellaneous_Natural Gas_Miscellaneous_E8 | F4 | Commercial | Restaurant (WA) | Existing | Miscellaneous | Natural Gas | Miscellaneous | E8 | RVT BC Ratio | 0 | 0 | 0 | 0 | 0 | 0 | 0 | 0 | 0 | 0 | 0 | 0 | 0 | 0 | 0 | 0 | 0 | 0 | 0 | 0 | 0 | 0 | 0 | 0 | 0 | 0 | 0
F4_Commercial_Restaurant (WA)_Existing_Miscellaneous_Natural Gas_Miscellaneous_E9 | F4 | Commercial | Restaurant (WA) | Existing | Miscellaneous | Natural Gas | Miscellaneous | E9 | RVT BC Ratio | 0 | 0 | 0 | 0 | 0 | 0 | 0 | 0 | 0 | 0 | 0 | 0 | 0 | 0 | 0 | 0 | 0 | 0 | 0 | 0 | 0 | 0 | 0 | 0 | 0 | 0 | 0
F4_Commercial_Restaurant (WA)_Existing_Miscellaneous_Natural Gas_Miscellaneous_E10 | F4 | Commercial | Restaurant (WA) | Existing | Miscellaneous | Natural Gas | Miscellaneous | E10 | RVT BC Ratio | 0 | 0 | 0 | 0 | 0 | 0 | 0 | 0 | 0 | 0 | 0 | 0 | 0 | 0 | 0 | 0 | 0 | 0 | 0 | 0 | 0 | 0 | 0 | 0 | 0 | 0 | 0
F5_Commercial_Restaurant (WA)_Existing_Miscellaneous_Natural Gas_Miscellaneous_E1 | F5 | Commercial | Restaurant (WA) | Existing | Miscellaneous | Natural Gas | Miscellaneous | E1 | RIM BC Ratio | [24 empty] | 1 | 1 | 1 | bar: 2019 to 2042
F5_Commercial_Restaurant (WA)_Existing_Miscellaneous_Natural Gas_Miscellaneous_E2 | F5 | Commercial | Restaurant (WA) | Existing | Miscellaneous | Natural Gas | Miscellaneous | E2 | RIM BC Ratio | 0 | 0 | 0 | 0 | 0 | 0 | 0 | 0 | 0 | 0 | 0 | 0 | 0 | 0 | 0 | 0 | 0 | 0 | 0 | 0 | 0 | 0 | 0 | 0 | 0 | 0 | 0
F5_Commercial_Restaurant (WA)_Existing_Miscellaneous_Natural Gas_Miscellaneous_E3 | F5 | Commercial | Restaurant (WA) | Existing | Miscellaneous | Natural Gas | Miscellaneous | E3 | RIM BC Ratio | 0 | 0 | 0 | 0 | 0 | 0 | 0 | 0 | 0 | 0 | 0 | 0 | 0 | 0 | 0 | 0 | 0 | 0 | 0 | 0 | 0 | 0 | 0 | 0 | 0 | 0 | 0
F5_Commercial_Restaurant (WA)_Existing_Miscellaneous_Natural Gas_Miscellaneous_E4 | F5 | Commercial | Restaurant (WA) | Existing | Miscellaneous | Natural Gas | Miscellaneous | E4 | RIM BC Ratio | 0 | 0 | 0 | 0 | 0 | 0 | 0 | 0 | 0 | 0 | 0 | 0 | 0 | 0 | 0 | 0 | 0 | 0 | 0 | 0 | 0 | 0 | 0 | 0 | 0 | 0 | 0
F5_Commercial_Restaurant (WA)_Existing_Miscellaneous_Natural Gas_Miscellaneous_E5 | F5 | Commercial | Restaurant (WA) | Existing | Miscellaneous | Natural Gas | Miscellaneous | E5 | RIM BC Ratio | 0 | 0 | 0 | 0 | 0 | 0 | 0 | 0 | 0 | 0 | 0 | 0 | 0 | 0 | 0 | 0 | 0 | 0 | 0 | 0 | 0 | 0 | 0 | 0 | 0 | 0 | 0
F5_Commercial_Restaurant (WA)_Existing_Miscellaneous_Natural Gas_Miscellaneous_E6 | F5 | Commercial | Restaurant (WA) | Existing | Miscellaneous | Natural Gas | Miscellaneous | E6 | RIM BC Ratio | 0 | 0 | 0 | 0 | 0 | 0 | 0 | 0 | 0 | 0 | 0 | 0 | 0 | 0 | 0 | 0 | 0 | 0 | 0 | 0 | 0 | 0 | 0 | 0 | 0 | 0 | 0
F5_Commercial_Restaurant (WA)_Existing_Miscellaneous_Natural Gas_Miscellaneous_E7 | F5 | Commercial | Restaurant (WA) | Existing | Miscellaneous | Natural Gas | Miscellaneous | E7 | RIM BC Ratio | 0 | 0 | 0 | 0 | 0 | 0 | 0 | 0 | 0 | 0 | 0 | 0 | 0 | 0 | 0 | 0 | 0 | 0 | 0 | 0 | 0 | 0 | 0 | 0 | 0 | 0 | 0
F5_Commercial_Restaurant (WA)_Existing_Miscellaneous_Natural Gas_Miscellaneous_E8 | F5 | Commercial | Restaurant (WA) | Existing | Miscellaneous | Natural Gas | Miscellaneous | E8 | RIM BC Ratio | 0 | 0 | 0 | 0 | 0 | 0 | 0 | 0 | 0 | 0 | 0 | 0 | 0 | 0 | 0 | 0 | 0 | 0 | 0 | 0 | 0 | 0 | 0 | 0 | 0 | 0 | 0
F5_Commercial_Restaurant (WA)_Existing_Miscellaneous_Natural Gas_Miscellaneous_E9 | F5 | Commercial | Restaurant (WA) | Existing | Miscellaneous | Natural Gas | Miscellaneous | E9 | RIM BC Ratio | 0 | 0 | 0 | 0 | 0 | 0 | 0 | 0 | 0 | 0 | 0 | 0 | 0 | 0 | 0 | 0 | 0 | 0 | 0 | 0 | 0 | 0 | 0 | 0 | 0 | 0 | 0
F5_Commercial_Restaurant (WA)_Existing_Miscellaneous_Natural Gas_Miscellaneous_E10 | F5 | Commercial | Restaurant (WA) | Existing | Miscellaneous | Natural Gas | Miscellaneous | E10 | RIM BC Ratio | 0 | 0 | 0 | 0 | 0 | 0 | 0 | 0 | 0 | 0 | 0 | 0 | 0 | 0 | 0 | 0 | 0 | 0 | 0 | 0 | 0 | 0 | 0 | 0 | 0 | 0 | 0
F0_Commercial_Restaurant (WA)_New_Space Heating_Natural Gas_Furnace_E0 | F0 | Commercial | Restaurant (WA) | New | Space Heating | Natural Gas | Furnace | E0 | Economic Unit | AFUE 80% (Standard) | AFUE 80% (Standard) | AFUE 80% (Standard) | AFUE 96% | AFUE 96% | AFUE 96% | AFUE 96% | AFUE 96% | AFUE 96% | AFUE 96% | AFUE 96% | AFUE 96% | AFUE 96% | AFUE 96% | AFUE 96% | AFUE 96% | AFUE 96% | AFUE 96% | AFUE 96% | AFUE 96% | AFUE 96% | AFUE 96% | AFUE 96% | AFUE 96% | AFUE 96% | AFUE 96% | AFUE 96%
F1_Commercial_Restaurant (WA)_New_Space Heating_Natural Gas_Furnace_E1 | F1 | Commercial | Restaurant (WA) | New | Space Heating | Natural Gas | Furnace | E1 | CCE | 0 | 0 | 0 | 0 | 0 | 0 | 0 | 0 | 0 | 0 | 0 | 0 | 0 | 0 | 0 | 0 | 0 | 0 | 0 | 0 | 0 | 0 | 0 | 0 | 0 | 0 | 0
F1_Commercial_Restaurant (WA)_New_Space Heating_Natural Gas_Furnace_E2 | F1 | Commercial | Restaurant (WA) | New | Space Heating | Natural Gas | Furnace | E2 | CCE | 0.02616 | 0.027148 | 0.027148 | 0.027148 | 0.027148 | 0.027148 | 0.027148 | 0.027148 | 0.027148 | 0.027148 | 0.027148 | 0.027148 | 0.027148 | 0.027148 | 0.027148 | 0.027148 | 0.027148 | 0.027148 | 0.027148 | 0.027148 | 0.027148 | 0.027148 | 0.027148 | 0.027148 | 0.027148 | 0.027148 | 0.027148
F1_Commercial_Restaurant (WA)_New_Space Heating_Natural Gas_Furnace_E3 | F1 | Commercial | Restaurant (WA) | New | Space Heating | Natural Gas | Furnace | E3 | CCE | 0.0039058 | 0.0040533 | 0.0040533 | 0.0040533 | 0.0040533 | 0.0040533 | 0.0040533 | 0.0040533 | 0.0040533 | 0.0040533 | 0.0040533 | 0.0040533 | 0.0040533 | 0.0040533 | 0.0040533 | 0.0040533 | 0.0040533 | 0.0040533 | 0.0040533 | 0.0040533 | 0.0040533 | 0.0040533 | 0.0040533 | 0.0040533 | 0.0040533 | 0.0040533 | 0.0040533
F1_Commercial_Restaurant (WA)_New_Space Heating_Natural Gas_Furnace_E4 | F1 | Commercial | Restaurant (WA) | New | Space Heating | Natural Gas | Furnace | E4 | CCE | 0 | 0 | 0 | 0 | 0 | 0 | 0 | 0 | 0 | 0 | 0 | 0 | 0 | 0 | 0 | 0 | 0 | 0 | 0 | 0 | 0 | 0 | 0 | 0 | 0 | 0 | 0
F1_Commercial_Restaurant (WA)_New_Space Heating_Natural Gas_Furnace_E5 | F1 | Commercial | Restaurant (WA) | New | Space Heating | Natural Gas | Furnace | E5 | CCE | 0 | 0 | 0 | 0 | 0 | 0 | 0 | 0 | 0 | 0 | 0 | 0 | 0 | 0 | 0 | 0 | 0 | 0 | 0 | 0 | 0 | 0 | 0 | 0 | 0 | 0 | 0
F1_Commercial_Restaurant (WA)_New_Space Heating_Natural Gas_Furnace_E6 | F1 | Commercial | Restaurant (WA) | New | Space Heating | Natural Gas | Furnace | E6 | CCE | 0 | 0 | 0 | 0 | 0 | 0 | 0 | 0 | 0 | 0 | 0 | 0 | 0 | 0 | 0 | 0 | 0 | 0 | 0 | 0 | 0 | 0 | 0 | 0 | 0 | 0 | 0
F1_Commercial_Restaurant (WA)_New_Space Heating_Natural Gas_Furnace_E7 | F1 | Commercial | Restaurant (WA) | New | Space Heating | Natural Gas | Furnace | E7 | CCE | 0 | 0 | 0 | 0 | 0 | 0 | 0 | 0 | 0 | 0 | 0 | 0 | 0 | 0 | 0 | 0 | 0 | 0 | 0 | 0 | 0 | 0 | 0 | 0 | 0 | 0 | 0
F1_Commercial_Restaurant (WA)_New_Space Heating_Natural Gas_Furnace_E8 | F1 | Commercial | Restaurant (WA) | New | Space Heating | Natural Gas | Furnace | E8 | CCE | 0 | 0 | 0 | 0 | 0 | 0 | 0 | 0 | 0 | 0 | 0 | 0 | 0 | 0 | 0 | 0 | 0 | 0 | 0 | 0 | 0 | 0 | 0 | 0 | 0 | 0 | 0
F1_Commercial_Restaurant (WA)_New_Space Heating_Natural Gas_Furnace_E9 | F1 | Commercial | Restaurant (WA) | New | Space Heating | Natural Gas | Furnace | E9 | CCE | 0 | 0 | 0 | 0 | 0 | 0 | 0 | 0 | 0 | 0 | 0 | 0 | 0 | 0 | 0 | 0 | 0 | 0 | 0 | 0 | 0 | 0 | 0 | 0 | 0 | 0 | 0
F1_Commercial_Restaurant (WA)_New_Space Heating_Natural Gas_Furnace_E10 | F1 | Commercial | Restaurant (WA) | New | Space Heating | Natural Gas | Furnace | E10 | CCE | 0 | 0 | 0 | 0 | 0 | 0 | 0 | 0 | 0 | 0 | 0 | 0 | 0 | 0 | 0 | 0 | 0 | 0 | 0 | 0 | 0 | 0 | 0 | 0 | 0 | 0 | 0
F2_Commercial_Restaurant (WA)_New_Space Heating_Natural Gas_Furnace_E1 | F2 | Commercial | Restaurant (WA) | New | Space Heating | Natural Gas | Furnace | E1 | TRC BC Ratio | [24 empty] | 1 | 1 | 1 | bar: 2019 to 2042
F2_Commercial_Restaurant (WA)_New_Space Heating_Natural Gas_Furnace_E2 | F2 | Commercial | Restaurant (WA) | New | Space Heating | Natural Gas | Furnace | E2 | TRC BC Ratio | 0.14376 | 0.14585 | 0.14881 | 0.15219 | 0.15603 | 0.16161 | 0.1673 | 0.17335 | 0.17904 | 0.18481 | 0.18986 | 0.19442 | 0.19949 | 0.20474 | 0.20955 | 0.21426 | 0.21857 | 0.22302 | 0.22767 | 0.23246 | 0.23733 | 0.2425 | 0.24864 | 0.25392 | 0.25931 | 0.26481 | 0.27043
F2_Commercial_Restaurant (WA)_New_Space Heating_Natural Gas_Furnace_E3 | F2 | Commercial | Restaurant (WA) | New | Space Heating | Natural Gas | Furnace | E3 | TRC BC Ratio | 0.96287 | 0.97686 | 0.99671 | 1.0194 | 1.045 | 1.0824 | 1.1206 | 1.1611 | 1.1992 | 1.2378 | 1.2716 | 1.3022 | 1.3361 | 1.3713 | 1.4035 | 1.435 | 1.4639 | 1.4937 | 1.5249 | 1.5569 | 1.5895 | 1.6242 | 1.6653 | 1.7007 | 1.7368 | 1.7736 | 1.8113
F2_Commercial_Restaurant (WA)_New_Space Heating_Natural Gas_Furnace_E4 | F2 | Commercial | Restaurant (WA) | New | Space Heating | Natural Gas | Furnace | E4 | TRC BC Ratio | 0 | 0 | 0 | 0 | 0 | 0 | 0 | 0 | 0 | 0 | 0 | 0 | 0 | 0 | 0 | 0 | 0 | 0 | 0 | 0 | 0 | 0 | 0 | 0 | 0 | 0 | 0
F2_Commercial_Restaurant (WA)_New_Space Heating_Natural Gas_Furnace_E5 | F2 | Commercial | Restaurant (WA) | New | Space Heating | Natural Gas | Furnace | E5 | TRC BC Ratio | 0 | 0 | 0 | 0 | 0 | 0 | 0 | 0 | 0 | 0 | 0 | 0 | 0 | 0 | 0 | 0 | 0 | 0 | 0 | 0 | 0 | 0 | 0 | 0 | 0 | 0 | 0
F2_Commercial_Restaurant (WA)_New_Space Heating_Natural Gas_Furnace_E6 | F2 | Commercial | Restaurant (WA) | New | Space Heating | Natural Gas | Furnace | E6 | TRC BC Ratio | 0 | 0 | 0 | 0 | 0 | 0 | 0 | 0 | 0 | 0 | 0 | 0 | 0 | 0 | 0 | 0 | 0 | 0 | 0 | 0 | 0 | 0 | 0 | 0 | 0 | 0 | 0
F2_Commercial_Restaurant (WA)_New_Space Heating_Natural Gas_Furnace_E7 | F2 | Commercial | Restaurant (WA) | New | Space Heating | Natural Gas | Furnace | E7 | TRC BC Ratio | 0 | 0 | 0 | 0 | 0 | 0 | 0 | 0 | 0 | 0 | 0 | 0 | 0 | 0 | 0 | 0 | 0 | 0 | 0 | 0 | 0 | 0 | 0 | 0 | 0 | 0 | 0
F2_Commercial_Restaurant (WA)_New_Space Heating_Natural Gas_Furnace_E8 | F2 | Commercial | Restaurant (WA) | New | Space Heating | Natural Gas | Furnace | E8 | TRC BC Ratio | 0 | 0 | 0 | 0 | 0 | 0 | 0 | 0 | 0 | 0 | 0 | 0 | 0 | 0 | 0 | 0 | 0 | 0 | 0 | 0 | 0 | 0 | 0 | 0 | 0 | 0 | 0
F2_Commercial_Restaurant (WA)_New_Space Heating_Natural Gas_Furnace_E9 | F2 | Commercial | Restaurant (WA) | New | Space Heating | Natural Gas | Furnace | E9 | TRC BC Ratio | 0 | 0 | 0 | 0 | 0 | 0 | 0 | 0 | 0 | 0 | 0 | 0 | 0 | 0 | 0 | 0 | 0 | 0 | 0 | 0 | 0 | 0 | 0 | 0 | 0 | 0 | 0
F2_Commercial_Restaurant (WA)_New_Space Heating_Natural Gas_Furnace_E10 | F2 | Commercial | Restaurant (WA) | New | Space Heating | Natural Gas | Furnace | E10 | TRC BC Ratio | 0 | 0 | 0 | 0 | 0 | 0 | 0 | 0 | 0 | 0 | 0 | 0 | 0 | 0 | 0 | 0 | 0 | 0 | 0 | 0 | 0 | 0 | 0 | 0 | 0 | 0 | 0
F3_Commercial_Restaurant (WA)_New_Space Heating_Natural Gas_Furnace_E1 | F3 | Commercial | Restaurant (WA) | New | Space Heating | Natural Gas | Furnace | E1 | PACT BC Ratio | [24 empty] | 1 | 1 | 1 | bar: 2019 to 2042
F3_Commercial_Restaurant (WA)_New_Space Heating_Natural Gas_Furnace_E2 | F3 | Commercial | Restaurant (WA) | New | Space Heating | Natural Gas | Furnace | E2 | PACT BC Ratio | 0.40266 | 0.40851 | 0.41681 | 0.42628 | 0.43702 | 0.45265 | 0.46861 | 0.48554 | 0.50148 | 0.51763 | 0.53178 | 0.54456 | 0.55875 | 0.57346 | 0.58693 | 0.60011 | 0.61219 | 0.62465 | 0.6377 | 0.65109 | 0.66473 | 0.67922 | 0.69641 | 0.71119 | 0.72629 | 0.74171 | 0.75745
F3_Commercial_Restaurant (WA)_New_Space Heating_Natural Gas_Furnace_E3 | F3 | Commercial | Restaurant (WA) | New | Space Heating | Natural Gas | Furnace | E3 | PACT BC Ratio | 2.6969 | 2.7361 | 2.7917 | 2.8551 | 2.9271 | 3.0317 | 3.1386 | 3.252 | 3.3588 | 3.467 | 3.5617 | 3.6473 | 3.7423 | 3.8409 | 3.9311 | 4.0194 | 4.1003 | 4.1838 | 4.2711 | 4.3608 | 4.4522 | 4.5493 | 4.6644 | 4.7634 | 4.8645 | 4.9677 | 5.0732
F3_Commercial_Restaurant (WA)_New_Space Heating_Natural Gas_Furnace_E4 | F3 | Commercial | Restaurant (WA) | New | Space Heating | Natural Gas | Furnace | E4 | PACT BC Ratio | 0 | 0 | 0 | 0 | 0 | 0 | 0 | 0 | 0 | 0 | 0 | 0 | 0 | 0 | 0 | 0 | 0 | 0 | 0 | 0 | 0 | 0 | 0 | 0 | 0 | 0 | 0
F3_Commercial_Restaurant (WA)_New_Space Heating_Natural Gas_Furnace_E5 | F3 | Commercial | Restaurant (WA) | New | Space Heating | Natural Gas | Furnace | E5 | PACT BC Ratio | 0 | 0 | 0 | 0 | 0 | 0 | 0 | 0 | 0 | 0 | 0 | 0 | 0 | 0 | 0 | 0 | 0 | 0 | 0 | 0 | 0 | 0 | 0 | 0 | 0 | 0 | 0
F3_Commercial_Restaurant (WA)_New_Space Heating_Natural Gas_Furnace_E6 | F3 | Commercial | Restaurant (WA) | New | Space Heating | Natural Gas | Furnace | E6 | PACT BC Ratio | 0 | 0 | 0 | 0 | 0 | 0 | 0 | 0 | 0 | 0 | 0 | 0 | 0 | 0 | 0 | 0 | 0 | 0 | 0 | 0 | 0 | 0 | 0 | 0 | 0 | 0 | 0
F3_Commercial_Restaurant (WA)_New_Space Heating_Natural Gas_Furnace_E7 | F3 | Commercial | Restaurant (WA) | New | Space Heating | Natural Gas | Furnace | E7 | PACT BC Ratio | 0 | 0 | 0 | 0 | 0 | 0 | 0 | 0 | 0 | 0 | 0 | 0 | 0 | 0 | 0 | 0 | 0 | 0 | 0 | 0 | 0 | 0 | 0 | 0 | 0 | 0 | 0
F3_Commercial_Restaurant (WA)_New_Space Heating_Natural Gas_Furnace_E8 | F3 | Commercial | Restaurant (WA) | New | Space Heating | Natural Gas | Furnace | E8 | PACT BC Ratio | 0 | 0 | 0 | 0 | 0 | 0 | 0 | 0 | 0 | 0 | 0 | 0 | 0 | 0 | 0 | 0 | 0 | 0 | 0 | 0 | 0 | 0 | 0 | 0 | 0 | 0 | 0
F3_Commercial_Restaurant (WA)_New_Space Heating_Natural Gas_Furnace_E9 | F3 | Commercial | Restaurant (WA) | New | Space Heating | Natural Gas | Furnace | E9 | PACT BC Ratio | 0 | 0 | 0 | 0 | 0 | 0 | 0 | 0 | 0 | 0 | 0 | 0 | 0 | 0 | 0 | 0 | 0 | 0 | 0 | 0 | 0 | 0 | 0 | 0 | 0 | 0 | 0
F3_Commercial_Restaurant (WA)_New_Space Heating_Natural Gas_Furnace_E10 | F3 | Commercial | Restaurant (WA) | New | Space Heating | Natural Gas | Furnace | E10 | PACT BC Ratio | 0 | 0 | 0 | 0 | 0 | 0 | 0 | 0 | 0 | 0 | 0 | 0 | 0 | 0 | 0 | 0 | 0 | 0 | 0 | 0 | 0 | 0 | 0 | 0 | 0 | 0 | 0
F4_Commercial_Restaurant (WA)_New_Space Heating_Natural Gas_Furnace_E1 | F4 | Commercial | Restaurant (WA) | New | Space Heating | Natural Gas | Furnace | E1 | RVT BC Ratio | [24 empty] | 1 | 1 | 1 | bar: 2019 to 2042
F4_Commercial_Restaurant (WA)_New_Space Heating_Natural Gas_Furnace_E2 | F4 | Commercial | Restaurant (WA) | New | Space Heating | Natural Gas | Furnace | E2 | RVT BC Ratio | 0.4298 | 0.43147 | 0.43425 | 0.43747 | 0.44116 | 0.44717 | 0.45313 | 0.45936 | 0.46483 | 0.47013 | 0.47615 | 0.4814 | 0.48725 | 0.49327 | 0.49863 | 0.50378 | 0.50832 | 0.51295 | 0.51775 | 0.5226 | 0.52746 | 0.53398 | 0.54172 | 0.54837 | 0.55516 | 0.56209 | 0.56917
F4_Commercial_Restaurant (WA)_New_Space Heating_Natural Gas_Furnace_E3 | F4 | Commercial | Restaurant (WA) | New | Space Heating | Natural Gas | Furnace | E3 | RVT BC Ratio | 1.5771 | 1.5883 | 1.607 | 1.6285 | 1.6532 | 1.6935 | 1.7334 | 1.7751 | 1.8117 | 1.8473 | 1.8876 | 1.9227 | 1.9619 | 2.0023 | 2.0382 | 2.0726 | 2.103 | 2.134 | 2.1662 | 2.1987 | 2.2313 | 2.2749 | 2.3267 | 2.3713 | 2.4167 | 2.4632 | 2.5106
F4_Commercial_Restaurant (WA)_New_Space Heating_Natural Gas_Furnace_E4 | F4 | Commercial | Restaurant (WA) | New | Space Heating | Natural Gas | Furnace | E4 | RVT BC Ratio | 0 | 0 | 0 | 0 | 0 | 0 | 0 | 0 | 0 | 0 | 0 | 0 | 0 | 0 | 0 | 0 | 0 | 0 | 0 | 0 | 0 | 0 | 0 | 0 | 0 | 0 | 0
F4_Commercial_Restaurant (WA)_New_Space Heating_Natural Gas_Furnace_E5 | F4 | Commercial | Restaurant (WA) | New | Space Heating | Natural Gas | Furnace | E5 | RVT BC Ratio | 0 | 0 | 0 | 0 | 0 | 0 | 0 | 0 | 0 | 0 | 0 | 0 | 0 | 0 | 0 | 0 | 0 | 0 | 0 | 0 | 0 | 0 | 0 | 0 | 0 | 0 | 0
F4_Commercial_Restaurant (WA)_New_Space Heating_Natural Gas_Furnace_E6 | F4 | Commercial | Restaurant (WA) | New | Space Heating | Natural Gas | Furnace | E6 | RVT BC Ratio | 0 | 0 | 0 | 0 | 0 | 0 | 0 | 0 | 0 | 0 | 0 | 0 | 0 | 0 | 0 | 0 | 0 | 0 | 0 | 0 | 0 | 0 | 0 | 0 | 0 | 0 | 0
F4_Commercial_Restaurant (WA)_New_Space Heating_Natural Gas_Furnace_E7 | F4 | Commercial | Restaurant (WA) | New | Space Heating | Natural Gas | Furnace | E7 | RVT BC Ratio | 0 | 0 | 0 | 0 | 0 | 0 | 0 | 0 | 0 | 0 | 0 | 0 | 0 | 0 | 0 | 0 | 0 | 0 | 0 | 0 | 0 | 0 | 0 | 0 | 0 | 0 | 0
F4_Commercial_Restaurant (WA)_New_Space Heating_Natural Gas_Furnace_E8 | F4 | Commercial | Restaurant (WA) | New | Space Heating | Natural Gas | Furnace | E8 | RVT BC Ratio | 0 | 0 | 0 | 0 | 0 | 0 | 0 | 0 | 0 | 0 | 0 | 0 | 0 | 0 | 0 | 0 | 0 | 0 | 0 | 0 | 0 | 0 | 0 | 0 | 0 | 0 | 0
F4_Commercial_Restaurant (WA)_New_Space Heating_Natural Gas_Furnace_E9 | F4 | Commercial | Restaurant (WA) | New | Space Heating | Natural Gas | Furnace | E9 | RVT BC Ratio | 0 | 0 | 0 | 0 | 0 | 0 | 0 | 0 | 0 | 0 | 0 | 0 | 0 | 0 | 0 | 0 | 0 | 0 | 0 | 0 | 0 | 0 | 0 | 0 | 0 | 0 | 0
F4_Commercial_Restaurant (WA)_New_Space Heating_Natural Gas_Furnace_E10 | F4 | Commercial | Restaurant (WA) | New | Space Heating | Natural Gas | Furnace | E10 | RVT BC Ratio | 0 | 0 | 0 | 0 | 0 | 0 | 0 | 0 | 0 | 0 | 0 | 0 | 0 | 0 | 0 | 0 | 0 | 0 | 0 | 0 | 0 | 0 | 0 | 0 | 0 | 0 | 0
F5_Commercial_Restaurant (WA)_New_Space Heating_Natural Gas_Furnace_E1 | F5 | Commercial | Restaurant (WA) | New | Space Heating | Natural Gas | Furnace | E1 | RIM BC Ratio | [24 empty] | 1 | 1 | 1 | bar: 2019 to 2042
F5_Commercial_Restaurant (WA)_New_Space Heating_Natural Gas_Furnace_E2 | F5 | Commercial | Restaurant (WA) | New | Space Heating | Natural Gas | Furnace | E2 | RIM BC Ratio | 0.27392 | 0.27716 | 0.28155 | 0.28649 | 0.29202 | 0.29966 | 0.30739 | 0.31549 | 0.32317 | 0.33094 | 0.33696 | 0.34239 | 0.34832 | 0.35439 | 0.35993 | 0.36532 | 0.37029 | 0.37537 | 0.38065 | 0.38603 | 0.39149 | 0.39647 | 0.40226 | 0.40715 | 0.41206 | 0.41697 | 0.4219
F5_Commercial_Restaurant (WA)_New_Space Heating_Natural Gas_Furnace_E3 | F5 | Commercial | Restaurant (WA) | New | Space Heating | Natural Gas | Furnace | E3 | RIM BC Ratio | 0.65018 | 0.65549 | 0.66191 | 0.66896 | 0.67668 | 0.68599 | 0.69551 | 0.70541 | 0.71531 | 0.72554 | 0.73098 | 0.73614 | 0.74163 | 0.74721 | 0.75249 | 0.75773 | 0.76277 | 0.76797 | 0.77335 | 0.77888 | 0.78455 | 0.78752 | 0.7909 | 0.79369 | 0.79645 | 0.79917 | 0.80185
F5_Commercial_Restaurant (WA)_New_Space Heating_Natural Gas_Furnace_E4 | F5 | Commercial | Restaurant (WA) | New | Space Heating | Natural Gas | Furnace | E4 | RIM BC Ratio | 0 | 0 | 0 | 0 | 0 | 0 | 0 | 0 | 0 | 0 | 0 | 0 | 0 | 0 | 0 | 0 | 0 | 0 | 0 | 0 | 0 | 0 | 0 | 0 | 0 | 0 | 0
F5_Commercial_Restaurant (WA)_New_Space Heating_Natural Gas_Furnace_E5 | F5 | Commercial | Restaurant (WA) | New | Space Heating | Natural Gas | Furnace | E5 | RIM BC Ratio | 0 | 0 | 0 | 0 | 0 | 0 | 0 | 0 | 0 | 0 | 0 | 0 | 0 | 0 | 0 | 0 | 0 | 0 | 0 | 0 | 0 | 0 | 0 | 0 | 0 | 0 | 0
F5_Commercial_Restaurant (WA)_New_Space Heating_Natural Gas_Furnace_E6 | F5 | Commercial | Restaurant (WA) | New | Space Heating | Natural Gas | Furnace | E6 | RIM BC Ratio | 0 | 0 | 0 | 0 | 0 | 0 | 0 | 0 | 0 | 0 | 0 | 0 | 0 | 0 | 0 | 0 | 0 | 0 | 0 | 0 | 0 | 0 | 0 | 0 | 0 | 0 | 0
F5_Commercial_Restaurant (WA)_New_Space Heating_Natural Gas_Furnace_E7 | F5 | Commercial | Restaurant (WA) | New | Space Heating | Natural Gas | Furnace | E7 | RIM BC Ratio | 0 | 0 | 0 | 0 | 0 | 0 | 0 | 0 | 0 | 0 | 0 | 0 | 0 | 0 | 0 | 0 | 0 | 0 | 0 | 0 | 0 | 0 | 0 | 0 | 0 | 0 | 0
F5_Commercial_Restaurant (WA)_New_Space Heating_Natural Gas_Furnace_E8 | F5 | Commercial | Restaurant (WA) | New | Space Heating | Natural Gas | Furnace | E8 | RIM BC Ratio | 0 | 0 | 0 | 0 | 0 | 0 | 0 | 0 | 0 | 0 | 0 | 0 | 0 | 0 | 0 | 0 | 0 | 0 | 0 | 0 | 0 | 0 | 0 | 0 | 0 | 0 | 0
F5_Commercial_Restaurant (WA)_New_Space Heating_Natural Gas_Furnace_E9 | F5 | Commercial | Restaurant (WA) | New | Space Heating | Natural Gas | Furnace | E9 | RIM BC Ratio | 0 | 0 | 0 | 0 | 0 | 0 | 0 | 0 | 0 | 0 | 0 | 0 | 0 | 0 | 0 | 0 | 0 | 0 | 0 | 0 | 0 | 0 | 0 | 0 | 0 | 0 | 0
F5_Commercial_Restaurant (WA)_New_Space Heating_Natural Gas_Furnace_E10 | F5 | Commercial | Restaurant (WA) | New | Space Heating | Natural Gas | Furnace | E10 | RIM BC Ratio | 0 | 0 | 0 | 0 | 0 | 0 | 0 | 0 | 0 | 0 | 0 | 0 | 0 | 0 | 0 | 0 | 0 | 0 | 0 | 0 | 0 | 0 | 0 | 0 | 0 | 0 | 0
F0_Commercial_Restaurant (WA)_New_Space Heating_Natural Gas_Boiler_E0 | F0 | Commercial | Restaurant (WA) | New | Space Heating | Natural Gas | Boiler | E0 | Economic Unit | AFUE 97% | AFUE 97% | AFUE 97% | AFUE 97% | AFUE 97% | AFUE 97% | AFUE 97% | AFUE 97% | AFUE 97% | AFUE 97% | AFUE 97% | AFUE 97% | AFUE 97% | AFUE 97% | AFUE 97% | AFUE 97% | AFUE 97% | AFUE 97% | AFUE 97% | AFUE 97% | AFUE 97% | AFUE 97% | AFUE 97% | AFUE 97% | AFUE 97% | AFUE 97% | AFUE 97%
F1_Commercial_Restaurant (WA)_New_Space Heating_Natural Gas_Boiler_E1 | F1 | Commercial | Restaurant (WA) | New | Space Heating | Natural Gas | Boiler | E1 | CCE | 0 | 0 | 0 | 0 | 0 | 0 | 0 | 0 | 0 | 0 | 0 | 0 | 0 | 0 | 0 | 0 | 0 | 0 | 0 | 0 | 0 | 0 | 0 | 0 | 0 | 0 | 0
F1_Commercial_Restaurant (WA)_New_Space Heating_Natural Gas_Boiler_E2 | F1 | Commercial | Restaurant (WA) | New | Space Heating | Natural Gas | Boiler | E2 | CCE | 0.0010993 | 0.0011408 | 0.0011408 | 0.0011408 | 0.0011408 | 0.0011408 | 0.0011408 | 0.0011408 | 0.0011408 | 0.0011408 | 0.0011408 | 0.0011408 | 0.0011408 | 0.0011408 | 0.0011408 | 0.0011408 | 0.0011408 | 0.0011408 | 0.0011408 | 0.0011408 | 0.0011408 | 0.0011408 | 0.0011408 | 0.0011408 | 0.0011408 | 0.0011408 | 0.0011408
F1_Commercial_Restaurant (WA)_New_Space Heating_Natural Gas_Boiler_E3 | F1 | Commercial | Restaurant (WA) | New | Space Heating | Natural Gas | Boiler | E3 | CCE | -0.00023995 | -0.00024901 | -0.00024901 | -0.00024901 | -0.00024901 | -0.00024901 | -0.00024901 | -0.00024901 | -0.00024901 | -0.00024901 | -0.00024901 | -0.00024901 | -0.00024901 | -0.00024901 | -0.00024901 | -0.00024901 | -0.00024901 | -0.00024901 | -0.00024901 | -0.00024901 | -0.00024901 | -0.00024901 | -0.00024901 | -0.00024901 | -0.00024901 | -0.00024901 | -0.00024901
F1_Commercial_Restaurant (WA)_New_Space Heating_Natural Gas_Boiler_E4 | F1 | Commercial | Restaurant (WA) | New | Space Heating | Natural Gas | Boiler | E4 | CCE | 0.025252 | 0.026206 | 0.026206 | 0.026206 | 0.026206 | 0.026206 | 0.026206 | 0.026206 | 0.026206 | 0.026206 | 0.026206 | 0.026206 | 0.026206 | 0.026206 | 0.026206 | 0.026206 | 0.026206 | 0.026206 | 0.026206 | 0.026206 | 0.026206 | 0.026206 | 0.026206 | 0.026206 | 0.026206 | 0.026206 | 0.026206
F1_Commercial_Restaurant (WA)_New_Space Heating_Natural Gas_Boiler_E5 | F1 | Commercial | Restaurant (WA) | New | Space Heating | Natural Gas | Boiler | E5 | CCE | 0 | 0 | 0 | 0 | 0 | 0 | 0 | 0 | 0 | 0 | 0 | 0 | 0 | 0 | 0 | 0 | 0 | 0 | 0 | 0 | 0 | 0 | 0 | 0 | 0 | 0 | 0
F1_Commercial_Restaurant (WA)_New_Space Heating_Natural Gas_Boiler_E6 | F1 | Commercial | Restaurant (WA) | New | Space Heating | Natural Gas | Boiler | E6 | CCE | 0 | 0 | 0 | 0 | 0 | 0 | 0 | 0 | 0 | 0 | 0 | 0 | 0 | 0 | 0 | 0 | 0 | 0 | 0 | 0 | 0 | 0 | 0 | 0 | 0 | 0 | 0
F1_Commercial_Restaurant (WA)_New_Space Heating_Natural Gas_Boiler_E7 | F1 | Commercial | Restaurant (WA) | New | Space Heating | Natural Gas | Boiler | E7 | CCE | 0 | 0 | 0 | 0 | 0 | 0 | 0 | 0 | 0 | 0 | 0 | 0 | 0 | 0 | 0 | 0 | 0 | 0 | 0 | 0 | 0 | 0 | 0 | 0 | 0 | 0 | 0
F1_Commercial_Restaurant (WA)_New_Space Heating_Natural Gas_Boiler_E8 | F1 | Commercial | Restaurant (WA) | New | Space Heating | Natural Gas | Boiler | E8 | CCE | 0 | 0 | 0 | 0 | 0 | 0 | 0 | 0 | 0 | 0 | 0 | 0 | 0 | 0 | 0 | 0 | 0 | 0 | 0 | 0 | 0 | 0 | 0 | 0 | 0 | 0 | 0
F1_Commercial_Restaurant (WA)_New_Space Heating_Natural Gas_Boiler_E9 | F1 | Commercial | Restaurant (WA) | New | Space Heating | Natural Gas | Boiler | E9 | CCE | 0 | 0 | 0 | 0 | 0 | 0 | 0 | 0 | 0 | 0 | 0 | 0 | 0 | 0 | 0 | 0 | 0 | 0 | 0 | 0 | 0 | 0 | 0 | 0 | 0 | 0 | 0
F1_Commercial_Restaurant (WA)_New_Space Heating_Natural Gas_Boiler_E10 | F1 | Commercial | Restaurant (WA) | New | Space Heating | Natural Gas | Boiler | E10 | CCE | 0 | 0 | 0 | 0 | 0 | 0 | 0 | 0 | 0 | 0 | 0 | 0 | 0 | 0 | 0 | 0 | 0 | 0 | 0 | 0 | 0 | 0 | 0 | 0 | 0 | 0 | 0
F2_Commercial_Restaurant (WA)_New_Space Heating_Natural Gas_Boiler_E1 | F2 | Commercial | Restaurant (WA) | New | Space Heating | Natural Gas | Boiler | E1 | TRC BC Ratio | [24 empty] | 1 | 1 | 1 | bar: 2019 to 2042
F2_Commercial_Restaurant (WA)_New_Space Heating_Natural Gas_Boiler_E2 | F2 | Commercial | Restaurant (WA) | New | Space Heating | Natural Gas | Boiler | E2 | TRC BC Ratio | 3.8632 | 3.9306 | 4.0139 | 4.1045 | 4.2028 | 4.3319 | 4.4634 | 4.6019 | 4.7352 | 4.8706 | 4.9944 | 5.1105 | 5.2361 | 5.365 | 5.487 | 5.6079 | 5.7228 | 5.841 | 5.9637 | 6.0894 | 6.2175 | 6.3512 | 6.5016 | 6.6367 | 6.7732 | 6.8775 | 6.9714
F2_Commercial_Restaurant (WA)_New_Space Heating_Natural Gas_Boiler_E3 | F2 | Commercial | Restaurant (WA) | New | Space Heating | Natural Gas | Boiler | E3 | TRC BC Ratio | [24 empty] | 1 | 1 | 1 | bar: 2019 to 2042
F2_Commercial_Restaurant (WA)_New_Space Heating_Natural Gas_Boiler_E4 | F2 | Commercial | Restaurant (WA) | New | Space Heating | Natural Gas | Boiler | E4 | TRC BC Ratio | 0.19382 | 0.19778 | 0.20215 | 0.20668 | 0.21137 | 0.21677 | 0.22226 | 0.22798 | 0.23366 | 0.23945 | 0.24504 | 0.25054 | 0.2563 | 0.26213 | 0.26788 | 0.27366 | 0.27938 | 0.28524 | 0.29126 | 0.29742 | 0.30371 | 0.31014 | 0.31694 | 0.32338 | 0.3298 | 0.33279 | 0.33456
F2_Commercial_Restaurant (WA)_New_Space Heating_Natural Gas_Boiler_E5 | F2 | Commercial | Restaurant (WA) | New | Space Heating | Natural Gas | Boiler | E5 | TRC BC Ratio | 0 | 0 | 0 | 0 | 0 | 0 | 0 | 0 | 0 | 0 | 0 | 0 | 0 | 0 | 0 | 0 | 0 | 0 | 0 | 0 | 0 | 0 | 0 | 0 | 0 | 0 | 0
F2_Commercial_Restaurant (WA)_New_Space Heating_Natural Gas_Boiler_E6 | F2 | Commercial | Restaurant (WA) | New | Space Heating | Natural Gas | Boiler | E6 | TRC BC Ratio | 0 | 0 | 0 | 0 | 0 | 0 | 0 | 0 | 0 | 0 | 0 | 0 | 0 | 0 | 0 | 0 | 0 | 0 | 0 | 0 | 0 | 0 | 0 | 0 | 0 | 0 | 0
F2_Commercial_Restaurant (WA)_New_Space Heating_Natural Gas_Boiler_E7 | F2 | Commercial | Restaurant (WA) | New | Space Heating | Natural Gas | Boiler | E7 | TRC BC Ratio | 0 | 0 | 0 | 0 | 0 | 0 | 0 | 0 | 0 | 0 | 0 | 0 | 0 | 0 | 0 | 0 | 0 | 0 | 0 | 0 | 0 | 0 | 0 | 0 | 0 | 0 | 0
F2_Commercial_Restaurant (WA)_New_Space Heating_Natural Gas_Boiler_E8 | F2 | Commercial | Restaurant (WA) | New | Space Heating | Natural Gas | Boiler | E8 | TRC BC Ratio | 0 | 0 | 0 | 0 | 0 | 0 | 0 | 0 | 0 | 0 | 0 | 0 | 0 | 0 | 0 | 0 | 0 | 0 | 0 | 0 | 0 | 0 | 0 | 0 | 0 | 0 | 0
F2_Commercial_Restaurant (WA)_New_Space Heating_Natural Gas_Boiler_E9 | F2 | Commercial | Restaurant (WA) | New | Space Heating | Natural Gas | Boiler | E9 | TRC BC Ratio | 0 | 0 | 0 | 0 | 0 | 0 | 0 | 0 | 0 | 0 | 0 | 0 | 0 | 0 | 0 | 0 | 0 | 0 | 0 | 0 | 0 | 0 | 0 | 0 | 0 | 0 | 0
F2_Commercial_Restaurant (WA)_New_Space Heating_Natural Gas_Boiler_E10 | F2 | Commercial | Restaurant (WA) | New | Space Heating | Natural Gas | Boiler | E10 | TRC BC Ratio | 0 | 0 | 0 | 0 | 0 | 0 | 0 | 0 | 0 | 0 | 0 | 0 | 0 | 0 | 0 | 0 | 0 | 0 | 0 | 0 | 0 | 0 | 0 | 0 | 0 | 0 | 0
F3_Commercial_Restaurant (WA)_New_Space Heating_Natural Gas_Boiler_E1 | F3 | Commercial | Restaurant (WA) | New | Space Heating | Natural Gas | Boiler | E1 | PACT BC Ratio | [24 empty] | 1 | 1 | 1 | bar: 2019 to 2042
F3_Commercial_Restaurant (WA)_New_Space Heating_Natural Gas_Boiler_E2 | F3 | Commercial | Restaurant (WA) | New | Space Heating | Natural Gas | Boiler | E2 | PACT BC Ratio | 10.8205 | 11.0093 | 11.2426 | 11.4962 | 11.7717 | 12.1332 | 12.5016 | 12.8896 | 13.2628 | 13.6422 | 13.9888 | 14.3141 | 14.666 | 15.027 | 15.3685 | 15.7074 | 16.0292 | 16.3602 | 16.7037 | 17.0557 | 17.4147 | 17.789 | 18.2103 | 18.5888 | 18.9711 | 19.2634 | 19.5263
F3_Commercial_Restaurant (WA)_New_Space Heating_Natural Gas_Boiler_E3 | F3 | Commercial | Restaurant (WA) | New | Space Heating | Natural Gas | Boiler | E3 | PACT BC Ratio | [24 empty] | 1 | 1 | 1 | bar: 2019 to 2042
F3_Commercial_Restaurant (WA)_New_Space Heating_Natural Gas_Boiler_E4 | F3 | Commercial | Restaurant (WA) | New | Space Heating | Natural Gas | Boiler | E4 | PACT BC Ratio | 0.54288 | 0.55397 | 0.5662 | 0.57889 | 0.59203 | 0.60715 | 0.62254 | 0.63856 | 0.65446 | 0.67067 | 0.68634 | 0.70173 | 0.71787 | 0.73421 | 0.7503 | 0.76651 | 0.78252 | 0.79892 | 0.8158 | 0.83306 | 0.85067 | 0.86867 | 0.88772 | 0.90575 | 0.92373 | 0.93212 | 0.93708
F3_Commercial_Restaurant (WA)_New_Space Heating_Natural Gas_Boiler_E5 | F3 | Commercial | Restaurant (WA) | New | Space Heating | Natural Gas | Boiler | E5 | PACT BC Ratio | 0 | 0 | 0 | 0 | 0 | 0 | 0 | 0 | 0 | 0 | 0 | 0 | 0 | 0 | 0 | 0 | 0 | 0 | 0 | 0 | 0 | 0 | 0 | 0 | 0 | 0 | 0
F3_Commercial_Restaurant (WA)_New_Space Heating_Natural Gas_Boiler_E6 | F3 | Commercial | Restaurant (WA) | New | Space Heating | Natural Gas | Boiler | E6 | PACT BC Ratio | 0 | 0 | 0 | 0 | 0 | 0 | 0 | 0 | 0 | 0 | 0 | 0 | 0 | 0 | 0 | 0 | 0 | 0 | 0 | 0 | 0 | 0 | 0 | 0 | 0 | 0 | 0
F3_Commercial_Restaurant (WA)_New_Space Heating_Natural Gas_Boiler_E7 | F3 | Commercial | Restaurant (WA) | New | Space Heating | Natural Gas | Boiler | E7 | PACT BC Ratio | 0 | 0 | 0 | 0 | 0 | 0 | 0 | 0 | 0 | 0 | 0 | 0 | 0 | 0 | 0 | 0 | 0 | 0 | 0 | 0 | 0 | 0 | 0 | 0 | 0 | 0 | 0
F3_Commercial_Restaurant (WA)_New_Space Heating_Natural Gas_Boiler_E8 | F3 | Commercial | Restaurant (WA) | New | Space Heating | Natural Gas | Boiler | E8 | PACT BC Ratio | 0 | 0 | 0 | 0 | 0 | 0 | 0 | 0 | 0 | 0 | 0 | 0 | 0 | 0 | 0 | 0 | 0 | 0 | 0 | 0 | 0 | 0 | 0 | 0 | 0 | 0 | 0
F3_Commercial_Restaurant (WA)_New_Space Heating_Natural Gas_Boiler_E9 | F3 | Commercial | Restaurant (WA) | New | Space Heating | Natural Gas | Boiler | E9 | PACT BC Ratio | 0 | 0 | 0 | 0 | 0 | 0 | 0 | 0 | 0 | 0 | 0 | 0 | 0 | 0 | 0 | 0 | 0 | 0 | 0 | 0 | 0 | 0 | 0 | 0 | 0 | 0 | 0
F3_Commercial_Restaurant (WA)_New_Space Heating_Natural Gas_Boiler_E10 | F3 | Commercial | Restaurant (WA) | New | Space Heating | Natural Gas | Boiler | E10 | PACT BC Ratio | 0 | 0 | 0 | 0 | 0 | 0 | 0 | 0 | 0 | 0 | 0 | 0 | 0 | 0 | 0 | 0 | 0 | 0 | 0 | 0 | 0 | 0 | 0 | 0 | 0 | 0 | 0
F4_Commercial_Restaurant (WA)_New_Space Heating_Natural Gas_Boiler_E1 | F4 | Commercial | Restaurant (WA) | New | Space Heating | Natural Gas | Boiler | E1 | RVT BC Ratio | [24 empty] | 1 | 1 | 1 | bar: 2019 to 2042
F4_Commercial_Restaurant (WA)_New_Space Heating_Natural Gas_Boiler_E2 | F4 | Commercial | Restaurant (WA) | New | Space Heating | Natural Gas | Boiler | E2 | RVT BC Ratio | 5.4839 | 5.5472 | 5.6309 | 5.7222 | 5.8217 | 5.9623 | 6.103 | 6.2502 | 6.3858 | 6.5203 | 6.6692 | 6.8069 | 6.9559 | 7.1079 | 7.2494 | 7.3882 | 7.5174 | 7.6493 | 7.7852 | 7.9232 | 8.0625 | 8.2309 | 8.4204 | 8.5907 | 8.7627 | 8.8941 | 9.0124
F4_Commercial_Restaurant (WA)_New_Space Heating_Natural Gas_Boiler_E3 | F4 | Commercial | Restaurant (WA) | New | Space Heating | Natural Gas | Boiler | E3 | RVT BC Ratio | [24 empty] | 1 | 1 | 1 | bar: 2019 to 2042
F4_Commercial_Restaurant (WA)_New_Space Heating_Natural Gas_Boiler_E4 | F4 | Commercial | Restaurant (WA) | New | Space Heating | Natural Gas | Boiler | E4 | RVT BC Ratio | 0.4841 | 0.48822 | 0.49287 | 0.4977 | 0.50272 | 0.5087 | 0.51476 | 0.5211 | 0.52732 | 0.53366 | 0.54047 | 0.5472 | 0.55426 | 0.56138 | 0.56834 | 0.57533 | 0.58219 | 0.58919 | 0.59637 | 0.60368 | 0.61111 | 0.61921 | 0.62778 | 0.63589 | 0.64398 | 0.64775 | 0.64998
F4_Commercial_Restaurant (WA)_New_Space Heating_Natural Gas_Boiler_E5 | F4 | Commercial | Restaurant (WA) | New | Space Heating | Natural Gas | Boiler | E5 | RVT BC Ratio | 0 | 0 | 0 | 0 | 0 | 0 | 0 | 0 | 0 | 0 | 0 | 0 | 0 | 0 | 0 | 0 | 0 | 0 | 0 | 0 | 0 | 0 | 0 | 0 | 0 | 0 | 0
F4_Commercial_Restaurant (WA)_New_Space Heating_Natural Gas_Boiler_E6 | F4 | Commercial | Restaurant (WA) | New | Space Heating | Natural Gas | Boiler | E6 | RVT BC Ratio | 0 | 0 | 0 | 0 | 0 | 0 | 0 | 0 | 0 | 0 | 0 | 0 | 0 | 0 | 0 | 0 | 0 | 0 | 0 | 0 | 0 | 0 | 0 | 0 | 0 | 0 | 0
F4_Commercial_Restaurant (WA)_New_Space Heating_Natural Gas_Boiler_E7 | F4 | Commercial | Restaurant (WA) | New | Space Heating | Natural Gas | Boiler | E7 | RVT BC Ratio | 0 | 0 | 0 | 0 | 0 | 0 | 0 | 0 | 0 | 0 | 0 | 0 | 0 | 0 | 0 | 0 | 0 | 0 | 0 | 0 | 0 | 0 | 0 | 0 | 0 | 0 | 0
F4_Commercial_Restaurant (WA)_New_Space Heating_Natural Gas_Boiler_E8 | F4 | Commercial | Restaurant (WA) | New | Space Heating | Natural Gas | Boiler | E8 | RVT BC Ratio | 0 | 0 | 0 | 0 | 0 | 0 | 0 | 0 | 0 | 0 | 0 | 0 | 0 | 0 | 0 | 0 | 0 | 0 | 0 | 0 | 0 | 0 | 0 | 0 | 0 | 0 | 0
F4_Commercial_Restaurant (WA)_New_Space Heating_Natural Gas_Boiler_E9 | F4 | Commercial | Restaurant (WA) | New | Space Heating | Natural Gas | Boiler | E9 | RVT BC Ratio | 0 | 0 | 0 | 0 | 0 | 0 | 0 | 0 | 0 | 0 | 0 | 0 | 0 | 0 | 0 | 0 | 0 | 0 | 0 | 0 | 0 | 0 | 0 | 0 | 0 | 0 | 0
F4_Commercial_Restaurant (WA)_New_Space Heating_Natural Gas_Boiler_E10 | F4 | Commercial | Restaurant (WA) | New | Space Heating | Natural Gas | Boiler | E10 | RVT BC Ratio | 0 | 0 | 0 | 0 | 0 | 0 | 0 | 0 | 0 | 0 | 0 | 0 | 0 | 0 | 0 | 0 | 0 | 0 | 0 | 0 | 0 | 0 | 0 | 0 | 0 | 0 | 0
F5_Commercial_Restaurant (WA)_New_Space Heating_Natural Gas_Boiler_E1 | F5 | Commercial | Restaurant (WA) | New | Space Heating | Natural Gas | Boiler | E1 | RIM BC Ratio | [24 empty] | 1 | 1 | 1 | bar: 2019 to 2042
F5_Commercial_Restaurant (WA)_New_Space Heating_Natural Gas_Boiler_E2 | F5 | Commercial | Restaurant (WA) | New | Space Heating | Natural Gas | Boiler | E2 | RIM BC Ratio | 0.81561 | 0.82069 | 0.82607 | 0.83168 | 0.83753 | 0.84356 | 0.84977 | 0.85616 | 0.86281 | 0.86971 | 0.87249 | 0.87523 | 0.87807 | 0.88097 | 0.88388 | 0.88684 | 0.88986 | 0.89298 | 0.89621 | 0.89955 | 0.903 | 0.90398 | 0.90505 | 0.90596 | 0.90686 | 0.90751 | 0.90809
F5_Commercial_Restaurant (WA)_New_Space Heating_Natural Gas_Boiler_E3 | F5 | Commercial | Restaurant (WA) | New | Space Heating | Natural Gas | Boiler | E3 | RIM BC Ratio | [24 empty] | 1 | 1 | 1 | bar: 2019 to 2042
F5_Commercial_Restaurant (WA)_New_Space Heating_Natural Gas_Boiler_E4 | F5 | Commercial | Restaurant (WA) | New | Space Heating | Natural Gas | Boiler | E4 | RIM BC Ratio | 0.33999 | 0.34485 | 0.35011 | 0.35547 | 0.36095 | 0.36705 | 0.37315 | 0.37939 | 0.38551 | 0.39165 | 0.39711 | 0.40236 | 0.40777 | 0.41315 | 0.41837 | 0.42356 | 0.42861 | 0.43372 | 0.43889 | 0.44409 | 0.44933 | 0.4543 | 0.45946 | 0.46424 | 0.46892 | 0.47107 | 0.47234
F5_Commercial_Restaurant (WA)_New_Space Heating_Natural Gas_Boiler_E5 | F5 | Commercial | Restaurant (WA) | New | Space Heating | Natural Gas | Boiler | E5 | RIM BC Ratio | 0 | 0 | 0 | 0 | 0 | 0 | 0 | 0 | 0 | 0 | 0 | 0 | 0 | 0 | 0 | 0 | 0 | 0 | 0 | 0 | 0 | 0 | 0 | 0 | 0 | 0 | 0
F5_Commercial_Restaurant (WA)_New_Space Heating_Natural Gas_Boiler_E6 | F5 | Commercial | Restaurant (WA) | New | Space Heating | Natural Gas | Boiler | E6 | RIM BC Ratio | 0 | 0 | 0 | 0 | 0 | 0 | 0 | 0 | 0 | 0 | 0 | 0 | 0 | 0 | 0 | 0 | 0 | 0 | 0 | 0 | 0 | 0 | 0 | 0 | 0 | 0 | 0
F5_Commercial_Restaurant (WA)_New_Space Heating_Natural Gas_Boiler_E7 | F5 | Commercial | Restaurant (WA) | New | Space Heating | Natural Gas | Boiler | E7 | RIM BC Ratio | 0 | 0 | 0 | 0 | 0 | 0 | 0 | 0 | 0 | 0 | 0 | 0 | 0 | 0 | 0 | 0 | 0 | 0 | 0 | 0 | 0 | 0 | 0 | 0 | 0 | 0 | 0
F5_Commercial_Restaurant (WA)_New_Space Heating_Natural Gas_Boiler_E8 | F5 | Commercial | Restaurant (WA) | New | Space Heating | Natural Gas | Boiler | E8 | RIM BC Ratio | 0 | 0 | 0 | 0 | 0 | 0 | 0 | 0 | 0 | 0 | 0 | 0 | 0 | 0 | 0 | 0 | 0 | 0 | 0 | 0 | 0 | 0 | 0 | 0 | 0 | 0 | 0
F5_Commercial_Restaurant (WA)_New_Space Heating_Natural Gas_Boiler_E9 | F5 | Commercial | Restaurant (WA) | New | Space Heating | Natural Gas | Boiler | E9 | RIM BC Ratio | 0 | 0 | 0 | 0 | 0 | 0 | 0 | 0 | 0 | 0 | 0 | 0 | 0 | 0 | 0 | 0 | 0 | 0 | 0 | 0 | 0 | 0 | 0 | 0 | 0 | 0 | 0
F5_Commercial_Restaurant (WA)_New_Space Heating_Natural Gas_Boiler_E10 | F5 | Commercial | Restaurant (WA) | New | Space Heating | Natural Gas | Boiler | E10 | RIM BC Ratio | 0 | 0 | 0 | 0 | 0 | 0 | 0 | 0 | 0 | 0 | 0 | 0 | 0 | 0 | 0 | 0 | 0 | 0 | 0 | 0 | 0 | 0 | 0 | 0 | 0 | 0 | 0
F0_Commercial_Restaurant (WA)_New_Space Heating_Natural Gas_Unit Heater_E0 | F0 | Commercial | Restaurant (WA) | New | Space Heating | Natural Gas | Unit Heater | E0 | Economic Unit | Infrared Radiant | Infrared Radiant | Infrared Radiant | Infrared Radiant | Infrared Radiant | Infrared Radiant | Infrared Radiant | Infrared Radiant | Infrared Radiant | Infrared Radiant | Infrared Radiant | Infrared Radiant | Infrared Radiant | Infrared Radiant | Infrared Radiant | Infrared Radiant | Infrared Radiant | Infrared Radiant | Infrared Radiant | Infrared Radiant | Infrared Radiant | Infrared Radiant | Infrared Radiant | Infrared Radiant | Infrared Radiant | Infrared Radiant | Infrared Radiant
F1_Commercial_Restaurant (WA)_New_Space Heating_Natural Gas_Unit Heater_E1 | F1 | Commercial | Restaurant (WA) | New | Space Heating | Natural Gas | Unit Heater | E1 | CCE | 0 | 0 | 0 | 0 | 0 | 0 | 0 | 0 | 0 | 0 | 0 | 0 | 0 | 0 | 0 | 0 | 0 | 0 | 0 | 0 | 0 | 0 | 0 | 0 | 0 | 0 | 0
F1_Commercial_Restaurant (WA)_New_Space Heating_Natural Gas_Unit Heater_E2 | F1 | Commercial | Restaurant (WA) | New | Space Heating | Natural Gas | Unit Heater | E2 | CCE | 5.5856e-05 | 5.7965e-05 | 5.7965e-05 | 5.7965e-05 | 5.7965e-05 | 5.7965e-05 | 5.7965e-05 | 5.7965e-05 | 5.7965e-05 | 5.7965e-05 | 5.7965e-05 | 5.7965e-05 | 5.7965e-05 | 5.7965e-05 | 5.7965e-05 | 5.7965e-05 | 5.7965e-05 | 5.7965e-05 | 5.7965e-05 | 5.7965e-05 | 5.7965e-05 | 5.7965e-05 | 5.7965e-05 | 5.7965e-05 | 5.7965e-05 | 5.7965e-05 | 5.7965e-05
F1_Commercial_Restaurant (WA)_New_Space Heating_Natural Gas_Unit Heater_E3 | F1 | Commercial | Restaurant (WA) | New | Space Heating | Natural Gas | Unit Heater | E3 | CCE | 1.7531e-05 | 1.8193e-05 | 1.8193e-05 | 1.8193e-05 | 1.8193e-05 | 1.8193e-05 | 1.8193e-05 | 1.8193e-05 | 1.8193e-05 | 1.8193e-05 | 1.8193e-05 | 1.8193e-05 | 1.8193e-05 | 1.8193e-05 | 1.8193e-05 | 1.8193e-05 | 1.8193e-05 | 1.8193e-05 | 1.8193e-05 | 1.8193e-05 | 1.8193e-05 | 1.8193e-05 | 1.8193e-05 | 1.8193e-05 | 1.8193e-05 | 1.8193e-05 | 1.8193e-05
F1_Commercial_Restaurant (WA)_New_Space Heating_Natural Gas_Unit Heater_E4 | F1 | Commercial | Restaurant (WA) | New | Space Heating | Natural Gas | Unit Heater | E4 | CCE | 0 | 0 | 0 | 0 | 0 | 0 | 0 | 0 | 0 | 0 | 0 | 0 | 0 | 0 | 0 | 0 | 0 | 0 | 0 | 0 | 0 | 0 | 0 | 0 | 0 | 0 | 0
F1_Commercial_Restaurant (WA)_New_Space Heating_Natural Gas_Unit Heater_E5 | F1 | Commercial | Restaurant (WA) | New | Space Heating | Natural Gas | Unit Heater | E5 | CCE | 0 | 0 | 0 | 0 | 0 | 0 | 0 | 0 | 0 | 0 | 0 | 0 | 0 | 0 | 0 | 0 | 0 | 0 | 0 | 0 | 0 | 0 | 0 | 0 | 0 | 0 | 0
F1_Commercial_Restaurant (WA)_New_Space Heating_Natural Gas_Unit Heater_E6 | F1 | Commercial | Restaurant (WA) | New | Space Heating | Natural Gas | Unit Heater | E6 | CCE | 0 | 0 | 0 | 0 | 0 | 0 | 0 | 0 | 0 | 0 | 0 | 0 | 0 | 0 | 0 | 0 | 0 | 0 | 0 | 0 | 0 | 0 | 0 | 0 | 0 | 0 | 0
F1_Commercial_Restaurant (WA)_New_Space Heating_Natural Gas_Unit Heater_E7 | F1 | Commercial | Restaurant (WA) | New | Space Heating | Natural Gas | Unit Heater | E7 | CCE | 0 | 0 | 0 | 0 | 0 | 0 | 0 | 0 | 0 | 0 | 0 | 0 | 0 | 0 | 0 | 0 | 0 | 0 | 0 | 0 | 0 | 0 | 0 | 0 | 0 | 0 | 0
F1_Commercial_Restaurant (WA)_New_Space Heating_Natural Gas_Unit Heater_E8 | F1 | Commercial | Restaurant (WA) | New | Space Heating | Natural Gas | Unit Heater | E8 | CCE | 0 | 0 | 0 | 0 | 0 | 0 | 0 | 0 | 0 | 0 | 0 | 0 | 0 | 0 | 0 | 0 | 0 | 0 | 0 | 0 | 0 | 0 | 0 | 0 | 0 | 0 | 0
F1_Commercial_Restaurant (WA)_New_Space Heating_Natural Gas_Unit Heater_E9 | F1 | Commercial | Restaurant (WA) | New | Space Heating | Natural Gas | Unit Heater | E9 | CCE | 0 | 0 | 0 | 0 | 0 | 0 | 0 | 0 | 0 | 0 | 0 | 0 | 0 | 0 | 0 | 0 | 0 | 0 | 0 | 0 | 0 | 0 | 0 | 0 | 0 | 0 | 0
F1_Commercial_Restaurant (WA)_New_Space Heating_Natural Gas_Unit Heater_E10 | F1 | Commercial | Restaurant (WA) | New | Space Heating | Natural Gas | Unit Heater | E10 | CCE | 0 | 0 | 0 | 0 | 0 | 0 | 0 | 0 | 0 | 0 | 0 | 0 | 0 | 0 | 0 | 0 | 0 | 0 | 0 | 0 | 0 | 0 | 0 | 0 | 0 | 0 | 0
F2_Commercial_Restaurant (WA)_New_Space Heating_Natural Gas_Unit Heater_E1 | F2 | Commercial | Restaurant (WA) | New | Space Heating | Natural Gas | Unit Heater | E1 | TRC BC Ratio | [24 empty] | 1 | 1 | 1 | bar: 2019 to 2042
F2_Commercial_Restaurant (WA)_New_Space Heating_Natural Gas_Unit Heater_E2 | F2 | Commercial | Restaurant (WA) | New | Space Heating | Natural Gas | Unit Heater | E2 | TRC BC Ratio | 70.9712 | 72.1377 | 73.6598 | 75.338 | 77.1856 | 79.7316 | 82.3244 | 85.0701 | 87.6973 | 90.3656 | 92.7543 | 94.9573 | 97.3689 | 99.8454 | 102.151 | 104.4235 | 106.5443 | 108.7303 | 111.007 | 113.3425 | 115.7228 | 118.2344 | 121.142 | 123.7133 | 126.3391 | 129.0207 | 131.7592
F2_Commercial_Restaurant (WA)_New_Space Heating_Natural Gas_Unit Heater_E3 | F2 | Commercial | Restaurant (WA) | New | Space Heating | Natural Gas | Unit Heater | E3 | TRC BC Ratio | 315.0464 | 323.3501 | 331.4866 | 339.1416 | 346.2841 | 352.7518 | 359.1806 | 365.8348 | 373.2799 | 380.9647 | 389.1536 | 397.7845 | 406.4238 | 414.7073 | 423.3535 | 432.252 | 441.5067 | 450.941 | 460.5383 | 470.3307 | 480.3349 | 490.4838 | 500.5613 | 511.1858 | 522.0358 | 533.1162 | 544.4317
F2_Commercial_Restaurant (WA)_New_Space Heating_Natural Gas_Unit Heater_E4 | F2 | Commercial | Restaurant (WA) | New | Space Heating | Natural Gas | Unit Heater | E4 | TRC BC Ratio | 0 | 0 | 0 | 0 | 0 | 0 | 0 | 0 | 0 | 0 | 0 | 0 | 0 | 0 | 0 | 0 | 0 | 0 | 0 | 0 | 0 | 0 | 0 | 0 | 0 | 0 | 0
F2_Commercial_Restaurant (WA)_New_Space Heating_Natural Gas_Unit Heater_E5 | F2 | Commercial | Restaurant (WA) | New | Space Heating | Natural Gas | Unit Heater | E5 | TRC BC Ratio | 0 | 0 | 0 | 0 | 0 | 0 | 0 | 0 | 0 | 0 | 0 | 0 | 0 | 0 | 0 | 0 | 0 | 0 | 0 | 0 | 0 | 0 | 0 | 0 | 0 | 0 | 0
F2_Commercial_Restaurant (WA)_New_Space Heating_Natural Gas_Unit Heater_E6 | F2 | Commercial | Restaurant (WA) | New | Space Heating | Natural Gas | Unit Heater | E6 | TRC BC Ratio | 0 | 0 | 0 | 0 | 0 | 0 | 0 | 0 | 0 | 0 | 0 | 0 | 0 | 0 | 0 | 0 | 0 | 0 | 0 | 0 | 0 | 0 | 0 | 0 | 0 | 0 | 0
F2_Commercial_Restaurant (WA)_New_Space Heating_Natural Gas_Unit Heater_E7 | F2 | Commercial | Restaurant (WA) | New | Space Heating | Natural Gas | Unit Heater | E7 | TRC BC Ratio | 0 | 0 | 0 | 0 | 0 | 0 | 0 | 0 | 0 | 0 | 0 | 0 | 0 | 0 | 0 | 0 | 0 | 0 | 0 | 0 | 0 | 0 | 0 | 0 | 0 | 0 | 0
F2_Commercial_Restaurant (WA)_New_Space Heating_Natural Gas_Unit Heater_E8 | F2 | Commercial | Restaurant (WA) | New | Space Heating | Natural Gas | Unit Heater | E8 | TRC BC Ratio | 0 | 0 | 0 | 0 | 0 | 0 | 0 | 0 | 0 | 0 | 0 | 0 | 0 | 0 | 0 | 0 | 0 | 0 | 0 | 0 | 0 | 0 | 0 | 0 | 0 | 0 | 0
F2_Commercial_Restaurant (WA)_New_Space Heating_Natural Gas_Unit Heater_E9 | F2 | Commercial | Restaurant (WA) | New | Space Heating | Natural Gas | Unit Heater | E9 | TRC BC Ratio | 0 | 0 | 0 | 0 | 0 | 0 | 0 | 0 | 0 | 0 | 0 | 0 | 0 | 0 | 0 | 0 | 0 | 0 | 0 | 0 | 0 | 0 | 0 | 0 | 0 | 0 | 0
F2_Commercial_Restaurant (WA)_New_Space Heating_Natural Gas_Unit Heater_E10 | F2 | Commercial | Restaurant (WA) | New | Space Heating | Natural Gas | Unit Heater | E10 | TRC BC Ratio | 0 | 0 | 0 | 0 | 0 | 0 | 0 | 0 | 0 | 0 | 0 | 0 | 0 | 0 | 0 | 0 | 0 | 0 | 0 | 0 | 0 | 0 | 0 | 0 | 0 | 0 | 0
F3_Commercial_Restaurant (WA)_New_Space Heating_Natural Gas_Unit Heater_E1 | F3 | Commercial | Restaurant (WA) | New | Space Heating | Natural Gas | Unit Heater | E1 | PACT BC Ratio | [24 empty] | 1 | 1 | 1 | bar: 2019 to 2042
F3_Commercial_Restaurant (WA)_New_Space Heating_Natural Gas_Unit Heater_E2 | F3 | Commercial | Restaurant (WA) | New | Space Heating | Natural Gas | Unit Heater | E2 | PACT BC Ratio | 198.7839 | 202.051 | 206.3144 | 211.0148 | 216.1898 | 223.3209 | 230.5831 | 238.2737 | 245.6322 | 253.1058 | 259.7965 | 265.9668 | 272.7215 | 279.6578 | 286.1158 | 292.4808 | 298.4209 | 304.5436 | 310.9206 | 317.4619 | 324.1289 | 331.1638 | 339.3077 | 346.5096 | 353.8644 | 361.3752 | 369.0455
F3_Commercial_Restaurant (WA)_New_Space Heating_Natural Gas_Unit Heater_E3 | F3 | Commercial | Restaurant (WA) | New | Space Heating | Natural Gas | Unit Heater | E3 | PACT BC Ratio | 882.4163 | 905.6742 | 928.4638 | 949.9048 | 969.9103 | 988.0257 | 1006.0324 | 1024.67 | 1045.523 | 1067.0475 | 1089.9838 | 1114.1582 | 1138.3562 | 1161.5575 | 1185.7749 | 1210.6987 | 1236.6203 | 1263.0448 | 1289.9261 | 1317.3537 | 1345.3744 | 1373.8005 | 1402.0266 | 1431.785 | 1462.175 | 1493.21 | 1524.9038
F3_Commercial_Restaurant (WA)_New_Space Heating_Natural Gas_Unit Heater_E4 | F3 | Commercial | Restaurant (WA) | New | Space Heating | Natural Gas | Unit Heater | E4 | PACT BC Ratio | 0 | 0 | 0 | 0 | 0 | 0 | 0 | 0 | 0 | 0 | 0 | 0 | 0 | 0 | 0 | 0 | 0 | 0 | 0 | 0 | 0 | 0 | 0 | 0 | 0 | 0 | 0
F3_Commercial_Restaurant (WA)_New_Space Heating_Natural Gas_Unit Heater_E5 | F3 | Commercial | Restaurant (WA) | New | Space Heating | Natural Gas | Unit Heater | E5 | PACT BC Ratio | 0 | 0 | 0 | 0 | 0 | 0 | 0 | 0 | 0 | 0 | 0 | 0 | 0 | 0 | 0 | 0 | 0 | 0 | 0 | 0 | 0 | 0 | 0 | 0 | 0 | 0 | 0
F3_Commercial_Restaurant (WA)_New_Space Heating_Natural Gas_Unit Heater_E6 | F3 | Commercial | Restaurant (WA) | New | Space Heating | Natural Gas | Unit Heater | E6 | PACT BC Ratio | 0 | 0 | 0 | 0 | 0 | 0 | 0 | 0 | 0 | 0 | 0 | 0 | 0 | 0 | 0 | 0 | 0 | 0 | 0 | 0 | 0 | 0 | 0 | 0 | 0 | 0 | 0
F3_Commercial_Restaurant (WA)_New_Space Heating_Natural Gas_Unit Heater_E7 | F3 | Commercial | Restaurant (WA) | New | Space Heating | Natural Gas | Unit Heater | E7 | PACT BC Ratio | 0 | 0 | 0 | 0 | 0 | 0 | 0 | 0 | 0 | 0 | 0 | 0 | 0 | 0 | 0 | 0 | 0 | 0 | 0 | 0 | 0 | 0 | 0 | 0 | 0 | 0 | 0
F3_Commercial_Restaurant (WA)_New_Space Heating_Natural Gas_Unit Heater_E8 | F3 | Commercial | Restaurant (WA) | New | Space Heating | Natural Gas | Unit Heater | E8 | PACT BC Ratio | 0 | 0 | 0 | 0 | 0 | 0 | 0 | 0 | 0 | 0 | 0 | 0 | 0 | 0 | 0 | 0 | 0 | 0 | 0 | 0 | 0 | 0 | 0 | 0 | 0 | 0 | 0
F3_Commercial_Restaurant (WA)_New_Space Heating_Natural Gas_Unit Heater_E9 | F3 | Commercial | Restaurant (WA) | New | Space Heating | Natural Gas | Unit Heater | E9 | PACT BC Ratio | 0 | 0 | 0 | 0 | 0 | 0 | 0 | 0 | 0 | 0 | 0 | 0 | 0 | 0 | 0 | 0 | 0 | 0 | 0 | 0 | 0 | 0 | 0 | 0 | 0 | 0 | 0
F3_Commercial_Restaurant (WA)_New_Space Heating_Natural Gas_Unit Heater_E10 | F3 | Commercial | Restaurant (WA) | New | Space Heating | Natural Gas | Unit Heater | E10 | PACT BC Ratio | 0 | 0 | 0 | 0 | 0 | 0 | 0 | 0 | 0 | 0 | 0 | 0 | 0 | 0 | 0 | 0 | 0 | 0 | 0 | 0 | 0 | 0 | 0 | 0 | 0 | 0 | 0
F4_Commercial_Restaurant (WA)_New_Space Heating_Natural Gas_Unit Heater_E1 | F4 | Commercial | Restaurant (WA) | New | Space Heating | Natural Gas | Unit Heater | E1 | RVT BC Ratio | [24 empty] | 1 | 1 | 1 | bar: 2019 to 2042
F4_Commercial_Restaurant (WA)_New_Space Heating_Natural Gas_Unit Heater_E2 | F4 | Commercial | Restaurant (WA) | New | Space Heating | Natural Gas | Unit Heater | E2 | RVT BC Ratio | 98.4014 | 99.435 | 100.9145 | 102.5462 | 104.3427 | 107.0585 | 109.7478 | 112.5742 | 115.1387 | 117.6673 | 120.5134 | 123.0892 | 125.9135 | 128.7947 | 131.4196 | 133.9677 | 136.28 | 138.6403 | 141.0799 | 143.5532 | 146.0391 | 149.2038 | 152.8673 | 156.1071 | 159.4157 | 162.7945 | 166.245
F4_Commercial_Restaurant (WA)_New_Space Heating_Natural Gas_Unit Heater_E3 | F4 | Commercial | Restaurant (WA) | New | Space Heating | Natural Gas | Unit Heater | E3 | RVT BC Ratio | 407.3725 | 416.7679 | 425.7736 | 434.0023 | 441.4036 | 447.7014 | 453.7916 | 460.5498 | 468.8082 | 477.9298 | 487.7043 | 498.7466 | 509.8115 | 520.4488 | 531.5776 | 543.0536 | 555.0157 | 567.2326 | 579.6844 | 592.4155 | 605.4504 | 618.238 | 630.9356 | 644.3225 | 657.9936 | 671.9548 | 686.2124
F4_Commercial_Restaurant (WA)_New_Space Heating_Natural Gas_Unit Heater_E4 | F4 | Commercial | Restaurant (WA) | New | Space Heating | Natural Gas | Unit Heater | E4 | RVT BC Ratio | 0 | 0 | 0 | 0 | 0 | 0 | 0 | 0 | 0 | 0 | 0 | 0 | 0 | 0 | 0 | 0 | 0 | 0 | 0 | 0 | 0 | 0 | 0 | 0 | 0 | 0 | 0
F4_Commercial_Restaurant (WA)_New_Space Heating_Natural Gas_Unit Heater_E5 | F4 | Commercial | Restaurant (WA) | New | Space Heating | Natural Gas | Unit Heater | E5 | RVT BC Ratio | 0 | 0 | 0 | 0 | 0 | 0 | 0 | 0 | 0 | 0 | 0 | 0 | 0 | 0 | 0 | 0 | 0 | 0 | 0 | 0 | 0 | 0 | 0 | 0 | 0 | 0 | 0
F4_Commercial_Restaurant (WA)_New_Space Heating_Natural Gas_Unit Heater_E6 | F4 | Commercial | Restaurant (WA) | New | Space Heating | Natural Gas | Unit Heater | E6 | RVT BC Ratio | 0 | 0 | 0 | 0 | 0 | 0 | 0 | 0 | 0 | 0 | 0 | 0 | 0 | 0 | 0 | 0 | 0 | 0 | 0 | 0 | 0 | 0 | 0 | 0 | 0 | 0 | 0
F4_Commercial_Restaurant (WA)_New_Space Heating_Natural Gas_Unit Heater_E7 | F4 | Commercial | Restaurant (WA) | New | Space Heating | Natural Gas | Unit Heater | E7 | RVT BC Ratio | 0 | 0 | 0 | 0 | 0 | 0 | 0 | 0 | 0 | 0 | 0 | 0 | 0 | 0 | 0 | 0 | 0 | 0 | 0 | 0 | 0 | 0 | 0 | 0 | 0 | 0 | 0
F4_Commercial_Restaurant (WA)_New_Space Heating_Natural Gas_Unit Heater_E8 | F4 | Commercial | Restaurant (WA) | New | Space Heating | Natural Gas | Unit Heater | E8 | RVT BC Ratio | 0 | 0 | 0 | 0 | 0 | 0 | 0 | 0 | 0 | 0 | 0 | 0 | 0 | 0 | 0 | 0 | 0 | 0 | 0 | 0 | 0 | 0 | 0 | 0 | 0 | 0 | 0
F4_Commercial_Restaurant (WA)_New_Space Heating_Natural Gas_Unit Heater_E9 | F4 | Commercial | Restaurant (WA) | New | Space Heating | Natural Gas | Unit Heater | E9 | RVT BC Ratio | 0 | 0 | 0 | 0 | 0 | 0 | 0 | 0 | 0 | 0 | 0 | 0 | 0 | 0 | 0 | 0 | 0 | 0 | 0 | 0 | 0 | 0 | 0 | 0 | 0 | 0 | 0
F4_Commercial_Restaurant (WA)_New_Space Heating_Natural Gas_Unit Heater_E10 | F4 | Commercial | Restaurant (WA) | New | Space Heating | Natural Gas | Unit Heater | E10 | RVT BC Ratio | 0 | 0 | 0 | 0 | 0 | 0 | 0 | 0 | 0 | 0 | 0 | 0 | 0 | 0 | 0 | 0 | 0 | 0 | 0 | 0 | 0 | 0 | 0 | 0 | 0 | 0 | 0
F5_Commercial_Restaurant (WA)_New_Space Heating_Natural Gas_Unit Heater_E1 | F5 | Commercial | Restaurant (WA) | New | Space Heating | Natural Gas | Unit Heater | E1 | RIM BC Ratio | [24 empty] | 1 | 1 | 1 | bar: 2019 to 2042
F5_Commercial_Restaurant (WA)_New_Space Heating_Natural Gas_Unit Heater_E2 | F5 | Commercial | Restaurant (WA) | New | Space Heating | Natural Gas | Unit Heater | E2 | RIM BC Ratio | 0.86373 | 0.86882 | 0.87418 | 0.87989 | 0.88598 | 0.89203 | 0.89851 | 0.90521 | 0.91241 | 0.92001 | 0.92206 | 0.92424 | 0.92649 | 0.92883 | 0.93133 | 0.93397 | 0.93679 | 0.93976 | 0.94287 | 0.94614 | 0.94959 | 0.94965 | 0.94972 | 0.94977 | 0.94982 | 0.94988 | 0.94993
F5_Commercial_Restaurant (WA)_New_Space Heating_Natural Gas_Unit Heater_E3 | F5 | Commercial | Restaurant (WA) | New | Space Heating | Natural Gas | Unit Heater | E3 | RIM BC Ratio | 0.92758 | 0.93058 | 0.93382 | 0.93728 | 0.94098 | 0.94508 | 0.94939 | 0.9528 | 0.95507 | 0.95614 | 0.95712 | 0.9567 | 0.95627 | 0.95582 | 0.95533 | 0.95481 | 0.95424 | 0.95364 | 0.95303 | 0.95238 | 0.95171 | 0.95172 | 0.95173 | 0.95175 | 0.95176 | 0.95177 | 0.95179
F5_Commercial_Restaurant (WA)_New_Space Heating_Natural Gas_Unit Heater_E4 | F5 | Commercial | Restaurant (WA) | New | Space Heating | Natural Gas | Unit Heater | E4 | RIM BC Ratio | 0 | 0 | 0 | 0 | 0 | 0 | 0 | 0 | 0 | 0 | 0 | 0 | 0 | 0 | 0 | 0 | 0 | 0 | 0 | 0 | 0 | 0 | 0 | 0 | 0 | 0 | 0
F5_Commercial_Restaurant (WA)_New_Space Heating_Natural Gas_Unit Heater_E5 | F5 | Commercial | Restaurant (WA) | New | Space Heating | Natural Gas | Unit Heater | E5 | RIM BC Ratio | 0 | 0 | 0 | 0 | 0 | 0 | 0 | 0 | 0 | 0 | 0 | 0 | 0 | 0 | 0 | 0 | 0 | 0 | 0 | 0 | 0 | 0 | 0 | 0 | 0 | 0 | 0
F5_Commercial_Restaurant (WA)_New_Space Heating_Natural Gas_Unit Heater_E6 | F5 | Commercial | Restaurant (WA) | New | Space Heating | Natural Gas | Unit Heater | E6 | RIM BC Ratio | 0 | 0 | 0 | 0 | 0 | 0 | 0 | 0 | 0 | 0 | 0 | 0 | 0 | 0 | 0 | 0 | 0 | 0 | 0 | 0 | 0 | 0 | 0 | 0 | 0 | 0 | 0
F5_Commercial_Restaurant (WA)_New_Space Heating_Natural Gas_Unit Heater_E7 | F5 | Commercial | Restaurant (WA) | New | Space Heating | Natural Gas | Unit Heater | E7 | RIM BC Ratio | 0 | 0 | 0 | 0 | 0 | 0 | 0 | 0 | 0 | 0 | 0 | 0 | 0 | 0 | 0 | 0 | 0 | 0 | 0 | 0 | 0 | 0 | 0 | 0 | 0 | 0 | 0
F5_Commercial_Restaurant (WA)_New_Space Heating_Natural Gas_Unit Heater_E8 | F5 | Commercial | Restaurant (WA) | New | Space Heating | Natural Gas | Unit Heater | E8 | RIM BC Ratio | 0 | 0 | 0 | 0 | 0 | 0 | 0 | 0 | 0 | 0 | 0 | 0 | 0 | 0 | 0 | 0 | 0 | 0 | 0 | 0 | 0 | 0 | 0 | 0 | 0 | 0 | 0
F5_Commercial_Restaurant (WA)_New_Space Heating_Natural Gas_Unit Heater_E9 | F5 | Commercial | Restaurant (WA) | New | Space Heating | Natural Gas | Unit Heater | E9 | RIM BC Ratio | 0 | 0 | 0 | 0 | 0 | 0 | 0 | 0 | 0 | 0 | 0 | 0 | 0 | 0 | 0 | 0 | 0 | 0 | 0 | 0 | 0 | 0 | 0 | 0 | 0 | 0 | 0
F5_Commercial_Restaurant (WA)_New_Space Heating_Natural Gas_Unit Heater_E10 | F5 | Commercial | Restaurant (WA) | New | Space Heating | Natural Gas | Unit Heater | E10 | RIM BC Ratio | 0 | 0 | 0 | 0 | 0 | 0 | 0 | 0 | 0 | 0 | 0 | 0 | 0 | 0 | 0 | 0 | 0 | 0 | 0 | 0 | 0 | 0 | 0 | 0 | 0 | 0 | 0
F0_Commercial_Restaurant (WA)_New_Water Heating_Natural Gas_Water Heater_E0 | F0 | Commercial | Restaurant (WA) | New | Water Heating | Natural Gas | Water Heater | E0 | Economic Unit | Gas-Fired Absorption HPWH | Gas-Fired Absorption HPWH | Gas-Fired Absorption HPWH | Gas-Fired Absorption HPWH | Gas-Fired Absorption HPWH | Gas-Fired Absorption HPWH | Gas-Fired Absorption HPWH | Gas-Fired Absorption HPWH | Gas-Fired Absorption HPWH | Gas-Fired Absorption HPWH | Gas-Fired Absorption HPWH | Gas-Fired Absorption HPWH | Gas-Fired Absorption HPWH | Gas-Fired Absorption HPWH | Gas-Fired Absorption HPWH | Gas-Fired Absorption HPWH | Gas-Fired Absorption HPWH | Gas-Fired Absorption HPWH | Gas-Fired Absorption HPWH | Gas-Fired Absorption HPWH | Gas-Fired Absorption HPWH | Gas-Fired Absorption HPWH | Gas-Fired Absorption HPWH | Gas-Fired Absorption HPWH | Gas-Fired Absorption HPWH | Gas-Fired Absorption HPWH | Gas-Fired Absorption HPWH
F1_Commercial_Restaurant (WA)_New_Water Heating_Natural Gas_Water Heater_E1 | F1 | Commercial | Restaurant (WA) | New | Water Heating | Natural Gas | Water Heater | E1 | CCE | 0 | 0 | 0 | 0 | 0 | 0 | 0 | 0 | 0 | 0 | 0 | 0 | 0 | 0 | 0 | 0 | 0 | 0 | 0 | 0 | 0 | 0 | 0 | 0 | 0 | 0 | 0
F1_Commercial_Restaurant (WA)_New_Water Heating_Natural Gas_Water Heater_E2 | F1 | Commercial | Restaurant (WA) | New | Water Heating | Natural Gas | Water Heater | E2 | CCE | 0.0010519 | 0.0010519 | 0.0010519 | 0.0010519 | 0.0010519 | 0.0010519 | 0.0010519 | 0.0010519 | 0.0010519 | 0.0010519 | 0.0010519 | 0.0010519 | 0.0010519 | 0.0010519 | 0.0010519 | 0.0010519 | 0.0010519 | 0.0010519 | 0.0010519 | 0.0010519 | 0.0010519 | 0.0010519 | 0.0010519 | 0.0010519 | 0.0010519 | 0.0010519 | 0.0010519
F1_Commercial_Restaurant (WA)_New_Water Heating_Natural Gas_Water Heater_E3 | F1 | Commercial | Restaurant (WA) | New | Water Heating | Natural Gas | Water Heater | E3 | CCE | 0.0018643 | 0.0018643 | 0.0018643 | 0.0018643 | 0.0018643 | 0.0018643 | 0.0018643 | 0.0018643 | 0.0018643 | 0.0018643 | 0.0018643 | 0.0018643 | 0.0018643 | 0.0018643 | 0.0018643 | 0.0018643 | 0.0018643 | 0.0018643 | 0.0018643 | 0.0018643 | 0.0018643 | 0.0018643 | 0.0018643 | 0.0018643 | 0.0018643 | 0.0018643 | 0.0018643
F1_Commercial_Restaurant (WA)_New_Water Heating_Natural Gas_Water Heater_E4 | F1 | Commercial | Restaurant (WA) | New | Water Heating | Natural Gas | Water Heater | E4 | CCE | 0.0018986 | 0.0018986 | 0.0018986 | 0.0018986 | 0.0018986 | 0.0018986 | 0.0018986 | 0.0018986 | 0.0018986 | 0.0018986 | 0.0018986 | 0.0018986 | 0.0018986 | 0.0018986 | 0.0018986 | 0.0018986 | 0.0018986 | 0.0018986 | 0.0018986 | 0.0018986 | 0.0018986 | 0.0018986 | 0.0018986 | 0.0018986 | 0.0018986 | 0.0018986 | 0.0018986
F1_Commercial_Restaurant (WA)_New_Water Heating_Natural Gas_Water Heater_E5 | F1 | Commercial | Restaurant (WA) | New | Water Heating | Natural Gas | Water Heater | E5 | CCE | 0.0027668 | 0.0027668 | 0.0027668 | 0.0027668 | 0.0027668 | 0.0027668 | 0.0027668 | 0.0027668 | 0.0027668 | 0.0027668 | 0.0027668 | 0.0027668 | 0.0027668 | 0.0027668 | 0.0027668 | 0.0027668 | 0.0027668 | 0.0027668 | 0.0027668 | 0.0027668 | 0.0027668 | 0.0027668 | 0.0027668 | 0.0027668 | 0.0027668 | 0.0027668 | 0.0027668
F1_Commercial_Restaurant (WA)_New_Water Heating_Natural Gas_Water Heater_E6 | F1 | Commercial | Restaurant (WA) | New | Water Heating | Natural Gas | Water Heater | E6 | CCE | 0 | 0 | 0 | 0 | 0 | 0 | 0 | 0 | 0 | 0 | 0 | 0 | 0 | 0 | 0 | 0 | 0 | 0 | 0 | 0 | 0 | 0 | 0 | 0 | 0 | 0 | 0
F1_Commercial_Restaurant (WA)_New_Water Heating_Natural Gas_Water Heater_E7 | F1 | Commercial | Restaurant (WA) | New | Water Heating | Natural Gas | Water Heater | E7 | CCE | 0 | 0 | 0 | 0 | 0 | 0 | 0 | 0 | 0 | 0 | 0 | 0 | 0 | 0 | 0 | 0 | 0 | 0 | 0 | 0 | 0 | 0 | 0 | 0 | 0 | 0 | 0
F1_Commercial_Restaurant (WA)_New_Water Heating_Natural Gas_Water Heater_E8 | F1 | Commercial | Restaurant (WA) | New | Water Heating | Natural Gas | Water Heater | E8 | CCE | 0 | 0 | 0 | 0 | 0 | 0 | 0 | 0 | 0 | 0 | 0 | 0 | 0 | 0 | 0 | 0 | 0 | 0 | 0 | 0 | 0 | 0 | 0 | 0 | 0 | 0 | 0
F1_Commercial_Restaurant (WA)_New_Water Heating_Natural Gas_Water Heater_E9 | F1 | Commercial | Restaurant (WA) | New | Water Heating | Natural Gas | Water Heater | E9 | CCE | 0 | 0 | 0 | 0 | 0 | 0 | 0 | 0 | 0 | 0 | 0 | 0 | 0 | 0 | 0 | 0 | 0 | 0 | 0 | 0 | 0 | 0 | 0 | 0 | 0 | 0 | 0
F1_Commercial_Restaurant (WA)_New_Water Heating_Natural Gas_Water Heater_E10 | F1 | Commercial | Restaurant (WA) | New | Water Heating | Natural Gas | Water Heater | E10 | CCE | 0 | 0 | 0 | 0 | 0 | 0 | 0 | 0 | 0 | 0 | 0 | 0 | 0 | 0 | 0 | 0 | 0 | 0 | 0 | 0 | 0 | 0 | 0 | 0 | 0 | 0 | 0
F2_Commercial_Restaurant (WA)_New_Water Heating_Natural Gas_Water Heater_E1 | F2 | Commercial | Restaurant (WA) | New | Water Heating | Natural Gas | Water Heater | E1 | TRC BC Ratio | [24 empty] | 1 | 1 | 1 | bar: 2019 to 2042
F2_Commercial_Restaurant (WA)_New_Water Heating_Natural Gas_Water Heater_E2 | F2 | Commercial | Restaurant (WA) | New | Water Heating | Natural Gas | Water Heater | E2 | TRC BC Ratio | 3.5246 | 3.6172 | 3.7211 | 3.8375 | 3.9671 | 4.1205 | 4.2766 | 4.4304 | 4.5784 | 4.7285 | 4.8507 | 4.966 | 5.0893 | 5.2107 | 5.3209 | 5.4251 | 5.5203 | 5.6147 | 5.7147 | 5.813 | 5.9138 | 6.0182 | 6.1239 | 6.2327 | 6.3434 | 6.4561 | 6.5708
F2_Commercial_Restaurant (WA)_New_Water Heating_Natural Gas_Water Heater_E3 | F2 | Commercial | Restaurant (WA) | New | Water Heating | Natural Gas | Water Heater | E3 | TRC BC Ratio | 1.9888 | 2.041 | 2.0996 | 2.1653 | 2.2384 | 2.325 | 2.4131 | 2.4999 | 2.5833 | 2.668 | 2.737 | 2.802 | 2.8717 | 2.9401 | 3.0023 | 3.0611 | 3.1148 | 3.1681 | 3.2245 | 3.28 | 3.3368 | 3.3958 | 3.4554 | 3.5168 | 3.5793 | 3.6429 | 3.7076
F2_Commercial_Restaurant (WA)_New_Water Heating_Natural Gas_Water Heater_E4 | F2 | Commercial | Restaurant (WA) | New | Water Heating | Natural Gas | Water Heater | E4 | TRC BC Ratio | 1.2552 | 1.2934 | 1.3451 | 1.4127 | 1.4963 | 1.6052 | 1.7177 | 1.827 | 1.9294 | 2.0333 | 2.108 | 2.1748 | 2.2487 | 2.3195 | 2.3783 | 2.4303 | 2.4722 | 2.5125 | 2.5574 | 2.5996 | 2.6433 | 2.6896 | 2.7362 | 2.7848 | 2.8343 | 2.8846 | 2.9359
F2_Commercial_Restaurant (WA)_New_Water Heating_Natural Gas_Water Heater_E5 | F2 | Commercial | Restaurant (WA) | New | Water Heating | Natural Gas | Water Heater | E5 | TRC BC Ratio | 1.3748 | 1.4109 | 1.4506 | 1.4942 | 1.542 | 1.5976 | 1.6542 | 1.71 | 1.7639 | 1.8186 | 1.8639 | 1.9069 | 1.9527 | 1.998 | 2.0394 | 2.079 | 2.1155 | 2.1518 | 2.1902 | 2.228 | 2.2667 | 2.3068 | 2.3473 | 2.389 | 2.4315 | 2.4747 | 2.5186
F2_Commercial_Restaurant (WA)_New_Water Heating_Natural Gas_Water Heater_E6 | F2 | Commercial | Restaurant (WA) | New | Water Heating | Natural Gas | Water Heater | E6 | TRC BC Ratio | 0 | 0 | 0 | 0 | 0 | 0 | 0 | 0 | 0 | 0 | 0 | 0 | 0 | 0 | 0 | 0 | 0 | 0 | 0 | 0 | 0 | 0 | 0 | 0 | 0 | 0 | 0
F2_Commercial_Restaurant (WA)_New_Water Heating_Natural Gas_Water Heater_E7 | F2 | Commercial | Restaurant (WA) | New | Water Heating | Natural Gas | Water Heater | E7 | TRC BC Ratio | 0 | 0 | 0 | 0 | 0 | 0 | 0 | 0 | 0 | 0 | 0 | 0 | 0 | 0 | 0 | 0 | 0 | 0 | 0 | 0 | 0 | 0 | 0 | 0 | 0 | 0 | 0
F2_Commercial_Restaurant (WA)_New_Water Heating_Natural Gas_Water Heater_E8 | F2 | Commercial | Restaurant (WA) | New | Water Heating | Natural Gas | Water Heater | E8 | TRC BC Ratio | 0 | 0 | 0 | 0 | 0 | 0 | 0 | 0 | 0 | 0 | 0 | 0 | 0 | 0 | 0 | 0 | 0 | 0 | 0 | 0 | 0 | 0 | 0 | 0 | 0 | 0 | 0
F2_Commercial_Restaurant (WA)_New_Water Heating_Natural Gas_Water Heater_E9 | F2 | Commercial | Restaurant (WA) | New | Water Heating | Natural Gas | Water Heater | E9 | TRC BC Ratio | 0 | 0 | 0 | 0 | 0 | 0 | 0 | 0 | 0 | 0 | 0 | 0 | 0 | 0 | 0 | 0 | 0 | 0 | 0 | 0 | 0 | 0 | 0 | 0 | 0 | 0 | 0
F2_Commercial_Restaurant (WA)_New_Water Heating_Natural Gas_Water Heater_E10 | F2 | Commercial | Restaurant (WA) | New | Water Heating | Natural Gas | Water Heater | E10 | TRC BC Ratio | 0 | 0 | 0 | 0 | 0 | 0 | 0 | 0 | 0 | 0 | 0 | 0 | 0 | 0 | 0 | 0 | 0 | 0 | 0 | 0 | 0 | 0 | 0 | 0 | 0 | 0 | 0
F3_Commercial_Restaurant (WA)_New_Water Heating_Natural Gas_Water Heater_E1 | F3 | Commercial | Restaurant (WA) | New | Water Heating | Natural Gas | Water Heater | E1 | PACT BC Ratio | [24 empty] | 1 | 1 | 1 | bar: 2019 to 2042
F3_Commercial_Restaurant (WA)_New_Water Heating_Natural Gas_Water Heater_E2 | F3 | Commercial | Restaurant (WA) | New | Water Heating | Natural Gas | Water Heater | E2 | PACT BC Ratio | 8.7452 | 8.9749 | 9.2327 | 9.5215 | 9.8431 | 10.2235 | 10.6109 | 10.9926 | 11.3596 | 11.7321 | 12.0353 | 12.3214 | 12.6275 | 12.9286 | 13.2019 | 13.4606 | 13.6967 | 13.9308 | 14.1792 | 14.4229 | 14.673 | 14.9322 | 15.1944 | 15.4643 | 15.7391 | 16.0187 | 16.3033
F3_Commercial_Restaurant (WA)_New_Water Heating_Natural Gas_Water Heater_E3 | F3 | Commercial | Restaurant (WA) | New | Water Heating | Natural Gas | Water Heater | E3 | PACT BC Ratio | 4.9345 | 5.0641 | 5.2095 | 5.3725 | 5.5539 | 5.7686 | 5.9872 | 6.2025 | 6.4097 | 6.6198 | 6.7909 | 6.9523 | 7.125 | 7.2949 | 7.4491 | 7.5951 | 7.7283 | 7.8605 | 8.0006 | 8.1381 | 8.2792 | 8.4255 | 8.5734 | 8.7257 | 8.8807 | 9.0385 | 9.1991
F3_Commercial_Restaurant (WA)_New_Water Heating_Natural Gas_Water Heater_E4 | F3 | Commercial | Restaurant (WA) | New | Water Heating | Natural Gas | Water Heater | E4 | PACT BC Ratio | 3.1144 | 3.2092 | 3.3375 | 3.5051 | 3.7125 | 3.9827 | 4.2618 | 4.5331 | 4.7872 | 5.0449 | 5.2304 | 5.396 | 5.5794 | 5.7551 | 5.901 | 6.0299 | 6.134 | 6.2338 | 6.3454 | 6.45 | 6.5584 | 6.6734 | 6.7889 | 6.9095 | 7.0323 | 7.1572 | 7.2844
F3_Commercial_Restaurant (WA)_New_Water Heating_Natural Gas_Water Heater_E5 | F3 | Commercial | Restaurant (WA) | New | Water Heating | Natural Gas | Water Heater | E5 | PACT BC Ratio | 3.4111 | 3.5006 | 3.5992 | 3.7074 | 3.8259 | 3.964 | 4.1043 | 4.2427 | 4.3765 | 4.5122 | 4.6245 | 4.7313 | 4.845 | 4.9572 | 5.0602 | 5.1583 | 5.2489 | 5.339 | 5.4342 | 5.528 | 5.6241 | 5.7235 | 5.8241 | 5.9276 | 6.0329 | 6.1401 | 6.2491
F3_Commercial_Restaurant (WA)_New_Water Heating_Natural Gas_Water Heater_E6 | F3 | Commercial | Restaurant (WA) | New | Water Heating | Natural Gas | Water Heater | E6 | PACT BC Ratio | 0 | 0 | 0 | 0 | 0 | 0 | 0 | 0 | 0 | 0 | 0 | 0 | 0 | 0 | 0 | 0 | 0 | 0 | 0 | 0 | 0 | 0 | 0 | 0 | 0 | 0 | 0
F3_Commercial_Restaurant (WA)_New_Water Heating_Natural Gas_Water Heater_E7 | F3 | Commercial | Restaurant (WA) | New | Water Heating | Natural Gas | Water Heater | E7 | PACT BC Ratio | 0 | 0 | 0 | 0 | 0 | 0 | 0 | 0 | 0 | 0 | 0 | 0 | 0 | 0 | 0 | 0 | 0 | 0 | 0 | 0 | 0 | 0 | 0 | 0 | 0 | 0 | 0
F3_Commercial_Restaurant (WA)_New_Water Heating_Natural Gas_Water Heater_E8 | F3 | Commercial | Restaurant (WA) | New | Water Heating | Natural Gas | Water Heater | E8 | PACT BC Ratio | 0 | 0 | 0 | 0 | 0 | 0 | 0 | 0 | 0 | 0 | 0 | 0 | 0 | 0 | 0 | 0 | 0 | 0 | 0 | 0 | 0 | 0 | 0 | 0 | 0 | 0 | 0
F3_Commercial_Restaurant (WA)_New_Water Heating_Natural Gas_Water Heater_E9 | F3 | Commercial | Restaurant (WA) | New | Water Heating | Natural Gas | Water Heater | E9 | PACT BC Ratio | 0 | 0 | 0 | 0 | 0 | 0 | 0 | 0 | 0 | 0 | 0 | 0 | 0 | 0 | 0 | 0 | 0 | 0 | 0 | 0 | 0 | 0 | 0 | 0 | 0 | 0 | 0
F3_Commercial_Restaurant (WA)_New_Water Heating_Natural Gas_Water Heater_E10 | F3 | Commercial | Restaurant (WA) | New | Water Heating | Natural Gas | Water Heater | E10 | PACT BC Ratio | 0 | 0 | 0 | 0 | 0 | 0 | 0 | 0 | 0 | 0 | 0 | 0 | 0 | 0 | 0 | 0 | 0 | 0 | 0 | 0 | 0 | 0 | 0 | 0 | 0 | 0 | 0
F4_Commercial_Restaurant (WA)_New_Water Heating_Natural Gas_Water Heater_E1 | F4 | Commercial | Restaurant (WA) | New | Water Heating | Natural Gas | Water Heater | E1 | RVT BC Ratio | [24 empty] | 1 | 1 | 1 | bar: 2019 to 2042
F4_Commercial_Restaurant (WA)_New_Water Heating_Natural Gas_Water Heater_E2 | F4 | Commercial | Restaurant (WA) | New | Water Heating | Natural Gas | Water Heater | E2 | RVT BC Ratio | 5.2143 | 5.3134 | 5.4249 | 5.5502 | 5.6898 | 5.8587 | 6.0262 | 6.1846 | 6.3282 | 6.4681 | 6.613 | 6.7458 | 6.8877 | 7.0251 | 7.146 | 7.2572 | 7.3542 | 7.4479 | 7.5467 | 7.6406 | 7.735 | 7.8666 | 7.9998 | 8.1368 | 8.2764 | 8.4184 | 8.5629
F4_Commercial_Restaurant (WA)_New_Water Heating_Natural Gas_Water Heater_E3 | F4 | Commercial | Restaurant (WA) | New | Water Heating | Natural Gas | Water Heater | E3 | RVT BC Ratio | 3.0657 | 3.1217 | 3.1846 | 3.2553 | 3.3341 | 3.4293 | 3.5239 | 3.6132 | 3.6943 | 3.7732 | 3.855 | 3.9299 | 4.0099 | 4.0875 | 4.1557 | 4.2184 | 4.2732 | 4.3261 | 4.3818 | 4.4348 | 4.4881 | 4.5623 | 4.6375 | 4.7148 | 4.7935 | 4.8736 | 4.9552
F4_Commercial_Restaurant (WA)_New_Water Heating_Natural Gas_Water Heater_E4 | F4 | Commercial | Restaurant (WA) | New | Water Heating | Natural Gas | Water Heater | E4 | RVT BC Ratio | 2.2482 | 2.2875 | 2.3431 | 2.4179 | 2.5119 | 2.6386 | 2.7662 | 2.8816 | 2.9784 | 3.0677 | 3.157 | 3.2286 | 3.3082 | 3.382 | 3.4382 | 3.4835 | 3.5135 | 3.539 | 3.5684 | 3.5916 | 3.6142 | 3.6726 | 3.7312 | 3.7925 | 3.8548 | 3.9183 | 3.9828
F4_Commercial_Restaurant (WA)_New_Water Heating_Natural Gas_Water Heater_E5 | F4 | Commercial | Restaurant (WA) | New | Water Heating | Natural Gas | Water Heater | E5 | RVT BC Ratio | 2.1932 | 2.2325 | 2.2754 | 2.3219 | 2.3722 | 2.4324 | 2.4921 | 2.5491 | 2.6013 | 2.6527 | 2.7063 | 2.7562 | 2.8093 | 2.8611 | 2.9072 | 2.9502 | 2.9884 | 3.0256 | 3.0646 | 3.102 | 3.1397 | 3.1902 | 3.2413 | 3.2938 | 3.3473 | 3.4017 | 3.4571
F4_Commercial_Restaurant (WA)_New_Water Heating_Natural Gas_Water Heater_E6 | F4 | Commercial | Restaurant (WA) | New | Water Heating | Natural Gas | Water Heater | E6 | RVT BC Ratio | 0 | 0 | 0 | 0 | 0 | 0 | 0 | 0 | 0 | 0 | 0 | 0 | 0 | 0 | 0 | 0 | 0 | 0 | 0 | 0 | 0 | 0 | 0 | 0 | 0 | 0 | 0
F4_Commercial_Restaurant (WA)_New_Water Heating_Natural Gas_Water Heater_E7 | F4 | Commercial | Restaurant (WA) | New | Water Heating | Natural Gas | Water Heater | E7 | RVT BC Ratio | 0 | 0 | 0 | 0 | 0 | 0 | 0 | 0 | 0 | 0 | 0 | 0 | 0 | 0 | 0 | 0 | 0 | 0 | 0 | 0 | 0 | 0 | 0 | 0 | 0 | 0 | 0
F4_Commercial_Restaurant (WA)_New_Water Heating_Natural Gas_Water Heater_E8 | F4 | Commercial | Restaurant (WA) | New | Water Heating | Natural Gas | Water Heater | E8 | RVT BC Ratio | 0 | 0 | 0 | 0 | 0 | 0 | 0 | 0 | 0 | 0 | 0 | 0 | 0 | 0 | 0 | 0 | 0 | 0 | 0 | 0 | 0 | 0 | 0 | 0 | 0 | 0 | 0
F4_Commercial_Restaurant (WA)_New_Water Heating_Natural Gas_Water Heater_E9 | F4 | Commercial | Restaurant (WA) | New | Water Heating | Natural Gas | Water Heater | E9 | RVT BC Ratio | 0 | 0 | 0 | 0 | 0 | 0 | 0 | 0 | 0 | 0 | 0 | 0 | 0 | 0 | 0 | 0 | 0 | 0 | 0 | 0 | 0 | 0 | 0 | 0 | 0 | 0 | 0
F4_Commercial_Restaurant (WA)_New_Water Heating_Natural Gas_Water Heater_E10 | F4 | Commercial | Restaurant (WA) | New | Water Heating | Natural Gas | Water Heater | E10 | RVT BC Ratio | 0 | 0 | 0 | 0 | 0 | 0 | 0 | 0 | 0 | 0 | 0 | 0 | 0 | 0 | 0 | 0 | 0 | 0 | 0 | 0 | 0 | 0 | 0 | 0 | 0 | 0 | 0
F5_Commercial_Restaurant (WA)_New_Water Heating_Natural Gas_Water Heater_E1 | F5 | Commercial | Restaurant (WA) | New | Water Heating | Natural Gas | Water Heater | E1 | RIM BC Ratio | [24 empty] | 1 | 1 | 1 | bar: 2019 to 2042
F5_Commercial_Restaurant (WA)_New_Water Heating_Natural Gas_Water Heater_E2 | F5 | Commercial | Restaurant (WA) | New | Water Heating | Natural Gas | Water Heater | E2 | RIM BC Ratio | 0.78119 | 0.7873 | 0.79385 | 0.80085 | 0.80827 | 0.81611 | 0.82425 | 0.83271 | 0.84158 | 0.85094 | 0.85437 | 0.85795 | 0.86167 | 0.86543 | 0.86918 | 0.87301 | 0.87691 | 0.88097 | 0.88523 | 0.88968 | 0.89433 | 0.89528 | 0.89621 | 0.89713 | 0.89804 | 0.89894 | 0.89982
F5_Commercial_Restaurant (WA)_New_Water Heating_Natural Gas_Water Heater_E3 | F5 | Commercial | Restaurant (WA) | New | Water Heating | Natural Gas | Water Heater | E3 | RIM BC Ratio | 0.73078 | 0.73735 | 0.74442 | 0.752 | 0.76007 | 0.76872 | 0.7776 | 0.78669 | 0.79604 | 0.80581 | 0.80996 | 0.81417 | 0.81853 | 0.82289 | 0.82713 | 0.83137 | 0.8356 | 0.83995 | 0.84452 | 0.84922 | 0.85413 | 0.85566 | 0.85716 | 0.85866 | 0.86014 | 0.8616 | 0.86303
F5_Commercial_Restaurant (WA)_New_Water Heating_Natural Gas_Water Heater_E4 | F5 | Commercial | Restaurant (WA) | New | Water Heating | Natural Gas | Water Heater | E4 | RIM BC Ratio | 0.61525 | 0.62397 | 0.63473 | 0.64756 | 0.66208 | 0.67859 | 0.6949 | 0.71145 | 0.72843 | 0.74667 | 0.75355 | 0.76117 | 0.76919 | 0.77706 | 0.78445 | 0.79174 | 0.7989 | 0.80635 | 0.81437 | 0.82273 | 0.83162 | 0.83344 | 0.83521 | 0.83701 | 0.83878 | 0.84053 | 0.84226
F5_Commercial_Restaurant (WA)_New_Water Heating_Natural Gas_Water Heater_E5 | F5 | Commercial | Restaurant (WA) | New | Water Heating | Natural Gas | Water Heater | E5 | RIM BC Ratio | 0.68936 | 0.696 | 0.70322 | 0.711 | 0.71937 | 0.72831 | 0.73734 | 0.74643 | 0.75559 | 0.76499 | 0.76959 | 0.77405 | 0.77867 | 0.78324 | 0.78762 | 0.79195 | 0.79621 | 0.80054 | 0.80507 | 0.80968 | 0.81446 | 0.81651 | 0.81853 | 0.82054 | 0.82253 | 0.82449 | 0.82643
F5_Commercial_Restaurant (WA)_New_Water Heating_Natural Gas_Water Heater_E6 | F5 | Commercial | Restaurant (WA) | New | Water Heating | Natural Gas | Water Heater | E6 | RIM BC Ratio | 0 | 0 | 0 | 0 | 0 | 0 | 0 | 0 | 0 | 0 | 0 | 0 | 0 | 0 | 0 | 0 | 0 | 0 | 0 | 0 | 0 | 0 | 0 | 0 | 0 | 0 | 0
F5_Commercial_Restaurant (WA)_New_Water Heating_Natural Gas_Water Heater_E7 | F5 | Commercial | Restaurant (WA) | New | Water Heating | Natural Gas | Water Heater | E7 | RIM BC Ratio | 0 | 0 | 0 | 0 | 0 | 0 | 0 | 0 | 0 | 0 | 0 | 0 | 0 | 0 | 0 | 0 | 0 | 0 | 0 | 0 | 0 | 0 | 0 | 0 | 0 | 0 | 0
F5_Commercial_Restaurant (WA)_New_Water Heating_Natural Gas_Water Heater_E8 | F5 | Commercial | Restaurant (WA) | New | Water Heating | Natural Gas | Water Heater | E8 | RIM BC Ratio | 0 | 0 | 0 | 0 | 0 | 0 | 0 | 0 | 0 | 0 | 0 | 0 | 0 | 0 | 0 | 0 | 0 | 0 | 0 | 0 | 0 | 0 | 0 | 0 | 0 | 0 | 0
F5_Commercial_Restaurant (WA)_New_Water Heating_Natural Gas_Water Heater_E9 | F5 | Commercial | Restaurant (WA) | New | Water Heating | Natural Gas | Water Heater | E9 | RIM BC Ratio | 0 | 0 | 0 | 0 | 0 | 0 | 0 | 0 | 0 | 0 | 0 | 0 | 0 | 0 | 0 | 0 | 0 | 0 | 0 | 0 | 0 | 0 | 0 | 0 | 0 | 0 | 0
F5_Commercial_Restaurant (WA)_New_Water Heating_Natural Gas_Water Heater_E10 | F5 | Commercial | Restaurant (WA) | New | Water Heating | Natural Gas | Water Heater | E10 | RIM BC Ratio | 0 | 0 | 0 | 0 | 0 | 0 | 0 | 0 | 0 | 0 | 0 | 0 | 0 | 0 | 0 | 0 | 0 | 0 | 0 | 0 | 0 | 0 | 0 | 0 | 0 | 0 | 0
F0_Commercial_Restaurant (WA)_New_Food Preparation_Natural Gas_Oven_E0 | F0 | Commercial | Restaurant (WA) | New | Food Preparation | Natural Gas | Oven | E0 | Economic Unit | ENERGY STAR (>42% Baking Efficiency) | ENERGY STAR (>42% Baking Efficiency) | ENERGY STAR (>42% Baking Efficiency) | ENERGY STAR (>42% Baking Efficiency) | ENERGY STAR (>42% Baking Efficiency) | ENERGY STAR (>42% Baking Efficiency) | ENERGY STAR (>42% Baking Efficiency) | ENERGY STAR (>42% Baking Efficiency) | ENERGY STAR (>42% Baking Efficiency) | ENERGY STAR (>42% Baking Efficiency) | ENERGY STAR (>42% Baking Efficiency) | ENERGY STAR (>42% Baking Efficiency) | ENERGY STAR (>42% Baking Efficiency) | ENERGY STAR (>42% Baking Efficiency) | ENERGY STAR (>42% Baking Efficiency) | ENERGY STAR (>42% Baking Efficiency) | ENERGY STAR (>42% Baking Efficiency) | ENERGY STAR (>42% Baking Efficiency) | ENERGY STAR (>42% Baking Efficiency) | ENERGY STAR (>42% Baking Efficiency) | ENERGY STAR (>42% Baking Efficiency) | ENERGY STAR (>42% Baking Efficiency) | ENERGY STAR (>42% Baking Efficiency) | ENERGY STAR (>42% Baking Efficiency) | ENERGY STAR (>42% Baking Efficiency) | ENERGY STAR (>42% Baking Efficiency) | ENERGY STAR (>42% Baking Efficiency)
F1_Commercial_Restaurant (WA)_New_Food Preparation_Natural Gas_Oven_E1 | F1 | Commercial | Restaurant (WA) | New | Food Preparation | Natural Gas | Oven | E1 | CCE | 0 | 0 | 0 | 0 | 0 | 0 | 0 | 0 | 0 | 0 | 0 | 0 | 0 | 0 | 0 | 0 | 0 | 0 | 0 | 0 | 0 | 0 | 0 | 0 | 0 | 0 | 0
F1_Commercial_Restaurant (WA)_New_Food Preparation_Natural Gas_Oven_E2 | F1 | Commercial | Restaurant (WA) | New | Food Preparation | Natural Gas | Oven | E2 | CCE | 6.8577e-05 | 6.8577e-05 | 6.8577e-05 | 6.8577e-05 | 6.8577e-05 | 6.8577e-05 | 6.8577e-05 | 6.8577e-05 | 6.8577e-05 | 6.8577e-05 | 6.8577e-05 | 6.8577e-05 | 6.8577e-05 | 6.8577e-05 | 6.8577e-05 | 6.8577e-05 | 6.8577e-05 | 6.8577e-05 | 6.8577e-05 | 6.8577e-05 | 6.8577e-05 | 6.8577e-05 | 6.8577e-05 | 6.8577e-05 | 6.8577e-05 | 6.8577e-05 | 6.8577e-05
F1_Commercial_Restaurant (WA)_New_Food Preparation_Natural Gas_Oven_E3 | F1 | Commercial | Restaurant (WA) | New | Food Preparation | Natural Gas | Oven | E3 | CCE | 0 | 0 | 0 | 0 | 0 | 0 | 0 | 0 | 0 | 0 | 0 | 0 | 0 | 0 | 0 | 0 | 0 | 0 | 0 | 0 | 0 | 0 | 0 | 0 | 0 | 0 | 0
F1_Commercial_Restaurant (WA)_New_Food Preparation_Natural Gas_Oven_E4 | F1 | Commercial | Restaurant (WA) | New | Food Preparation | Natural Gas | Oven | E4 | CCE | 0 | 0 | 0 | 0 | 0 | 0 | 0 | 0 | 0 | 0 | 0 | 0 | 0 | 0 | 0 | 0 | 0 | 0 | 0 | 0 | 0 | 0 | 0 | 0 | 0 | 0 | 0
F1_Commercial_Restaurant (WA)_New_Food Preparation_Natural Gas_Oven_E5 | F1 | Commercial | Restaurant (WA) | New | Food Preparation | Natural Gas | Oven | E5 | CCE | 0 | 0 | 0 | 0 | 0 | 0 | 0 | 0 | 0 | 0 | 0 | 0 | 0 | 0 | 0 | 0 | 0 | 0 | 0 | 0 | 0 | 0 | 0 | 0 | 0 | 0 | 0
F1_Commercial_Restaurant (WA)_New_Food Preparation_Natural Gas_Oven_E6 | F1 | Commercial | Restaurant (WA) | New | Food Preparation | Natural Gas | Oven | E6 | CCE | 0 | 0 | 0 | 0 | 0 | 0 | 0 | 0 | 0 | 0 | 0 | 0 | 0 | 0 | 0 | 0 | 0 | 0 | 0 | 0 | 0 | 0 | 0 | 0 | 0 | 0 | 0
F1_Commercial_Restaurant (WA)_New_Food Preparation_Natural Gas_Oven_E7 | F1 | Commercial | Restaurant (WA) | New | Food Preparation | Natural Gas | Oven | E7 | CCE | 0 | 0 | 0 | 0 | 0 | 0 | 0 | 0 | 0 | 0 | 0 | 0 | 0 | 0 | 0 | 0 | 0 | 0 | 0 | 0 | 0 | 0 | 0 | 0 | 0 | 0 | 0
F1_Commercial_Restaurant (WA)_New_Food Preparation_Natural Gas_Oven_E8 | F1 | Commercial | Restaurant (WA) | New | Food Preparation | Natural Gas | Oven | E8 | CCE | 0 | 0 | 0 | 0 | 0 | 0 | 0 | 0 | 0 | 0 | 0 | 0 | 0 | 0 | 0 | 0 | 0 | 0 | 0 | 0 | 0 | 0 | 0 | 0 | 0 | 0 | 0
F1_Commercial_Restaurant (WA)_New_Food Preparation_Natural Gas_Oven_E9 | F1 | Commercial | Restaurant (WA) | New | Food Preparation | Natural Gas | Oven | E9 | CCE | 0 | 0 | 0 | 0 | 0 | 0 | 0 | 0 | 0 | 0 | 0 | 0 | 0 | 0 | 0 | 0 | 0 | 0 | 0 | 0 | 0 | 0 | 0 | 0 | 0 | 0 | 0
F1_Commercial_Restaurant (WA)_New_Food Preparation_Natural Gas_Oven_E10 | F1 | Commercial | Restaurant (WA) | New | Food Preparation | Natural Gas | Oven | E10 | CCE | 0 | 0 | 0 | 0 | 0 | 0 | 0 | 0 | 0 | 0 | 0 | 0 | 0 | 0 | 0 | 0 | 0 | 0 | 0 | 0 | 0 | 0 | 0 | 0 | 0 | 0 | 0
F2_Commercial_Restaurant (WA)_New_Food Preparation_Natural Gas_Oven_E1 | F2 | Commercial | Restaurant (WA) | New | Food Preparation | Natural Gas | Oven | E1 | TRC BC Ratio | [24 empty] | 1 | 1 | 1 | bar: 2019 to 2042
F2_Commercial_Restaurant (WA)_New_Food Preparation_Natural Gas_Oven_E2 | F2 | Commercial | Restaurant (WA) | New | Food Preparation | Natural Gas | Oven | E2 | TRC BC Ratio | 50.5721 | 51.7397 | 53.2083 | 54.9407 | 56.9553 | 59.4962 | 62.1426 | 64.7814 | 67.3265 | 69.9066 | 71.9204 | 73.7936 | 75.8131 | 77.7805 | 79.5155 | 81.1221 | 82.5389 | 83.9315 | 85.4293 | 86.8817 | 88.3757 | 89.9337 | 91.5067 | 93.1324 | 94.787 | 96.4709 | 98.1848
F2_Commercial_Restaurant (WA)_New_Food Preparation_Natural Gas_Oven_E3 | F2 | Commercial | Restaurant (WA) | New | Food Preparation | Natural Gas | Oven | E3 | TRC BC Ratio | 0 | 0 | 0 | 0 | 0 | 0 | 0 | 0 | 0 | 0 | 0 | 0 | 0 | 0 | 0 | 0 | 0 | 0 | 0 | 0 | 0 | 0 | 0 | 0 | 0 | 0 | 0
F2_Commercial_Restaurant (WA)_New_Food Preparation_Natural Gas_Oven_E4 | F2 | Commercial | Restaurant (WA) | New | Food Preparation | Natural Gas | Oven | E4 | TRC BC Ratio | 0 | 0 | 0 | 0 | 0 | 0 | 0 | 0 | 0 | 0 | 0 | 0 | 0 | 0 | 0 | 0 | 0 | 0 | 0 | 0 | 0 | 0 | 0 | 0 | 0 | 0 | 0
F2_Commercial_Restaurant (WA)_New_Food Preparation_Natural Gas_Oven_E5 | F2 | Commercial | Restaurant (WA) | New | Food Preparation | Natural Gas | Oven | E5 | TRC BC Ratio | 0 | 0 | 0 | 0 | 0 | 0 | 0 | 0 | 0 | 0 | 0 | 0 | 0 | 0 | 0 | 0 | 0 | 0 | 0 | 0 | 0 | 0 | 0 | 0 | 0 | 0 | 0
F2_Commercial_Restaurant (WA)_New_Food Preparation_Natural Gas_Oven_E6 | F2 | Commercial | Restaurant (WA) | New | Food Preparation | Natural Gas | Oven | E6 | TRC BC Ratio | 0 | 0 | 0 | 0 | 0 | 0 | 0 | 0 | 0 | 0 | 0 | 0 | 0 | 0 | 0 | 0 | 0 | 0 | 0 | 0 | 0 | 0 | 0 | 0 | 0 | 0 | 0
F2_Commercial_Restaurant (WA)_New_Food Preparation_Natural Gas_Oven_E7 | F2 | Commercial | Restaurant (WA) | New | Food Preparation | Natural Gas | Oven | E7 | TRC BC Ratio | 0 | 0 | 0 | 0 | 0 | 0 | 0 | 0 | 0 | 0 | 0 | 0 | 0 | 0 | 0 | 0 | 0 | 0 | 0 | 0 | 0 | 0 | 0 | 0 | 0 | 0 | 0
F2_Commercial_Restaurant (WA)_New_Food Preparation_Natural Gas_Oven_E8 | F2 | Commercial | Restaurant (WA) | New | Food Preparation | Natural Gas | Oven | E8 | TRC BC Ratio | 0 | 0 | 0 | 0 | 0 | 0 | 0 | 0 | 0 | 0 | 0 | 0 | 0 | 0 | 0 | 0 | 0 | 0 | 0 | 0 | 0 | 0 | 0 | 0 | 0 | 0 | 0
F2_Commercial_Restaurant (WA)_New_Food Preparation_Natural Gas_Oven_E9 | F2 | Commercial | Restaurant (WA) | New | Food Preparation | Natural Gas | Oven | E9 | TRC BC Ratio | 0 | 0 | 0 | 0 | 0 | 0 | 0 | 0 | 0 | 0 | 0 | 0 | 0 | 0 | 0 | 0 | 0 | 0 | 0 | 0 | 0 | 0 | 0 | 0 | 0 | 0 | 0
F2_Commercial_Restaurant (WA)_New_Food Preparation_Natural Gas_Oven_E10 | F2 | Commercial | Restaurant (WA) | New | Food Preparation | Natural Gas | Oven | E10 | TRC BC Ratio | 0 | 0 | 0 | 0 | 0 | 0 | 0 | 0 | 0 | 0 | 0 | 0 | 0 | 0 | 0 | 0 | 0 | 0 | 0 | 0 | 0 | 0 | 0 | 0 | 0 | 0 | 0
F3_Commercial_Restaurant (WA)_New_Food Preparation_Natural Gas_Oven_E1 | F3 | Commercial | Restaurant (WA) | New | Food Preparation | Natural Gas | Oven | E1 | PACT BC Ratio | [24 empty] | 1 | 1 | 1 | bar: 2019 to 2042
F3_Commercial_Restaurant (WA)_New_Food Preparation_Natural Gas_Oven_E2 | F3 | Commercial | Restaurant (WA) | New | Food Preparation | Natural Gas | Oven | E2 | PACT BC Ratio | 101.9213 | 104.2742 | 107.234 | 110.7254 | 114.7857 | 119.9064 | 125.24 | 130.558 | 135.6874 | 140.8873 | 144.9457 | 148.7209 | 152.791 | 156.7559 | 160.2527 | 163.4905 | 166.3458 | 169.1525 | 172.1712 | 175.0981 | 178.1091 | 181.2491 | 184.4192 | 187.6956 | 191.0302 | 194.424 | 197.8781
F3_Commercial_Restaurant (WA)_New_Food Preparation_Natural Gas_Oven_E3 | F3 | Commercial | Restaurant (WA) | New | Food Preparation | Natural Gas | Oven | E3 | PACT BC Ratio | 0 | 0 | 0 | 0 | 0 | 0 | 0 | 0 | 0 | 0 | 0 | 0 | 0 | 0 | 0 | 0 | 0 | 0 | 0 | 0 | 0 | 0 | 0 | 0 | 0 | 0 | 0
F3_Commercial_Restaurant (WA)_New_Food Preparation_Natural Gas_Oven_E4 | F3 | Commercial | Restaurant (WA) | New | Food Preparation | Natural Gas | Oven | E4 | PACT BC Ratio | 0 | 0 | 0 | 0 | 0 | 0 | 0 | 0 | 0 | 0 | 0 | 0 | 0 | 0 | 0 | 0 | 0 | 0 | 0 | 0 | 0 | 0 | 0 | 0 | 0 | 0 | 0
F3_Commercial_Restaurant (WA)_New_Food Preparation_Natural Gas_Oven_E5 | F3 | Commercial | Restaurant (WA) | New | Food Preparation | Natural Gas | Oven | E5 | PACT BC Ratio | 0 | 0 | 0 | 0 | 0 | 0 | 0 | 0 | 0 | 0 | 0 | 0 | 0 | 0 | 0 | 0 | 0 | 0 | 0 | 0 | 0 | 0 | 0 | 0 | 0 | 0 | 0
F3_Commercial_Restaurant (WA)_New_Food Preparation_Natural Gas_Oven_E6 | F3 | Commercial | Restaurant (WA) | New | Food Preparation | Natural Gas | Oven | E6 | PACT BC Ratio | 0 | 0 | 0 | 0 | 0 | 0 | 0 | 0 | 0 | 0 | 0 | 0 | 0 | 0 | 0 | 0 | 0 | 0 | 0 | 0 | 0 | 0 | 0 | 0 | 0 | 0 | 0
F3_Commercial_Restaurant (WA)_New_Food Preparation_Natural Gas_Oven_E7 | F3 | Commercial | Restaurant (WA) | New | Food Preparation | Natural Gas | Oven | E7 | PACT BC Ratio | 0 | 0 | 0 | 0 | 0 | 0 | 0 | 0 | 0 | 0 | 0 | 0 | 0 | 0 | 0 | 0 | 0 | 0 | 0 | 0 | 0 | 0 | 0 | 0 | 0 | 0 | 0
F3_Commercial_Restaurant (WA)_New_Food Preparation_Natural Gas_Oven_E8 | F3 | Commercial | Restaurant (WA) | New | Food Preparation | Natural Gas | Oven | E8 | PACT BC Ratio | 0 | 0 | 0 | 0 | 0 | 0 | 0 | 0 | 0 | 0 | 0 | 0 | 0 | 0 | 0 | 0 | 0 | 0 | 0 | 0 | 0 | 0 | 0 | 0 | 0 | 0 | 0
F3_Commercial_Restaurant (WA)_New_Food Preparation_Natural Gas_Oven_E9 | F3 | Commercial | Restaurant (WA) | New | Food Preparation | Natural Gas | Oven | E9 | PACT BC Ratio | 0 | 0 | 0 | 0 | 0 | 0 | 0 | 0 | 0 | 0 | 0 | 0 | 0 | 0 | 0 | 0 | 0 | 0 | 0 | 0 | 0 | 0 | 0 | 0 | 0 | 0 | 0
F3_Commercial_Restaurant (WA)_New_Food Preparation_Natural Gas_Oven_E10 | F3 | Commercial | Restaurant (WA) | New | Food Preparation | Natural Gas | Oven | E10 | PACT BC Ratio | 0 | 0 | 0 | 0 | 0 | 0 | 0 | 0 | 0 | 0 | 0 | 0 | 0 | 0 | 0 | 0 | 0 | 0 | 0 | 0 | 0 | 0 | 0 | 0 | 0 | 0 | 0
F4_Commercial_Restaurant (WA)_New_Food Preparation_Natural Gas_Oven_E1 | F4 | Commercial | Restaurant (WA) | New | Food Preparation | Natural Gas | Oven | E1 | RVT BC Ratio | [24 empty] | 1 | 1 | 1 | bar: 2019 to 2042
F4_Commercial_Restaurant (WA)_New_Food Preparation_Natural Gas_Oven_E2 | F4 | Commercial | Restaurant (WA) | New | Food Preparation | Natural Gas | Oven | E2 | RVT BC Ratio | 72.587 | 73.7886 | 75.253 | 77.0329 | 79.1503 | 81.9491 | 84.8201 | 87.5974 | 90.1539 | 92.6091 | 95.1311 | 97.3837 | 99.7337 | 101.9054 | 103.7346 | 105.3557 | 106.6849 | 107.9378 | 109.2821 | 110.5152 | 111.7488 | 113.7119 | 115.6938 | 117.7422 | 119.827 | 121.9488 | 124.1083
F4_Commercial_Restaurant (WA)_New_Food Preparation_Natural Gas_Oven_E3 | F4 | Commercial | Restaurant (WA) | New | Food Preparation | Natural Gas | Oven | E3 | RVT BC Ratio | 0 | 0 | 0 | 0 | 0 | 0 | 0 | 0 | 0 | 0 | 0 | 0 | 0 | 0 | 0 | 0 | 0 | 0 | 0 | 0 | 0 | 0 | 0 | 0 | 0 | 0 | 0
F4_Commercial_Restaurant (WA)_New_Food Preparation_Natural Gas_Oven_E4 | F4 | Commercial | Restaurant (WA) | New | Food Preparation | Natural Gas | Oven | E4 | RVT BC Ratio | 0 | 0 | 0 | 0 | 0 | 0 | 0 | 0 | 0 | 0 | 0 | 0 | 0 | 0 | 0 | 0 | 0 | 0 | 0 | 0 | 0 | 0 | 0 | 0 | 0 | 0 | 0
F4_Commercial_Restaurant (WA)_New_Food Preparation_Natural Gas_Oven_E5 | F4 | Commercial | Restaurant (WA) | New | Food Preparation | Natural Gas | Oven | E5 | RVT BC Ratio | 0 | 0 | 0 | 0 | 0 | 0 | 0 | 0 | 0 | 0 | 0 | 0 | 0 | 0 | 0 | 0 | 0 | 0 | 0 | 0 | 0 | 0 | 0 | 0 | 0 | 0 | 0
F4_Commercial_Restaurant (WA)_New_Food Preparation_Natural Gas_Oven_E6 | F4 | Commercial | Restaurant (WA) | New | Food Preparation | Natural Gas | Oven | E6 | RVT BC Ratio | 0 | 0 | 0 | 0 | 0 | 0 | 0 | 0 | 0 | 0 | 0 | 0 | 0 | 0 | 0 | 0 | 0 | 0 | 0 | 0 | 0 | 0 | 0 | 0 | 0 | 0 | 0
F4_Commercial_Restaurant (WA)_New_Food Preparation_Natural Gas_Oven_E7 | F4 | Commercial | Restaurant (WA) | New | Food Preparation | Natural Gas | Oven | E7 | RVT BC Ratio | 0 | 0 | 0 | 0 | 0 | 0 | 0 | 0 | 0 | 0 | 0 | 0 | 0 | 0 | 0 | 0 | 0 | 0 | 0 | 0 | 0 | 0 | 0 | 0 | 0 | 0 | 0
F4_Commercial_Restaurant (WA)_New_Food Preparation_Natural Gas_Oven_E8 | F4 | Commercial | Restaurant (WA) | New | Food Preparation | Natural Gas | Oven | E8 | RVT BC Ratio | 0 | 0 | 0 | 0 | 0 | 0 | 0 | 0 | 0 | 0 | 0 | 0 | 0 | 0 | 0 | 0 | 0 | 0 | 0 | 0 | 0 | 0 | 0 | 0 | 0 | 0 | 0
F4_Commercial_Restaurant (WA)_New_Food Preparation_Natural Gas_Oven_E9 | F4 | Commercial | Restaurant (WA) | New | Food Preparation | Natural Gas | Oven | E9 | RVT BC Ratio | 0 | 0 | 0 | 0 | 0 | 0 | 0 | 0 | 0 | 0 | 0 | 0 | 0 | 0 | 0 | 0 | 0 | 0 | 0 | 0 | 0 | 0 | 0 | 0 | 0 | 0 | 0
F4_Commercial_Restaurant (WA)_New_Food Preparation_Natural Gas_Oven_E10 | F4 | Commercial | Restaurant (WA) | New | Food Preparation | Natural Gas | Oven | E10 | RVT BC Ratio | 0 | 0 | 0 | 0 | 0 | 0 | 0 | 0 | 0 | 0 | 0 | 0 | 0 | 0 | 0 | 0 | 0 | 0 | 0 | 0 | 0 | 0 | 0 | 0 | 0 | 0 | 0
F5_Commercial_Restaurant (WA)_New_Food Preparation_Natural Gas_Oven_E1 | F5 | Commercial | Restaurant (WA) | New | Food Preparation | Natural Gas | Oven | E1 | RIM BC Ratio | [24 empty] | 1 | 1 | 1 | bar: 2019 to 2042
F5_Commercial_Restaurant (WA)_New_Food Preparation_Natural Gas_Oven_E2 | F5 | Commercial | Restaurant (WA) | New | Food Preparation | Natural Gas | Oven | E2 | RIM BC Ratio | 0.83376 | 0.83915 | 0.84622 | 0.85364 | 0.86132 | 0.8691 | 0.8771 | 0.88542 | 0.89417 | 0.90388 | 0.90531 | 0.90745 | 0.91036 | 0.91412 | 0.91806 | 0.92223 | 0.92667 | 0.93138 | 0.93637 | 0.94168 | 0.94732 | 0.9474 | 0.94749 | 0.94757 | 0.94766 | 0.94774 | 0.94782
F5_Commercial_Restaurant (WA)_New_Food Preparation_Natural Gas_Oven_E3 | F5 | Commercial | Restaurant (WA) | New | Food Preparation | Natural Gas | Oven | E3 | RIM BC Ratio | 0 | 0 | 0 | 0 | 0 | 0 | 0 | 0 | 0 | 0 | 0 | 0 | 0 | 0 | 0 | 0 | 0 | 0 | 0 | 0 | 0 | 0 | 0 | 0 | 0 | 0 | 0
F5_Commercial_Restaurant (WA)_New_Food Preparation_Natural Gas_Oven_E4 | F5 | Commercial | Restaurant (WA) | New | Food Preparation | Natural Gas | Oven | E4 | RIM BC Ratio | 0 | 0 | 0 | 0 | 0 | 0 | 0 | 0 | 0 | 0 | 0 | 0 | 0 | 0 | 0 | 0 | 0 | 0 | 0 | 0 | 0 | 0 | 0 | 0 | 0 | 0 | 0
F5_Commercial_Restaurant (WA)_New_Food Preparation_Natural Gas_Oven_E5 | F5 | Commercial | Restaurant (WA) | New | Food Preparation | Natural Gas | Oven | E5 | RIM BC Ratio | 0 | 0 | 0 | 0 | 0 | 0 | 0 | 0 | 0 | 0 | 0 | 0 | 0 | 0 | 0 | 0 | 0 | 0 | 0 | 0 | 0 | 0 | 0 | 0 | 0 | 0 | 0
F5_Commercial_Restaurant (WA)_New_Food Preparation_Natural Gas_Oven_E6 | F5 | Commercial | Restaurant (WA) | New | Food Preparation | Natural Gas | Oven | E6 | RIM BC Ratio | 0 | 0 | 0 | 0 | 0 | 0 | 0 | 0 | 0 | 0 | 0 | 0 | 0 | 0 | 0 | 0 | 0 | 0 | 0 | 0 | 0 | 0 | 0 | 0 | 0 | 0 | 0
F5_Commercial_Restaurant (WA)_New_Food Preparation_Natural Gas_Oven_E7 | F5 | Commercial | Restaurant (WA) | New | Food Preparation | Natural Gas | Oven | E7 | RIM BC Ratio | 0 | 0 | 0 | 0 | 0 | 0 | 0 | 0 | 0 | 0 | 0 | 0 | 0 | 0 | 0 | 0 | 0 | 0 | 0 | 0 | 0 | 0 | 0 | 0 | 0 | 0 | 0
F5_Commercial_Restaurant (WA)_New_Food Preparation_Natural Gas_Oven_E8 | F5 | Commercial | Restaurant (WA) | New | Food Preparation | Natural Gas | Oven | E8 | RIM BC Ratio | 0 | 0 | 0 | 0 | 0 | 0 | 0 | 0 | 0 | 0 | 0 | 0 | 0 | 0 | 0 | 0 | 0 | 0 | 0 | 0 | 0 | 0 | 0 | 0 | 0 | 0 | 0
F5_Commercial_Restaurant (WA)_New_Food Preparation_Natural Gas_Oven_E9 | F5 | Commercial | Restaurant (WA) | New | Food Preparation | Natural Gas | Oven | E9 | RIM BC Ratio | 0 | 0 | 0 | 0 | 0 | 0 | 0 | 0 | 0 | 0 | 0 | 0 | 0 | 0 | 0 | 0 | 0 | 0 | 0 | 0 | 0 | 0 | 0 | 0 | 0 | 0 | 0
F5_Commercial_Restaurant (WA)_New_Food Preparation_Natural Gas_Oven_E10 | F5 | Commercial | Restaurant (WA) | New | Food Preparation | Natural Gas | Oven | E10 | RIM BC Ratio | 0 | 0 | 0 | 0 | 0 | 0 | 0 | 0 | 0 | 0 | 0 | 0 | 0 | 0 | 0 | 0 | 0 | 0 | 0 | 0 | 0 | 0 | 0 | 0 | 0 | 0 | 0
F0_Commercial_Restaurant (WA)_New_Food Preparation_Natural Gas_Conveyor Oven_E0 | F0 | Commercial | Restaurant (WA) | New | Food Preparation | Natural Gas | Conveyor Oven | E0 | Economic Unit | ENERGY STAR (>42% Baking Efficiency) | ENERGY STAR (>42% Baking Efficiency) | ENERGY STAR (>42% Baking Efficiency) | ENERGY STAR (>42% Baking Efficiency) | ENERGY STAR (>42% Baking Efficiency) | ENERGY STAR (>42% Baking Efficiency) | ENERGY STAR (>42% Baking Efficiency) | ENERGY STAR (>42% Baking Efficiency) | ENERGY STAR (>42% Baking Efficiency) | ENERGY STAR (>42% Baking Efficiency) | ENERGY STAR (>42% Baking Efficiency) | ENERGY STAR (>42% Baking Efficiency) | ENERGY STAR (>42% Baking Efficiency) | ENERGY STAR (>42% Baking Efficiency) | ENERGY STAR (>42% Baking Efficiency) | ENERGY STAR (>42% Baking Efficiency) | ENERGY STAR (>42% Baking Efficiency) | ENERGY STAR (>42% Baking Efficiency) | ENERGY STAR (>42% Baking Efficiency) | ENERGY STAR (>42% Baking Efficiency) | ENERGY STAR (>42% Baking Efficiency) | ENERGY STAR (>42% Baking Efficiency) | ENERGY STAR (>42% Baking Efficiency) | ENERGY STAR (>42% Baking Efficiency) | ENERGY STAR (>42% Baking Efficiency) | ENERGY STAR (>42% Baking Efficiency) | ENERGY STAR (>42% Baking Efficiency)
F1_Commercial_Restaurant (WA)_New_Food Preparation_Natural Gas_Conveyor Oven_E1 | F1 | Commercial | Restaurant (WA) | New | Food Preparation | Natural Gas | Conveyor Oven | E1 | CCE | 0 | 0 | 0 | 0 | 0 | 0 | 0 | 0 | 0 | 0 | 0 | 0 | 0 | 0 | 0 | 0 | 0 | 0 | 0 | 0 | 0 | 0 | 0 | 0 | 0 | 0 | 0
F1_Commercial_Restaurant (WA)_New_Food Preparation_Natural Gas_Conveyor Oven_E2 | F1 | Commercial | Restaurant (WA) | New | Food Preparation | Natural Gas | Conveyor Oven | E2 | CCE | 0.00010725 | 0.00010725 | 0.00010725 | 0.00010725 | 0.00010725 | 0.00010725 | 0.00010725 | 0.00010725 | 0.00010725 | 0.00010725 | 0.00010725 | 0.00010725 | 0.00010725 | 0.00010725 | 0.00010725 | 0.00010725 | 0.00010725 | 0.00010725 | 0.00010725 | 0.00010725 | 0.00010725 | 0.00010725 | 0.00010725 | 0.00010725 | 0.00010725 | 0.00010725 | 0.00010725
F1_Commercial_Restaurant (WA)_New_Food Preparation_Natural Gas_Conveyor Oven_E3 | F1 | Commercial | Restaurant (WA) | New | Food Preparation | Natural Gas | Conveyor Oven | E3 | CCE | 0 | 0 | 0 | 0 | 0 | 0 | 0 | 0 | 0 | 0 | 0 | 0 | 0 | 0 | 0 | 0 | 0 | 0 | 0 | 0 | 0 | 0 | 0 | 0 | 0 | 0 | 0
F1_Commercial_Restaurant (WA)_New_Food Preparation_Natural Gas_Conveyor Oven_E4 | F1 | Commercial | Restaurant (WA) | New | Food Preparation | Natural Gas | Conveyor Oven | E4 | CCE | 0 | 0 | 0 | 0 | 0 | 0 | 0 | 0 | 0 | 0 | 0 | 0 | 0 | 0 | 0 | 0 | 0 | 0 | 0 | 0 | 0 | 0 | 0 | 0 | 0 | 0 | 0
F1_Commercial_Restaurant (WA)_New_Food Preparation_Natural Gas_Conveyor Oven_E5 | F1 | Commercial | Restaurant (WA) | New | Food Preparation | Natural Gas | Conveyor Oven | E5 | CCE | 0 | 0 | 0 | 0 | 0 | 0 | 0 | 0 | 0 | 0 | 0 | 0 | 0 | 0 | 0 | 0 | 0 | 0 | 0 | 0 | 0 | 0 | 0 | 0 | 0 | 0 | 0
F1_Commercial_Restaurant (WA)_New_Food Preparation_Natural Gas_Conveyor Oven_E6 | F1 | Commercial | Restaurant (WA) | New | Food Preparation | Natural Gas | Conveyor Oven | E6 | CCE | 0 | 0 | 0 | 0 | 0 | 0 | 0 | 0 | 0 | 0 | 0 | 0 | 0 | 0 | 0 | 0 | 0 | 0 | 0 | 0 | 0 | 0 | 0 | 0 | 0 | 0 | 0
F1_Commercial_Restaurant (WA)_New_Food Preparation_Natural Gas_Conveyor Oven_E7 | F1 | Commercial | Restaurant (WA) | New | Food Preparation | Natural Gas | Conveyor Oven | E7 | CCE | 0 | 0 | 0 | 0 | 0 | 0 | 0 | 0 | 0 | 0 | 0 | 0 | 0 | 0 | 0 | 0 | 0 | 0 | 0 | 0 | 0 | 0 | 0 | 0 | 0 | 0 | 0
F1_Commercial_Restaurant (WA)_New_Food Preparation_Natural Gas_Conveyor Oven_E8 | F1 | Commercial | Restaurant (WA) | New | Food Preparation | Natural Gas | Conveyor Oven | E8 | CCE | 0 | 0 | 0 | 0 | 0 | 0 | 0 | 0 | 0 | 0 | 0 | 0 | 0 | 0 | 0 | 0 | 0 | 0 | 0 | 0 | 0 | 0 | 0 | 0 | 0 | 0 | 0
F1_Commercial_Restaurant (WA)_New_Food Preparation_Natural Gas_Conveyor Oven_E9 | F1 | Commercial | Restaurant (WA) | New | Food Preparation | Natural Gas | Conveyor Oven | E9 | CCE | 0 | 0 | 0 | 0 | 0 | 0 | 0 | 0 | 0 | 0 | 0 | 0 | 0 | 0 | 0 | 0 | 0 | 0 | 0 | 0 | 0 | 0 | 0 | 0 | 0 | 0 | 0
F1_Commercial_Restaurant (WA)_New_Food Preparation_Natural Gas_Conveyor Oven_E10 | F1 | Commercial | Restaurant (WA) | New | Food Preparation | Natural Gas | Conveyor Oven | E10 | CCE | 0 | 0 | 0 | 0 | 0 | 0 | 0 | 0 | 0 | 0 | 0 | 0 | 0 | 0 | 0 | 0 | 0 | 0 | 0 | 0 | 0 | 0 | 0 | 0 | 0 | 0 | 0
F2_Commercial_Restaurant (WA)_New_Food Preparation_Natural Gas_Conveyor Oven_E1 | F2 | Commercial | Restaurant (WA) | New | Food Preparation | Natural Gas | Conveyor Oven | E1 | TRC BC Ratio | [24 empty] | 1 | 1 | 1 | bar: 2019 to 2042
F2_Commercial_Restaurant (WA)_New_Food Preparation_Natural Gas_Conveyor Oven_E2 | F2 | Commercial | Restaurant (WA) | New | Food Preparation | Natural Gas | Conveyor Oven | E2 | TRC BC Ratio | 35.7706 | 36.7304 | 37.7853 | 38.9409 | 40.2069 | 41.6817 | 43.1775 | 44.6532 | 46.0769 | 47.5215 | 48.7132 | 49.8443 | 51.0506 | 52.2405 | 53.3294 | 54.3659 | 55.3205 | 56.2695 | 57.2722 | 58.2597 | 59.272 | 60.3195 | 61.3798 | 62.4702 | 63.5801 | 64.7096 | 65.8592
F2_Commercial_Restaurant (WA)_New_Food Preparation_Natural Gas_Conveyor Oven_E3 | F2 | Commercial | Restaurant (WA) | New | Food Preparation | Natural Gas | Conveyor Oven | E3 | TRC BC Ratio | 0 | 0 | 0 | 0 | 0 | 0 | 0 | 0 | 0 | 0 | 0 | 0 | 0 | 0 | 0 | 0 | 0 | 0 | 0 | 0 | 0 | 0 | 0 | 0 | 0 | 0 | 0
F2_Commercial_Restaurant (WA)_New_Food Preparation_Natural Gas_Conveyor Oven_E4 | F2 | Commercial | Restaurant (WA) | New | Food Preparation | Natural Gas | Conveyor Oven | E4 | TRC BC Ratio | 0 | 0 | 0 | 0 | 0 | 0 | 0 | 0 | 0 | 0 | 0 | 0 | 0 | 0 | 0 | 0 | 0 | 0 | 0 | 0 | 0 | 0 | 0 | 0 | 0 | 0 | 0
F2_Commercial_Restaurant (WA)_New_Food Preparation_Natural Gas_Conveyor Oven_E5 | F2 | Commercial | Restaurant (WA) | New | Food Preparation | Natural Gas | Conveyor Oven | E5 | TRC BC Ratio | 0 | 0 | 0 | 0 | 0 | 0 | 0 | 0 | 0 | 0 | 0 | 0 | 0 | 0 | 0 | 0 | 0 | 0 | 0 | 0 | 0 | 0 | 0 | 0 | 0 | 0 | 0
F2_Commercial_Restaurant (WA)_New_Food Preparation_Natural Gas_Conveyor Oven_E6 | F2 | Commercial | Restaurant (WA) | New | Food Preparation | Natural Gas | Conveyor Oven | E6 | TRC BC Ratio | 0 | 0 | 0 | 0 | 0 | 0 | 0 | 0 | 0 | 0 | 0 | 0 | 0 | 0 | 0 | 0 | 0 | 0 | 0 | 0 | 0 | 0 | 0 | 0 | 0 | 0 | 0
F2_Commercial_Restaurant (WA)_New_Food Preparation_Natural Gas_Conveyor Oven_E7 | F2 | Commercial | Restaurant (WA) | New | Food Preparation | Natural Gas | Conveyor Oven | E7 | TRC BC Ratio | 0 | 0 | 0 | 0 | 0 | 0 | 0 | 0 | 0 | 0 | 0 | 0 | 0 | 0 | 0 | 0 | 0 | 0 | 0 | 0 | 0 | 0 | 0 | 0 | 0 | 0 | 0
F2_Commercial_Restaurant (WA)_New_Food Preparation_Natural Gas_Conveyor Oven_E8 | F2 | Commercial | Restaurant (WA) | New | Food Preparation | Natural Gas | Conveyor Oven | E8 | TRC BC Ratio | 0 | 0 | 0 | 0 | 0 | 0 | 0 | 0 | 0 | 0 | 0 | 0 | 0 | 0 | 0 | 0 | 0 | 0 | 0 | 0 | 0 | 0 | 0 | 0 | 0 | 0 | 0
F2_Commercial_Restaurant (WA)_New_Food Preparation_Natural Gas_Conveyor Oven_E9 | F2 | Commercial | Restaurant (WA) | New | Food Preparation | Natural Gas | Conveyor Oven | E9 | TRC BC Ratio | 0 | 0 | 0 | 0 | 0 | 0 | 0 | 0 | 0 | 0 | 0 | 0 | 0 | 0 | 0 | 0 | 0 | 0 | 0 | 0 | 0 | 0 | 0 | 0 | 0 | 0 | 0
F2_Commercial_Restaurant (WA)_New_Food Preparation_Natural Gas_Conveyor Oven_E10 | F2 | Commercial | Restaurant (WA) | New | Food Preparation | Natural Gas | Conveyor Oven | E10 | TRC BC Ratio | 0 | 0 | 0 | 0 | 0 | 0 | 0 | 0 | 0 | 0 | 0 | 0 | 0 | 0 | 0 | 0 | 0 | 0 | 0 | 0 | 0 | 0 | 0 | 0 | 0 | 0 | 0
F3_Commercial_Restaurant (WA)_New_Food Preparation_Natural Gas_Conveyor Oven_E1 | F3 | Commercial | Restaurant (WA) | New | Food Preparation | Natural Gas | Conveyor Oven | E1 | PACT BC Ratio | [24 empty] | 1 | 1 | 1 | bar: 2019 to 2042
F3_Commercial_Restaurant (WA)_New_Food Preparation_Natural Gas_Conveyor Oven_E2 | F3 | Commercial | Restaurant (WA) | New | Food Preparation | Natural Gas | Conveyor Oven | E2 | PACT BC Ratio | 72.0907 | 74.0252 | 76.1512 | 78.4801 | 81.0316 | 84.0037 | 87.0183 | 89.9925 | 92.8617 | 95.773 | 98.1748 | 100.4544 | 102.8856 | 105.2836 | 107.4782 | 109.567 | 111.4909 | 113.4035 | 115.4244 | 117.4145 | 119.4547 | 121.5657 | 123.7025 | 125.9002 | 128.1369 | 130.4134 | 132.7303
F3_Commercial_Restaurant (WA)_New_Food Preparation_Natural Gas_Conveyor Oven_E3 | F3 | Commercial | Restaurant (WA) | New | Food Preparation | Natural Gas | Conveyor Oven | E3 | PACT BC Ratio | 0 | 0 | 0 | 0 | 0 | 0 | 0 | 0 | 0 | 0 | 0 | 0 | 0 | 0 | 0 | 0 | 0 | 0 | 0 | 0 | 0 | 0 | 0 | 0 | 0 | 0 | 0
F3_Commercial_Restaurant (WA)_New_Food Preparation_Natural Gas_Conveyor Oven_E4 | F3 | Commercial | Restaurant (WA) | New | Food Preparation | Natural Gas | Conveyor Oven | E4 | PACT BC Ratio | 0 | 0 | 0 | 0 | 0 | 0 | 0 | 0 | 0 | 0 | 0 | 0 | 0 | 0 | 0 | 0 | 0 | 0 | 0 | 0 | 0 | 0 | 0 | 0 | 0 | 0 | 0
F3_Commercial_Restaurant (WA)_New_Food Preparation_Natural Gas_Conveyor Oven_E5 | F3 | Commercial | Restaurant (WA) | New | Food Preparation | Natural Gas | Conveyor Oven | E5 | PACT BC Ratio | 0 | 0 | 0 | 0 | 0 | 0 | 0 | 0 | 0 | 0 | 0 | 0 | 0 | 0 | 0 | 0 | 0 | 0 | 0 | 0 | 0 | 0 | 0 | 0 | 0 | 0 | 0
F3_Commercial_Restaurant (WA)_New_Food Preparation_Natural Gas_Conveyor Oven_E6 | F3 | Commercial | Restaurant (WA) | New | Food Preparation | Natural Gas | Conveyor Oven | E6 | PACT BC Ratio | 0 | 0 | 0 | 0 | 0 | 0 | 0 | 0 | 0 | 0 | 0 | 0 | 0 | 0 | 0 | 0 | 0 | 0 | 0 | 0 | 0 | 0 | 0 | 0 | 0 | 0 | 0
F3_Commercial_Restaurant (WA)_New_Food Preparation_Natural Gas_Conveyor Oven_E7 | F3 | Commercial | Restaurant (WA) | New | Food Preparation | Natural Gas | Conveyor Oven | E7 | PACT BC Ratio | 0 | 0 | 0 | 0 | 0 | 0 | 0 | 0 | 0 | 0 | 0 | 0 | 0 | 0 | 0 | 0 | 0 | 0 | 0 | 0 | 0 | 0 | 0 | 0 | 0 | 0 | 0
F3_Commercial_Restaurant (WA)_New_Food Preparation_Natural Gas_Conveyor Oven_E8 | F3 | Commercial | Restaurant (WA) | New | Food Preparation | Natural Gas | Conveyor Oven | E8 | PACT BC Ratio | 0 | 0 | 0 | 0 | 0 | 0 | 0 | 0 | 0 | 0 | 0 | 0 | 0 | 0 | 0 | 0 | 0 | 0 | 0 | 0 | 0 | 0 | 0 | 0 | 0 | 0 | 0
F3_Commercial_Restaurant (WA)_New_Food Preparation_Natural Gas_Conveyor Oven_E9 | F3 | Commercial | Restaurant (WA) | New | Food Preparation | Natural Gas | Conveyor Oven | E9 | PACT BC Ratio | 0 | 0 | 0 | 0 | 0 | 0 | 0 | 0 | 0 | 0 | 0 | 0 | 0 | 0 | 0 | 0 | 0 | 0 | 0 | 0 | 0 | 0 | 0 | 0 | 0 | 0 | 0
F3_Commercial_Restaurant (WA)_New_Food Preparation_Natural Gas_Conveyor Oven_E10 | F3 | Commercial | Restaurant (WA) | New | Food Preparation | Natural Gas | Conveyor Oven | E10 | PACT BC Ratio | 0 | 0 | 0 | 0 | 0 | 0 | 0 | 0 | 0 | 0 | 0 | 0 | 0 | 0 | 0 | 0 | 0 | 0 | 0 | 0 | 0 | 0 | 0 | 0 | 0 | 0 | 0
F4_Commercial_Restaurant (WA)_New_Food Preparation_Natural Gas_Conveyor Oven_E1 | F4 | Commercial | Restaurant (WA) | New | Food Preparation | Natural Gas | Conveyor Oven | E1 | RVT BC Ratio | [24 empty] | 1 | 1 | 1 | bar: 2019 to 2042
F4_Commercial_Restaurant (WA)_New_Food Preparation_Natural Gas_Conveyor Oven_E2 | F4 | Commercial | Restaurant (WA) | New | Food Preparation | Natural Gas | Conveyor Oven | E2 | RVT BC Ratio | 50.1558 | 51.2192 | 52.3759 | 53.6295 | 54.9886 | 56.5896 | 58.1561 | 59.6475 | 61.0145 | 62.3583 | 63.7631 | 65.0741 | 66.4699 | 67.8281 | 69.0363 | 70.1571 | 71.1507 | 72.1161 | 73.1303 | 74.1005 | 75.0782 | 76.398 | 77.7339 | 79.1079 | 80.5063 | 81.9295 | 83.3781
F4_Commercial_Restaurant (WA)_New_Food Preparation_Natural Gas_Conveyor Oven_E3 | F4 | Commercial | Restaurant (WA) | New | Food Preparation | Natural Gas | Conveyor Oven | E3 | RVT BC Ratio | 0 | 0 | 0 | 0 | 0 | 0 | 0 | 0 | 0 | 0 | 0 | 0 | 0 | 0 | 0 | 0 | 0 | 0 | 0 | 0 | 0 | 0 | 0 | 0 | 0 | 0 | 0
F4_Commercial_Restaurant (WA)_New_Food Preparation_Natural Gas_Conveyor Oven_E4 | F4 | Commercial | Restaurant (WA) | New | Food Preparation | Natural Gas | Conveyor Oven | E4 | RVT BC Ratio | 0 | 0 | 0 | 0 | 0 | 0 | 0 | 0 | 0 | 0 | 0 | 0 | 0 | 0 | 0 | 0 | 0 | 0 | 0 | 0 | 0 | 0 | 0 | 0 | 0 | 0 | 0
F4_Commercial_Restaurant (WA)_New_Food Preparation_Natural Gas_Conveyor Oven_E5 | F4 | Commercial | Restaurant (WA) | New | Food Preparation | Natural Gas | Conveyor Oven | E5 | RVT BC Ratio | 0 | 0 | 0 | 0 | 0 | 0 | 0 | 0 | 0 | 0 | 0 | 0 | 0 | 0 | 0 | 0 | 0 | 0 | 0 | 0 | 0 | 0 | 0 | 0 | 0 | 0 | 0
F4_Commercial_Restaurant (WA)_New_Food Preparation_Natural Gas_Conveyor Oven_E6 | F4 | Commercial | Restaurant (WA) | New | Food Preparation | Natural Gas | Conveyor Oven | E6 | RVT BC Ratio | 0 | 0 | 0 | 0 | 0 | 0 | 0 | 0 | 0 | 0 | 0 | 0 | 0 | 0 | 0 | 0 | 0 | 0 | 0 | 0 | 0 | 0 | 0 | 0 | 0 | 0 | 0
F4_Commercial_Restaurant (WA)_New_Food Preparation_Natural Gas_Conveyor Oven_E7 | F4 | Commercial | Restaurant (WA) | New | Food Preparation | Natural Gas | Conveyor Oven | E7 | RVT BC Ratio | 0 | 0 | 0 | 0 | 0 | 0 | 0 | 0 | 0 | 0 | 0 | 0 | 0 | 0 | 0 | 0 | 0 | 0 | 0 | 0 | 0 | 0 | 0 | 0 | 0 | 0 | 0
F4_Commercial_Restaurant (WA)_New_Food Preparation_Natural Gas_Conveyor Oven_E8 | F4 | Commercial | Restaurant (WA) | New | Food Preparation | Natural Gas | Conveyor Oven | E8 | RVT BC Ratio | 0 | 0 | 0 | 0 | 0 | 0 | 0 | 0 | 0 | 0 | 0 | 0 | 0 | 0 | 0 | 0 | 0 | 0 | 0 | 0 | 0 | 0 | 0 | 0 | 0 | 0 | 0
F4_Commercial_Restaurant (WA)_New_Food Preparation_Natural Gas_Conveyor Oven_E9 | F4 | Commercial | Restaurant (WA) | New | Food Preparation | Natural Gas | Conveyor Oven | E9 | RVT BC Ratio | 0 | 0 | 0 | 0 | 0 | 0 | 0 | 0 | 0 | 0 | 0 | 0 | 0 | 0 | 0 | 0 | 0 | 0 | 0 | 0 | 0 | 0 | 0 | 0 | 0 | 0 | 0
F4_Commercial_Restaurant (WA)_New_Food Preparation_Natural Gas_Conveyor Oven_E10 | F4 | Commercial | Restaurant (WA) | New | Food Preparation | Natural Gas | Conveyor Oven | E10 | RVT BC Ratio | 0 | 0 | 0 | 0 | 0 | 0 | 0 | 0 | 0 | 0 | 0 | 0 | 0 | 0 | 0 | 0 | 0 | 0 | 0 | 0 | 0 | 0 | 0 | 0 | 0 | 0 | 0
F5_Commercial_Restaurant (WA)_New_Food Preparation_Natural Gas_Conveyor Oven_E1 | F5 | Commercial | Restaurant (WA) | New | Food Preparation | Natural Gas | Conveyor Oven | E1 | RIM BC Ratio | [24 empty] | 1 | 1 | 1 | bar: 2019 to 2042
F5_Commercial_Restaurant (WA)_New_Food Preparation_Natural Gas_Conveyor Oven_E2 | F5 | Commercial | Restaurant (WA) | New | Food Preparation | Natural Gas | Conveyor Oven | E2 | RIM BC Ratio | 0.85243 | 0.8572 | 0.86242 | 0.8681 | 0.87424 | 0.88076 | 0.88788 | 0.89534 | 0.90326 | 0.91156 | 0.9139 | 0.91634 | 0.91887 | 0.92151 | 0.9243 | 0.92726 | 0.9304 | 0.93373 | 0.93722 | 0.94093 | 0.94485 | 0.94498 | 0.9451 | 0.94523 | 0.94535 | 0.94548 | 0.9456
F5_Commercial_Restaurant (WA)_New_Food Preparation_Natural Gas_Conveyor Oven_E3 | F5 | Commercial | Restaurant (WA) | New | Food Preparation | Natural Gas | Conveyor Oven | E3 | RIM BC Ratio | 0 | 0 | 0 | 0 | 0 | 0 | 0 | 0 | 0 | 0 | 0 | 0 | 0 | 0 | 0 | 0 | 0 | 0 | 0 | 0 | 0 | 0 | 0 | 0 | 0 | 0 | 0
F5_Commercial_Restaurant (WA)_New_Food Preparation_Natural Gas_Conveyor Oven_E4 | F5 | Commercial | Restaurant (WA) | New | Food Preparation | Natural Gas | Conveyor Oven | E4 | RIM BC Ratio | 0 | 0 | 0 | 0 | 0 | 0 | 0 | 0 | 0 | 0 | 0 | 0 | 0 | 0 | 0 | 0 | 0 | 0 | 0 | 0 | 0 | 0 | 0 | 0 | 0 | 0 | 0
F5_Commercial_Restaurant (WA)_New_Food Preparation_Natural Gas_Conveyor Oven_E5 | F5 | Commercial | Restaurant (WA) | New | Food Preparation | Natural Gas | Conveyor Oven | E5 | RIM BC Ratio | 0 | 0 | 0 | 0 | 0 | 0 | 0 | 0 | 0 | 0 | 0 | 0 | 0 | 0 | 0 | 0 | 0 | 0 | 0 | 0 | 0 | 0 | 0 | 0 | 0 | 0 | 0
F5_Commercial_Restaurant (WA)_New_Food Preparation_Natural Gas_Conveyor Oven_E6 | F5 | Commercial | Restaurant (WA) | New | Food Preparation | Natural Gas | Conveyor Oven | E6 | RIM BC Ratio | 0 | 0 | 0 | 0 | 0 | 0 | 0 | 0 | 0 | 0 | 0 | 0 | 0 | 0 | 0 | 0 | 0 | 0 | 0 | 0 | 0 | 0 | 0 | 0 | 0 | 0 | 0
F5_Commercial_Restaurant (WA)_New_Food Preparation_Natural Gas_Conveyor Oven_E7 | F5 | Commercial | Restaurant (WA) | New | Food Preparation | Natural Gas | Conveyor Oven | E7 | RIM BC Ratio | 0 | 0 | 0 | 0 | 0 | 0 | 0 | 0 | 0 | 0 | 0 | 0 | 0 | 0 | 0 | 0 | 0 | 0 | 0 | 0 | 0 | 0 | 0 | 0 | 0 | 0 | 0
F5_Commercial_Restaurant (WA)_New_Food Preparation_Natural Gas_Conveyor Oven_E8 | F5 | Commercial | Restaurant (WA) | New | Food Preparation | Natural Gas | Conveyor Oven | E8 | RIM BC Ratio | 0 | 0 | 0 | 0 | 0 | 0 | 0 | 0 | 0 | 0 | 0 | 0 | 0 | 0 | 0 | 0 | 0 | 0 | 0 | 0 | 0 | 0 | 0 | 0 | 0 | 0 | 0
F5_Commercial_Restaurant (WA)_New_Food Preparation_Natural Gas_Conveyor Oven_E9 | F5 | Commercial | Restaurant (WA) | New | Food Preparation | Natural Gas | Conveyor Oven | E9 | RIM BC Ratio | 0 | 0 | 0 | 0 | 0 | 0 | 0 | 0 | 0 | 0 | 0 | 0 | 0 | 0 | 0 | 0 | 0 | 0 | 0 | 0 | 0 | 0 | 0 | 0 | 0 | 0 | 0
F5_Commercial_Restaurant (WA)_New_Food Preparation_Natural Gas_Conveyor Oven_E10 | F5 | Commercial | Restaurant (WA) | New | Food Preparation | Natural Gas | Conveyor Oven | E10 | RIM BC Ratio | 0 | 0 | 0 | 0 | 0 | 0 | 0 | 0 | 0 | 0 | 0 | 0 | 0 | 0 | 0 | 0 | 0 | 0 | 0 | 0 | 0 | 0 | 0 | 0 | 0 | 0 | 0
F0_Commercial_Restaurant (WA)_New_Food Preparation_Natural Gas_Double Rack Oven_E0 | F0 | Commercial | Restaurant (WA) | New | Food Preparation | Natural Gas | Double Rack Oven | E0 | Economic Unit | FTSC Qualified (>50% Cooking Efficiency) | FTSC Qualified (>50% Cooking Efficiency) | FTSC Qualified (>50% Cooking Efficiency) | FTSC Qualified (>50% Cooking Efficiency) | FTSC Qualified (>50% Cooking Efficiency) | FTSC Qualified (>50% Cooking Efficiency) | FTSC Qualified (>50% Cooking Efficiency) | FTSC Qualified (>50% Cooking Efficiency) | FTSC Qualified (>50% Cooking Efficiency) | FTSC Qualified (>50% Cooking Efficiency) | FTSC Qualified (>50% Cooking Efficiency) | FTSC Qualified (>50% Cooking Efficiency) | FTSC Qualified (>50% Cooking Efficiency) | FTSC Qualified (>50% Cooking Efficiency) | FTSC Qualified (>50% Cooking Efficiency) | FTSC Qualified (>50% Cooking Efficiency) | FTSC Qualified (>50% Cooking Efficiency) | FTSC Qualified (>50% Cooking Efficiency) | FTSC Qualified (>50% Cooking Efficiency) | FTSC Qualified (>50% Cooking Efficiency) | FTSC Qualified (>50% Cooking Efficiency) | FTSC Qualified (>50% Cooking Efficiency) | FTSC Qualified (>50% Cooking Efficiency) | FTSC Qualified (>50% Cooking Efficiency) | FTSC Qualified (>50% Cooking Efficiency) | FTSC Qualified (>50% Cooking Efficiency) | FTSC Qualified (>50% Cooking Efficiency)
F1_Commercial_Restaurant (WA)_New_Food Preparation_Natural Gas_Double Rack Oven_E1 | F1 | Commercial | Restaurant (WA) | New | Food Preparation | Natural Gas | Double Rack Oven | E1 | CCE | 0 | 0 | 0 | 0 | 0 | 0 | 0 | 0 | 0 | 0 | 0 | 0 | 0 | 0 | 0 | 0 | 0 | 0 | 0 | 0 | 0 | 0 | 0 | 0 | 0 | 0 | 0
F1_Commercial_Restaurant (WA)_New_Food Preparation_Natural Gas_Double Rack Oven_E2 | F1 | Commercial | Restaurant (WA) | New | Food Preparation | Natural Gas | Double Rack Oven | E2 | CCE | 0.00022521 | 0.00022521 | 0.00022521 | 0.00022521 | 0.00022521 | 0.00022521 | 0.00022521 | 0.00022521 | 0.00022521 | 0.00022521 | 0.00022521 | 0.00022521 | 0.00022521 | 0.00022521 | 0.00022521 | 0.00022521 | 0.00022521 | 0.00022521 | 0.00022521 | 0.00022521 | 0.00022521 | 0.00022521 | 0.00022521 | 0.00022521 | 0.00022521 | 0.00022521 | 0.00022521
F1_Commercial_Restaurant (WA)_New_Food Preparation_Natural Gas_Double Rack Oven_E3 | F1 | Commercial | Restaurant (WA) | New | Food Preparation | Natural Gas | Double Rack Oven | E3 | CCE | 0 | 0 | 0 | 0 | 0 | 0 | 0 | 0 | 0 | 0 | 0 | 0 | 0 | 0 | 0 | 0 | 0 | 0 | 0 | 0 | 0 | 0 | 0 | 0 | 0 | 0 | 0
F1_Commercial_Restaurant (WA)_New_Food Preparation_Natural Gas_Double Rack Oven_E4 | F1 | Commercial | Restaurant (WA) | New | Food Preparation | Natural Gas | Double Rack Oven | E4 | CCE | 0 | 0 | 0 | 0 | 0 | 0 | 0 | 0 | 0 | 0 | 0 | 0 | 0 | 0 | 0 | 0 | 0 | 0 | 0 | 0 | 0 | 0 | 0 | 0 | 0 | 0 | 0
F1_Commercial_Restaurant (WA)_New_Food Preparation_Natural Gas_Double Rack Oven_E5 | F1 | Commercial | Restaurant (WA) | New | Food Preparation | Natural Gas | Double Rack Oven | E5 | CCE | 0 | 0 | 0 | 0 | 0 | 0 | 0 | 0 | 0 | 0 | 0 | 0 | 0 | 0 | 0 | 0 | 0 | 0 | 0 | 0 | 0 | 0 | 0 | 0 | 0 | 0 | 0
F1_Commercial_Restaurant (WA)_New_Food Preparation_Natural Gas_Double Rack Oven_E6 | F1 | Commercial | Restaurant (WA) | New | Food Preparation | Natural Gas | Double Rack Oven | E6 | CCE | 0 | 0 | 0 | 0 | 0 | 0 | 0 | 0 | 0 | 0 | 0 | 0 | 0 | 0 | 0 | 0 | 0 | 0 | 0 | 0 | 0 | 0 | 0 | 0 | 0 | 0 | 0
F1_Commercial_Restaurant (WA)_New_Food Preparation_Natural Gas_Double Rack Oven_E7 | F1 | Commercial | Restaurant (WA) | New | Food Preparation | Natural Gas | Double Rack Oven | E7 | CCE | 0 | 0 | 0 | 0 | 0 | 0 | 0 | 0 | 0 | 0 | 0 | 0 | 0 | 0 | 0 | 0 | 0 | 0 | 0 | 0 | 0 | 0 | 0 | 0 | 0 | 0 | 0
F1_Commercial_Restaurant (WA)_New_Food Preparation_Natural Gas_Double Rack Oven_E8 | F1 | Commercial | Restaurant (WA) | New | Food Preparation | Natural Gas | Double Rack Oven | E8 | CCE | 0 | 0 | 0 | 0 | 0 | 0 | 0 | 0 | 0 | 0 | 0 | 0 | 0 | 0 | 0 | 0 | 0 | 0 | 0 | 0 | 0 | 0 | 0 | 0 | 0 | 0 | 0
F1_Commercial_Restaurant (WA)_New_Food Preparation_Natural Gas_Double Rack Oven_E9 | F1 | Commercial | Restaurant (WA) | New | Food Preparation | Natural Gas | Double Rack Oven | E9 | CCE | 0 | 0 | 0 | 0 | 0 | 0 | 0 | 0 | 0 | 0 | 0 | 0 | 0 | 0 | 0 | 0 | 0 | 0 | 0 | 0 | 0 | 0 | 0 | 0 | 0 | 0 | 0
F1_Commercial_Restaurant (WA)_New_Food Preparation_Natural Gas_Double Rack Oven_E10 | F1 | Commercial | Restaurant (WA) | New | Food Preparation | Natural Gas | Double Rack Oven | E10 | CCE | 0 | 0 | 0 | 0 | 0 | 0 | 0 | 0 | 0 | 0 | 0 | 0 | 0 | 0 | 0 | 0 | 0 | 0 | 0 | 0 | 0 | 0 | 0 | 0 | 0 | 0 | 0
F2_Commercial_Restaurant (WA)_New_Food Preparation_Natural Gas_Double Rack Oven_E1 | F2 | Commercial | Restaurant (WA) | New | Food Preparation | Natural Gas | Double Rack Oven | E1 | TRC BC Ratio | [24 empty] | 1 | 1 | 1 | bar: 2019 to 2042
F2_Commercial_Restaurant (WA)_New_Food Preparation_Natural Gas_Double Rack Oven_E2 | F2 | Commercial | Restaurant (WA) | New | Food Preparation | Natural Gas | Double Rack Oven | E2 | TRC BC Ratio | 15.8033 | 16.2016 | 16.6735 | 17.2142 | 17.8257 | 18.5697 | 19.3355 | 20.0939 | 20.824 | 21.5643 | 22.1533 | 22.7051 | 23.298 | 23.8784 | 24.3973 | 24.8829 | 25.3184 | 25.7484 | 26.2077 | 26.6557 | 27.1159 | 27.5944 | 28.078 | 28.5768 | 29.0845 | 29.6012 | 30.1271
F2_Commercial_Restaurant (WA)_New_Food Preparation_Natural Gas_Double Rack Oven_E3 | F2 | Commercial | Restaurant (WA) | New | Food Preparation | Natural Gas | Double Rack Oven | E3 | TRC BC Ratio | 0 | 0 | 0 | 0 | 0 | 0 | 0 | 0 | 0 | 0 | 0 | 0 | 0 | 0 | 0 | 0 | 0 | 0 | 0 | 0 | 0 | 0 | 0 | 0 | 0 | 0 | 0
F2_Commercial_Restaurant (WA)_New_Food Preparation_Natural Gas_Double Rack Oven_E4 | F2 | Commercial | Restaurant (WA) | New | Food Preparation | Natural Gas | Double Rack Oven | E4 | TRC BC Ratio | 0 | 0 | 0 | 0 | 0 | 0 | 0 | 0 | 0 | 0 | 0 | 0 | 0 | 0 | 0 | 0 | 0 | 0 | 0 | 0 | 0 | 0 | 0 | 0 | 0 | 0 | 0
F2_Commercial_Restaurant (WA)_New_Food Preparation_Natural Gas_Double Rack Oven_E5 | F2 | Commercial | Restaurant (WA) | New | Food Preparation | Natural Gas | Double Rack Oven | E5 | TRC BC Ratio | 0 | 0 | 0 | 0 | 0 | 0 | 0 | 0 | 0 | 0 | 0 | 0 | 0 | 0 | 0 | 0 | 0 | 0 | 0 | 0 | 0 | 0 | 0 | 0 | 0 | 0 | 0
F2_Commercial_Restaurant (WA)_New_Food Preparation_Natural Gas_Double Rack Oven_E6 | F2 | Commercial | Restaurant (WA) | New | Food Preparation | Natural Gas | Double Rack Oven | E6 | TRC BC Ratio | 0 | 0 | 0 | 0 | 0 | 0 | 0 | 0 | 0 | 0 | 0 | 0 | 0 | 0 | 0 | 0 | 0 | 0 | 0 | 0 | 0 | 0 | 0 | 0 | 0 | 0 | 0
F2_Commercial_Restaurant (WA)_New_Food Preparation_Natural Gas_Double Rack Oven_E7 | F2 | Commercial | Restaurant (WA) | New | Food Preparation | Natural Gas | Double Rack Oven | E7 | TRC BC Ratio | 0 | 0 | 0 | 0 | 0 | 0 | 0 | 0 | 0 | 0 | 0 | 0 | 0 | 0 | 0 | 0 | 0 | 0 | 0 | 0 | 0 | 0 | 0 | 0 | 0 | 0 | 0
F2_Commercial_Restaurant (WA)_New_Food Preparation_Natural Gas_Double Rack Oven_E8 | F2 | Commercial | Restaurant (WA) | New | Food Preparation | Natural Gas | Double Rack Oven | E8 | TRC BC Ratio | 0 | 0 | 0 | 0 | 0 | 0 | 0 | 0 | 0 | 0 | 0 | 0 | 0 | 0 | 0 | 0 | 0 | 0 | 0 | 0 | 0 | 0 | 0 | 0 | 0 | 0 | 0
F2_Commercial_Restaurant (WA)_New_Food Preparation_Natural Gas_Double Rack Oven_E9 | F2 | Commercial | Restaurant (WA) | New | Food Preparation | Natural Gas | Double Rack Oven | E9 | TRC BC Ratio | 0 | 0 | 0 | 0 | 0 | 0 | 0 | 0 | 0 | 0 | 0 | 0 | 0 | 0 | 0 | 0 | 0 | 0 | 0 | 0 | 0 | 0 | 0 | 0 | 0 | 0 | 0
F2_Commercial_Restaurant (WA)_New_Food Preparation_Natural Gas_Double Rack Oven_E10 | F2 | Commercial | Restaurant (WA) | New | Food Preparation | Natural Gas | Double Rack Oven | E10 | TRC BC Ratio | 0 | 0 | 0 | 0 | 0 | 0 | 0 | 0 | 0 | 0 | 0 | 0 | 0 | 0 | 0 | 0 | 0 | 0 | 0 | 0 | 0 | 0 | 0 | 0 | 0 | 0 | 0
F3_Commercial_Restaurant (WA)_New_Food Preparation_Natural Gas_Double Rack Oven_E1 | F3 | Commercial | Restaurant (WA) | New | Food Preparation | Natural Gas | Double Rack Oven | E1 | PACT BC Ratio | [24 empty] | 1 | 1 | 1 | bar: 2019 to 2042
F3_Commercial_Restaurant (WA)_New_Food Preparation_Natural Gas_Double Rack Oven_E2 | F3 | Commercial | Restaurant (WA) | New | Food Preparation | Natural Gas | Double Rack Oven | E2 | PACT BC Ratio | 31.8494 | 32.6521 | 33.6031 | 34.6928 | 35.9253 | 37.4247 | 38.9681 | 40.4966 | 41.968 | 43.4599 | 44.647 | 45.7591 | 46.954 | 48.1237 | 49.1695 | 50.1482 | 51.0259 | 51.8924 | 52.818 | 53.7208 | 54.6484 | 55.6127 | 56.5873 | 57.5926 | 58.6158 | 59.6572 | 60.717
F3_Commercial_Restaurant (WA)_New_Food Preparation_Natural Gas_Double Rack Oven_E3 | F3 | Commercial | Restaurant (WA) | New | Food Preparation | Natural Gas | Double Rack Oven | E3 | PACT BC Ratio | 0 | 0 | 0 | 0 | 0 | 0 | 0 | 0 | 0 | 0 | 0 | 0 | 0 | 0 | 0 | 0 | 0 | 0 | 0 | 0 | 0 | 0 | 0 | 0 | 0 | 0 | 0
F3_Commercial_Restaurant (WA)_New_Food Preparation_Natural Gas_Double Rack Oven_E4 | F3 | Commercial | Restaurant (WA) | New | Food Preparation | Natural Gas | Double Rack Oven | E4 | PACT BC Ratio | 0 | 0 | 0 | 0 | 0 | 0 | 0 | 0 | 0 | 0 | 0 | 0 | 0 | 0 | 0 | 0 | 0 | 0 | 0 | 0 | 0 | 0 | 0 | 0 | 0 | 0 | 0
F3_Commercial_Restaurant (WA)_New_Food Preparation_Natural Gas_Double Rack Oven_E5 | F3 | Commercial | Restaurant (WA) | New | Food Preparation | Natural Gas | Double Rack Oven | E5 | PACT BC Ratio | 0 | 0 | 0 | 0 | 0 | 0 | 0 | 0 | 0 | 0 | 0 | 0 | 0 | 0 | 0 | 0 | 0 | 0 | 0 | 0 | 0 | 0 | 0 | 0 | 0 | 0 | 0
F3_Commercial_Restaurant (WA)_New_Food Preparation_Natural Gas_Double Rack Oven_E6 | F3 | Commercial | Restaurant (WA) | New | Food Preparation | Natural Gas | Double Rack Oven | E6 | PACT BC Ratio | 0 | 0 | 0 | 0 | 0 | 0 | 0 | 0 | 0 | 0 | 0 | 0 | 0 | 0 | 0 | 0 | 0 | 0 | 0 | 0 | 0 | 0 | 0 | 0 | 0 | 0 | 0
F3_Commercial_Restaurant (WA)_New_Food Preparation_Natural Gas_Double Rack Oven_E7 | F3 | Commercial | Restaurant (WA) | New | Food Preparation | Natural Gas | Double Rack Oven | E7 | PACT BC Ratio | 0 | 0 | 0 | 0 | 0 | 0 | 0 | 0 | 0 | 0 | 0 | 0 | 0 | 0 | 0 | 0 | 0 | 0 | 0 | 0 | 0 | 0 | 0 | 0 | 0 | 0 | 0
F3_Commercial_Restaurant (WA)_New_Food Preparation_Natural Gas_Double Rack Oven_E8 | F3 | Commercial | Restaurant (WA) | New | Food Preparation | Natural Gas | Double Rack Oven | E8 | PACT BC Ratio | 0 | 0 | 0 | 0 | 0 | 0 | 0 | 0 | 0 | 0 | 0 | 0 | 0 | 0 | 0 | 0 | 0 | 0 | 0 | 0 | 0 | 0 | 0 | 0 | 0 | 0 | 0
F3_Commercial_Restaurant (WA)_New_Food Preparation_Natural Gas_Double Rack Oven_E9 | F3 | Commercial | Restaurant (WA) | New | Food Preparation | Natural Gas | Double Rack Oven | E9 | PACT BC Ratio | 0 | 0 | 0 | 0 | 0 | 0 | 0 | 0 | 0 | 0 | 0 | 0 | 0 | 0 | 0 | 0 | 0 | 0 | 0 | 0 | 0 | 0 | 0 | 0 | 0 | 0 | 0
F3_Commercial_Restaurant (WA)_New_Food Preparation_Natural Gas_Double Rack Oven_E10 | F3 | Commercial | Restaurant (WA) | New | Food Preparation | Natural Gas | Double Rack Oven | E10 | PACT BC Ratio | 0 | 0 | 0 | 0 | 0 | 0 | 0 | 0 | 0 | 0 | 0 | 0 | 0 | 0 | 0 | 0 | 0 | 0 | 0 | 0 | 0 | 0 | 0 | 0 | 0 | 0 | 0
F4_Commercial_Restaurant (WA)_New_Food Preparation_Natural Gas_Double Rack Oven_E1 | F4 | Commercial | Restaurant (WA) | New | Food Preparation | Natural Gas | Double Rack Oven | E1 | RVT BC Ratio | [24 empty] | 1 | 1 | 1 | bar: 2019 to 2042
F4_Commercial_Restaurant (WA)_New_Food Preparation_Natural Gas_Double Rack Oven_E2 | F4 | Commercial | Restaurant (WA) | New | Food Preparation | Natural Gas | Double Rack Oven | E2 | RVT BC Ratio | 22.7311 | 23.1531 | 23.6483 | 24.2257 | 24.8871 | 25.7126 | 26.5404 | 27.3264 | 28.0379 | 28.7275 | 29.4422 | 30.0916 | 30.7772 | 31.4258 | 31.9836 | 32.487 | 32.913 | 33.3198 | 33.7523 | 34.1562 | 34.5615 | 35.1644 | 35.7737 | 36.4022 | 37.0419 | 37.6929 | 38.3556
F4_Commercial_Restaurant (WA)_New_Food Preparation_Natural Gas_Double Rack Oven_E3 | F4 | Commercial | Restaurant (WA) | New | Food Preparation | Natural Gas | Double Rack Oven | E3 | RVT BC Ratio | 0 | 0 | 0 | 0 | 0 | 0 | 0 | 0 | 0 | 0 | 0 | 0 | 0 | 0 | 0 | 0 | 0 | 0 | 0 | 0 | 0 | 0 | 0 | 0 | 0 | 0 | 0
F4_Commercial_Restaurant (WA)_New_Food Preparation_Natural Gas_Double Rack Oven_E4 | F4 | Commercial | Restaurant (WA) | New | Food Preparation | Natural Gas | Double Rack Oven | E4 | RVT BC Ratio | 0 | 0 | 0 | 0 | 0 | 0 | 0 | 0 | 0 | 0 | 0 | 0 | 0 | 0 | 0 | 0 | 0 | 0 | 0 | 0 | 0 | 0 | 0 | 0 | 0 | 0 | 0
F4_Commercial_Restaurant (WA)_New_Food Preparation_Natural Gas_Double Rack Oven_E5 | F4 | Commercial | Restaurant (WA) | New | Food Preparation | Natural Gas | Double Rack Oven | E5 | RVT BC Ratio | 0 | 0 | 0 | 0 | 0 | 0 | 0 | 0 | 0 | 0 | 0 | 0 | 0 | 0 | 0 | 0 | 0 | 0 | 0 | 0 | 0 | 0 | 0 | 0 | 0 | 0 | 0
F4_Commercial_Restaurant (WA)_New_Food Preparation_Natural Gas_Double Rack Oven_E6 | F4 | Commercial | Restaurant (WA) | New | Food Preparation | Natural Gas | Double Rack Oven | E6 | RVT BC Ratio | 0 | 0 | 0 | 0 | 0 | 0 | 0 | 0 | 0 | 0 | 0 | 0 | 0 | 0 | 0 | 0 | 0 | 0 | 0 | 0 | 0 | 0 | 0 | 0 | 0 | 0 | 0
F4_Commercial_Restaurant (WA)_New_Food Preparation_Natural Gas_Double Rack Oven_E7 | F4 | Commercial | Restaurant (WA) | New | Food Preparation | Natural Gas | Double Rack Oven | E7 | RVT BC Ratio | 0 | 0 | 0 | 0 | 0 | 0 | 0 | 0 | 0 | 0 | 0 | 0 | 0 | 0 | 0 | 0 | 0 | 0 | 0 | 0 | 0 | 0 | 0 | 0 | 0 | 0 | 0
F4_Commercial_Restaurant (WA)_New_Food Preparation_Natural Gas_Double Rack Oven_E8 | F4 | Commercial | Restaurant (WA) | New | Food Preparation | Natural Gas | Double Rack Oven | E8 | RVT BC Ratio | 0 | 0 | 0 | 0 | 0 | 0 | 0 | 0 | 0 | 0 | 0 | 0 | 0 | 0 | 0 | 0 | 0 | 0 | 0 | 0 | 0 | 0 | 0 | 0 | 0 | 0 | 0
F4_Commercial_Restaurant (WA)_New_Food Preparation_Natural Gas_Double Rack Oven_E9 | F4 | Commercial | Restaurant (WA) | New | Food Preparation | Natural Gas | Double Rack Oven | E9 | RVT BC Ratio | 0 | 0 | 0 | 0 | 0 | 0 | 0 | 0 | 0 | 0 | 0 | 0 | 0 | 0 | 0 | 0 | 0 | 0 | 0 | 0 | 0 | 0 | 0 | 0 | 0 | 0 | 0
F4_Commercial_Restaurant (WA)_New_Food Preparation_Natural Gas_Double Rack Oven_E10 | F4 | Commercial | Restaurant (WA) | New | Food Preparation | Natural Gas | Double Rack Oven | E10 | RVT BC Ratio | 0 | 0 | 0 | 0 | 0 | 0 | 0 | 0 | 0 | 0 | 0 | 0 | 0 | 0 | 0 | 0 | 0 | 0 | 0 | 0 | 0 | 0 | 0 | 0 | 0 | 0 | 0
F5_Commercial_Restaurant (WA)_New_Food Preparation_Natural Gas_Double Rack Oven_E1 | F5 | Commercial | Restaurant (WA) | New | Food Preparation | Natural Gas | Double Rack Oven | E1 | RIM BC Ratio | [24 empty] | 1 | 1 | 1 | bar: 2019 to 2042
F5_Commercial_Restaurant (WA)_New_Food Preparation_Natural Gas_Double Rack Oven_E2 | F5 | Commercial | Restaurant (WA) | New | Food Preparation | Natural Gas | Double Rack Oven | E2 | RIM BC Ratio | 0.827 | 0.83252 | 0.83897 | 0.84571 | 0.85266 | 0.85996 | 0.8677 | 0.87599 | 0.88494 | 0.89455 | 0.89683 | 0.89946 | 0.90252 | 0.90603 | 0.90968 | 0.9135 | 0.91753 | 0.92179 | 0.92628 | 0.93103 | 0.93607 | 0.93635 | 0.93662 | 0.93689 | 0.93715 | 0.93742 | 0.93767
F5_Commercial_Restaurant (WA)_New_Food Preparation_Natural Gas_Double Rack Oven_E3 | F5 | Commercial | Restaurant (WA) | New | Food Preparation | Natural Gas | Double Rack Oven | E3 | RIM BC Ratio | 0 | 0 | 0 | 0 | 0 | 0 | 0 | 0 | 0 | 0 | 0 | 0 | 0 | 0 | 0 | 0 | 0 | 0 | 0 | 0 | 0 | 0 | 0 | 0 | 0 | 0 | 0
F5_Commercial_Restaurant (WA)_New_Food Preparation_Natural Gas_Double Rack Oven_E4 | F5 | Commercial | Restaurant (WA) | New | Food Preparation | Natural Gas | Double Rack Oven | E4 | RIM BC Ratio | 0 | 0 | 0 | 0 | 0 | 0 | 0 | 0 | 0 | 0 | 0 | 0 | 0 | 0 | 0 | 0 | 0 | 0 | 0 | 0 | 0 | 0 | 0 | 0 | 0 | 0 | 0
F5_Commercial_Restaurant (WA)_New_Food Preparation_Natural Gas_Double Rack Oven_E5 | F5 | Commercial | Restaurant (WA) | New | Food Preparation | Natural Gas | Double Rack Oven | E5 | RIM BC Ratio | 0 | 0 | 0 | 0 | 0 | 0 | 0 | 0 | 0 | 0 | 0 | 0 | 0 | 0 | 0 | 0 | 0 | 0 | 0 | 0 | 0 | 0 | 0 | 0 | 0 | 0 | 0
F5_Commercial_Restaurant (WA)_New_Food Preparation_Natural Gas_Double Rack Oven_E6 | F5 | Commercial | Restaurant (WA) | New | Food Preparation | Natural Gas | Double Rack Oven | E6 | RIM BC Ratio | 0 | 0 | 0 | 0 | 0 | 0 | 0 | 0 | 0 | 0 | 0 | 0 | 0 | 0 | 0 | 0 | 0 | 0 | 0 | 0 | 0 | 0 | 0 | 0 | 0 | 0 | 0
F5_Commercial_Restaurant (WA)_New_Food Preparation_Natural Gas_Double Rack Oven_E7 | F5 | Commercial | Restaurant (WA) | New | Food Preparation | Natural Gas | Double Rack Oven | E7 | RIM BC Ratio | 0 | 0 | 0 | 0 | 0 | 0 | 0 | 0 | 0 | 0 | 0 | 0 | 0 | 0 | 0 | 0 | 0 | 0 | 0 | 0 | 0 | 0 | 0 | 0 | 0 | 0 | 0
F5_Commercial_Restaurant (WA)_New_Food Preparation_Natural Gas_Double Rack Oven_E8 | F5 | Commercial | Restaurant (WA) | New | Food Preparation | Natural Gas | Double Rack Oven | E8 | RIM BC Ratio | 0 | 0 | 0 | 0 | 0 | 0 | 0 | 0 | 0 | 0 | 0 | 0 | 0 | 0 | 0 | 0 | 0 | 0 | 0 | 0 | 0 | 0 | 0 | 0 | 0 | 0 | 0
F5_Commercial_Restaurant (WA)_New_Food Preparation_Natural Gas_Double Rack Oven_E9 | F5 | Commercial | Restaurant (WA) | New | Food Preparation | Natural Gas | Double Rack Oven | E9 | RIM BC Ratio | 0 | 0 | 0 | 0 | 0 | 0 | 0 | 0 | 0 | 0 | 0 | 0 | 0 | 0 | 0 | 0 | 0 | 0 | 0 | 0 | 0 | 0 | 0 | 0 | 0 | 0 | 0
F5_Commercial_Restaurant (WA)_New_Food Preparation_Natural Gas_Double Rack Oven_E10 | F5 | Commercial | Restaurant (WA) | New | Food Preparation | Natural Gas | Double Rack Oven | E10 | RIM BC Ratio | 0 | 0 | 0 | 0 | 0 | 0 | 0 | 0 | 0 | 0 | 0 | 0 | 0 | 0 | 0 | 0 | 0 | 0 | 0 | 0 | 0 | 0 | 0 | 0 | 0 | 0 | 0
F0_Commercial_Restaurant (WA)_New_Food Preparation_Natural Gas_Fryer_E0 | F0 | Commercial | Restaurant (WA) | New | Food Preparation | Natural Gas | Fryer | E0 | Economic Unit | ENERGY STAR | ENERGY STAR | ENERGY STAR | ENERGY STAR | ENERGY STAR | ENERGY STAR | ENERGY STAR | ENERGY STAR | ENERGY STAR | ENERGY STAR | ENERGY STAR | ENERGY STAR | ENERGY STAR | ENERGY STAR | ENERGY STAR | ENERGY STAR | ENERGY STAR | ENERGY STAR | ENERGY STAR | ENERGY STAR | ENERGY STAR | ENERGY STAR | ENERGY STAR | ENERGY STAR | ENERGY STAR | ENERGY STAR | ENERGY STAR
F1_Commercial_Restaurant (WA)_New_Food Preparation_Natural Gas_Fryer_E1 | F1 | Commercial | Restaurant (WA) | New | Food Preparation | Natural Gas | Fryer | E1 | CCE | 0 | 0 | 0 | 0 | 0 | 0 | 0 | 0 | 0 | 0 | 0 | 0 | 0 | 0 | 0 | 0 | 0 | 0 | 0 | 0 | 0 | 0 | 0 | 0 | 0 | 0 | 0
F1_Commercial_Restaurant (WA)_New_Food Preparation_Natural Gas_Fryer_E2 | F1 | Commercial | Restaurant (WA) | New | Food Preparation | Natural Gas | Fryer | E2 | CCE | 0.0029653 | 0.0029653 | 0.0029653 | 0.0029653 | 0.0029653 | 0.0029653 | 0.0029653 | 0.0029653 | 0.0029653 | 0.0029653 | 0.0029653 | 0.0029653 | 0.0029653 | 0.0029653 | 0.0029653 | 0.0029653 | 0.0029653 | 0.0029653 | 0.0029653 | 0.0029653 | 0.0029653 | 0.0029653 | 0.0029653 | 0.0029653 | 0.0029653 | 0.0029653 | 0.0029653
F1_Commercial_Restaurant (WA)_New_Food Preparation_Natural Gas_Fryer_E3 | F1 | Commercial | Restaurant (WA) | New | Food Preparation | Natural Gas | Fryer | E3 | CCE | 0 | 0 | 0 | 0 | 0 | 0 | 0 | 0 | 0 | 0 | 0 | 0 | 0 | 0 | 0 | 0 | 0 | 0 | 0 | 0 | 0 | 0 | 0 | 0 | 0 | 0 | 0
F1_Commercial_Restaurant (WA)_New_Food Preparation_Natural Gas_Fryer_E4 | F1 | Commercial | Restaurant (WA) | New | Food Preparation | Natural Gas | Fryer | E4 | CCE | 0 | 0 | 0 | 0 | 0 | 0 | 0 | 0 | 0 | 0 | 0 | 0 | 0 | 0 | 0 | 0 | 0 | 0 | 0 | 0 | 0 | 0 | 0 | 0 | 0 | 0 | 0
F1_Commercial_Restaurant (WA)_New_Food Preparation_Natural Gas_Fryer_E5 | F1 | Commercial | Restaurant (WA) | New | Food Preparation | Natural Gas | Fryer | E5 | CCE | 0 | 0 | 0 | 0 | 0 | 0 | 0 | 0 | 0 | 0 | 0 | 0 | 0 | 0 | 0 | 0 | 0 | 0 | 0 | 0 | 0 | 0 | 0 | 0 | 0 | 0 | 0
F1_Commercial_Restaurant (WA)_New_Food Preparation_Natural Gas_Fryer_E6 | F1 | Commercial | Restaurant (WA) | New | Food Preparation | Natural Gas | Fryer | E6 | CCE | 0 | 0 | 0 | 0 | 0 | 0 | 0 | 0 | 0 | 0 | 0 | 0 | 0 | 0 | 0 | 0 | 0 | 0 | 0 | 0 | 0 | 0 | 0 | 0 | 0 | 0 | 0
F1_Commercial_Restaurant (WA)_New_Food Preparation_Natural Gas_Fryer_E7 | F1 | Commercial | Restaurant (WA) | New | Food Preparation | Natural Gas | Fryer | E7 | CCE | 0 | 0 | 0 | 0 | 0 | 0 | 0 | 0 | 0 | 0 | 0 | 0 | 0 | 0 | 0 | 0 | 0 | 0 | 0 | 0 | 0 | 0 | 0 | 0 | 0 | 0 | 0
F1_Commercial_Restaurant (WA)_New_Food Preparation_Natural Gas_Fryer_E8 | F1 | Commercial | Restaurant (WA) | New | Food Preparation | Natural Gas | Fryer | E8 | CCE | 0 | 0 | 0 | 0 | 0 | 0 | 0 | 0 | 0 | 0 | 0 | 0 | 0 | 0 | 0 | 0 | 0 | 0 | 0 | 0 | 0 | 0 | 0 | 0 | 0 | 0 | 0
F1_Commercial_Restaurant (WA)_New_Food Preparation_Natural Gas_Fryer_E9 | F1 | Commercial | Restaurant (WA) | New | Food Preparation | Natural Gas | Fryer | E9 | CCE | 0 | 0 | 0 | 0 | 0 | 0 | 0 | 0 | 0 | 0 | 0 | 0 | 0 | 0 | 0 | 0 | 0 | 0 | 0 | 0 | 0 | 0 | 0 | 0 | 0 | 0 | 0
F1_Commercial_Restaurant (WA)_New_Food Preparation_Natural Gas_Fryer_E10 | F1 | Commercial | Restaurant (WA) | New | Food Preparation | Natural Gas | Fryer | E10 | CCE | 0 | 0 | 0 | 0 | 0 | 0 | 0 | 0 | 0 | 0 | 0 | 0 | 0 | 0 | 0 | 0 | 0 | 0 | 0 | 0 | 0 | 0 | 0 | 0 | 0 | 0 | 0
F2_Commercial_Restaurant (WA)_New_Food Preparation_Natural Gas_Fryer_E1 | F2 | Commercial | Restaurant (WA) | New | Food Preparation | Natural Gas | Fryer | E1 | TRC BC Ratio | [24 empty] | 1 | 1 | 1 | bar: 2019 to 2042
F2_Commercial_Restaurant (WA)_New_Food Preparation_Natural Gas_Fryer_E2 | F2 | Commercial | Restaurant (WA) | New | Food Preparation | Natural Gas | Fryer | E2 | TRC BC Ratio | 1.2503 | 1.2832 | 1.32 | 1.3613 | 1.4073 | 1.4617 | 1.5171 | 1.5717 | 1.6241 | 1.6774 | 1.7207 | 1.7616 | 1.8054 | 1.8484 | 1.8875 | 1.9245 | 1.9583 | 1.9917 | 2.0273 | 2.0621 | 2.0979 | 2.1349 | 2.1724 | 2.211 | 2.2503 | 2.2903 | 2.3309
F2_Commercial_Restaurant (WA)_New_Food Preparation_Natural Gas_Fryer_E3 | F2 | Commercial | Restaurant (WA) | New | Food Preparation | Natural Gas | Fryer | E3 | TRC BC Ratio | 0 | 0 | 0 | 0 | 0 | 0 | 0 | 0 | 0 | 0 | 0 | 0 | 0 | 0 | 0 | 0 | 0 | 0 | 0 | 0 | 0 | 0 | 0 | 0 | 0 | 0 | 0
F2_Commercial_Restaurant (WA)_New_Food Preparation_Natural Gas_Fryer_E4 | F2 | Commercial | Restaurant (WA) | New | Food Preparation | Natural Gas | Fryer | E4 | TRC BC Ratio | 0 | 0 | 0 | 0 | 0 | 0 | 0 | 0 | 0 | 0 | 0 | 0 | 0 | 0 | 0 | 0 | 0 | 0 | 0 | 0 | 0 | 0 | 0 | 0 | 0 | 0 | 0
F2_Commercial_Restaurant (WA)_New_Food Preparation_Natural Gas_Fryer_E5 | F2 | Commercial | Restaurant (WA) | New | Food Preparation | Natural Gas | Fryer | E5 | TRC BC Ratio | 0 | 0 | 0 | 0 | 0 | 0 | 0 | 0 | 0 | 0 | 0 | 0 | 0 | 0 | 0 | 0 | 0 | 0 | 0 | 0 | 0 | 0 | 0 | 0 | 0 | 0 | 0
F2_Commercial_Restaurant (WA)_New_Food Preparation_Natural Gas_Fryer_E6 | F2 | Commercial | Restaurant (WA) | New | Food Preparation | Natural Gas | Fryer | E6 | TRC BC Ratio | 0 | 0 | 0 | 0 | 0 | 0 | 0 | 0 | 0 | 0 | 0 | 0 | 0 | 0 | 0 | 0 | 0 | 0 | 0 | 0 | 0 | 0 | 0 | 0 | 0 | 0 | 0
F2_Commercial_Restaurant (WA)_New_Food Preparation_Natural Gas_Fryer_E7 | F2 | Commercial | Restaurant (WA) | New | Food Preparation | Natural Gas | Fryer | E7 | TRC BC Ratio | 0 | 0 | 0 | 0 | 0 | 0 | 0 | 0 | 0 | 0 | 0 | 0 | 0 | 0 | 0 | 0 | 0 | 0 | 0 | 0 | 0 | 0 | 0 | 0 | 0 | 0 | 0
F2_Commercial_Restaurant (WA)_New_Food Preparation_Natural Gas_Fryer_E8 | F2 | Commercial | Restaurant (WA) | New | Food Preparation | Natural Gas | Fryer | E8 | TRC BC Ratio | 0 | 0 | 0 | 0 | 0 | 0 | 0 | 0 | 0 | 0 | 0 | 0 | 0 | 0 | 0 | 0 | 0 | 0 | 0 | 0 | 0 | 0 | 0 | 0 | 0 | 0 | 0
F2_Commercial_Restaurant (WA)_New_Food Preparation_Natural Gas_Fryer_E9 | F2 | Commercial | Restaurant (WA) | New | Food Preparation | Natural Gas | Fryer | E9 | TRC BC Ratio | 0 | 0 | 0 | 0 | 0 | 0 | 0 | 0 | 0 | 0 | 0 | 0 | 0 | 0 | 0 | 0 | 0 | 0 | 0 | 0 | 0 | 0 | 0 | 0 | 0 | 0 | 0
F2_Commercial_Restaurant (WA)_New_Food Preparation_Natural Gas_Fryer_E10 | F2 | Commercial | Restaurant (WA) | New | Food Preparation | Natural Gas | Fryer | E10 | TRC BC Ratio | 0 | 0 | 0 | 0 | 0 | 0 | 0 | 0 | 0 | 0 | 0 | 0 | 0 | 0 | 0 | 0 | 0 | 0 | 0 | 0 | 0 | 0 | 0 | 0 | 0 | 0 | 0
F3_Commercial_Restaurant (WA)_New_Food Preparation_Natural Gas_Fryer_E1 | F3 | Commercial | Restaurant (WA) | New | Food Preparation | Natural Gas | Fryer | E1 | PACT BC Ratio | [24 empty] | 1 | 1 | 1 | bar: 2019 to 2042
F3_Commercial_Restaurant (WA)_New_Food Preparation_Natural Gas_Fryer_E2 | F3 | Commercial | Restaurant (WA) | New | Food Preparation | Natural Gas | Fryer | E2 | PACT BC Ratio | 2.5199 | 2.5861 | 2.6604 | 2.7436 | 2.8362 | 2.9458 | 3.0575 | 3.1674 | 3.2732 | 3.3805 | 3.4679 | 3.5503 | 3.6385 | 3.7253 | 3.8041 | 3.8786 | 3.9466 | 4.0141 | 4.0856 | 4.1559 | 4.2279 | 4.3026 | 4.3782 | 4.456 | 4.5351 | 4.6157 | 4.6977
F3_Commercial_Restaurant (WA)_New_Food Preparation_Natural Gas_Fryer_E3 | F3 | Commercial | Restaurant (WA) | New | Food Preparation | Natural Gas | Fryer | E3 | PACT BC Ratio | 0 | 0 | 0 | 0 | 0 | 0 | 0 | 0 | 0 | 0 | 0 | 0 | 0 | 0 | 0 | 0 | 0 | 0 | 0 | 0 | 0 | 0 | 0 | 0 | 0 | 0 | 0
F3_Commercial_Restaurant (WA)_New_Food Preparation_Natural Gas_Fryer_E4 | F3 | Commercial | Restaurant (WA) | New | Food Preparation | Natural Gas | Fryer | E4 | PACT BC Ratio | 0 | 0 | 0 | 0 | 0 | 0 | 0 | 0 | 0 | 0 | 0 | 0 | 0 | 0 | 0 | 0 | 0 | 0 | 0 | 0 | 0 | 0 | 0 | 0 | 0 | 0 | 0
F3_Commercial_Restaurant (WA)_New_Food Preparation_Natural Gas_Fryer_E5 | F3 | Commercial | Restaurant (WA) | New | Food Preparation | Natural Gas | Fryer | E5 | PACT BC Ratio | 0 | 0 | 0 | 0 | 0 | 0 | 0 | 0 | 0 | 0 | 0 | 0 | 0 | 0 | 0 | 0 | 0 | 0 | 0 | 0 | 0 | 0 | 0 | 0 | 0 | 0 | 0
F3_Commercial_Restaurant (WA)_New_Food Preparation_Natural Gas_Fryer_E6 | F3 | Commercial | Restaurant (WA) | New | Food Preparation | Natural Gas | Fryer | E6 | PACT BC Ratio | 0 | 0 | 0 | 0 | 0 | 0 | 0 | 0 | 0 | 0 | 0 | 0 | 0 | 0 | 0 | 0 | 0 | 0 | 0 | 0 | 0 | 0 | 0 | 0 | 0 | 0 | 0
F3_Commercial_Restaurant (WA)_New_Food Preparation_Natural Gas_Fryer_E7 | F3 | Commercial | Restaurant (WA) | New | Food Preparation | Natural Gas | Fryer | E7 | PACT BC Ratio | 0 | 0 | 0 | 0 | 0 | 0 | 0 | 0 | 0 | 0 | 0 | 0 | 0 | 0 | 0 | 0 | 0 | 0 | 0 | 0 | 0 | 0 | 0 | 0 | 0 | 0 | 0
F3_Commercial_Restaurant (WA)_New_Food Preparation_Natural Gas_Fryer_E8 | F3 | Commercial | Restaurant (WA) | New | Food Preparation | Natural Gas | Fryer | E8 | PACT BC Ratio | 0 | 0 | 0 | 0 | 0 | 0 | 0 | 0 | 0 | 0 | 0 | 0 | 0 | 0 | 0 | 0 | 0 | 0 | 0 | 0 | 0 | 0 | 0 | 0 | 0 | 0 | 0
F3_Commercial_Restaurant (WA)_New_Food Preparation_Natural Gas_Fryer_E9 | F3 | Commercial | Restaurant (WA) | New | Food Preparation | Natural Gas | Fryer | E9 | PACT BC Ratio | 0 | 0 | 0 | 0 | 0 | 0 | 0 | 0 | 0 | 0 | 0 | 0 | 0 | 0 | 0 | 0 | 0 | 0 | 0 | 0 | 0 | 0 | 0 | 0 | 0 | 0 | 0
F3_Commercial_Restaurant (WA)_New_Food Preparation_Natural Gas_Fryer_E10 | F3 | Commercial | Restaurant (WA) | New | Food Preparation | Natural Gas | Fryer | E10 | PACT BC Ratio | 0 | 0 | 0 | 0 | 0 | 0 | 0 | 0 | 0 | 0 | 0 | 0 | 0 | 0 | 0 | 0 | 0 | 0 | 0 | 0 | 0 | 0 | 0 | 0 | 0 | 0 | 0
F4_Commercial_Restaurant (WA)_New_Food Preparation_Natural Gas_Fryer_E1 | F4 | Commercial | Restaurant (WA) | New | Food Preparation | Natural Gas | Fryer | E1 | RVT BC Ratio | [24 empty] | 1 | 1 | 1 | bar: 2019 to 2042
F4_Commercial_Restaurant (WA)_New_Food Preparation_Natural Gas_Fryer_E2 | F4 | Commercial | Restaurant (WA) | New | Food Preparation | Natural Gas | Fryer | E2 | RVT BC Ratio | 2.1445 | 2.1797 | 2.2192 | 2.2637 | 2.3132 | 2.3731 | 2.4325 | 2.4887 | 2.5397 | 2.5893 | 2.6407 | 2.6878 | 2.7381 | 2.7869 | 2.8298 | 2.8692 | 2.9036 | 2.9369 | 2.9719 | 3.0052 | 3.0387 | 3.0854 | 3.1326 | 3.1813 | 3.2308 | 3.2811 | 3.3324
F4_Commercial_Restaurant (WA)_New_Food Preparation_Natural Gas_Fryer_E3 | F4 | Commercial | Restaurant (WA) | New | Food Preparation | Natural Gas | Fryer | E3 | RVT BC Ratio | 0 | 0 | 0 | 0 | 0 | 0 | 0 | 0 | 0 | 0 | 0 | 0 | 0 | 0 | 0 | 0 | 0 | 0 | 0 | 0 | 0 | 0 | 0 | 0 | 0 | 0 | 0
F4_Commercial_Restaurant (WA)_New_Food Preparation_Natural Gas_Fryer_E4 | F4 | Commercial | Restaurant (WA) | New | Food Preparation | Natural Gas | Fryer | E4 | RVT BC Ratio | 0 | 0 | 0 | 0 | 0 | 0 | 0 | 0 | 0 | 0 | 0 | 0 | 0 | 0 | 0 | 0 | 0 | 0 | 0 | 0 | 0 | 0 | 0 | 0 | 0 | 0 | 0
F4_Commercial_Restaurant (WA)_New_Food Preparation_Natural Gas_Fryer_E5 | F4 | Commercial | Restaurant (WA) | New | Food Preparation | Natural Gas | Fryer | E5 | RVT BC Ratio | 0 | 0 | 0 | 0 | 0 | 0 | 0 | 0 | 0 | 0 | 0 | 0 | 0 | 0 | 0 | 0 | 0 | 0 | 0 | 0 | 0 | 0 | 0 | 0 | 0 | 0 | 0
F4_Commercial_Restaurant (WA)_New_Food Preparation_Natural Gas_Fryer_E6 | F4 | Commercial | Restaurant (WA) | New | Food Preparation | Natural Gas | Fryer | E6 | RVT BC Ratio | 0 | 0 | 0 | 0 | 0 | 0 | 0 | 0 | 0 | 0 | 0 | 0 | 0 | 0 | 0 | 0 | 0 | 0 | 0 | 0 | 0 | 0 | 0 | 0 | 0 | 0 | 0
F4_Commercial_Restaurant (WA)_New_Food Preparation_Natural Gas_Fryer_E7 | F4 | Commercial | Restaurant (WA) | New | Food Preparation | Natural Gas | Fryer | E7 | RVT BC Ratio | 0 | 0 | 0 | 0 | 0 | 0 | 0 | 0 | 0 | 0 | 0 | 0 | 0 | 0 | 0 | 0 | 0 | 0 | 0 | 0 | 0 | 0 | 0 | 0 | 0 | 0 | 0
F4_Commercial_Restaurant (WA)_New_Food Preparation_Natural Gas_Fryer_E8 | F4 | Commercial | Restaurant (WA) | New | Food Preparation | Natural Gas | Fryer | E8 | RVT BC Ratio | 0 | 0 | 0 | 0 | 0 | 0 | 0 | 0 | 0 | 0 | 0 | 0 | 0 | 0 | 0 | 0 | 0 | 0 | 0 | 0 | 0 | 0 | 0 | 0 | 0 | 0 | 0
F4_Commercial_Restaurant (WA)_New_Food Preparation_Natural Gas_Fryer_E9 | F4 | Commercial | Restaurant (WA) | New | Food Preparation | Natural Gas | Fryer | E9 | RVT BC Ratio | 0 | 0 | 0 | 0 | 0 | 0 | 0 | 0 | 0 | 0 | 0 | 0 | 0 | 0 | 0 | 0 | 0 | 0 | 0 | 0 | 0 | 0 | 0 | 0 | 0 | 0 | 0
F4_Commercial_Restaurant (WA)_New_Food Preparation_Natural Gas_Fryer_E10 | F4 | Commercial | Restaurant (WA) | New | Food Preparation | Natural Gas | Fryer | E10 | RVT BC Ratio | 0 | 0 | 0 | 0 | 0 | 0 | 0 | 0 | 0 | 0 | 0 | 0 | 0 | 0 | 0 | 0 | 0 | 0 | 0 | 0 | 0 | 0 | 0 | 0 | 0 | 0 | 0
F5_Commercial_Restaurant (WA)_New_Food Preparation_Natural Gas_Fryer_E1 | F5 | Commercial | Restaurant (WA) | New | Food Preparation | Natural Gas | Fryer | E1 | RIM BC Ratio | [24 empty] | 1 | 1 | 1 | bar: 2019 to 2042
F5_Commercial_Restaurant (WA)_New_Food Preparation_Natural Gas_Fryer_E2 | F5 | Commercial | Restaurant (WA) | New | Food Preparation | Natural Gas | Fryer | E2 | RIM BC Ratio | 0.63996 | 0.64707 | 0.65477 | 0.66307 | 0.67195 | 0.68168 | 0.69154 | 0.70144 | 0.71138 | 0.72164 | 0.72689 | 0.73203 | 0.73736 | 0.74262 | 0.74759 | 0.75244 | 0.75715 | 0.76193 | 0.76694 | 0.77203 | 0.77729 | 0.77978 | 0.78222 | 0.78467 | 0.78709 | 0.78948 | 0.79185
F5_Commercial_Restaurant (WA)_New_Food Preparation_Natural Gas_Fryer_E3 | F5 | Commercial | Restaurant (WA) | New | Food Preparation | Natural Gas | Fryer | E3 | RIM BC Ratio | 0 | 0 | 0 | 0 | 0 | 0 | 0 | 0 | 0 | 0 | 0 | 0 | 0 | 0 | 0 | 0 | 0 | 0 | 0 | 0 | 0 | 0 | 0 | 0 | 0 | 0 | 0
F5_Commercial_Restaurant (WA)_New_Food Preparation_Natural Gas_Fryer_E4 | F5 | Commercial | Restaurant (WA) | New | Food Preparation | Natural Gas | Fryer | E4 | RIM BC Ratio | 0 | 0 | 0 | 0 | 0 | 0 | 0 | 0 | 0 | 0 | 0 | 0 | 0 | 0 | 0 | 0 | 0 | 0 | 0 | 0 | 0 | 0 | 0 | 0 | 0 | 0 | 0
F5_Commercial_Restaurant (WA)_New_Food Preparation_Natural Gas_Fryer_E5 | F5 | Commercial | Restaurant (WA) | New | Food Preparation | Natural Gas | Fryer | E5 | RIM BC Ratio | 0 | 0 | 0 | 0 | 0 | 0 | 0 | 0 | 0 | 0 | 0 | 0 | 0 | 0 | 0 | 0 | 0 | 0 | 0 | 0 | 0 | 0 | 0 | 0 | 0 | 0 | 0
F5_Commercial_Restaurant (WA)_New_Food Preparation_Natural Gas_Fryer_E6 | F5 | Commercial | Restaurant (WA) | New | Food Preparation | Natural Gas | Fryer | E6 | RIM BC Ratio | 0 | 0 | 0 | 0 | 0 | 0 | 0 | 0 | 0 | 0 | 0 | 0 | 0 | 0 | 0 | 0 | 0 | 0 | 0 | 0 | 0 | 0 | 0 | 0 | 0 | 0 | 0
F5_Commercial_Restaurant (WA)_New_Food Preparation_Natural Gas_Fryer_E7 | F5 | Commercial | Restaurant (WA) | New | Food Preparation | Natural Gas | Fryer | E7 | RIM BC Ratio | 0 | 0 | 0 | 0 | 0 | 0 | 0 | 0 | 0 | 0 | 0 | 0 | 0 | 0 | 0 | 0 | 0 | 0 | 0 | 0 | 0 | 0 | 0 | 0 | 0 | 0 | 0
F5_Commercial_Restaurant (WA)_New_Food Preparation_Natural Gas_Fryer_E8 | F5 | Commercial | Restaurant (WA) | New | Food Preparation | Natural Gas | Fryer | E8 | RIM BC Ratio | 0 | 0 | 0 | 0 | 0 | 0 | 0 | 0 | 0 | 0 | 0 | 0 | 0 | 0 | 0 | 0 | 0 | 0 | 0 | 0 | 0 | 0 | 0 | 0 | 0 | 0 | 0
F5_Commercial_Restaurant (WA)_New_Food Preparation_Natural Gas_Fryer_E9 | F5 | Commercial | Restaurant (WA) | New | Food Preparation | Natural Gas | Fryer | E9 | RIM BC Ratio | 0 | 0 | 0 | 0 | 0 | 0 | 0 | 0 | 0 | 0 | 0 | 0 | 0 | 0 | 0 | 0 | 0 | 0 | 0 | 0 | 0 | 0 | 0 | 0 | 0 | 0 | 0
F5_Commercial_Restaurant (WA)_New_Food Preparation_Natural Gas_Fryer_E10 | F5 | Commercial | Restaurant (WA) | New | Food Preparation | Natural Gas | Fryer | E10 | RIM BC Ratio | 0 | 0 | 0 | 0 | 0 | 0 | 0 | 0 | 0 | 0 | 0 | 0 | 0 | 0 | 0 | 0 | 0 | 0 | 0 | 0 | 0 | 0 | 0 | 0 | 0 | 0 | 0
F0_Commercial_Restaurant (WA)_New_Food Preparation_Natural Gas_Broiler_E0 | F0 | Commercial | Restaurant (WA) | New | Food Preparation | Natural Gas | Broiler | E0 | Economic Unit | Standard | Standard | Standard | Standard | Standard | Standard | Standard | Standard | Standard | Standard | Standard | Standard | Standard | Infrared Burners | Infrared Burners | Infrared Burners | Infrared Burners | Infrared Burners | Infrared Burners | Infrared Burners | Infrared Burners | Infrared Burners | Infrared Burners | Infrared Burners | Infrared Burners | Infrared Burners | Infrared Burners
F1_Commercial_Restaurant (WA)_New_Food Preparation_Natural Gas_Broiler_E1 | F1 | Commercial | Restaurant (WA) | New | Food Preparation | Natural Gas | Broiler | E1 | CCE | 0 | 0 | 0 | 0 | 0 | 0 | 0 | 0 | 0 | 0 | 0 | 0 | 0 | 0 | 0 | 0 | 0 | 0 | 0 | 0 | 0 | 0 | 0 | 0 | 0 | 0 | 0
F1_Commercial_Restaurant (WA)_New_Food Preparation_Natural Gas_Broiler_E2 | F1 | Commercial | Restaurant (WA) | New | Food Preparation | Natural Gas | Broiler | E2 | CCE | 0.0053075 | 0.0053075 | 0.0053075 | 0.0053075 | 0.0053075 | 0.0053075 | 0.0053075 | 0.0053075 | 0.0053075 | 0.0053075 | 0.0053075 | 0.0053075 | 0.0053075 | 0.0053075 | 0.0053075 | 0.0053075 | 0.0053075 | 0.0053075 | 0.0053075 | 0.0053075 | 0.0053075 | 0.0053075 | 0.0053075 | 0.0053075 | 0.0053075 | 0.0053075 | 0.0053075
F1_Commercial_Restaurant (WA)_New_Food Preparation_Natural Gas_Broiler_E3 | F1 | Commercial | Restaurant (WA) | New | Food Preparation | Natural Gas | Broiler | E3 | CCE | 0 | 0 | 0 | 0 | 0 | 0 | 0 | 0 | 0 | 0 | 0 | 0 | 0 | 0 | 0 | 0 | 0 | 0 | 0 | 0 | 0 | 0 | 0 | 0 | 0 | 0 | 0
F1_Commercial_Restaurant (WA)_New_Food Preparation_Natural Gas_Broiler_E4 | F1 | Commercial | Restaurant (WA) | New | Food Preparation | Natural Gas | Broiler | E4 | CCE | 0 | 0 | 0 | 0 | 0 | 0 | 0 | 0 | 0 | 0 | 0 | 0 | 0 | 0 | 0 | 0 | 0 | 0 | 0 | 0 | 0 | 0 | 0 | 0 | 0 | 0 | 0
F1_Commercial_Restaurant (WA)_New_Food Preparation_Natural Gas_Broiler_E5 | F1 | Commercial | Restaurant (WA) | New | Food Preparation | Natural Gas | Broiler | E5 | CCE | 0 | 0 | 0 | 0 | 0 | 0 | 0 | 0 | 0 | 0 | 0 | 0 | 0 | 0 | 0 | 0 | 0 | 0 | 0 | 0 | 0 | 0 | 0 | 0 | 0 | 0 | 0
F1_Commercial_Restaurant (WA)_New_Food Preparation_Natural Gas_Broiler_E6 | F1 | Commercial | Restaurant (WA) | New | Food Preparation | Natural Gas | Broiler | E6 | CCE | 0 | 0 | 0 | 0 | 0 | 0 | 0 | 0 | 0 | 0 | 0 | 0 | 0 | 0 | 0 | 0 | 0 | 0 | 0 | 0 | 0 | 0 | 0 | 0 | 0 | 0 | 0
F1_Commercial_Restaurant (WA)_New_Food Preparation_Natural Gas_Broiler_E7 | F1 | Commercial | Restaurant (WA) | New | Food Preparation | Natural Gas | Broiler | E7 | CCE | 0 | 0 | 0 | 0 | 0 | 0 | 0 | 0 | 0 | 0 | 0 | 0 | 0 | 0 | 0 | 0 | 0 | 0 | 0 | 0 | 0 | 0 | 0 | 0 | 0 | 0 | 0
F1_Commercial_Restaurant (WA)_New_Food Preparation_Natural Gas_Broiler_E8 | F1 | Commercial | Restaurant (WA) | New | Food Preparation | Natural Gas | Broiler | E8 | CCE | 0 | 0 | 0 | 0 | 0 | 0 | 0 | 0 | 0 | 0 | 0 | 0 | 0 | 0 | 0 | 0 | 0 | 0 | 0 | 0 | 0 | 0 | 0 | 0 | 0 | 0 | 0