F1_Commercial_Restaurant (WA)_New_Food Preparation_Natural Gas_Broiler_E9 | F1 | Commercial | Restaurant (WA) | New | Food Preparation | Natural Gas | Broiler | E9 | CCE | 0 | 0 | 0 | 0 | 0 | 0 | 0 | 0 | 0 | 0 | 0 | 0 | 0 | 0 | 0 | 0 | 0 | 0 | 0 | 0 | 0 | 0 | 0 | 0 | 0 | 0 | 0
F1_Commercial_Restaurant (WA)_New_Food Preparation_Natural Gas_Broiler_E10 | F1 | Commercial | Restaurant (WA) | New | Food Preparation | Natural Gas | Broiler | E10 | CCE | 0 | 0 | 0 | 0 | 0 | 0 | 0 | 0 | 0 | 0 | 0 | 0 | 0 | 0 | 0 | 0 | 0 | 0 | 0 | 0 | 0 | 0 | 0 | 0 | 0 | 0 | 0
F2_Commercial_Restaurant (WA)_New_Food Preparation_Natural Gas_Broiler_E1 | F2 | Commercial | Restaurant (WA) | New | Food Preparation | Natural Gas | Broiler | E1 | TRC BC Ratio | [24 empty] | 1 | 1 | 1 | bar: 2019 to 2042
F2_Commercial_Restaurant (WA)_New_Food Preparation_Natural Gas_Broiler_E2 | F2 | Commercial | Restaurant (WA) | New | Food Preparation | Natural Gas | Broiler | E2 | TRC BC Ratio | 0.67056 | 0.68746 | 0.70748 | 0.73043 | 0.75637 | 0.78794 | 0.82044 | 0.85262 | 0.8836 | 0.91501 | 0.94 | 0.96342 | 0.98857 | 1.0132 | 1.0352 | 1.0558 | 1.0743 | 1.0925 | 1.112 | 1.131 | 1.1506 | 1.1709 | 1.1914 | 1.2126 | 1.2341 | 1.256 | 1.2783
F2_Commercial_Restaurant (WA)_New_Food Preparation_Natural Gas_Broiler_E3 | F2 | Commercial | Restaurant (WA) | New | Food Preparation | Natural Gas | Broiler | E3 | TRC BC Ratio | 0 | 0 | 0 | 0 | 0 | 0 | 0 | 0 | 0 | 0 | 0 | 0 | 0 | 0 | 0 | 0 | 0 | 0 | 0 | 0 | 0 | 0 | 0 | 0 | 0 | 0 | 0
F2_Commercial_Restaurant (WA)_New_Food Preparation_Natural Gas_Broiler_E4 | F2 | Commercial | Restaurant (WA) | New | Food Preparation | Natural Gas | Broiler | E4 | TRC BC Ratio | 0 | 0 | 0 | 0 | 0 | 0 | 0 | 0 | 0 | 0 | 0 | 0 | 0 | 0 | 0 | 0 | 0 | 0 | 0 | 0 | 0 | 0 | 0 | 0 | 0 | 0 | 0
F2_Commercial_Restaurant (WA)_New_Food Preparation_Natural Gas_Broiler_E5 | F2 | Commercial | Restaurant (WA) | New | Food Preparation | Natural Gas | Broiler | E5 | TRC BC Ratio | 0 | 0 | 0 | 0 | 0 | 0 | 0 | 0 | 0 | 0 | 0 | 0 | 0 | 0 | 0 | 0 | 0 | 0 | 0 | 0 | 0 | 0 | 0 | 0 | 0 | 0 | 0
F2_Commercial_Restaurant (WA)_New_Food Preparation_Natural Gas_Broiler_E6 | F2 | Commercial | Restaurant (WA) | New | Food Preparation | Natural Gas | Broiler | E6 | TRC BC Ratio | 0 | 0 | 0 | 0 | 0 | 0 | 0 | 0 | 0 | 0 | 0 | 0 | 0 | 0 | 0 | 0 | 0 | 0 | 0 | 0 | 0 | 0 | 0 | 0 | 0 | 0 | 0
F2_Commercial_Restaurant (WA)_New_Food Preparation_Natural Gas_Broiler_E7 | F2 | Commercial | Restaurant (WA) | New | Food Preparation | Natural Gas | Broiler | E7 | TRC BC Ratio | 0 | 0 | 0 | 0 | 0 | 0 | 0 | 0 | 0 | 0 | 0 | 0 | 0 | 0 | 0 | 0 | 0 | 0 | 0 | 0 | 0 | 0 | 0 | 0 | 0 | 0 | 0
F2_Commercial_Restaurant (WA)_New_Food Preparation_Natural Gas_Broiler_E8 | F2 | Commercial | Restaurant (WA) | New | Food Preparation | Natural Gas | Broiler | E8 | TRC BC Ratio | 0 | 0 | 0 | 0 | 0 | 0 | 0 | 0 | 0 | 0 | 0 | 0 | 0 | 0 | 0 | 0 | 0 | 0 | 0 | 0 | 0 | 0 | 0 | 0 | 0 | 0 | 0
F2_Commercial_Restaurant (WA)_New_Food Preparation_Natural Gas_Broiler_E9 | F2 | Commercial | Restaurant (WA) | New | Food Preparation | Natural Gas | Broiler | E9 | TRC BC Ratio | 0 | 0 | 0 | 0 | 0 | 0 | 0 | 0 | 0 | 0 | 0 | 0 | 0 | 0 | 0 | 0 | 0 | 0 | 0 | 0 | 0 | 0 | 0 | 0 | 0 | 0 | 0
F2_Commercial_Restaurant (WA)_New_Food Preparation_Natural Gas_Broiler_E10 | F2 | Commercial | Restaurant (WA) | New | Food Preparation | Natural Gas | Broiler | E10 | TRC BC Ratio | 0 | 0 | 0 | 0 | 0 | 0 | 0 | 0 | 0 | 0 | 0 | 0 | 0 | 0 | 0 | 0 | 0 | 0 | 0 | 0 | 0 | 0 | 0 | 0 | 0 | 0 | 0
F3_Commercial_Restaurant (WA)_New_Food Preparation_Natural Gas_Broiler_E1 | F3 | Commercial | Restaurant (WA) | New | Food Preparation | Natural Gas | Broiler | E1 | PACT BC Ratio | [24 empty] | 1 | 1 | 1 | bar: 2019 to 2042
F3_Commercial_Restaurant (WA)_New_Food Preparation_Natural Gas_Broiler_E2 | F3 | Commercial | Restaurant (WA) | New | Food Preparation | Natural Gas | Broiler | E2 | PACT BC Ratio | 1.3514 | 1.3855 | 1.4258 | 1.4721 | 1.5244 | 1.588 | 1.6535 | 1.7183 | 1.7808 | 1.8441 | 1.8944 | 1.9416 | 1.9923 | 2.042 | 2.0863 | 2.1279 | 2.1651 | 2.2019 | 2.2412 | 2.2795 | 2.3188 | 2.3597 | 2.4011 | 2.4437 | 2.4872 | 2.5313 | 2.5763
F3_Commercial_Restaurant (WA)_New_Food Preparation_Natural Gas_Broiler_E3 | F3 | Commercial | Restaurant (WA) | New | Food Preparation | Natural Gas | Broiler | E3 | PACT BC Ratio | 0 | 0 | 0 | 0 | 0 | 0 | 0 | 0 | 0 | 0 | 0 | 0 | 0 | 0 | 0 | 0 | 0 | 0 | 0 | 0 | 0 | 0 | 0 | 0 | 0 | 0 | 0
F3_Commercial_Restaurant (WA)_New_Food Preparation_Natural Gas_Broiler_E4 | F3 | Commercial | Restaurant (WA) | New | Food Preparation | Natural Gas | Broiler | E4 | PACT BC Ratio | 0 | 0 | 0 | 0 | 0 | 0 | 0 | 0 | 0 | 0 | 0 | 0 | 0 | 0 | 0 | 0 | 0 | 0 | 0 | 0 | 0 | 0 | 0 | 0 | 0 | 0 | 0
F3_Commercial_Restaurant (WA)_New_Food Preparation_Natural Gas_Broiler_E5 | F3 | Commercial | Restaurant (WA) | New | Food Preparation | Natural Gas | Broiler | E5 | PACT BC Ratio | 0 | 0 | 0 | 0 | 0 | 0 | 0 | 0 | 0 | 0 | 0 | 0 | 0 | 0 | 0 | 0 | 0 | 0 | 0 | 0 | 0 | 0 | 0 | 0 | 0 | 0 | 0
F3_Commercial_Restaurant (WA)_New_Food Preparation_Natural Gas_Broiler_E6 | F3 | Commercial | Restaurant (WA) | New | Food Preparation | Natural Gas | Broiler | E6 | PACT BC Ratio | 0 | 0 | 0 | 0 | 0 | 0 | 0 | 0 | 0 | 0 | 0 | 0 | 0 | 0 | 0 | 0 | 0 | 0 | 0 | 0 | 0 | 0 | 0 | 0 | 0 | 0 | 0
F3_Commercial_Restaurant (WA)_New_Food Preparation_Natural Gas_Broiler_E7 | F3 | Commercial | Restaurant (WA) | New | Food Preparation | Natural Gas | Broiler | E7 | PACT BC Ratio | 0 | 0 | 0 | 0 | 0 | 0 | 0 | 0 | 0 | 0 | 0 | 0 | 0 | 0 | 0 | 0 | 0 | 0 | 0 | 0 | 0 | 0 | 0 | 0 | 0 | 0 | 0
F3_Commercial_Restaurant (WA)_New_Food Preparation_Natural Gas_Broiler_E8 | F3 | Commercial | Restaurant (WA) | New | Food Preparation | Natural Gas | Broiler | E8 | PACT BC Ratio | 0 | 0 | 0 | 0 | 0 | 0 | 0 | 0 | 0 | 0 | 0 | 0 | 0 | 0 | 0 | 0 | 0 | 0 | 0 | 0 | 0 | 0 | 0 | 0 | 0 | 0 | 0
F3_Commercial_Restaurant (WA)_New_Food Preparation_Natural Gas_Broiler_E9 | F3 | Commercial | Restaurant (WA) | New | Food Preparation | Natural Gas | Broiler | E9 | PACT BC Ratio | 0 | 0 | 0 | 0 | 0 | 0 | 0 | 0 | 0 | 0 | 0 | 0 | 0 | 0 | 0 | 0 | 0 | 0 | 0 | 0 | 0 | 0 | 0 | 0 | 0 | 0 | 0
F3_Commercial_Restaurant (WA)_New_Food Preparation_Natural Gas_Broiler_E10 | F3 | Commercial | Restaurant (WA) | New | Food Preparation | Natural Gas | Broiler | E10 | PACT BC Ratio | 0 | 0 | 0 | 0 | 0 | 0 | 0 | 0 | 0 | 0 | 0 | 0 | 0 | 0 | 0 | 0 | 0 | 0 | 0 | 0 | 0 | 0 | 0 | 0 | 0 | 0 | 0
F4_Commercial_Restaurant (WA)_New_Food Preparation_Natural Gas_Broiler_E1 | F4 | Commercial | Restaurant (WA) | New | Food Preparation | Natural Gas | Broiler | E1 | RVT BC Ratio | [24 empty] | 1 | 1 | 1 | bar: 2019 to 2042
F4_Commercial_Restaurant (WA)_New_Food Preparation_Natural Gas_Broiler_E2 | F4 | Commercial | Restaurant (WA) | New | Food Preparation | Natural Gas | Broiler | E2 | RVT BC Ratio | 1.3432 | 1.3611 | 1.3821 | 1.4066 | 1.4346 | 1.4697 | 1.5048 | 1.5381 | 1.5683 | 1.5976 | 1.6279 | 1.6555 | 1.6846 | 1.7121 | 1.7358 | 1.7571 | 1.7752 | 1.7925 | 1.8108 | 1.8279 | 1.8451 | 1.8707 | 1.8966 | 1.9233 | 1.9504 | 1.978 | 2.0061
F4_Commercial_Restaurant (WA)_New_Food Preparation_Natural Gas_Broiler_E3 | F4 | Commercial | Restaurant (WA) | New | Food Preparation | Natural Gas | Broiler | E3 | RVT BC Ratio | 0 | 0 | 0 | 0 | 0 | 0 | 0 | 0 | 0 | 0 | 0 | 0 | 0 | 0 | 0 | 0 | 0 | 0 | 0 | 0 | 0 | 0 | 0 | 0 | 0 | 0 | 0
F4_Commercial_Restaurant (WA)_New_Food Preparation_Natural Gas_Broiler_E4 | F4 | Commercial | Restaurant (WA) | New | Food Preparation | Natural Gas | Broiler | E4 | RVT BC Ratio | 0 | 0 | 0 | 0 | 0 | 0 | 0 | 0 | 0 | 0 | 0 | 0 | 0 | 0 | 0 | 0 | 0 | 0 | 0 | 0 | 0 | 0 | 0 | 0 | 0 | 0 | 0
F4_Commercial_Restaurant (WA)_New_Food Preparation_Natural Gas_Broiler_E5 | F4 | Commercial | Restaurant (WA) | New | Food Preparation | Natural Gas | Broiler | E5 | RVT BC Ratio | 0 | 0 | 0 | 0 | 0 | 0 | 0 | 0 | 0 | 0 | 0 | 0 | 0 | 0 | 0 | 0 | 0 | 0 | 0 | 0 | 0 | 0 | 0 | 0 | 0 | 0 | 0
F4_Commercial_Restaurant (WA)_New_Food Preparation_Natural Gas_Broiler_E6 | F4 | Commercial | Restaurant (WA) | New | Food Preparation | Natural Gas | Broiler | E6 | RVT BC Ratio | 0 | 0 | 0 | 0 | 0 | 0 | 0 | 0 | 0 | 0 | 0 | 0 | 0 | 0 | 0 | 0 | 0 | 0 | 0 | 0 | 0 | 0 | 0 | 0 | 0 | 0 | 0
F4_Commercial_Restaurant (WA)_New_Food Preparation_Natural Gas_Broiler_E7 | F4 | Commercial | Restaurant (WA) | New | Food Preparation | Natural Gas | Broiler | E7 | RVT BC Ratio | 0 | 0 | 0 | 0 | 0 | 0 | 0 | 0 | 0 | 0 | 0 | 0 | 0 | 0 | 0 | 0 | 0 | 0 | 0 | 0 | 0 | 0 | 0 | 0 | 0 | 0 | 0
F4_Commercial_Restaurant (WA)_New_Food Preparation_Natural Gas_Broiler_E8 | F4 | Commercial | Restaurant (WA) | New | Food Preparation | Natural Gas | Broiler | E8 | RVT BC Ratio | 0 | 0 | 0 | 0 | 0 | 0 | 0 | 0 | 0 | 0 | 0 | 0 | 0 | 0 | 0 | 0 | 0 | 0 | 0 | 0 | 0 | 0 | 0 | 0 | 0 | 0 | 0
F4_Commercial_Restaurant (WA)_New_Food Preparation_Natural Gas_Broiler_E9 | F4 | Commercial | Restaurant (WA) | New | Food Preparation | Natural Gas | Broiler | E9 | RVT BC Ratio | 0 | 0 | 0 | 0 | 0 | 0 | 0 | 0 | 0 | 0 | 0 | 0 | 0 | 0 | 0 | 0 | 0 | 0 | 0 | 0 | 0 | 0 | 0 | 0 | 0 | 0 | 0
F4_Commercial_Restaurant (WA)_New_Food Preparation_Natural Gas_Broiler_E10 | F4 | Commercial | Restaurant (WA) | New | Food Preparation | Natural Gas | Broiler | E10 | RVT BC Ratio | 0 | 0 | 0 | 0 | 0 | 0 | 0 | 0 | 0 | 0 | 0 | 0 | 0 | 0 | 0 | 0 | 0 | 0 | 0 | 0 | 0 | 0 | 0 | 0 | 0 | 0 | 0
F5_Commercial_Restaurant (WA)_New_Food Preparation_Natural Gas_Broiler_E1 | F5 | Commercial | Restaurant (WA) | New | Food Preparation | Natural Gas | Broiler | E1 | RIM BC Ratio | [24 empty] | 1 | 1 | 1 | bar: 2019 to 2042
F5_Commercial_Restaurant (WA)_New_Food Preparation_Natural Gas_Broiler_E2 | F5 | Commercial | Restaurant (WA) | New | Food Preparation | Natural Gas | Broiler | E2 | RIM BC Ratio | 0.52144 | 0.52845 | 0.53662 | 0.54557 | 0.55526 | 0.5663 | 0.5775 | 0.58864 | 0.59961 | 0.61082 | 0.61709 | 0.62307 | 0.62947 | 0.63587 | 0.64174 | 0.64737 | 0.65267 | 0.65801 | 0.66363 | 0.66927 | 0.6751 | 0.67853 | 0.68191 | 0.6853 | 0.68867 | 0.69202 | 0.69534
F5_Commercial_Restaurant (WA)_New_Food Preparation_Natural Gas_Broiler_E3 | F5 | Commercial | Restaurant (WA) | New | Food Preparation | Natural Gas | Broiler | E3 | RIM BC Ratio | 0 | 0 | 0 | 0 | 0 | 0 | 0 | 0 | 0 | 0 | 0 | 0 | 0 | 0 | 0 | 0 | 0 | 0 | 0 | 0 | 0 | 0 | 0 | 0 | 0 | 0 | 0
F5_Commercial_Restaurant (WA)_New_Food Preparation_Natural Gas_Broiler_E4 | F5 | Commercial | Restaurant (WA) | New | Food Preparation | Natural Gas | Broiler | E4 | RIM BC Ratio | 0 | 0 | 0 | 0 | 0 | 0 | 0 | 0 | 0 | 0 | 0 | 0 | 0 | 0 | 0 | 0 | 0 | 0 | 0 | 0 | 0 | 0 | 0 | 0 | 0 | 0 | 0
F5_Commercial_Restaurant (WA)_New_Food Preparation_Natural Gas_Broiler_E5 | F5 | Commercial | Restaurant (WA) | New | Food Preparation | Natural Gas | Broiler | E5 | RIM BC Ratio | 0 | 0 | 0 | 0 | 0 | 0 | 0 | 0 | 0 | 0 | 0 | 0 | 0 | 0 | 0 | 0 | 0 | 0 | 0 | 0 | 0 | 0 | 0 | 0 | 0 | 0 | 0
F5_Commercial_Restaurant (WA)_New_Food Preparation_Natural Gas_Broiler_E6 | F5 | Commercial | Restaurant (WA) | New | Food Preparation | Natural Gas | Broiler | E6 | RIM BC Ratio | 0 | 0 | 0 | 0 | 0 | 0 | 0 | 0 | 0 | 0 | 0 | 0 | 0 | 0 | 0 | 0 | 0 | 0 | 0 | 0 | 0 | 0 | 0 | 0 | 0 | 0 | 0
F5_Commercial_Restaurant (WA)_New_Food Preparation_Natural Gas_Broiler_E7 | F5 | Commercial | Restaurant (WA) | New | Food Preparation | Natural Gas | Broiler | E7 | RIM BC Ratio | 0 | 0 | 0 | 0 | 0 | 0 | 0 | 0 | 0 | 0 | 0 | 0 | 0 | 0 | 0 | 0 | 0 | 0 | 0 | 0 | 0 | 0 | 0 | 0 | 0 | 0 | 0
F5_Commercial_Restaurant (WA)_New_Food Preparation_Natural Gas_Broiler_E8 | F5 | Commercial | Restaurant (WA) | New | Food Preparation | Natural Gas | Broiler | E8 | RIM BC Ratio | 0 | 0 | 0 | 0 | 0 | 0 | 0 | 0 | 0 | 0 | 0 | 0 | 0 | 0 | 0 | 0 | 0 | 0 | 0 | 0 | 0 | 0 | 0 | 0 | 0 | 0 | 0
F5_Commercial_Restaurant (WA)_New_Food Preparation_Natural Gas_Broiler_E9 | F5 | Commercial | Restaurant (WA) | New | Food Preparation | Natural Gas | Broiler | E9 | RIM BC Ratio | 0 | 0 | 0 | 0 | 0 | 0 | 0 | 0 | 0 | 0 | 0 | 0 | 0 | 0 | 0 | 0 | 0 | 0 | 0 | 0 | 0 | 0 | 0 | 0 | 0 | 0 | 0
F5_Commercial_Restaurant (WA)_New_Food Preparation_Natural Gas_Broiler_E10 | F5 | Commercial | Restaurant (WA) | New | Food Preparation | Natural Gas | Broiler | E10 | RIM BC Ratio | 0 | 0 | 0 | 0 | 0 | 0 | 0 | 0 | 0 | 0 | 0 | 0 | 0 | 0 | 0 | 0 | 0 | 0 | 0 | 0 | 0 | 0 | 0 | 0 | 0 | 0 | 0
F0_Commercial_Restaurant (WA)_New_Food Preparation_Natural Gas_Griddle_E0 | F0 | Commercial | Restaurant (WA) | New | Food Preparation | Natural Gas | Griddle | E0 | Economic Unit | ENERGY STAR | ENERGY STAR | ENERGY STAR | ENERGY STAR | ENERGY STAR | ENERGY STAR | ENERGY STAR | ENERGY STAR | ENERGY STAR | ENERGY STAR | ENERGY STAR | ENERGY STAR | ENERGY STAR | ENERGY STAR | ENERGY STAR | ENERGY STAR | ENERGY STAR | ENERGY STAR | ENERGY STAR | ENERGY STAR | ENERGY STAR | ENERGY STAR | ENERGY STAR | ENERGY STAR | ENERGY STAR | ENERGY STAR | ENERGY STAR
F1_Commercial_Restaurant (WA)_New_Food Preparation_Natural Gas_Griddle_E1 | F1 | Commercial | Restaurant (WA) | New | Food Preparation | Natural Gas | Griddle | E1 | CCE | 0 | 0 | 0 | 0 | 0 | 0 | 0 | 0 | 0 | 0 | 0 | 0 | 0 | 0 | 0 | 0 | 0 | 0 | 0 | 0 | 0 | 0 | 0 | 0 | 0 | 0 | 0
F1_Commercial_Restaurant (WA)_New_Food Preparation_Natural Gas_Griddle_E2 | F1 | Commercial | Restaurant (WA) | New | Food Preparation | Natural Gas | Griddle | E2 | CCE | 0.0033971 | 0.0033971 | 0.0033971 | 0.0033971 | 0.0033971 | 0.0033971 | 0.0033971 | 0.0033971 | 0.0033971 | 0.0033971 | 0.0033971 | 0.0033971 | 0.0033971 | 0.0033971 | 0.0033971 | 0.0033971 | 0.0033971 | 0.0033971 | 0.0033971 | 0.0033971 | 0.0033971 | 0.0033971 | 0.0033971 | 0.0033971 | 0.0033971 | 0.0033971 | 0.0033971
F1_Commercial_Restaurant (WA)_New_Food Preparation_Natural Gas_Griddle_E3 | F1 | Commercial | Restaurant (WA) | New | Food Preparation | Natural Gas | Griddle | E3 | CCE | 0 | 0 | 0 | 0 | 0 | 0 | 0 | 0 | 0 | 0 | 0 | 0 | 0 | 0 | 0 | 0 | 0 | 0 | 0 | 0 | 0 | 0 | 0 | 0 | 0 | 0 | 0
F1_Commercial_Restaurant (WA)_New_Food Preparation_Natural Gas_Griddle_E4 | F1 | Commercial | Restaurant (WA) | New | Food Preparation | Natural Gas | Griddle | E4 | CCE | 0 | 0 | 0 | 0 | 0 | 0 | 0 | 0 | 0 | 0 | 0 | 0 | 0 | 0 | 0 | 0 | 0 | 0 | 0 | 0 | 0 | 0 | 0 | 0 | 0 | 0 | 0
F1_Commercial_Restaurant (WA)_New_Food Preparation_Natural Gas_Griddle_E5 | F1 | Commercial | Restaurant (WA) | New | Food Preparation | Natural Gas | Griddle | E5 | CCE | 0 | 0 | 0 | 0 | 0 | 0 | 0 | 0 | 0 | 0 | 0 | 0 | 0 | 0 | 0 | 0 | 0 | 0 | 0 | 0 | 0 | 0 | 0 | 0 | 0 | 0 | 0
F1_Commercial_Restaurant (WA)_New_Food Preparation_Natural Gas_Griddle_E6 | F1 | Commercial | Restaurant (WA) | New | Food Preparation | Natural Gas | Griddle | E6 | CCE | 0 | 0 | 0 | 0 | 0 | 0 | 0 | 0 | 0 | 0 | 0 | 0 | 0 | 0 | 0 | 0 | 0 | 0 | 0 | 0 | 0 | 0 | 0 | 0 | 0 | 0 | 0
F1_Commercial_Restaurant (WA)_New_Food Preparation_Natural Gas_Griddle_E7 | F1 | Commercial | Restaurant (WA) | New | Food Preparation | Natural Gas | Griddle | E7 | CCE | 0 | 0 | 0 | 0 | 0 | 0 | 0 | 0 | 0 | 0 | 0 | 0 | 0 | 0 | 0 | 0 | 0 | 0 | 0 | 0 | 0 | 0 | 0 | 0 | 0 | 0 | 0
F1_Commercial_Restaurant (WA)_New_Food Preparation_Natural Gas_Griddle_E8 | F1 | Commercial | Restaurant (WA) | New | Food Preparation | Natural Gas | Griddle | E8 | CCE | 0 | 0 | 0 | 0 | 0 | 0 | 0 | 0 | 0 | 0 | 0 | 0 | 0 | 0 | 0 | 0 | 0 | 0 | 0 | 0 | 0 | 0 | 0 | 0 | 0 | 0 | 0
F1_Commercial_Restaurant (WA)_New_Food Preparation_Natural Gas_Griddle_E9 | F1 | Commercial | Restaurant (WA) | New | Food Preparation | Natural Gas | Griddle | E9 | CCE | 0 | 0 | 0 | 0 | 0 | 0 | 0 | 0 | 0 | 0 | 0 | 0 | 0 | 0 | 0 | 0 | 0 | 0 | 0 | 0 | 0 | 0 | 0 | 0 | 0 | 0 | 0
F1_Commercial_Restaurant (WA)_New_Food Preparation_Natural Gas_Griddle_E10 | F1 | Commercial | Restaurant (WA) | New | Food Preparation | Natural Gas | Griddle | E10 | CCE | 0 | 0 | 0 | 0 | 0 | 0 | 0 | 0 | 0 | 0 | 0 | 0 | 0 | 0 | 0 | 0 | 0 | 0 | 0 | 0 | 0 | 0 | 0 | 0 | 0 | 0 | 0
F2_Commercial_Restaurant (WA)_New_Food Preparation_Natural Gas_Griddle_E1 | F2 | Commercial | Restaurant (WA) | New | Food Preparation | Natural Gas | Griddle | E1 | TRC BC Ratio | [24 empty] | 1 | 1 | 1 | bar: 2019 to 2042
F2_Commercial_Restaurant (WA)_New_Food Preparation_Natural Gas_Griddle_E2 | F2 | Commercial | Restaurant (WA) | New | Food Preparation | Natural Gas | Griddle | E2 | TRC BC Ratio | 1.0477 | 1.0741 | 1.1053 | 1.1412 | 1.1817 | 1.2311 | 1.2818 | 1.3321 | 1.3805 | 1.4296 | 1.4686 | 1.5052 | 1.5445 | 1.583 | 1.6174 | 1.6496 | 1.6785 | 1.707 | 1.7374 | 1.7671 | 1.7976 | 1.8293 | 1.8614 | 1.8945 | 1.9281 | 1.9624 | 1.9972
F2_Commercial_Restaurant (WA)_New_Food Preparation_Natural Gas_Griddle_E3 | F2 | Commercial | Restaurant (WA) | New | Food Preparation | Natural Gas | Griddle | E3 | TRC BC Ratio | 0 | 0 | 0 | 0 | 0 | 0 | 0 | 0 | 0 | 0 | 0 | 0 | 0 | 0 | 0 | 0 | 0 | 0 | 0 | 0 | 0 | 0 | 0 | 0 | 0 | 0 | 0
F2_Commercial_Restaurant (WA)_New_Food Preparation_Natural Gas_Griddle_E4 | F2 | Commercial | Restaurant (WA) | New | Food Preparation | Natural Gas | Griddle | E4 | TRC BC Ratio | 0 | 0 | 0 | 0 | 0 | 0 | 0 | 0 | 0 | 0 | 0 | 0 | 0 | 0 | 0 | 0 | 0 | 0 | 0 | 0 | 0 | 0 | 0 | 0 | 0 | 0 | 0
F2_Commercial_Restaurant (WA)_New_Food Preparation_Natural Gas_Griddle_E5 | F2 | Commercial | Restaurant (WA) | New | Food Preparation | Natural Gas | Griddle | E5 | TRC BC Ratio | 0 | 0 | 0 | 0 | 0 | 0 | 0 | 0 | 0 | 0 | 0 | 0 | 0 | 0 | 0 | 0 | 0 | 0 | 0 | 0 | 0 | 0 | 0 | 0 | 0 | 0 | 0
F2_Commercial_Restaurant (WA)_New_Food Preparation_Natural Gas_Griddle_E6 | F2 | Commercial | Restaurant (WA) | New | Food Preparation | Natural Gas | Griddle | E6 | TRC BC Ratio | 0 | 0 | 0 | 0 | 0 | 0 | 0 | 0 | 0 | 0 | 0 | 0 | 0 | 0 | 0 | 0 | 0 | 0 | 0 | 0 | 0 | 0 | 0 | 0 | 0 | 0 | 0
F2_Commercial_Restaurant (WA)_New_Food Preparation_Natural Gas_Griddle_E7 | F2 | Commercial | Restaurant (WA) | New | Food Preparation | Natural Gas | Griddle | E7 | TRC BC Ratio | 0 | 0 | 0 | 0 | 0 | 0 | 0 | 0 | 0 | 0 | 0 | 0 | 0 | 0 | 0 | 0 | 0 | 0 | 0 | 0 | 0 | 0 | 0 | 0 | 0 | 0 | 0
F2_Commercial_Restaurant (WA)_New_Food Preparation_Natural Gas_Griddle_E8 | F2 | Commercial | Restaurant (WA) | New | Food Preparation | Natural Gas | Griddle | E8 | TRC BC Ratio | 0 | 0 | 0 | 0 | 0 | 0 | 0 | 0 | 0 | 0 | 0 | 0 | 0 | 0 | 0 | 0 | 0 | 0 | 0 | 0 | 0 | 0 | 0 | 0 | 0 | 0 | 0
F2_Commercial_Restaurant (WA)_New_Food Preparation_Natural Gas_Griddle_E9 | F2 | Commercial | Restaurant (WA) | New | Food Preparation | Natural Gas | Griddle | E9 | TRC BC Ratio | 0 | 0 | 0 | 0 | 0 | 0 | 0 | 0 | 0 | 0 | 0 | 0 | 0 | 0 | 0 | 0 | 0 | 0 | 0 | 0 | 0 | 0 | 0 | 0 | 0 | 0 | 0
F2_Commercial_Restaurant (WA)_New_Food Preparation_Natural Gas_Griddle_E10 | F2 | Commercial | Restaurant (WA) | New | Food Preparation | Natural Gas | Griddle | E10 | TRC BC Ratio | 0 | 0 | 0 | 0 | 0 | 0 | 0 | 0 | 0 | 0 | 0 | 0 | 0 | 0 | 0 | 0 | 0 | 0 | 0 | 0 | 0 | 0 | 0 | 0 | 0 | 0 | 0
F3_Commercial_Restaurant (WA)_New_Food Preparation_Natural Gas_Griddle_E1 | F3 | Commercial | Restaurant (WA) | New | Food Preparation | Natural Gas | Griddle | E1 | PACT BC Ratio | [24 empty] | 1 | 1 | 1 | bar: 2019 to 2042
F3_Commercial_Restaurant (WA)_New_Food Preparation_Natural Gas_Griddle_E2 | F3 | Commercial | Restaurant (WA) | New | Food Preparation | Natural Gas | Griddle | E2 | PACT BC Ratio | 2.1114 | 2.1646 | 2.2277 | 2.2999 | 2.3816 | 2.481 | 2.5833 | 2.6847 | 2.7822 | 2.8811 | 2.9598 | 3.0335 | 3.1128 | 3.1903 | 3.2596 | 3.3245 | 3.3827 | 3.4401 | 3.5015 | 3.5614 | 3.6228 | 3.6868 | 3.7514 | 3.818 | 3.8859 | 3.9549 | 4.0252
F3_Commercial_Restaurant (WA)_New_Food Preparation_Natural Gas_Griddle_E3 | F3 | Commercial | Restaurant (WA) | New | Food Preparation | Natural Gas | Griddle | E3 | PACT BC Ratio | 0 | 0 | 0 | 0 | 0 | 0 | 0 | 0 | 0 | 0 | 0 | 0 | 0 | 0 | 0 | 0 | 0 | 0 | 0 | 0 | 0 | 0 | 0 | 0 | 0 | 0 | 0
F3_Commercial_Restaurant (WA)_New_Food Preparation_Natural Gas_Griddle_E4 | F3 | Commercial | Restaurant (WA) | New | Food Preparation | Natural Gas | Griddle | E4 | PACT BC Ratio | 0 | 0 | 0 | 0 | 0 | 0 | 0 | 0 | 0 | 0 | 0 | 0 | 0 | 0 | 0 | 0 | 0 | 0 | 0 | 0 | 0 | 0 | 0 | 0 | 0 | 0 | 0
F3_Commercial_Restaurant (WA)_New_Food Preparation_Natural Gas_Griddle_E5 | F3 | Commercial | Restaurant (WA) | New | Food Preparation | Natural Gas | Griddle | E5 | PACT BC Ratio | 0 | 0 | 0 | 0 | 0 | 0 | 0 | 0 | 0 | 0 | 0 | 0 | 0 | 0 | 0 | 0 | 0 | 0 | 0 | 0 | 0 | 0 | 0 | 0 | 0 | 0 | 0
F3_Commercial_Restaurant (WA)_New_Food Preparation_Natural Gas_Griddle_E6 | F3 | Commercial | Restaurant (WA) | New | Food Preparation | Natural Gas | Griddle | E6 | PACT BC Ratio | 0 | 0 | 0 | 0 | 0 | 0 | 0 | 0 | 0 | 0 | 0 | 0 | 0 | 0 | 0 | 0 | 0 | 0 | 0 | 0 | 0 | 0 | 0 | 0 | 0 | 0 | 0
F3_Commercial_Restaurant (WA)_New_Food Preparation_Natural Gas_Griddle_E7 | F3 | Commercial | Restaurant (WA) | New | Food Preparation | Natural Gas | Griddle | E7 | PACT BC Ratio | 0 | 0 | 0 | 0 | 0 | 0 | 0 | 0 | 0 | 0 | 0 | 0 | 0 | 0 | 0 | 0 | 0 | 0 | 0 | 0 | 0 | 0 | 0 | 0 | 0 | 0 | 0
F3_Commercial_Restaurant (WA)_New_Food Preparation_Natural Gas_Griddle_E8 | F3 | Commercial | Restaurant (WA) | New | Food Preparation | Natural Gas | Griddle | E8 | PACT BC Ratio | 0 | 0 | 0 | 0 | 0 | 0 | 0 | 0 | 0 | 0 | 0 | 0 | 0 | 0 | 0 | 0 | 0 | 0 | 0 | 0 | 0 | 0 | 0 | 0 | 0 | 0 | 0
F3_Commercial_Restaurant (WA)_New_Food Preparation_Natural Gas_Griddle_E9 | F3 | Commercial | Restaurant (WA) | New | Food Preparation | Natural Gas | Griddle | E9 | PACT BC Ratio | 0 | 0 | 0 | 0 | 0 | 0 | 0 | 0 | 0 | 0 | 0 | 0 | 0 | 0 | 0 | 0 | 0 | 0 | 0 | 0 | 0 | 0 | 0 | 0 | 0 | 0 | 0
F3_Commercial_Restaurant (WA)_New_Food Preparation_Natural Gas_Griddle_E10 | F3 | Commercial | Restaurant (WA) | New | Food Preparation | Natural Gas | Griddle | E10 | PACT BC Ratio | 0 | 0 | 0 | 0 | 0 | 0 | 0 | 0 | 0 | 0 | 0 | 0 | 0 | 0 | 0 | 0 | 0 | 0 | 0 | 0 | 0 | 0 | 0 | 0 | 0 | 0 | 0
F4_Commercial_Restaurant (WA)_New_Food Preparation_Natural Gas_Griddle_E1 | F4 | Commercial | Restaurant (WA) | New | Food Preparation | Natural Gas | Griddle | E1 | RVT BC Ratio | [24 empty] | 1 | 1 | 1 | bar: 2019 to 2042
F4_Commercial_Restaurant (WA)_New_Food Preparation_Natural Gas_Griddle_E2 | F4 | Commercial | Restaurant (WA) | New | Food Preparation | Natural Gas | Griddle | E2 | RVT BC Ratio | 1.8761 | 1.9041 | 1.9369 | 1.9752 | 2.0191 | 2.0738 | 2.1287 | 2.1808 | 2.2279 | 2.2737 | 2.321 | 2.3641 | 2.4095 | 2.4525 | 2.4895 | 2.5229 | 2.5511 | 2.5781 | 2.6068 | 2.6335 | 2.6604 | 2.7004 | 2.7408 | 2.7824 | 2.8249 | 2.868 | 2.9119
F4_Commercial_Restaurant (WA)_New_Food Preparation_Natural Gas_Griddle_E3 | F4 | Commercial | Restaurant (WA) | New | Food Preparation | Natural Gas | Griddle | E3 | RVT BC Ratio | 0 | 0 | 0 | 0 | 0 | 0 | 0 | 0 | 0 | 0 | 0 | 0 | 0 | 0 | 0 | 0 | 0 | 0 | 0 | 0 | 0 | 0 | 0 | 0 | 0 | 0 | 0
F4_Commercial_Restaurant (WA)_New_Food Preparation_Natural Gas_Griddle_E4 | F4 | Commercial | Restaurant (WA) | New | Food Preparation | Natural Gas | Griddle | E4 | RVT BC Ratio | 0 | 0 | 0 | 0 | 0 | 0 | 0 | 0 | 0 | 0 | 0 | 0 | 0 | 0 | 0 | 0 | 0 | 0 | 0 | 0 | 0 | 0 | 0 | 0 | 0 | 0 | 0
F4_Commercial_Restaurant (WA)_New_Food Preparation_Natural Gas_Griddle_E5 | F4 | Commercial | Restaurant (WA) | New | Food Preparation | Natural Gas | Griddle | E5 | RVT BC Ratio | 0 | 0 | 0 | 0 | 0 | 0 | 0 | 0 | 0 | 0 | 0 | 0 | 0 | 0 | 0 | 0 | 0 | 0 | 0 | 0 | 0 | 0 | 0 | 0 | 0 | 0 | 0
F4_Commercial_Restaurant (WA)_New_Food Preparation_Natural Gas_Griddle_E6 | F4 | Commercial | Restaurant (WA) | New | Food Preparation | Natural Gas | Griddle | E6 | RVT BC Ratio | 0 | 0 | 0 | 0 | 0 | 0 | 0 | 0 | 0 | 0 | 0 | 0 | 0 | 0 | 0 | 0 | 0 | 0 | 0 | 0 | 0 | 0 | 0 | 0 | 0 | 0 | 0
F4_Commercial_Restaurant (WA)_New_Food Preparation_Natural Gas_Griddle_E7 | F4 | Commercial | Restaurant (WA) | New | Food Preparation | Natural Gas | Griddle | E7 | RVT BC Ratio | 0 | 0 | 0 | 0 | 0 | 0 | 0 | 0 | 0 | 0 | 0 | 0 | 0 | 0 | 0 | 0 | 0 | 0 | 0 | 0 | 0 | 0 | 0 | 0 | 0 | 0 | 0
F4_Commercial_Restaurant (WA)_New_Food Preparation_Natural Gas_Griddle_E8 | F4 | Commercial | Restaurant (WA) | New | Food Preparation | Natural Gas | Griddle | E8 | RVT BC Ratio | 0 | 0 | 0 | 0 | 0 | 0 | 0 | 0 | 0 | 0 | 0 | 0 | 0 | 0 | 0 | 0 | 0 | 0 | 0 | 0 | 0 | 0 | 0 | 0 | 0 | 0 | 0
F4_Commercial_Restaurant (WA)_New_Food Preparation_Natural Gas_Griddle_E9 | F4 | Commercial | Restaurant (WA) | New | Food Preparation | Natural Gas | Griddle | E9 | RVT BC Ratio | 0 | 0 | 0 | 0 | 0 | 0 | 0 | 0 | 0 | 0 | 0 | 0 | 0 | 0 | 0 | 0 | 0 | 0 | 0 | 0 | 0 | 0 | 0 | 0 | 0 | 0 | 0
F4_Commercial_Restaurant (WA)_New_Food Preparation_Natural Gas_Griddle_E10 | F4 | Commercial | Restaurant (WA) | New | Food Preparation | Natural Gas | Griddle | E10 | RVT BC Ratio | 0 | 0 | 0 | 0 | 0 | 0 | 0 | 0 | 0 | 0 | 0 | 0 | 0 | 0 | 0 | 0 | 0 | 0 | 0 | 0 | 0 | 0 | 0 | 0 | 0 | 0 | 0
F5_Commercial_Restaurant (WA)_New_Food Preparation_Natural Gas_Griddle_E1 | F5 | Commercial | Restaurant (WA) | New | Food Preparation | Natural Gas | Griddle | E1 | RIM BC Ratio | [24 empty] | 1 | 1 | 1 | bar: 2019 to 2042
F5_Commercial_Restaurant (WA)_New_Food Preparation_Natural Gas_Griddle_E2 | F5 | Commercial | Restaurant (WA) | New | Food Preparation | Natural Gas | Griddle | E2 | RIM BC Ratio | 0.60554 | 0.61255 | 0.6207 | 0.62956 | 0.63904 | 0.64969 | 0.66054 | 0.67143 | 0.68231 | 0.6935 | 0.69906 | 0.70444 | 0.71024 | 0.71614 | 0.72164 | 0.72698 | 0.73211 | 0.73732 | 0.7428 | 0.74836 | 0.75413 | 0.75686 | 0.75955 | 0.76224 | 0.76491 | 0.76755 | 0.77016
F5_Commercial_Restaurant (WA)_New_Food Preparation_Natural Gas_Griddle_E3 | F5 | Commercial | Restaurant (WA) | New | Food Preparation | Natural Gas | Griddle | E3 | RIM BC Ratio | 0 | 0 | 0 | 0 | 0 | 0 | 0 | 0 | 0 | 0 | 0 | 0 | 0 | 0 | 0 | 0 | 0 | 0 | 0 | 0 | 0 | 0 | 0 | 0 | 0 | 0 | 0
F5_Commercial_Restaurant (WA)_New_Food Preparation_Natural Gas_Griddle_E4 | F5 | Commercial | Restaurant (WA) | New | Food Preparation | Natural Gas | Griddle | E4 | RIM BC Ratio | 0 | 0 | 0 | 0 | 0 | 0 | 0 | 0 | 0 | 0 | 0 | 0 | 0 | 0 | 0 | 0 | 0 | 0 | 0 | 0 | 0 | 0 | 0 | 0 | 0 | 0 | 0
F5_Commercial_Restaurant (WA)_New_Food Preparation_Natural Gas_Griddle_E5 | F5 | Commercial | Restaurant (WA) | New | Food Preparation | Natural Gas | Griddle | E5 | RIM BC Ratio | 0 | 0 | 0 | 0 | 0 | 0 | 0 | 0 | 0 | 0 | 0 | 0 | 0 | 0 | 0 | 0 | 0 | 0 | 0 | 0 | 0 | 0 | 0 | 0 | 0 | 0 | 0
F5_Commercial_Restaurant (WA)_New_Food Preparation_Natural Gas_Griddle_E6 | F5 | Commercial | Restaurant (WA) | New | Food Preparation | Natural Gas | Griddle | E6 | RIM BC Ratio | 0 | 0 | 0 | 0 | 0 | 0 | 0 | 0 | 0 | 0 | 0 | 0 | 0 | 0 | 0 | 0 | 0 | 0 | 0 | 0 | 0 | 0 | 0 | 0 | 0 | 0 | 0
F5_Commercial_Restaurant (WA)_New_Food Preparation_Natural Gas_Griddle_E7 | F5 | Commercial | Restaurant (WA) | New | Food Preparation | Natural Gas | Griddle | E7 | RIM BC Ratio | 0 | 0 | 0 | 0 | 0 | 0 | 0 | 0 | 0 | 0 | 0 | 0 | 0 | 0 | 0 | 0 | 0 | 0 | 0 | 0 | 0 | 0 | 0 | 0 | 0 | 0 | 0
F5_Commercial_Restaurant (WA)_New_Food Preparation_Natural Gas_Griddle_E8 | F5 | Commercial | Restaurant (WA) | New | Food Preparation | Natural Gas | Griddle | E8 | RIM BC Ratio | 0 | 0 | 0 | 0 | 0 | 0 | 0 | 0 | 0 | 0 | 0 | 0 | 0 | 0 | 0 | 0 | 0 | 0 | 0 | 0 | 0 | 0 | 0 | 0 | 0 | 0 | 0
F5_Commercial_Restaurant (WA)_New_Food Preparation_Natural Gas_Griddle_E9 | F5 | Commercial | Restaurant (WA) | New | Food Preparation | Natural Gas | Griddle | E9 | RIM BC Ratio | 0 | 0 | 0 | 0 | 0 | 0 | 0 | 0 | 0 | 0 | 0 | 0 | 0 | 0 | 0 | 0 | 0 | 0 | 0 | 0 | 0 | 0 | 0 | 0 | 0 | 0 | 0
F5_Commercial_Restaurant (WA)_New_Food Preparation_Natural Gas_Griddle_E10 | F5 | Commercial | Restaurant (WA) | New | Food Preparation | Natural Gas | Griddle | E10 | RIM BC Ratio | 0 | 0 | 0 | 0 | 0 | 0 | 0 | 0 | 0 | 0 | 0 | 0 | 0 | 0 | 0 | 0 | 0 | 0 | 0 | 0 | 0 | 0 | 0 | 0 | 0 | 0 | 0
F0_Commercial_Restaurant (WA)_New_Food Preparation_Natural Gas_Range_E0 | F0 | Commercial | Restaurant (WA) | New | Food Preparation | Natural Gas | Range | E0 | Economic Unit | High Efficiency | High Efficiency | High Efficiency | High Efficiency | High Efficiency | High Efficiency | High Efficiency | High Efficiency | High Efficiency | High Efficiency | High Efficiency | High Efficiency | High Efficiency | High Efficiency | High Efficiency | High Efficiency | High Efficiency | High Efficiency | High Efficiency | High Efficiency | High Efficiency | High Efficiency | High Efficiency | High Efficiency | High Efficiency | High Efficiency | High Efficiency
F1_Commercial_Restaurant (WA)_New_Food Preparation_Natural Gas_Range_E1 | F1 | Commercial | Restaurant (WA) | New | Food Preparation | Natural Gas | Range | E1 | CCE | 0 | 0 | 0 | 0 | 0 | 0 | 0 | 0 | 0 | 0 | 0 | 0 | 0 | 0 | 0 | 0 | 0 | 0 | 0 | 0 | 0 | 0 | 0 | 0 | 0 | 0 | 0
F1_Commercial_Restaurant (WA)_New_Food Preparation_Natural Gas_Range_E2 | F1 | Commercial | Restaurant (WA) | New | Food Preparation | Natural Gas | Range | E2 | CCE | 0.0008444 | 0.0008444 | 0.0008444 | 0.0008444 | 0.0008444 | 0.0008444 | 0.0008444 | 0.0008444 | 0.0008444 | 0.0008444 | 0.0008444 | 0.0008444 | 0.0008444 | 0.0008444 | 0.0008444 | 0.0008444 | 0.0008444 | 0.0008444 | 0.0008444 | 0.0008444 | 0.0008444 | 0.0008444 | 0.0008444 | 0.0008444 | 0.0008444 | 0.0008444 | 0.0008444
F1_Commercial_Restaurant (WA)_New_Food Preparation_Natural Gas_Range_E3 | F1 | Commercial | Restaurant (WA) | New | Food Preparation | Natural Gas | Range | E3 | CCE | 0 | 0 | 0 | 0 | 0 | 0 | 0 | 0 | 0 | 0 | 0 | 0 | 0 | 0 | 0 | 0 | 0 | 0 | 0 | 0 | 0 | 0 | 0 | 0 | 0 | 0 | 0
F1_Commercial_Restaurant (WA)_New_Food Preparation_Natural Gas_Range_E4 | F1 | Commercial | Restaurant (WA) | New | Food Preparation | Natural Gas | Range | E4 | CCE | 0 | 0 | 0 | 0 | 0 | 0 | 0 | 0 | 0 | 0 | 0 | 0 | 0 | 0 | 0 | 0 | 0 | 0 | 0 | 0 | 0 | 0 | 0 | 0 | 0 | 0 | 0
F1_Commercial_Restaurant (WA)_New_Food Preparation_Natural Gas_Range_E5 | F1 | Commercial | Restaurant (WA) | New | Food Preparation | Natural Gas | Range | E5 | CCE | 0 | 0 | 0 | 0 | 0 | 0 | 0 | 0 | 0 | 0 | 0 | 0 | 0 | 0 | 0 | 0 | 0 | 0 | 0 | 0 | 0 | 0 | 0 | 0 | 0 | 0 | 0
F1_Commercial_Restaurant (WA)_New_Food Preparation_Natural Gas_Range_E6 | F1 | Commercial | Restaurant (WA) | New | Food Preparation | Natural Gas | Range | E6 | CCE | 0 | 0 | 0 | 0 | 0 | 0 | 0 | 0 | 0 | 0 | 0 | 0 | 0 | 0 | 0 | 0 | 0 | 0 | 0 | 0 | 0 | 0 | 0 | 0 | 0 | 0 | 0
F1_Commercial_Restaurant (WA)_New_Food Preparation_Natural Gas_Range_E7 | F1 | Commercial | Restaurant (WA) | New | Food Preparation | Natural Gas | Range | E7 | CCE | 0 | 0 | 0 | 0 | 0 | 0 | 0 | 0 | 0 | 0 | 0 | 0 | 0 | 0 | 0 | 0 | 0 | 0 | 0 | 0 | 0 | 0 | 0 | 0 | 0 | 0 | 0
F1_Commercial_Restaurant (WA)_New_Food Preparation_Natural Gas_Range_E8 | F1 | Commercial | Restaurant (WA) | New | Food Preparation | Natural Gas | Range | E8 | CCE | 0 | 0 | 0 | 0 | 0 | 0 | 0 | 0 | 0 | 0 | 0 | 0 | 0 | 0 | 0 | 0 | 0 | 0 | 0 | 0 | 0 | 0 | 0 | 0 | 0 | 0 | 0
F1_Commercial_Restaurant (WA)_New_Food Preparation_Natural Gas_Range_E9 | F1 | Commercial | Restaurant (WA) | New | Food Preparation | Natural Gas | Range | E9 | CCE | 0 | 0 | 0 | 0 | 0 | 0 | 0 | 0 | 0 | 0 | 0 | 0 | 0 | 0 | 0 | 0 | 0 | 0 | 0 | 0 | 0 | 0 | 0 | 0 | 0 | 0 | 0
F1_Commercial_Restaurant (WA)_New_Food Preparation_Natural Gas_Range_E10 | F1 | Commercial | Restaurant (WA) | New | Food Preparation | Natural Gas | Range | E10 | CCE | 0 | 0 | 0 | 0 | 0 | 0 | 0 | 0 | 0 | 0 | 0 | 0 | 0 | 0 | 0 | 0 | 0 | 0 | 0 | 0 | 0 | 0 | 0 | 0 | 0 | 0 | 0
F2_Commercial_Restaurant (WA)_New_Food Preparation_Natural Gas_Range_E1 | F2 | Commercial | Restaurant (WA) | New | Food Preparation | Natural Gas | Range | E1 | TRC BC Ratio | [24 empty] | 1 | 1 | 1 | bar: 2019 to 2042
F2_Commercial_Restaurant (WA)_New_Food Preparation_Natural Gas_Range_E2 | F2 | Commercial | Restaurant (WA) | New | Food Preparation | Natural Gas | Range | E2 | TRC BC Ratio | 4.1072 | 4.202 | 4.3212 | 4.4619 | 4.6256 | 4.8319 | 5.0468 | 5.2611 | 5.4678 | 5.6774 | 5.8409 | 5.9931 | 6.1571 | 6.3168 | 6.4578 | 6.5882 | 6.7033 | 6.8164 | 6.938 | 7.056 | 7.1773 | 7.3039 | 7.4316 | 7.5636 | 7.698 | 7.8348 | 7.974
F2_Commercial_Restaurant (WA)_New_Food Preparation_Natural Gas_Range_E3 | F2 | Commercial | Restaurant (WA) | New | Food Preparation | Natural Gas | Range | E3 | TRC BC Ratio | 0 | 0 | 0 | 0 | 0 | 0 | 0 | 0 | 0 | 0 | 0 | 0 | 0 | 0 | 0 | 0 | 0 | 0 | 0 | 0 | 0 | 0 | 0 | 0 | 0 | 0 | 0
F2_Commercial_Restaurant (WA)_New_Food Preparation_Natural Gas_Range_E4 | F2 | Commercial | Restaurant (WA) | New | Food Preparation | Natural Gas | Range | E4 | TRC BC Ratio | 0 | 0 | 0 | 0 | 0 | 0 | 0 | 0 | 0 | 0 | 0 | 0 | 0 | 0 | 0 | 0 | 0 | 0 | 0 | 0 | 0 | 0 | 0 | 0 | 0 | 0 | 0
F2_Commercial_Restaurant (WA)_New_Food Preparation_Natural Gas_Range_E5 | F2 | Commercial | Restaurant (WA) | New | Food Preparation | Natural Gas | Range | E5 | TRC BC Ratio | 0 | 0 | 0 | 0 | 0 | 0 | 0 | 0 | 0 | 0 | 0 | 0 | 0 | 0 | 0 | 0 | 0 | 0 | 0 | 0 | 0 | 0 | 0 | 0 | 0 | 0 | 0
F2_Commercial_Restaurant (WA)_New_Food Preparation_Natural Gas_Range_E6 | F2 | Commercial | Restaurant (WA) | New | Food Preparation | Natural Gas | Range | E6 | TRC BC Ratio | 0 | 0 | 0 | 0 | 0 | 0 | 0 | 0 | 0 | 0 | 0 | 0 | 0 | 0 | 0 | 0 | 0 | 0 | 0 | 0 | 0 | 0 | 0 | 0 | 0 | 0 | 0
F2_Commercial_Restaurant (WA)_New_Food Preparation_Natural Gas_Range_E7 | F2 | Commercial | Restaurant (WA) | New | Food Preparation | Natural Gas | Range | E7 | TRC BC Ratio | 0 | 0 | 0 | 0 | 0 | 0 | 0 | 0 | 0 | 0 | 0 | 0 | 0 | 0 | 0 | 0 | 0 | 0 | 0 | 0 | 0 | 0 | 0 | 0 | 0 | 0 | 0
F2_Commercial_Restaurant (WA)_New_Food Preparation_Natural Gas_Range_E8 | F2 | Commercial | Restaurant (WA) | New | Food Preparation | Natural Gas | Range | E8 | TRC BC Ratio | 0 | 0 | 0 | 0 | 0 | 0 | 0 | 0 | 0 | 0 | 0 | 0 | 0 | 0 | 0 | 0 | 0 | 0 | 0 | 0 | 0 | 0 | 0 | 0 | 0 | 0 | 0
F2_Commercial_Restaurant (WA)_New_Food Preparation_Natural Gas_Range_E9 | F2 | Commercial | Restaurant (WA) | New | Food Preparation | Natural Gas | Range | E9 | TRC BC Ratio | 0 | 0 | 0 | 0 | 0 | 0 | 0 | 0 | 0 | 0 | 0 | 0 | 0 | 0 | 0 | 0 | 0 | 0 | 0 | 0 | 0 | 0 | 0 | 0 | 0 | 0 | 0
F2_Commercial_Restaurant (WA)_New_Food Preparation_Natural Gas_Range_E10 | F2 | Commercial | Restaurant (WA) | New | Food Preparation | Natural Gas | Range | E10 | TRC BC Ratio | 0 | 0 | 0 | 0 | 0 | 0 | 0 | 0 | 0 | 0 | 0 | 0 | 0 | 0 | 0 | 0 | 0 | 0 | 0 | 0 | 0 | 0 | 0 | 0 | 0 | 0 | 0
F3_Commercial_Restaurant (WA)_New_Food Preparation_Natural Gas_Range_E1 | F3 | Commercial | Restaurant (WA) | New | Food Preparation | Natural Gas | Range | E1 | PACT BC Ratio | [24 empty] | 1 | 1 | 1 | bar: 2019 to 2042
F3_Commercial_Restaurant (WA)_New_Food Preparation_Natural Gas_Range_E2 | F3 | Commercial | Restaurant (WA) | New | Food Preparation | Natural Gas | Range | E2 | PACT BC Ratio | 8.2774 | 8.4685 | 8.7089 | 8.9924 | 9.3222 | 9.738 | 10.1712 | 10.6031 | 11.0197 | 11.442 | 11.7716 | 12.0782 | 12.4087 | 12.7307 | 13.0147 | 13.2777 | 13.5096 | 13.7375 | 13.9827 | 14.2204 | 14.4649 | 14.7199 | 14.9774 | 15.2435 | 15.5143 | 15.7899 | 16.0704
F3_Commercial_Restaurant (WA)_New_Food Preparation_Natural Gas_Range_E3 | F3 | Commercial | Restaurant (WA) | New | Food Preparation | Natural Gas | Range | E3 | PACT BC Ratio | 0 | 0 | 0 | 0 | 0 | 0 | 0 | 0 | 0 | 0 | 0 | 0 | 0 | 0 | 0 | 0 | 0 | 0 | 0 | 0 | 0 | 0 | 0 | 0 | 0 | 0 | 0
F3_Commercial_Restaurant (WA)_New_Food Preparation_Natural Gas_Range_E4 | F3 | Commercial | Restaurant (WA) | New | Food Preparation | Natural Gas | Range | E4 | PACT BC Ratio | 0 | 0 | 0 | 0 | 0 | 0 | 0 | 0 | 0 | 0 | 0 | 0 | 0 | 0 | 0 | 0 | 0 | 0 | 0 | 0 | 0 | 0 | 0 | 0 | 0 | 0 | 0
F3_Commercial_Restaurant (WA)_New_Food Preparation_Natural Gas_Range_E5 | F3 | Commercial | Restaurant (WA) | New | Food Preparation | Natural Gas | Range | E5 | PACT BC Ratio | 0 | 0 | 0 | 0 | 0 | 0 | 0 | 0 | 0 | 0 | 0 | 0 | 0 | 0 | 0 | 0 | 0 | 0 | 0 | 0 | 0 | 0 | 0 | 0 | 0 | 0 | 0
F3_Commercial_Restaurant (WA)_New_Food Preparation_Natural Gas_Range_E6 | F3 | Commercial | Restaurant (WA) | New | Food Preparation | Natural Gas | Range | E6 | PACT BC Ratio | 0 | 0 | 0 | 0 | 0 | 0 | 0 | 0 | 0 | 0 | 0 | 0 | 0 | 0 | 0 | 0 | 0 | 0 | 0 | 0 | 0 | 0 | 0 | 0 | 0 | 0 | 0
F3_Commercial_Restaurant (WA)_New_Food Preparation_Natural Gas_Range_E7 | F3 | Commercial | Restaurant (WA) | New | Food Preparation | Natural Gas | Range | E7 | PACT BC Ratio | 0 | 0 | 0 | 0 | 0 | 0 | 0 | 0 | 0 | 0 | 0 | 0 | 0 | 0 | 0 | 0 | 0 | 0 | 0 | 0 | 0 | 0 | 0 | 0 | 0 | 0 | 0
F3_Commercial_Restaurant (WA)_New_Food Preparation_Natural Gas_Range_E8 | F3 | Commercial | Restaurant (WA) | New | Food Preparation | Natural Gas | Range | E8 | PACT BC Ratio | 0 | 0 | 0 | 0 | 0 | 0 | 0 | 0 | 0 | 0 | 0 | 0 | 0 | 0 | 0 | 0 | 0 | 0 | 0 | 0 | 0 | 0 | 0 | 0 | 0 | 0 | 0
F3_Commercial_Restaurant (WA)_New_Food Preparation_Natural Gas_Range_E9 | F3 | Commercial | Restaurant (WA) | New | Food Preparation | Natural Gas | Range | E9 | PACT BC Ratio | 0 | 0 | 0 | 0 | 0 | 0 | 0 | 0 | 0 | 0 | 0 | 0 | 0 | 0 | 0 | 0 | 0 | 0 | 0 | 0 | 0 | 0 | 0 | 0 | 0 | 0 | 0
F3_Commercial_Restaurant (WA)_New_Food Preparation_Natural Gas_Range_E10 | F3 | Commercial | Restaurant (WA) | New | Food Preparation | Natural Gas | Range | E10 | PACT BC Ratio | 0 | 0 | 0 | 0 | 0 | 0 | 0 | 0 | 0 | 0 | 0 | 0 | 0 | 0 | 0 | 0 | 0 | 0 | 0 | 0 | 0 | 0 | 0 | 0 | 0 | 0 | 0
F4_Commercial_Restaurant (WA)_New_Food Preparation_Natural Gas_Range_E1 | F4 | Commercial | Restaurant (WA) | New | Food Preparation | Natural Gas | Range | E1 | RVT BC Ratio | [24 empty] | 1 | 1 | 1 | bar: 2019 to 2042
F4_Commercial_Restaurant (WA)_New_Food Preparation_Natural Gas_Range_E2 | F4 | Commercial | Restaurant (WA) | New | Food Preparation | Natural Gas | Range | E2 | RVT BC Ratio | 6.2584 | 6.356 | 6.4749 | 6.6194 | 6.7914 | 7.0187 | 7.2519 | 7.4774 | 7.685 | 7.8844 | 8.0893 | 8.2722 | 8.4631 | 8.6394 | 8.788 | 8.9196 | 9.0276 | 9.1294 | 9.2385 | 9.3387 | 9.4389 | 9.5983 | 9.7592 | 9.9256 | 10.0949 | 10.2672 | 10.4426
F4_Commercial_Restaurant (WA)_New_Food Preparation_Natural Gas_Range_E3 | F4 | Commercial | Restaurant (WA) | New | Food Preparation | Natural Gas | Range | E3 | RVT BC Ratio | 0 | 0 | 0 | 0 | 0 | 0 | 0 | 0 | 0 | 0 | 0 | 0 | 0 | 0 | 0 | 0 | 0 | 0 | 0 | 0 | 0 | 0 | 0 | 0 | 0 | 0 | 0
F4_Commercial_Restaurant (WA)_New_Food Preparation_Natural Gas_Range_E4 | F4 | Commercial | Restaurant (WA) | New | Food Preparation | Natural Gas | Range | E4 | RVT BC Ratio | 0 | 0 | 0 | 0 | 0 | 0 | 0 | 0 | 0 | 0 | 0 | 0 | 0 | 0 | 0 | 0 | 0 | 0 | 0 | 0 | 0 | 0 | 0 | 0 | 0 | 0 | 0
F4_Commercial_Restaurant (WA)_New_Food Preparation_Natural Gas_Range_E5 | F4 | Commercial | Restaurant (WA) | New | Food Preparation | Natural Gas | Range | E5 | RVT BC Ratio | 0 | 0 | 0 | 0 | 0 | 0 | 0 | 0 | 0 | 0 | 0 | 0 | 0 | 0 | 0 | 0 | 0 | 0 | 0 | 0 | 0 | 0 | 0 | 0 | 0 | 0 | 0
F4_Commercial_Restaurant (WA)_New_Food Preparation_Natural Gas_Range_E6 | F4 | Commercial | Restaurant (WA) | New | Food Preparation | Natural Gas | Range | E6 | RVT BC Ratio | 0 | 0 | 0 | 0 | 0 | 0 | 0 | 0 | 0 | 0 | 0 | 0 | 0 | 0 | 0 | 0 | 0 | 0 | 0 | 0 | 0 | 0 | 0 | 0 | 0 | 0 | 0
F4_Commercial_Restaurant (WA)_New_Food Preparation_Natural Gas_Range_E7 | F4 | Commercial | Restaurant (WA) | New | Food Preparation | Natural Gas | Range | E7 | RVT BC Ratio | 0 | 0 | 0 | 0 | 0 | 0 | 0 | 0 | 0 | 0 | 0 | 0 | 0 | 0 | 0 | 0 | 0 | 0 | 0 | 0 | 0 | 0 | 0 | 0 | 0 | 0 | 0
F4_Commercial_Restaurant (WA)_New_Food Preparation_Natural Gas_Range_E8 | F4 | Commercial | Restaurant (WA) | New | Food Preparation | Natural Gas | Range | E8 | RVT BC Ratio | 0 | 0 | 0 | 0 | 0 | 0 | 0 | 0 | 0 | 0 | 0 | 0 | 0 | 0 | 0 | 0 | 0 | 0 | 0 | 0 | 0 | 0 | 0 | 0 | 0 | 0 | 0
F4_Commercial_Restaurant (WA)_New_Food Preparation_Natural Gas_Range_E9 | F4 | Commercial | Restaurant (WA) | New | Food Preparation | Natural Gas | Range | E9 | RVT BC Ratio | 0 | 0 | 0 | 0 | 0 | 0 | 0 | 0 | 0 | 0 | 0 | 0 | 0 | 0 | 0 | 0 | 0 | 0 | 0 | 0 | 0 | 0 | 0 | 0 | 0 | 0 | 0
F4_Commercial_Restaurant (WA)_New_Food Preparation_Natural Gas_Range_E10 | F4 | Commercial | Restaurant (WA) | New | Food Preparation | Natural Gas | Range | E10 | RVT BC Ratio | 0 | 0 | 0 | 0 | 0 | 0 | 0 | 0 | 0 | 0 | 0 | 0 | 0 | 0 | 0 | 0 | 0 | 0 | 0 | 0 | 0 | 0 | 0 | 0 | 0 | 0 | 0
F5_Commercial_Restaurant (WA)_New_Food Preparation_Natural Gas_Range_E1 | F5 | Commercial | Restaurant (WA) | New | Food Preparation | Natural Gas | Range | E1 | RIM BC Ratio | [24 empty] | 1 | 1 | 1 | bar: 2019 to 2042
F5_Commercial_Restaurant (WA)_New_Food Preparation_Natural Gas_Range_E2 | F5 | Commercial | Restaurant (WA) | New | Food Preparation | Natural Gas | Range | E2 | RIM BC Ratio | 0.76313 | 0.76913 | 0.77687 | 0.78516 | 0.79393 | 0.80323 | 0.81271 | 0.82233 | 0.83213 | 0.84271 | 0.84556 | 0.84885 | 0.85287 | 0.85755 | 0.86218 | 0.86691 | 0.87173 | 0.87677 | 0.88209 | 0.88767 | 0.89355 | 0.89451 | 0.89544 | 0.89638 | 0.8973 | 0.8982 | 0.8991
F5_Commercial_Restaurant (WA)_New_Food Preparation_Natural Gas_Range_E3 | F5 | Commercial | Restaurant (WA) | New | Food Preparation | Natural Gas | Range | E3 | RIM BC Ratio | 0 | 0 | 0 | 0 | 0 | 0 | 0 | 0 | 0 | 0 | 0 | 0 | 0 | 0 | 0 | 0 | 0 | 0 | 0 | 0 | 0 | 0 | 0 | 0 | 0 | 0 | 0
F5_Commercial_Restaurant (WA)_New_Food Preparation_Natural Gas_Range_E4 | F5 | Commercial | Restaurant (WA) | New | Food Preparation | Natural Gas | Range | E4 | RIM BC Ratio | 0 | 0 | 0 | 0 | 0 | 0 | 0 | 0 | 0 | 0 | 0 | 0 | 0 | 0 | 0 | 0 | 0 | 0 | 0 | 0 | 0 | 0 | 0 | 0 | 0 | 0 | 0
F5_Commercial_Restaurant (WA)_New_Food Preparation_Natural Gas_Range_E5 | F5 | Commercial | Restaurant (WA) | New | Food Preparation | Natural Gas | Range | E5 | RIM BC Ratio | 0 | 0 | 0 | 0 | 0 | 0 | 0 | 0 | 0 | 0 | 0 | 0 | 0 | 0 | 0 | 0 | 0 | 0 | 0 | 0 | 0 | 0 | 0 | 0 | 0 | 0 | 0
F5_Commercial_Restaurant (WA)_New_Food Preparation_Natural Gas_Range_E6 | F5 | Commercial | Restaurant (WA) | New | Food Preparation | Natural Gas | Range | E6 | RIM BC Ratio | 0 | 0 | 0 | 0 | 0 | 0 | 0 | 0 | 0 | 0 | 0 | 0 | 0 | 0 | 0 | 0 | 0 | 0 | 0 | 0 | 0 | 0 | 0 | 0 | 0 | 0 | 0
F5_Commercial_Restaurant (WA)_New_Food Preparation_Natural Gas_Range_E7 | F5 | Commercial | Restaurant (WA) | New | Food Preparation | Natural Gas | Range | E7 | RIM BC Ratio | 0 | 0 | 0 | 0 | 0 | 0 | 0 | 0 | 0 | 0 | 0 | 0 | 0 | 0 | 0 | 0 | 0 | 0 | 0 | 0 | 0 | 0 | 0 | 0 | 0 | 0 | 0
F5_Commercial_Restaurant (WA)_New_Food Preparation_Natural Gas_Range_E8 | F5 | Commercial | Restaurant (WA) | New | Food Preparation | Natural Gas | Range | E8 | RIM BC Ratio | 0 | 0 | 0 | 0 | 0 | 0 | 0 | 0 | 0 | 0 | 0 | 0 | 0 | 0 | 0 | 0 | 0 | 0 | 0 | 0 | 0 | 0 | 0 | 0 | 0 | 0 | 0
F5_Commercial_Restaurant (WA)_New_Food Preparation_Natural Gas_Range_E9 | F5 | Commercial | Restaurant (WA) | New | Food Preparation | Natural Gas | Range | E9 | RIM BC Ratio | 0 | 0 | 0 | 0 | 0 | 0 | 0 | 0 | 0 | 0 | 0 | 0 | 0 | 0 | 0 | 0 | 0 | 0 | 0 | 0 | 0 | 0 | 0 | 0 | 0 | 0 | 0
F5_Commercial_Restaurant (WA)_New_Food Preparation_Natural Gas_Range_E10 | F5 | Commercial | Restaurant (WA) | New | Food Preparation | Natural Gas | Range | E10 | RIM BC Ratio | 0 | 0 | 0 | 0 | 0 | 0 | 0 | 0 | 0 | 0 | 0 | 0 | 0 | 0 | 0 | 0 | 0 | 0 | 0 | 0 | 0 | 0 | 0 | 0 | 0 | 0 | 0
F0_Commercial_Restaurant (WA)_New_Food Preparation_Natural Gas_Steamer_E0 | F0 | Commercial | Restaurant (WA) | New | Food Preparation | Natural Gas | Steamer | E0 | Economic Unit | ENERGY STAR | ENERGY STAR | ENERGY STAR | ENERGY STAR | ENERGY STAR | ENERGY STAR | ENERGY STAR | ENERGY STAR | ENERGY STAR | ENERGY STAR | ENERGY STAR | ENERGY STAR | ENERGY STAR | ENERGY STAR | ENERGY STAR | ENERGY STAR | ENERGY STAR | ENERGY STAR | ENERGY STAR | ENERGY STAR | ENERGY STAR | ENERGY STAR | ENERGY STAR | ENERGY STAR | ENERGY STAR | ENERGY STAR | ENERGY STAR
F1_Commercial_Restaurant (WA)_New_Food Preparation_Natural Gas_Steamer_E1 | F1 | Commercial | Restaurant (WA) | New | Food Preparation | Natural Gas | Steamer | E1 | CCE | 0 | 0 | 0 | 0 | 0 | 0 | 0 | 0 | 0 | 0 | 0 | 0 | 0 | 0 | 0 | 0 | 0 | 0 | 0 | 0 | 0 | 0 | 0 | 0 | 0 | 0 | 0
F1_Commercial_Restaurant (WA)_New_Food Preparation_Natural Gas_Steamer_E2 | F1 | Commercial | Restaurant (WA) | New | Food Preparation | Natural Gas | Steamer | E2 | CCE | 8.8373e-05 | 8.8373e-05 | 8.8373e-05 | 8.8373e-05 | 8.8373e-05 | 8.8373e-05 | 8.8373e-05 | 8.8373e-05 | 8.8373e-05 | 8.8373e-05 | 8.8373e-05 | 8.8373e-05 | 8.8373e-05 | 8.8373e-05 | 8.8373e-05 | 8.8373e-05 | 8.8373e-05 | 8.8373e-05 | 8.8373e-05 | 8.8373e-05 | 8.8373e-05 | 8.8373e-05 | 8.8373e-05 | 8.8373e-05 | 8.8373e-05 | 8.8373e-05 | 8.8373e-05
F1_Commercial_Restaurant (WA)_New_Food Preparation_Natural Gas_Steamer_E3 | F1 | Commercial | Restaurant (WA) | New | Food Preparation | Natural Gas | Steamer | E3 | CCE | 0 | 0 | 0 | 0 | 0 | 0 | 0 | 0 | 0 | 0 | 0 | 0 | 0 | 0 | 0 | 0 | 0 | 0 | 0 | 0 | 0 | 0 | 0 | 0 | 0 | 0 | 0
F1_Commercial_Restaurant (WA)_New_Food Preparation_Natural Gas_Steamer_E4 | F1 | Commercial | Restaurant (WA) | New | Food Preparation | Natural Gas | Steamer | E4 | CCE | 0 | 0 | 0 | 0 | 0 | 0 | 0 | 0 | 0 | 0 | 0 | 0 | 0 | 0 | 0 | 0 | 0 | 0 | 0 | 0 | 0 | 0 | 0 | 0 | 0 | 0 | 0
F1_Commercial_Restaurant (WA)_New_Food Preparation_Natural Gas_Steamer_E5 | F1 | Commercial | Restaurant (WA) | New | Food Preparation | Natural Gas | Steamer | E5 | CCE | 0 | 0 | 0 | 0 | 0 | 0 | 0 | 0 | 0 | 0 | 0 | 0 | 0 | 0 | 0 | 0 | 0 | 0 | 0 | 0 | 0 | 0 | 0 | 0 | 0 | 0 | 0
F1_Commercial_Restaurant (WA)_New_Food Preparation_Natural Gas_Steamer_E6 | F1 | Commercial | Restaurant (WA) | New | Food Preparation | Natural Gas | Steamer | E6 | CCE | 0 | 0 | 0 | 0 | 0 | 0 | 0 | 0 | 0 | 0 | 0 | 0 | 0 | 0 | 0 | 0 | 0 | 0 | 0 | 0 | 0 | 0 | 0 | 0 | 0 | 0 | 0
F1_Commercial_Restaurant (WA)_New_Food Preparation_Natural Gas_Steamer_E7 | F1 | Commercial | Restaurant (WA) | New | Food Preparation | Natural Gas | Steamer | E7 | CCE | 0 | 0 | 0 | 0 | 0 | 0 | 0 | 0 | 0 | 0 | 0 | 0 | 0 | 0 | 0 | 0 | 0 | 0 | 0 | 0 | 0 | 0 | 0 | 0 | 0 | 0 | 0
F1_Commercial_Restaurant (WA)_New_Food Preparation_Natural Gas_Steamer_E8 | F1 | Commercial | Restaurant (WA) | New | Food Preparation | Natural Gas | Steamer | E8 | CCE | 0 | 0 | 0 | 0 | 0 | 0 | 0 | 0 | 0 | 0 | 0 | 0 | 0 | 0 | 0 | 0 | 0 | 0 | 0 | 0 | 0 | 0 | 0 | 0 | 0 | 0 | 0
F1_Commercial_Restaurant (WA)_New_Food Preparation_Natural Gas_Steamer_E9 | F1 | Commercial | Restaurant (WA) | New | Food Preparation | Natural Gas | Steamer | E9 | CCE | 0 | 0 | 0 | 0 | 0 | 0 | 0 | 0 | 0 | 0 | 0 | 0 | 0 | 0 | 0 | 0 | 0 | 0 | 0 | 0 | 0 | 0 | 0 | 0 | 0 | 0 | 0
F1_Commercial_Restaurant (WA)_New_Food Preparation_Natural Gas_Steamer_E10 | F1 | Commercial | Restaurant (WA) | New | Food Preparation | Natural Gas | Steamer | E10 | CCE | 0 | 0 | 0 | 0 | 0 | 0 | 0 | 0 | 0 | 0 | 0 | 0 | 0 | 0 | 0 | 0 | 0 | 0 | 0 | 0 | 0 | 0 | 0 | 0 | 0 | 0 | 0
F2_Commercial_Restaurant (WA)_New_Food Preparation_Natural Gas_Steamer_E1 | F2 | Commercial | Restaurant (WA) | New | Food Preparation | Natural Gas | Steamer | E1 | TRC BC Ratio | [24 empty] | 1 | 1 | 1 | bar: 2019 to 2042
F2_Commercial_Restaurant (WA)_New_Food Preparation_Natural Gas_Steamer_E2 | F2 | Commercial | Restaurant (WA) | New | Food Preparation | Natural Gas | Steamer | E2 | TRC BC Ratio | 40.2724 | 41.2873 | 42.4898 | 43.8678 | 45.4261 | 47.3221 | 49.2737 | 51.2063 | 53.0669 | 54.9534 | 56.4544 | 57.8606 | 59.3715 | 60.8505 | 62.1729 | 63.4104 | 64.5202 | 65.6159 | 66.7863 | 67.9279 | 69.1008 | 70.3201 | 71.5524 | 72.8236 | 74.1174 | 75.4342 | 76.7743
F2_Commercial_Restaurant (WA)_New_Food Preparation_Natural Gas_Steamer_E3 | F2 | Commercial | Restaurant (WA) | New | Food Preparation | Natural Gas | Steamer | E3 | TRC BC Ratio | 0 | 0 | 0 | 0 | 0 | 0 | 0 | 0 | 0 | 0 | 0 | 0 | 0 | 0 | 0 | 0 | 0 | 0 | 0 | 0 | 0 | 0 | 0 | 0 | 0 | 0 | 0
F2_Commercial_Restaurant (WA)_New_Food Preparation_Natural Gas_Steamer_E4 | F2 | Commercial | Restaurant (WA) | New | Food Preparation | Natural Gas | Steamer | E4 | TRC BC Ratio | 0 | 0 | 0 | 0 | 0 | 0 | 0 | 0 | 0 | 0 | 0 | 0 | 0 | 0 | 0 | 0 | 0 | 0 | 0 | 0 | 0 | 0 | 0 | 0 | 0 | 0 | 0
F2_Commercial_Restaurant (WA)_New_Food Preparation_Natural Gas_Steamer_E5 | F2 | Commercial | Restaurant (WA) | New | Food Preparation | Natural Gas | Steamer | E5 | TRC BC Ratio | 0 | 0 | 0 | 0 | 0 | 0 | 0 | 0 | 0 | 0 | 0 | 0 | 0 | 0 | 0 | 0 | 0 | 0 | 0 | 0 | 0 | 0 | 0 | 0 | 0 | 0 | 0
F2_Commercial_Restaurant (WA)_New_Food Preparation_Natural Gas_Steamer_E6 | F2 | Commercial | Restaurant (WA) | New | Food Preparation | Natural Gas | Steamer | E6 | TRC BC Ratio | 0 | 0 | 0 | 0 | 0 | 0 | 0 | 0 | 0 | 0 | 0 | 0 | 0 | 0 | 0 | 0 | 0 | 0 | 0 | 0 | 0 | 0 | 0 | 0 | 0 | 0 | 0
F2_Commercial_Restaurant (WA)_New_Food Preparation_Natural Gas_Steamer_E7 | F2 | Commercial | Restaurant (WA) | New | Food Preparation | Natural Gas | Steamer | E7 | TRC BC Ratio | 0 | 0 | 0 | 0 | 0 | 0 | 0 | 0 | 0 | 0 | 0 | 0 | 0 | 0 | 0 | 0 | 0 | 0 | 0 | 0 | 0 | 0 | 0 | 0 | 0 | 0 | 0
F2_Commercial_Restaurant (WA)_New_Food Preparation_Natural Gas_Steamer_E8 | F2 | Commercial | Restaurant (WA) | New | Food Preparation | Natural Gas | Steamer | E8 | TRC BC Ratio | 0 | 0 | 0 | 0 | 0 | 0 | 0 | 0 | 0 | 0 | 0 | 0 | 0 | 0 | 0 | 0 | 0 | 0 | 0 | 0 | 0 | 0 | 0 | 0 | 0 | 0 | 0
F2_Commercial_Restaurant (WA)_New_Food Preparation_Natural Gas_Steamer_E9 | F2 | Commercial | Restaurant (WA) | New | Food Preparation | Natural Gas | Steamer | E9 | TRC BC Ratio | 0 | 0 | 0 | 0 | 0 | 0 | 0 | 0 | 0 | 0 | 0 | 0 | 0 | 0 | 0 | 0 | 0 | 0 | 0 | 0 | 0 | 0 | 0 | 0 | 0 | 0 | 0
F2_Commercial_Restaurant (WA)_New_Food Preparation_Natural Gas_Steamer_E10 | F2 | Commercial | Restaurant (WA) | New | Food Preparation | Natural Gas | Steamer | E10 | TRC BC Ratio | 0 | 0 | 0 | 0 | 0 | 0 | 0 | 0 | 0 | 0 | 0 | 0 | 0 | 0 | 0 | 0 | 0 | 0 | 0 | 0 | 0 | 0 | 0 | 0 | 0 | 0 | 0
F3_Commercial_Restaurant (WA)_New_Food Preparation_Natural Gas_Steamer_E1 | F3 | Commercial | Restaurant (WA) | New | Food Preparation | Natural Gas | Steamer | E1 | PACT BC Ratio | [24 empty] | 1 | 1 | 1 | bar: 2019 to 2042
F3_Commercial_Restaurant (WA)_New_Food Preparation_Natural Gas_Steamer_E2 | F3 | Commercial | Restaurant (WA) | New | Food Preparation | Natural Gas | Steamer | E2 | PACT BC Ratio | 81.1634 | 83.2089 | 85.6324 | 88.4095 | 91.5501 | 95.3713 | 99.3043 | 103.1994 | 106.9491 | 110.751 | 113.7761 | 116.6102 | 119.6552 | 122.6359 | 125.301 | 127.7951 | 130.0317 | 132.24 | 134.5986 | 136.8995 | 139.2632 | 141.7207 | 144.2042 | 146.7661 | 149.3735 | 152.0273 | 154.7282
F3_Commercial_Restaurant (WA)_New_Food Preparation_Natural Gas_Steamer_E3 | F3 | Commercial | Restaurant (WA) | New | Food Preparation | Natural Gas | Steamer | E3 | PACT BC Ratio | 0 | 0 | 0 | 0 | 0 | 0 | 0 | 0 | 0 | 0 | 0 | 0 | 0 | 0 | 0 | 0 | 0 | 0 | 0 | 0 | 0 | 0 | 0 | 0 | 0 | 0 | 0
F3_Commercial_Restaurant (WA)_New_Food Preparation_Natural Gas_Steamer_E4 | F3 | Commercial | Restaurant (WA) | New | Food Preparation | Natural Gas | Steamer | E4 | PACT BC Ratio | 0 | 0 | 0 | 0 | 0 | 0 | 0 | 0 | 0 | 0 | 0 | 0 | 0 | 0 | 0 | 0 | 0 | 0 | 0 | 0 | 0 | 0 | 0 | 0 | 0 | 0 | 0
F3_Commercial_Restaurant (WA)_New_Food Preparation_Natural Gas_Steamer_E5 | F3 | Commercial | Restaurant (WA) | New | Food Preparation | Natural Gas | Steamer | E5 | PACT BC Ratio | 0 | 0 | 0 | 0 | 0 | 0 | 0 | 0 | 0 | 0 | 0 | 0 | 0 | 0 | 0 | 0 | 0 | 0 | 0 | 0 | 0 | 0 | 0 | 0 | 0 | 0 | 0
F3_Commercial_Restaurant (WA)_New_Food Preparation_Natural Gas_Steamer_E6 | F3 | Commercial | Restaurant (WA) | New | Food Preparation | Natural Gas | Steamer | E6 | PACT BC Ratio | 0 | 0 | 0 | 0 | 0 | 0 | 0 | 0 | 0 | 0 | 0 | 0 | 0 | 0 | 0 | 0 | 0 | 0 | 0 | 0 | 0 | 0 | 0 | 0 | 0 | 0 | 0
F3_Commercial_Restaurant (WA)_New_Food Preparation_Natural Gas_Steamer_E7 | F3 | Commercial | Restaurant (WA) | New | Food Preparation | Natural Gas | Steamer | E7 | PACT BC Ratio | 0 | 0 | 0 | 0 | 0 | 0 | 0 | 0 | 0 | 0 | 0 | 0 | 0 | 0 | 0 | 0 | 0 | 0 | 0 | 0 | 0 | 0 | 0 | 0 | 0 | 0 | 0
F3_Commercial_Restaurant (WA)_New_Food Preparation_Natural Gas_Steamer_E8 | F3 | Commercial | Restaurant (WA) | New | Food Preparation | Natural Gas | Steamer | E8 | PACT BC Ratio | 0 | 0 | 0 | 0 | 0 | 0 | 0 | 0 | 0 | 0 | 0 | 0 | 0 | 0 | 0 | 0 | 0 | 0 | 0 | 0 | 0 | 0 | 0 | 0 | 0 | 0 | 0
F3_Commercial_Restaurant (WA)_New_Food Preparation_Natural Gas_Steamer_E9 | F3 | Commercial | Restaurant (WA) | New | Food Preparation | Natural Gas | Steamer | E9 | PACT BC Ratio | 0 | 0 | 0 | 0 | 0 | 0 | 0 | 0 | 0 | 0 | 0 | 0 | 0 | 0 | 0 | 0 | 0 | 0 | 0 | 0 | 0 | 0 | 0 | 0 | 0 | 0 | 0
F3_Commercial_Restaurant (WA)_New_Food Preparation_Natural Gas_Steamer_E10 | F3 | Commercial | Restaurant (WA) | New | Food Preparation | Natural Gas | Steamer | E10 | PACT BC Ratio | 0 | 0 | 0 | 0 | 0 | 0 | 0 | 0 | 0 | 0 | 0 | 0 | 0 | 0 | 0 | 0 | 0 | 0 | 0 | 0 | 0 | 0 | 0 | 0 | 0 | 0 | 0
F4_Commercial_Restaurant (WA)_New_Food Preparation_Natural Gas_Steamer_E1 | F4 | Commercial | Restaurant (WA) | New | Food Preparation | Natural Gas | Steamer | E1 | RVT BC Ratio | [24 empty] | 1 | 1 | 1 | bar: 2019 to 2042
F4_Commercial_Restaurant (WA)_New_Food Preparation_Natural Gas_Steamer_E2 | F4 | Commercial | Restaurant (WA) | New | Food Preparation | Natural Gas | Steamer | E2 | RVT BC Ratio | 57.3146 | 58.3899 | 59.652 | 61.1233 | 62.8087 | 64.9124 | 67.0219 | 69.0249 | 70.838 | 72.5955 | 74.4167 | 76.0718 | 77.8188 | 79.4717 | 80.8932 | 82.176 | 83.2616 | 84.2981 | 85.4003 | 86.4296 | 87.4624 | 88.9988 | 90.5515 | 92.1532 | 93.7834 | 95.4425 | 97.1311
F4_Commercial_Restaurant (WA)_New_Food Preparation_Natural Gas_Steamer_E3 | F4 | Commercial | Restaurant (WA) | New | Food Preparation | Natural Gas | Steamer | E3 | RVT BC Ratio | 0 | 0 | 0 | 0 | 0 | 0 | 0 | 0 | 0 | 0 | 0 | 0 | 0 | 0 | 0 | 0 | 0 | 0 | 0 | 0 | 0 | 0 | 0 | 0 | 0 | 0 | 0
F4_Commercial_Restaurant (WA)_New_Food Preparation_Natural Gas_Steamer_E4 | F4 | Commercial | Restaurant (WA) | New | Food Preparation | Natural Gas | Steamer | E4 | RVT BC Ratio | 0 | 0 | 0 | 0 | 0 | 0 | 0 | 0 | 0 | 0 | 0 | 0 | 0 | 0 | 0 | 0 | 0 | 0 | 0 | 0 | 0 | 0 | 0 | 0 | 0 | 0 | 0
F4_Commercial_Restaurant (WA)_New_Food Preparation_Natural Gas_Steamer_E5 | F4 | Commercial | Restaurant (WA) | New | Food Preparation | Natural Gas | Steamer | E5 | RVT BC Ratio | 0 | 0 | 0 | 0 | 0 | 0 | 0 | 0 | 0 | 0 | 0 | 0 | 0 | 0 | 0 | 0 | 0 | 0 | 0 | 0 | 0 | 0 | 0 | 0 | 0 | 0 | 0
F4_Commercial_Restaurant (WA)_New_Food Preparation_Natural Gas_Steamer_E6 | F4 | Commercial | Restaurant (WA) | New | Food Preparation | Natural Gas | Steamer | E6 | RVT BC Ratio | 0 | 0 | 0 | 0 | 0 | 0 | 0 | 0 | 0 | 0 | 0 | 0 | 0 | 0 | 0 | 0 | 0 | 0 | 0 | 0 | 0 | 0 | 0 | 0 | 0 | 0 | 0
F4_Commercial_Restaurant (WA)_New_Food Preparation_Natural Gas_Steamer_E7 | F4 | Commercial | Restaurant (WA) | New | Food Preparation | Natural Gas | Steamer | E7 | RVT BC Ratio | 0 | 0 | 0 | 0 | 0 | 0 | 0 | 0 | 0 | 0 | 0 | 0 | 0 | 0 | 0 | 0 | 0 | 0 | 0 | 0 | 0 | 0 | 0 | 0 | 0 | 0 | 0
F4_Commercial_Restaurant (WA)_New_Food Preparation_Natural Gas_Steamer_E8 | F4 | Commercial | Restaurant (WA) | New | Food Preparation | Natural Gas | Steamer | E8 | RVT BC Ratio | 0 | 0 | 0 | 0 | 0 | 0 | 0 | 0 | 0 | 0 | 0 | 0 | 0 | 0 | 0 | 0 | 0 | 0 | 0 | 0 | 0 | 0 | 0 | 0 | 0 | 0 | 0
F4_Commercial_Restaurant (WA)_New_Food Preparation_Natural Gas_Steamer_E9 | F4 | Commercial | Restaurant (WA) | New | Food Preparation | Natural Gas | Steamer | E9 | RVT BC Ratio | 0 | 0 | 0 | 0 | 0 | 0 | 0 | 0 | 0 | 0 | 0 | 0 | 0 | 0 | 0 | 0 | 0 | 0 | 0 | 0 | 0 | 0 | 0 | 0 | 0 | 0 | 0
F4_Commercial_Restaurant (WA)_New_Food Preparation_Natural Gas_Steamer_E10 | F4 | Commercial | Restaurant (WA) | New | Food Preparation | Natural Gas | Steamer | E10 | RVT BC Ratio | 0 | 0 | 0 | 0 | 0 | 0 | 0 | 0 | 0 | 0 | 0 | 0 | 0 | 0 | 0 | 0 | 0 | 0 | 0 | 0 | 0 | 0 | 0 | 0 | 0 | 0 | 0
F5_Commercial_Restaurant (WA)_New_Food Preparation_Natural Gas_Steamer_E1 | F5 | Commercial | Restaurant (WA) | New | Food Preparation | Natural Gas | Steamer | E1 | RIM BC Ratio | [24 empty] | 1 | 1 | 1 | bar: 2019 to 2042
F5_Commercial_Restaurant (WA)_New_Food Preparation_Natural Gas_Steamer_E2 | F5 | Commercial | Restaurant (WA) | New | Food Preparation | Natural Gas | Steamer | E2 | RIM BC Ratio | 0.84025 | 0.84562 | 0.8519 | 0.85842 | 0.86514 | 0.87213 | 0.8796 | 0.88765 | 0.89643 | 0.90588 | 0.90791 | 0.91033 | 0.91319 | 0.91652 | 0.92002 | 0.92372 | 0.92766 | 0.93184 | 0.93625 | 0.94094 | 0.94591 | 0.94602 | 0.94613 | 0.94624 | 0.94635 | 0.94645 | 0.94655
F5_Commercial_Restaurant (WA)_New_Food Preparation_Natural Gas_Steamer_E3 | F5 | Commercial | Restaurant (WA) | New | Food Preparation | Natural Gas | Steamer | E3 | RIM BC Ratio | 0 | 0 | 0 | 0 | 0 | 0 | 0 | 0 | 0 | 0 | 0 | 0 | 0 | 0 | 0 | 0 | 0 | 0 | 0 | 0 | 0 | 0 | 0 | 0 | 0 | 0 | 0
F5_Commercial_Restaurant (WA)_New_Food Preparation_Natural Gas_Steamer_E4 | F5 | Commercial | Restaurant (WA) | New | Food Preparation | Natural Gas | Steamer | E4 | RIM BC Ratio | 0 | 0 | 0 | 0 | 0 | 0 | 0 | 0 | 0 | 0 | 0 | 0 | 0 | 0 | 0 | 0 | 0 | 0 | 0 | 0 | 0 | 0 | 0 | 0 | 0 | 0 | 0
F5_Commercial_Restaurant (WA)_New_Food Preparation_Natural Gas_Steamer_E5 | F5 | Commercial | Restaurant (WA) | New | Food Preparation | Natural Gas | Steamer | E5 | RIM BC Ratio | 0 | 0 | 0 | 0 | 0 | 0 | 0 | 0 | 0 | 0 | 0 | 0 | 0 | 0 | 0 | 0 | 0 | 0 | 0 | 0 | 0 | 0 | 0 | 0 | 0 | 0 | 0
F5_Commercial_Restaurant (WA)_New_Food Preparation_Natural Gas_Steamer_E6 | F5 | Commercial | Restaurant (WA) | New | Food Preparation | Natural Gas | Steamer | E6 | RIM BC Ratio | 0 | 0 | 0 | 0 | 0 | 0 | 0 | 0 | 0 | 0 | 0 | 0 | 0 | 0 | 0 | 0 | 0 | 0 | 0 | 0 | 0 | 0 | 0 | 0 | 0 | 0 | 0
F5_Commercial_Restaurant (WA)_New_Food Preparation_Natural Gas_Steamer_E7 | F5 | Commercial | Restaurant (WA) | New | Food Preparation | Natural Gas | Steamer | E7 | RIM BC Ratio | 0 | 0 | 0 | 0 | 0 | 0 | 0 | 0 | 0 | 0 | 0 | 0 | 0 | 0 | 0 | 0 | 0 | 0 | 0 | 0 | 0 | 0 | 0 | 0 | 0 | 0 | 0
F5_Commercial_Restaurant (WA)_New_Food Preparation_Natural Gas_Steamer_E8 | F5 | Commercial | Restaurant (WA) | New | Food Preparation | Natural Gas | Steamer | E8 | RIM BC Ratio | 0 | 0 | 0 | 0 | 0 | 0 | 0 | 0 | 0 | 0 | 0 | 0 | 0 | 0 | 0 | 0 | 0 | 0 | 0 | 0 | 0 | 0 | 0 | 0 | 0 | 0 | 0
F5_Commercial_Restaurant (WA)_New_Food Preparation_Natural Gas_Steamer_E9 | F5 | Commercial | Restaurant (WA) | New | Food Preparation | Natural Gas | Steamer | E9 | RIM BC Ratio | 0 | 0 | 0 | 0 | 0 | 0 | 0 | 0 | 0 | 0 | 0 | 0 | 0 | 0 | 0 | 0 | 0 | 0 | 0 | 0 | 0 | 0 | 0 | 0 | 0 | 0 | 0
F5_Commercial_Restaurant (WA)_New_Food Preparation_Natural Gas_Steamer_E10 | F5 | Commercial | Restaurant (WA) | New | Food Preparation | Natural Gas | Steamer | E10 | RIM BC Ratio | 0 | 0 | 0 | 0 | 0 | 0 | 0 | 0 | 0 | 0 | 0 | 0 | 0 | 0 | 0 | 0 | 0 | 0 | 0 | 0 | 0 | 0 | 0 | 0 | 0 | 0 | 0
F0_Commercial_Restaurant (WA)_New_Food Preparation_Natural Gas_Food Prep Other_E0 | F0 | Commercial | Restaurant (WA) | New | Food Preparation | Natural Gas | Food Prep Other | E0 | Economic Unit | ENERGY STAR | ENERGY STAR | ENERGY STAR | ENERGY STAR | ENERGY STAR | ENERGY STAR | ENERGY STAR | ENERGY STAR | ENERGY STAR | ENERGY STAR | ENERGY STAR | ENERGY STAR | ENERGY STAR | ENERGY STAR | ENERGY STAR | ENERGY STAR | ENERGY STAR | ENERGY STAR | ENERGY STAR | ENERGY STAR | ENERGY STAR | ENERGY STAR | ENERGY STAR | ENERGY STAR | ENERGY STAR | ENERGY STAR | ENERGY STAR
F1_Commercial_Restaurant (WA)_New_Food Preparation_Natural Gas_Food Prep Other_E1 | F1 | Commercial | Restaurant (WA) | New | Food Preparation | Natural Gas | Food Prep Other | E1 | CCE | 0 | 0 | 0 | 0 | 0 | 0 | 0 | 0 | 0 | 0 | 0 | 0 | 0 | 0 | 0 | 0 | 0 | 0 | 0 | 0 | 0 | 0 | 0 | 0 | 0 | 0 | 0
F1_Commercial_Restaurant (WA)_New_Food Preparation_Natural Gas_Food Prep Other_E2 | F1 | Commercial | Restaurant (WA) | New | Food Preparation | Natural Gas | Food Prep Other | E2 | CCE | 0.00060384 | 0.00060384 | 0.00060384 | 0.00060384 | 0.00060384 | 0.00060384 | 0.00060384 | 0.00060384 | 0.00060384 | 0.00060384 | 0.00060384 | 0.00060384 | 0.00060384 | 0.00060384 | 0.00060384 | 0.00060384 | 0.00060384 | 0.00060384 | 0.00060384 | 0.00060384 | 0.00060384 | 0.00060384 | 0.00060384 | 0.00060384 | 0.00060384 | 0.00060384 | 0.00060384
F1_Commercial_Restaurant (WA)_New_Food Preparation_Natural Gas_Food Prep Other_E3 | F1 | Commercial | Restaurant (WA) | New | Food Preparation | Natural Gas | Food Prep Other | E3 | CCE | 0 | 0 | 0 | 0 | 0 | 0 | 0 | 0 | 0 | 0 | 0 | 0 | 0 | 0 | 0 | 0 | 0 | 0 | 0 | 0 | 0 | 0 | 0 | 0 | 0 | 0 | 0
F1_Commercial_Restaurant (WA)_New_Food Preparation_Natural Gas_Food Prep Other_E4 | F1 | Commercial | Restaurant (WA) | New | Food Preparation | Natural Gas | Food Prep Other | E4 | CCE | 0 | 0 | 0 | 0 | 0 | 0 | 0 | 0 | 0 | 0 | 0 | 0 | 0 | 0 | 0 | 0 | 0 | 0 | 0 | 0 | 0 | 0 | 0 | 0 | 0 | 0 | 0
F1_Commercial_Restaurant (WA)_New_Food Preparation_Natural Gas_Food Prep Other_E5 | F1 | Commercial | Restaurant (WA) | New | Food Preparation | Natural Gas | Food Prep Other | E5 | CCE | 0 | 0 | 0 | 0 | 0 | 0 | 0 | 0 | 0 | 0 | 0 | 0 | 0 | 0 | 0 | 0 | 0 | 0 | 0 | 0 | 0 | 0 | 0 | 0 | 0 | 0 | 0
F1_Commercial_Restaurant (WA)_New_Food Preparation_Natural Gas_Food Prep Other_E6 | F1 | Commercial | Restaurant (WA) | New | Food Preparation | Natural Gas | Food Prep Other | E6 | CCE | 0 | 0 | 0 | 0 | 0 | 0 | 0 | 0 | 0 | 0 | 0 | 0 | 0 | 0 | 0 | 0 | 0 | 0 | 0 | 0 | 0 | 0 | 0 | 0 | 0 | 0 | 0
F1_Commercial_Restaurant (WA)_New_Food Preparation_Natural Gas_Food Prep Other_E7 | F1 | Commercial | Restaurant (WA) | New | Food Preparation | Natural Gas | Food Prep Other | E7 | CCE | 0 | 0 | 0 | 0 | 0 | 0 | 0 | 0 | 0 | 0 | 0 | 0 | 0 | 0 | 0 | 0 | 0 | 0 | 0 | 0 | 0 | 0 | 0 | 0 | 0 | 0 | 0
F1_Commercial_Restaurant (WA)_New_Food Preparation_Natural Gas_Food Prep Other_E8 | F1 | Commercial | Restaurant (WA) | New | Food Preparation | Natural Gas | Food Prep Other | E8 | CCE | 0 | 0 | 0 | 0 | 0 | 0 | 0 | 0 | 0 | 0 | 0 | 0 | 0 | 0 | 0 | 0 | 0 | 0 | 0 | 0 | 0 | 0 | 0 | 0 | 0 | 0 | 0
F1_Commercial_Restaurant (WA)_New_Food Preparation_Natural Gas_Food Prep Other_E9 | F1 | Commercial | Restaurant (WA) | New | Food Preparation | Natural Gas | Food Prep Other | E9 | CCE | 0 | 0 | 0 | 0 | 0 | 0 | 0 | 0 | 0 | 0 | 0 | 0 | 0 | 0 | 0 | 0 | 0 | 0 | 0 | 0 | 0 | 0 | 0 | 0 | 0 | 0 | 0
F1_Commercial_Restaurant (WA)_New_Food Preparation_Natural Gas_Food Prep Other_E10 | F1 | Commercial | Restaurant (WA) | New | Food Preparation | Natural Gas | Food Prep Other | E10 | CCE | 0 | 0 | 0 | 0 | 0 | 0 | 0 | 0 | 0 | 0 | 0 | 0 | 0 | 0 | 0 | 0 | 0 | 0 | 0 | 0 | 0 | 0 | 0 | 0 | 0 | 0 | 0
F2_Commercial_Restaurant (WA)_New_Food Preparation_Natural Gas_Food Prep Other_E1 | F2 | Commercial | Restaurant (WA) | New | Food Preparation | Natural Gas | Food Prep Other | E1 | TRC BC Ratio | [24 empty] | 1 | 1 | 1 | bar: 2019 to 2042
F2_Commercial_Restaurant (WA)_New_Food Preparation_Natural Gas_Food Prep Other_E2 | F2 | Commercial | Restaurant (WA) | New | Food Preparation | Natural Gas | Food Prep Other | E2 | TRC BC Ratio | 5.7434 | 5.876 | 6.0428 | 6.2395 | 6.4683 | 6.7569 | 7.0574 | 7.3571 | 7.6462 | 7.9392 | 8.1679 | 8.3806 | 8.61 | 8.8334 | 9.0304 | 9.2129 | 9.3738 | 9.532 | 9.7021 | 9.867 | 10.0367 | 10.2136 | 10.3923 | 10.5769 | 10.7648 | 10.956 | 11.1507
F2_Commercial_Restaurant (WA)_New_Food Preparation_Natural Gas_Food Prep Other_E3 | F2 | Commercial | Restaurant (WA) | New | Food Preparation | Natural Gas | Food Prep Other | E3 | TRC BC Ratio | 0 | 0 | 0 | 0 | 0 | 0 | 0 | 0 | 0 | 0 | 0 | 0 | 0 | 0 | 0 | 0 | 0 | 0 | 0 | 0 | 0 | 0 | 0 | 0 | 0 | 0 | 0
F2_Commercial_Restaurant (WA)_New_Food Preparation_Natural Gas_Food Prep Other_E4 | F2 | Commercial | Restaurant (WA) | New | Food Preparation | Natural Gas | Food Prep Other | E4 | TRC BC Ratio | 0 | 0 | 0 | 0 | 0 | 0 | 0 | 0 | 0 | 0 | 0 | 0 | 0 | 0 | 0 | 0 | 0 | 0 | 0 | 0 | 0 | 0 | 0 | 0 | 0 | 0 | 0
F2_Commercial_Restaurant (WA)_New_Food Preparation_Natural Gas_Food Prep Other_E5 | F2 | Commercial | Restaurant (WA) | New | Food Preparation | Natural Gas | Food Prep Other | E5 | TRC BC Ratio | 0 | 0 | 0 | 0 | 0 | 0 | 0 | 0 | 0 | 0 | 0 | 0 | 0 | 0 | 0 | 0 | 0 | 0 | 0 | 0 | 0 | 0 | 0 | 0 | 0 | 0 | 0
F2_Commercial_Restaurant (WA)_New_Food Preparation_Natural Gas_Food Prep Other_E6 | F2 | Commercial | Restaurant (WA) | New | Food Preparation | Natural Gas | Food Prep Other | E6 | TRC BC Ratio | 0 | 0 | 0 | 0 | 0 | 0 | 0 | 0 | 0 | 0 | 0 | 0 | 0 | 0 | 0 | 0 | 0 | 0 | 0 | 0 | 0 | 0 | 0 | 0 | 0 | 0 | 0
F2_Commercial_Restaurant (WA)_New_Food Preparation_Natural Gas_Food Prep Other_E7 | F2 | Commercial | Restaurant (WA) | New | Food Preparation | Natural Gas | Food Prep Other | E7 | TRC BC Ratio | 0 | 0 | 0 | 0 | 0 | 0 | 0 | 0 | 0 | 0 | 0 | 0 | 0 | 0 | 0 | 0 | 0 | 0 | 0 | 0 | 0 | 0 | 0 | 0 | 0 | 0 | 0
F2_Commercial_Restaurant (WA)_New_Food Preparation_Natural Gas_Food Prep Other_E8 | F2 | Commercial | Restaurant (WA) | New | Food Preparation | Natural Gas | Food Prep Other | E8 | TRC BC Ratio | 0 | 0 | 0 | 0 | 0 | 0 | 0 | 0 | 0 | 0 | 0 | 0 | 0 | 0 | 0 | 0 | 0 | 0 | 0 | 0 | 0 | 0 | 0 | 0 | 0 | 0 | 0
F2_Commercial_Restaurant (WA)_New_Food Preparation_Natural Gas_Food Prep Other_E9 | F2 | Commercial | Restaurant (WA) | New | Food Preparation | Natural Gas | Food Prep Other | E9 | TRC BC Ratio | 0 | 0 | 0 | 0 | 0 | 0 | 0 | 0 | 0 | 0 | 0 | 0 | 0 | 0 | 0 | 0 | 0 | 0 | 0 | 0 | 0 | 0 | 0 | 0 | 0 | 0 | 0
F2_Commercial_Restaurant (WA)_New_Food Preparation_Natural Gas_Food Prep Other_E10 | F2 | Commercial | Restaurant (WA) | New | Food Preparation | Natural Gas | Food Prep Other | E10 | TRC BC Ratio | 0 | 0 | 0 | 0 | 0 | 0 | 0 | 0 | 0 | 0 | 0 | 0 | 0 | 0 | 0 | 0 | 0 | 0 | 0 | 0 | 0 | 0 | 0 | 0 | 0 | 0 | 0
F3_Commercial_Restaurant (WA)_New_Food Preparation_Natural Gas_Food Prep Other_E1 | F3 | Commercial | Restaurant (WA) | New | Food Preparation | Natural Gas | Food Prep Other | E1 | PACT BC Ratio | [24 empty] | 1 | 1 | 1 | bar: 2019 to 2042
F3_Commercial_Restaurant (WA)_New_Food Preparation_Natural Gas_Food Prep Other_E2 | F3 | Commercial | Restaurant (WA) | New | Food Preparation | Natural Gas | Food Prep Other | E2 | PACT BC Ratio | 11.575 | 11.8422 | 12.1784 | 12.5749 | 13.036 | 13.6176 | 14.2233 | 14.8272 | 15.4098 | 16.0003 | 16.4612 | 16.89 | 17.3522 | 17.8025 | 18.1996 | 18.5673 | 18.8916 | 19.2104 | 19.5532 | 19.8856 | 20.2275 | 20.5841 | 20.9442 | 21.3163 | 21.695 | 22.0804 | 22.4727
F3_Commercial_Restaurant (WA)_New_Food Preparation_Natural Gas_Food Prep Other_E3 | F3 | Commercial | Restaurant (WA) | New | Food Preparation | Natural Gas | Food Prep Other | E3 | PACT BC Ratio | 0 | 0 | 0 | 0 | 0 | 0 | 0 | 0 | 0 | 0 | 0 | 0 | 0 | 0 | 0 | 0 | 0 | 0 | 0 | 0 | 0 | 0 | 0 | 0 | 0 | 0 | 0
F3_Commercial_Restaurant (WA)_New_Food Preparation_Natural Gas_Food Prep Other_E4 | F3 | Commercial | Restaurant (WA) | New | Food Preparation | Natural Gas | Food Prep Other | E4 | PACT BC Ratio | 0 | 0 | 0 | 0 | 0 | 0 | 0 | 0 | 0 | 0 | 0 | 0 | 0 | 0 | 0 | 0 | 0 | 0 | 0 | 0 | 0 | 0 | 0 | 0 | 0 | 0 | 0
F3_Commercial_Restaurant (WA)_New_Food Preparation_Natural Gas_Food Prep Other_E5 | F3 | Commercial | Restaurant (WA) | New | Food Preparation | Natural Gas | Food Prep Other | E5 | PACT BC Ratio | 0 | 0 | 0 | 0 | 0 | 0 | 0 | 0 | 0 | 0 | 0 | 0 | 0 | 0 | 0 | 0 | 0 | 0 | 0 | 0 | 0 | 0 | 0 | 0 | 0 | 0 | 0
F3_Commercial_Restaurant (WA)_New_Food Preparation_Natural Gas_Food Prep Other_E6 | F3 | Commercial | Restaurant (WA) | New | Food Preparation | Natural Gas | Food Prep Other | E6 | PACT BC Ratio | 0 | 0 | 0 | 0 | 0 | 0 | 0 | 0 | 0 | 0 | 0 | 0 | 0 | 0 | 0 | 0 | 0 | 0 | 0 | 0 | 0 | 0 | 0 | 0 | 0 | 0 | 0
F3_Commercial_Restaurant (WA)_New_Food Preparation_Natural Gas_Food Prep Other_E7 | F3 | Commercial | Restaurant (WA) | New | Food Preparation | Natural Gas | Food Prep Other | E7 | PACT BC Ratio | 0 | 0 | 0 | 0 | 0 | 0 | 0 | 0 | 0 | 0 | 0 | 0 | 0 | 0 | 0 | 0 | 0 | 0 | 0 | 0 | 0 | 0 | 0 | 0 | 0 | 0 | 0
F3_Commercial_Restaurant (WA)_New_Food Preparation_Natural Gas_Food Prep Other_E8 | F3 | Commercial | Restaurant (WA) | New | Food Preparation | Natural Gas | Food Prep Other | E8 | PACT BC Ratio | 0 | 0 | 0 | 0 | 0 | 0 | 0 | 0 | 0 | 0 | 0 | 0 | 0 | 0 | 0 | 0 | 0 | 0 | 0 | 0 | 0 | 0 | 0 | 0 | 0 | 0 | 0
F3_Commercial_Restaurant (WA)_New_Food Preparation_Natural Gas_Food Prep Other_E9 | F3 | Commercial | Restaurant (WA) | New | Food Preparation | Natural Gas | Food Prep Other | E9 | PACT BC Ratio | 0 | 0 | 0 | 0 | 0 | 0 | 0 | 0 | 0 | 0 | 0 | 0 | 0 | 0 | 0 | 0 | 0 | 0 | 0 | 0 | 0 | 0 | 0 | 0 | 0 | 0 | 0
F3_Commercial_Restaurant (WA)_New_Food Preparation_Natural Gas_Food Prep Other_E10 | F3 | Commercial | Restaurant (WA) | New | Food Preparation | Natural Gas | Food Prep Other | E10 | PACT BC Ratio | 0 | 0 | 0 | 0 | 0 | 0 | 0 | 0 | 0 | 0 | 0 | 0 | 0 | 0 | 0 | 0 | 0 | 0 | 0 | 0 | 0 | 0 | 0 | 0 | 0 | 0 | 0
F4_Commercial_Restaurant (WA)_New_Food Preparation_Natural Gas_Food Prep Other_E1 | F4 | Commercial | Restaurant (WA) | New | Food Preparation | Natural Gas | Food Prep Other | E1 | RVT BC Ratio | [24 empty] | 1 | 1 | 1 | bar: 2019 to 2042
F4_Commercial_Restaurant (WA)_New_Food Preparation_Natural Gas_Food Prep Other_E2 | F4 | Commercial | Restaurant (WA) | New | Food Preparation | Natural Gas | Food Prep Other | E2 | RVT BC Ratio | 8.5941 | 8.7306 | 8.8969 | 9.099 | 9.3395 | 9.6573 | 9.9834 | 10.2988 | 10.5891 | 10.868 | 11.1544 | 11.4102 | 11.6771 | 11.9237 | 12.1315 | 12.3156 | 12.4665 | 12.6088 | 12.7615 | 12.9015 | 13.0416 | 13.2646 | 13.4897 | 13.7223 | 13.9591 | 14.2 | 14.4453
F4_Commercial_Restaurant (WA)_New_Food Preparation_Natural Gas_Food Prep Other_E3 | F4 | Commercial | Restaurant (WA) | New | Food Preparation | Natural Gas | Food Prep Other | E3 | RVT BC Ratio | 0 | 0 | 0 | 0 | 0 | 0 | 0 | 0 | 0 | 0 | 0 | 0 | 0 | 0 | 0 | 0 | 0 | 0 | 0 | 0 | 0 | 0 | 0 | 0 | 0 | 0 | 0
F4_Commercial_Restaurant (WA)_New_Food Preparation_Natural Gas_Food Prep Other_E4 | F4 | Commercial | Restaurant (WA) | New | Food Preparation | Natural Gas | Food Prep Other | E4 | RVT BC Ratio | 0 | 0 | 0 | 0 | 0 | 0 | 0 | 0 | 0 | 0 | 0 | 0 | 0 | 0 | 0 | 0 | 0 | 0 | 0 | 0 | 0 | 0 | 0 | 0 | 0 | 0 | 0
F4_Commercial_Restaurant (WA)_New_Food Preparation_Natural Gas_Food Prep Other_E5 | F4 | Commercial | Restaurant (WA) | New | Food Preparation | Natural Gas | Food Prep Other | E5 | RVT BC Ratio | 0 | 0 | 0 | 0 | 0 | 0 | 0 | 0 | 0 | 0 | 0 | 0 | 0 | 0 | 0 | 0 | 0 | 0 | 0 | 0 | 0 | 0 | 0 | 0 | 0 | 0 | 0
F4_Commercial_Restaurant (WA)_New_Food Preparation_Natural Gas_Food Prep Other_E6 | F4 | Commercial | Restaurant (WA) | New | Food Preparation | Natural Gas | Food Prep Other | E6 | RVT BC Ratio | 0 | 0 | 0 | 0 | 0 | 0 | 0 | 0 | 0 | 0 | 0 | 0 | 0 | 0 | 0 | 0 | 0 | 0 | 0 | 0 | 0 | 0 | 0 | 0 | 0 | 0 | 0
F4_Commercial_Restaurant (WA)_New_Food Preparation_Natural Gas_Food Prep Other_E7 | F4 | Commercial | Restaurant (WA) | New | Food Preparation | Natural Gas | Food Prep Other | E7 | RVT BC Ratio | 0 | 0 | 0 | 0 | 0 | 0 | 0 | 0 | 0 | 0 | 0 | 0 | 0 | 0 | 0 | 0 | 0 | 0 | 0 | 0 | 0 | 0 | 0 | 0 | 0 | 0 | 0
F4_Commercial_Restaurant (WA)_New_Food Preparation_Natural Gas_Food Prep Other_E8 | F4 | Commercial | Restaurant (WA) | New | Food Preparation | Natural Gas | Food Prep Other | E8 | RVT BC Ratio | 0 | 0 | 0 | 0 | 0 | 0 | 0 | 0 | 0 | 0 | 0 | 0 | 0 | 0 | 0 | 0 | 0 | 0 | 0 | 0 | 0 | 0 | 0 | 0 | 0 | 0 | 0
F4_Commercial_Restaurant (WA)_New_Food Preparation_Natural Gas_Food Prep Other_E9 | F4 | Commercial | Restaurant (WA) | New | Food Preparation | Natural Gas | Food Prep Other | E9 | RVT BC Ratio | 0 | 0 | 0 | 0 | 0 | 0 | 0 | 0 | 0 | 0 | 0 | 0 | 0 | 0 | 0 | 0 | 0 | 0 | 0 | 0 | 0 | 0 | 0 | 0 | 0 | 0 | 0
F4_Commercial_Restaurant (WA)_New_Food Preparation_Natural Gas_Food Prep Other_E10 | F4 | Commercial | Restaurant (WA) | New | Food Preparation | Natural Gas | Food Prep Other | E10 | RVT BC Ratio | 0 | 0 | 0 | 0 | 0 | 0 | 0 | 0 | 0 | 0 | 0 | 0 | 0 | 0 | 0 | 0 | 0 | 0 | 0 | 0 | 0 | 0 | 0 | 0 | 0 | 0 | 0
F5_Commercial_Restaurant (WA)_New_Food Preparation_Natural Gas_Food Prep Other_E1 | F5 | Commercial | Restaurant (WA) | New | Food Preparation | Natural Gas | Food Prep Other | E1 | RIM BC Ratio | [24 empty] | 1 | 1 | 1 | bar: 2019 to 2042
F5_Commercial_Restaurant (WA)_New_Food Preparation_Natural Gas_Food Prep Other_E2 | F5 | Commercial | Restaurant (WA) | New | Food Preparation | Natural Gas | Food Prep Other | E2 | RIM BC Ratio | 0.78372 | 0.78956 | 0.79712 | 0.80518 | 0.81367 | 0.82256 | 0.83164 | 0.84091 | 0.85043 | 0.86077 | 0.86323 | 0.8662 | 0.86991 | 0.87432 | 0.87877 | 0.88334 | 0.88805 | 0.893 | 0.89824 | 0.90374 | 0.90956 | 0.91027 | 0.91096 | 0.91165 | 0.91233 | 0.913 | 0.91366
F5_Commercial_Restaurant (WA)_New_Food Preparation_Natural Gas_Food Prep Other_E3 | F5 | Commercial | Restaurant (WA) | New | Food Preparation | Natural Gas | Food Prep Other | E3 | RIM BC Ratio | 0 | 0 | 0 | 0 | 0 | 0 | 0 | 0 | 0 | 0 | 0 | 0 | 0 | 0 | 0 | 0 | 0 | 0 | 0 | 0 | 0 | 0 | 0 | 0 | 0 | 0 | 0
F5_Commercial_Restaurant (WA)_New_Food Preparation_Natural Gas_Food Prep Other_E4 | F5 | Commercial | Restaurant (WA) | New | Food Preparation | Natural Gas | Food Prep Other | E4 | RIM BC Ratio | 0 | 0 | 0 | 0 | 0 | 0 | 0 | 0 | 0 | 0 | 0 | 0 | 0 | 0 | 0 | 0 | 0 | 0 | 0 | 0 | 0 | 0 | 0 | 0 | 0 | 0 | 0
F5_Commercial_Restaurant (WA)_New_Food Preparation_Natural Gas_Food Prep Other_E5 | F5 | Commercial | Restaurant (WA) | New | Food Preparation | Natural Gas | Food Prep Other | E5 | RIM BC Ratio | 0 | 0 | 0 | 0 | 0 | 0 | 0 | 0 | 0 | 0 | 0 | 0 | 0 | 0 | 0 | 0 | 0 | 0 | 0 | 0 | 0 | 0 | 0 | 0 | 0 | 0 | 0
F5_Commercial_Restaurant (WA)_New_Food Preparation_Natural Gas_Food Prep Other_E6 | F5 | Commercial | Restaurant (WA) | New | Food Preparation | Natural Gas | Food Prep Other | E6 | RIM BC Ratio | 0 | 0 | 0 | 0 | 0 | 0 | 0 | 0 | 0 | 0 | 0 | 0 | 0 | 0 | 0 | 0 | 0 | 0 | 0 | 0 | 0 | 0 | 0 | 0 | 0 | 0 | 0
F5_Commercial_Restaurant (WA)_New_Food Preparation_Natural Gas_Food Prep Other_E7 | F5 | Commercial | Restaurant (WA) | New | Food Preparation | Natural Gas | Food Prep Other | E7 | RIM BC Ratio | 0 | 0 | 0 | 0 | 0 | 0 | 0 | 0 | 0 | 0 | 0 | 0 | 0 | 0 | 0 | 0 | 0 | 0 | 0 | 0 | 0 | 0 | 0 | 0 | 0 | 0 | 0
F5_Commercial_Restaurant (WA)_New_Food Preparation_Natural Gas_Food Prep Other_E8 | F5 | Commercial | Restaurant (WA) | New | Food Preparation | Natural Gas | Food Prep Other | E8 | RIM BC Ratio | 0 | 0 | 0 | 0 | 0 | 0 | 0 | 0 | 0 | 0 | 0 | 0 | 0 | 0 | 0 | 0 | 0 | 0 | 0 | 0 | 0 | 0 | 0 | 0 | 0 | 0 | 0
F5_Commercial_Restaurant (WA)_New_Food Preparation_Natural Gas_Food Prep Other_E9 | F5 | Commercial | Restaurant (WA) | New | Food Preparation | Natural Gas | Food Prep Other | E9 | RIM BC Ratio | 0 | 0 | 0 | 0 | 0 | 0 | 0 | 0 | 0 | 0 | 0 | 0 | 0 | 0 | 0 | 0 | 0 | 0 | 0 | 0 | 0 | 0 | 0 | 0 | 0 | 0 | 0
F5_Commercial_Restaurant (WA)_New_Food Preparation_Natural Gas_Food Prep Other_E10 | F5 | Commercial | Restaurant (WA) | New | Food Preparation | Natural Gas | Food Prep Other | E10 | RIM BC Ratio | 0 | 0 | 0 | 0 | 0 | 0 | 0 | 0 | 0 | 0 | 0 | 0 | 0 | 0 | 0 | 0 | 0 | 0 | 0 | 0 | 0 | 0 | 0 | 0 | 0 | 0 | 0
F0_Commercial_Restaurant (WA)_New_Miscellaneous_Natural Gas_Pool Heater_E0 | F0 | Commercial | Restaurant (WA) | New | Miscellaneous | Natural Gas | Pool Heater | E0 | Economic Unit | Standard (EF .82) | Standard (EF .82) | Standard (EF .82) | Standard (EF .82) | Standard (EF .82) | Standard (EF .82) | Standard (EF .82) | Standard (EF .82) | Standard (EF .82) | Standard (EF .82) | Standard (EF .82) | Standard (EF .82) | Standard (EF .82) | Standard (EF .82) | Standard (EF .82) | Standard (EF .82) | Standard (EF .82) | Standard (EF .82) | Standard (EF .82) | Standard (EF .82) | Standard (EF .82) | Standard (EF .82) | Standard (EF .82) | Standard (EF .82) | Standard (EF .82) | Standard (EF .82) | Standard (EF .82)
F1_Commercial_Restaurant (WA)_New_Miscellaneous_Natural Gas_Pool Heater_E1 | F1 | Commercial | Restaurant (WA) | New | Miscellaneous | Natural Gas | Pool Heater | E1 | CCE | 0 | 0 | 0 | 0 | 0 | 0 | 0 | 0 | 0 | 0 | 0 | 0 | 0 | 0 | 0 | 0 | 0 | 0 | 0 | 0 | 0 | 0 | 0 | 0 | 0 | 0 | 0
F1_Commercial_Restaurant (WA)_New_Miscellaneous_Natural Gas_Pool Heater_E2 | F1 | Commercial | Restaurant (WA) | New | Miscellaneous | Natural Gas | Pool Heater | E2 | CCE | 0.013474 | 0.013474 | 0.013474 | 0.013474 | 0.013474 | 0.013474 | 0.013474 | 0.013474 | 0.013474 | 0.013474 | 0.013474 | 0.013474 | 0.013474 | 0.013474 | 0.013474 | 0.013474 | 0.013474 | 0.013474 | 0.013474 | 0.013474 | 0.013474 | 0.013474 | 0.013474 | 0.013474 | 0.013474 | 0.013474 | 0.013474
F1_Commercial_Restaurant (WA)_New_Miscellaneous_Natural Gas_Pool Heater_E3 | F1 | Commercial | Restaurant (WA) | New | Miscellaneous | Natural Gas | Pool Heater | E3 | CCE | 0 | 0 | 0 | 0 | 0 | 0 | 0 | 0 | 0 | 0 | 0 | 0 | 0 | 0 | 0 | 0 | 0 | 0 | 0 | 0 | 0 | 0 | 0 | 0 | 0 | 0 | 0
F1_Commercial_Restaurant (WA)_New_Miscellaneous_Natural Gas_Pool Heater_E4 | F1 | Commercial | Restaurant (WA) | New | Miscellaneous | Natural Gas | Pool Heater | E4 | CCE | 0 | 0 | 0 | 0 | 0 | 0 | 0 | 0 | 0 | 0 | 0 | 0 | 0 | 0 | 0 | 0 | 0 | 0 | 0 | 0 | 0 | 0 | 0 | 0 | 0 | 0 | 0
F1_Commercial_Restaurant (WA)_New_Miscellaneous_Natural Gas_Pool Heater_E5 | F1 | Commercial | Restaurant (WA) | New | Miscellaneous | Natural Gas | Pool Heater | E5 | CCE | 0 | 0 | 0 | 0 | 0 | 0 | 0 | 0 | 0 | 0 | 0 | 0 | 0 | 0 | 0 | 0 | 0 | 0 | 0 | 0 | 0 | 0 | 0 | 0 | 0 | 0 | 0
F1_Commercial_Restaurant (WA)_New_Miscellaneous_Natural Gas_Pool Heater_E6 | F1 | Commercial | Restaurant (WA) | New | Miscellaneous | Natural Gas | Pool Heater | E6 | CCE | 0 | 0 | 0 | 0 | 0 | 0 | 0 | 0 | 0 | 0 | 0 | 0 | 0 | 0 | 0 | 0 | 0 | 0 | 0 | 0 | 0 | 0 | 0 | 0 | 0 | 0 | 0
F1_Commercial_Restaurant (WA)_New_Miscellaneous_Natural Gas_Pool Heater_E7 | F1 | Commercial | Restaurant (WA) | New | Miscellaneous | Natural Gas | Pool Heater | E7 | CCE | 0 | 0 | 0 | 0 | 0 | 0 | 0 | 0 | 0 | 0 | 0 | 0 | 0 | 0 | 0 | 0 | 0 | 0 | 0 | 0 | 0 | 0 | 0 | 0 | 0 | 0 | 0
F1_Commercial_Restaurant (WA)_New_Miscellaneous_Natural Gas_Pool Heater_E8 | F1 | Commercial | Restaurant (WA) | New | Miscellaneous | Natural Gas | Pool Heater | E8 | CCE | 0 | 0 | 0 | 0 | 0 | 0 | 0 | 0 | 0 | 0 | 0 | 0 | 0 | 0 | 0 | 0 | 0 | 0 | 0 | 0 | 0 | 0 | 0 | 0 | 0 | 0 | 0
F1_Commercial_Restaurant (WA)_New_Miscellaneous_Natural Gas_Pool Heater_E9 | F1 | Commercial | Restaurant (WA) | New | Miscellaneous | Natural Gas | Pool Heater | E9 | CCE | 0 | 0 | 0 | 0 | 0 | 0 | 0 | 0 | 0 | 0 | 0 | 0 | 0 | 0 | 0 | 0 | 0 | 0 | 0 | 0 | 0 | 0 | 0 | 0 | 0 | 0 | 0
F1_Commercial_Restaurant (WA)_New_Miscellaneous_Natural Gas_Pool Heater_E10 | F1 | Commercial | Restaurant (WA) | New | Miscellaneous | Natural Gas | Pool Heater | E10 | CCE | 0 | 0 | 0 | 0 | 0 | 0 | 0 | 0 | 0 | 0 | 0 | 0 | 0 | 0 | 0 | 0 | 0 | 0 | 0 | 0 | 0 | 0 | 0 | 0 | 0 | 0 | 0
F2_Commercial_Restaurant (WA)_New_Miscellaneous_Natural Gas_Pool Heater_E1 | F2 | Commercial | Restaurant (WA) | New | Miscellaneous | Natural Gas | Pool Heater | E1 | TRC BC Ratio | [24 empty] | 1 | 1 | 1 | bar: 2019 to 2042
F2_Commercial_Restaurant (WA)_New_Miscellaneous_Natural Gas_Pool Heater_E2 | F2 | Commercial | Restaurant (WA) | New | Miscellaneous | Natural Gas | Pool Heater | E2 | TRC BC Ratio | 0.24558 | 0.24744 | 0.25144 | 0.25792 | 0.26685 | 0.27983 | 0.29405 | 0.30832 | 0.32213 | 0.3369 | 0.34804 | 0.3585 | 0.37033 | 0.38173 | 0.39129 | 0.39986 | 0.40688 | 0.4136 | 0.42102 | 0.42801 | 0.43524 | 0.44289 | 0.45057 | 0.45857 | 0.46672 | 0.47501 | 0.48345
F2_Commercial_Restaurant (WA)_New_Miscellaneous_Natural Gas_Pool Heater_E3 | F2 | Commercial | Restaurant (WA) | New | Miscellaneous | Natural Gas | Pool Heater | E3 | TRC BC Ratio | 0 | 0 | 0 | 0 | 0 | 0 | 0 | 0 | 0 | 0 | 0 | 0 | 0 | 0 | 0 | 0 | 0 | 0 | 0 | 0 | 0 | 0 | 0 | 0 | 0 | 0 | 0
F2_Commercial_Restaurant (WA)_New_Miscellaneous_Natural Gas_Pool Heater_E4 | F2 | Commercial | Restaurant (WA) | New | Miscellaneous | Natural Gas | Pool Heater | E4 | TRC BC Ratio | 0 | 0 | 0 | 0 | 0 | 0 | 0 | 0 | 0 | 0 | 0 | 0 | 0 | 0 | 0 | 0 | 0 | 0 | 0 | 0 | 0 | 0 | 0 | 0 | 0 | 0 | 0
F2_Commercial_Restaurant (WA)_New_Miscellaneous_Natural Gas_Pool Heater_E5 | F2 | Commercial | Restaurant (WA) | New | Miscellaneous | Natural Gas | Pool Heater | E5 | TRC BC Ratio | 0 | 0 | 0 | 0 | 0 | 0 | 0 | 0 | 0 | 0 | 0 | 0 | 0 | 0 | 0 | 0 | 0 | 0 | 0 | 0 | 0 | 0 | 0 | 0 | 0 | 0 | 0
F2_Commercial_Restaurant (WA)_New_Miscellaneous_Natural Gas_Pool Heater_E6 | F2 | Commercial | Restaurant (WA) | New | Miscellaneous | Natural Gas | Pool Heater | E6 | TRC BC Ratio | 0 | 0 | 0 | 0 | 0 | 0 | 0 | 0 | 0 | 0 | 0 | 0 | 0 | 0 | 0 | 0 | 0 | 0 | 0 | 0 | 0 | 0 | 0 | 0 | 0 | 0 | 0
F2_Commercial_Restaurant (WA)_New_Miscellaneous_Natural Gas_Pool Heater_E7 | F2 | Commercial | Restaurant (WA) | New | Miscellaneous | Natural Gas | Pool Heater | E7 | TRC BC Ratio | 0 | 0 | 0 | 0 | 0 | 0 | 0 | 0 | 0 | 0 | 0 | 0 | 0 | 0 | 0 | 0 | 0 | 0 | 0 | 0 | 0 | 0 | 0 | 0 | 0 | 0 | 0
F2_Commercial_Restaurant (WA)_New_Miscellaneous_Natural Gas_Pool Heater_E8 | F2 | Commercial | Restaurant (WA) | New | Miscellaneous | Natural Gas | Pool Heater | E8 | TRC BC Ratio | 0 | 0 | 0 | 0 | 0 | 0 | 0 | 0 | 0 | 0 | 0 | 0 | 0 | 0 | 0 | 0 | 0 | 0 | 0 | 0 | 0 | 0 | 0 | 0 | 0 | 0 | 0
F2_Commercial_Restaurant (WA)_New_Miscellaneous_Natural Gas_Pool Heater_E9 | F2 | Commercial | Restaurant (WA) | New | Miscellaneous | Natural Gas | Pool Heater | E9 | TRC BC Ratio | 0 | 0 | 0 | 0 | 0 | 0 | 0 | 0 | 0 | 0 | 0 | 0 | 0 | 0 | 0 | 0 | 0 | 0 | 0 | 0 | 0 | 0 | 0 | 0 | 0 | 0 | 0
F2_Commercial_Restaurant (WA)_New_Miscellaneous_Natural Gas_Pool Heater_E10 | F2 | Commercial | Restaurant (WA) | New | Miscellaneous | Natural Gas | Pool Heater | E10 | TRC BC Ratio | 0 | 0 | 0 | 0 | 0 | 0 | 0 | 0 | 0 | 0 | 0 | 0 | 0 | 0 | 0 | 0 | 0 | 0 | 0 | 0 | 0 | 0 | 0 | 0 | 0 | 0 | 0
F3_Commercial_Restaurant (WA)_New_Miscellaneous_Natural Gas_Pool Heater_E1 | F3 | Commercial | Restaurant (WA) | New | Miscellaneous | Natural Gas | Pool Heater | E1 | PACT BC Ratio | [24 empty] | 1 | 1 | 1 | bar: 2019 to 2042
F3_Commercial_Restaurant (WA)_New_Miscellaneous_Natural Gas_Pool Heater_E2 | F3 | Commercial | Restaurant (WA) | New | Miscellaneous | Natural Gas | Pool Heater | E2 | PACT BC Ratio | 0.60931 | 0.61394 | 0.62387 | 0.63995 | 0.66211 | 0.69429 | 0.72958 | 0.76498 | 0.79925 | 0.8359 | 0.86355 | 0.8895 | 0.91884 | 0.94714 | 0.97086 | 0.99213 | 1.0095 | 1.0262 | 1.0446 | 1.062 | 1.0799 | 1.0989 | 1.1179 | 1.1378 | 1.158 | 1.1786 | 1.1995
F3_Commercial_Restaurant (WA)_New_Miscellaneous_Natural Gas_Pool Heater_E3 | F3 | Commercial | Restaurant (WA) | New | Miscellaneous | Natural Gas | Pool Heater | E3 | PACT BC Ratio | 0 | 0 | 0 | 0 | 0 | 0 | 0 | 0 | 0 | 0 | 0 | 0 | 0 | 0 | 0 | 0 | 0 | 0 | 0 | 0 | 0 | 0 | 0 | 0 | 0 | 0 | 0
F3_Commercial_Restaurant (WA)_New_Miscellaneous_Natural Gas_Pool Heater_E4 | F3 | Commercial | Restaurant (WA) | New | Miscellaneous | Natural Gas | Pool Heater | E4 | PACT BC Ratio | 0 | 0 | 0 | 0 | 0 | 0 | 0 | 0 | 0 | 0 | 0 | 0 | 0 | 0 | 0 | 0 | 0 | 0 | 0 | 0 | 0 | 0 | 0 | 0 | 0 | 0 | 0
F3_Commercial_Restaurant (WA)_New_Miscellaneous_Natural Gas_Pool Heater_E5 | F3 | Commercial | Restaurant (WA) | New | Miscellaneous | Natural Gas | Pool Heater | E5 | PACT BC Ratio | 0 | 0 | 0 | 0 | 0 | 0 | 0 | 0 | 0 | 0 | 0 | 0 | 0 | 0 | 0 | 0 | 0 | 0 | 0 | 0 | 0 | 0 | 0 | 0 | 0 | 0 | 0
F3_Commercial_Restaurant (WA)_New_Miscellaneous_Natural Gas_Pool Heater_E6 | F3 | Commercial | Restaurant (WA) | New | Miscellaneous | Natural Gas | Pool Heater | E6 | PACT BC Ratio | 0 | 0 | 0 | 0 | 0 | 0 | 0 | 0 | 0 | 0 | 0 | 0 | 0 | 0 | 0 | 0 | 0 | 0 | 0 | 0 | 0 | 0 | 0 | 0 | 0 | 0 | 0
F3_Commercial_Restaurant (WA)_New_Miscellaneous_Natural Gas_Pool Heater_E7 | F3 | Commercial | Restaurant (WA) | New | Miscellaneous | Natural Gas | Pool Heater | E7 | PACT BC Ratio | 0 | 0 | 0 | 0 | 0 | 0 | 0 | 0 | 0 | 0 | 0 | 0 | 0 | 0 | 0 | 0 | 0 | 0 | 0 | 0 | 0 | 0 | 0 | 0 | 0 | 0 | 0
F3_Commercial_Restaurant (WA)_New_Miscellaneous_Natural Gas_Pool Heater_E8 | F3 | Commercial | Restaurant (WA) | New | Miscellaneous | Natural Gas | Pool Heater | E8 | PACT BC Ratio | 0 | 0 | 0 | 0 | 0 | 0 | 0 | 0 | 0 | 0 | 0 | 0 | 0 | 0 | 0 | 0 | 0 | 0 | 0 | 0 | 0 | 0 | 0 | 0 | 0 | 0 | 0
F3_Commercial_Restaurant (WA)_New_Miscellaneous_Natural Gas_Pool Heater_E9 | F3 | Commercial | Restaurant (WA) | New | Miscellaneous | Natural Gas | Pool Heater | E9 | PACT BC Ratio | 0 | 0 | 0 | 0 | 0 | 0 | 0 | 0 | 0 | 0 | 0 | 0 | 0 | 0 | 0 | 0 | 0 | 0 | 0 | 0 | 0 | 0 | 0 | 0 | 0 | 0 | 0
F3_Commercial_Restaurant (WA)_New_Miscellaneous_Natural Gas_Pool Heater_E10 | F3 | Commercial | Restaurant (WA) | New | Miscellaneous | Natural Gas | Pool Heater | E10 | PACT BC Ratio | 0 | 0 | 0 | 0 | 0 | 0 | 0 | 0 | 0 | 0 | 0 | 0 | 0 | 0 | 0 | 0 | 0 | 0 | 0 | 0 | 0 | 0 | 0 | 0 | 0 | 0 | 0
F4_Commercial_Restaurant (WA)_New_Miscellaneous_Natural Gas_Pool Heater_E1 | F4 | Commercial | Restaurant (WA) | New | Miscellaneous | Natural Gas | Pool Heater | E1 | RVT BC Ratio | [24 empty] | 1 | 1 | 1 | bar: 2019 to 2042
F4_Commercial_Restaurant (WA)_New_Miscellaneous_Natural Gas_Pool Heater_E2 | F4 | Commercial | Restaurant (WA) | New | Miscellaneous | Natural Gas | Pool Heater | E2 | RVT BC Ratio | 0.63728 | 0.63996 | 0.6448 | 0.65211 | 0.66171 | 0.67568 | 0.68979 | 0.70332 | 0.71552 | 0.72835 | 0.74306 | 0.75687 | 0.77248 | 0.78692 | 0.7982 | 0.80735 | 0.81352 | 0.81821 | 0.82349 | 0.82781 | 0.83205 | 0.84168 | 0.85136 | 0.86145 | 0.87171 | 0.88216 | 0.89279
F4_Commercial_Restaurant (WA)_New_Miscellaneous_Natural Gas_Pool Heater_E3 | F4 | Commercial | Restaurant (WA) | New | Miscellaneous | Natural Gas | Pool Heater | E3 | RVT BC Ratio | 0 | 0 | 0 | 0 | 0 | 0 | 0 | 0 | 0 | 0 | 0 | 0 | 0 | 0 | 0 | 0 | 0 | 0 | 0 | 0 | 0 | 0 | 0 | 0 | 0 | 0 | 0
F4_Commercial_Restaurant (WA)_New_Miscellaneous_Natural Gas_Pool Heater_E4 | F4 | Commercial | Restaurant (WA) | New | Miscellaneous | Natural Gas | Pool Heater | E4 | RVT BC Ratio | 0 | 0 | 0 | 0 | 0 | 0 | 0 | 0 | 0 | 0 | 0 | 0 | 0 | 0 | 0 | 0 | 0 | 0 | 0 | 0 | 0 | 0 | 0 | 0 | 0 | 0 | 0
F4_Commercial_Restaurant (WA)_New_Miscellaneous_Natural Gas_Pool Heater_E5 | F4 | Commercial | Restaurant (WA) | New | Miscellaneous | Natural Gas | Pool Heater | E5 | RVT BC Ratio | 0 | 0 | 0 | 0 | 0 | 0 | 0 | 0 | 0 | 0 | 0 | 0 | 0 | 0 | 0 | 0 | 0 | 0 | 0 | 0 | 0 | 0 | 0 | 0 | 0 | 0 | 0
F4_Commercial_Restaurant (WA)_New_Miscellaneous_Natural Gas_Pool Heater_E6 | F4 | Commercial | Restaurant (WA) | New | Miscellaneous | Natural Gas | Pool Heater | E6 | RVT BC Ratio | 0 | 0 | 0 | 0 | 0 | 0 | 0 | 0 | 0 | 0 | 0 | 0 | 0 | 0 | 0 | 0 | 0 | 0 | 0 | 0 | 0 | 0 | 0 | 0 | 0 | 0 | 0
F4_Commercial_Restaurant (WA)_New_Miscellaneous_Natural Gas_Pool Heater_E7 | F4 | Commercial | Restaurant (WA) | New | Miscellaneous | Natural Gas | Pool Heater | E7 | RVT BC Ratio | 0 | 0 | 0 | 0 | 0 | 0 | 0 | 0 | 0 | 0 | 0 | 0 | 0 | 0 | 0 | 0 | 0 | 0 | 0 | 0 | 0 | 0 | 0 | 0 | 0 | 0 | 0
F4_Commercial_Restaurant (WA)_New_Miscellaneous_Natural Gas_Pool Heater_E8 | F4 | Commercial | Restaurant (WA) | New | Miscellaneous | Natural Gas | Pool Heater | E8 | RVT BC Ratio | 0 | 0 | 0 | 0 | 0 | 0 | 0 | 0 | 0 | 0 | 0 | 0 | 0 | 0 | 0 | 0 | 0 | 0 | 0 | 0 | 0 | 0 | 0 | 0 | 0 | 0 | 0
F4_Commercial_Restaurant (WA)_New_Miscellaneous_Natural Gas_Pool Heater_E9 | F4 | Commercial | Restaurant (WA) | New | Miscellaneous | Natural Gas | Pool Heater | E9 | RVT BC Ratio | 0 | 0 | 0 | 0 | 0 | 0 | 0 | 0 | 0 | 0 | 0 | 0 | 0 | 0 | 0 | 0 | 0 | 0 | 0 | 0 | 0 | 0 | 0 | 0 | 0 | 0 | 0
F4_Commercial_Restaurant (WA)_New_Miscellaneous_Natural Gas_Pool Heater_E10 | F4 | Commercial | Restaurant (WA) | New | Miscellaneous | Natural Gas | Pool Heater | E10 | RVT BC Ratio | 0 | 0 | 0 | 0 | 0 | 0 | 0 | 0 | 0 | 0 | 0 | 0 | 0 | 0 | 0 | 0 | 0 | 0 | 0 | 0 | 0 | 0 | 0 | 0 | 0 | 0 | 0
F5_Commercial_Restaurant (WA)_New_Miscellaneous_Natural Gas_Pool Heater_E1 | F5 | Commercial | Restaurant (WA) | New | Miscellaneous | Natural Gas | Pool Heater | E1 | RIM BC Ratio | [24 empty] | 1 | 1 | 1 | bar: 2019 to 2042
F5_Commercial_Restaurant (WA)_New_Miscellaneous_Natural Gas_Pool Heater_E2 | F5 | Commercial | Restaurant (WA) | New | Miscellaneous | Natural Gas | Pool Heater | E2 | RIM BC Ratio | 0.35197 | 0.3535 | 0.35717 | 0.36322 | 0.37161 | 0.38346 | 0.39657 | 0.40958 | 0.42222 | 0.43548 | 0.44287 | 0.4496 | 0.45697 | 0.46415 | 0.4704 | 0.47633 | 0.48175 | 0.48744 | 0.49363 | 0.49972 | 0.50607 | 0.5102 | 0.51427 | 0.51843 | 0.52259 | 0.52674 | 0.53088
F5_Commercial_Restaurant (WA)_New_Miscellaneous_Natural Gas_Pool Heater_E3 | F5 | Commercial | Restaurant (WA) | New | Miscellaneous | Natural Gas | Pool Heater | E3 | RIM BC Ratio | 0 | 0 | 0 | 0 | 0 | 0 | 0 | 0 | 0 | 0 | 0 | 0 | 0 | 0 | 0 | 0 | 0 | 0 | 0 | 0 | 0 | 0 | 0 | 0 | 0 | 0 | 0
F5_Commercial_Restaurant (WA)_New_Miscellaneous_Natural Gas_Pool Heater_E4 | F5 | Commercial | Restaurant (WA) | New | Miscellaneous | Natural Gas | Pool Heater | E4 | RIM BC Ratio | 0 | 0 | 0 | 0 | 0 | 0 | 0 | 0 | 0 | 0 | 0 | 0 | 0 | 0 | 0 | 0 | 0 | 0 | 0 | 0 | 0 | 0 | 0 | 0 | 0 | 0 | 0
F5_Commercial_Restaurant (WA)_New_Miscellaneous_Natural Gas_Pool Heater_E5 | F5 | Commercial | Restaurant (WA) | New | Miscellaneous | Natural Gas | Pool Heater | E5 | RIM BC Ratio | 0 | 0 | 0 | 0 | 0 | 0 | 0 | 0 | 0 | 0 | 0 | 0 | 0 | 0 | 0 | 0 | 0 | 0 | 0 | 0 | 0 | 0 | 0 | 0 | 0 | 0 | 0
F5_Commercial_Restaurant (WA)_New_Miscellaneous_Natural Gas_Pool Heater_E6 | F5 | Commercial | Restaurant (WA) | New | Miscellaneous | Natural Gas | Pool Heater | E6 | RIM BC Ratio | 0 | 0 | 0 | 0 | 0 | 0 | 0 | 0 | 0 | 0 | 0 | 0 | 0 | 0 | 0 | 0 | 0 | 0 | 0 | 0 | 0 | 0 | 0 | 0 | 0 | 0 | 0
F5_Commercial_Restaurant (WA)_New_Miscellaneous_Natural Gas_Pool Heater_E7 | F5 | Commercial | Restaurant (WA) | New | Miscellaneous | Natural Gas | Pool Heater | E7 | RIM BC Ratio | 0 | 0 | 0 | 0 | 0 | 0 | 0 | 0 | 0 | 0 | 0 | 0 | 0 | 0 | 0 | 0 | 0 | 0 | 0 | 0 | 0 | 0 | 0 | 0 | 0 | 0 | 0
F5_Commercial_Restaurant (WA)_New_Miscellaneous_Natural Gas_Pool Heater_E8 | F5 | Commercial | Restaurant (WA) | New | Miscellaneous | Natural Gas | Pool Heater | E8 | RIM BC Ratio | 0 | 0 | 0 | 0 | 0 | 0 | 0 | 0 | 0 | 0 | 0 | 0 | 0 | 0 | 0 | 0 | 0 | 0 | 0 | 0 | 0 | 0 | 0 | 0 | 0 | 0 | 0
F5_Commercial_Restaurant (WA)_New_Miscellaneous_Natural Gas_Pool Heater_E9 | F5 | Commercial | Restaurant (WA) | New | Miscellaneous | Natural Gas | Pool Heater | E9 | RIM BC Ratio | 0 | 0 | 0 | 0 | 0 | 0 | 0 | 0 | 0 | 0 | 0 | 0 | 0 | 0 | 0 | 0 | 0 | 0 | 0 | 0 | 0 | 0 | 0 | 0 | 0 | 0 | 0
F5_Commercial_Restaurant (WA)_New_Miscellaneous_Natural Gas_Pool Heater_E10 | F5 | Commercial | Restaurant (WA) | New | Miscellaneous | Natural Gas | Pool Heater | E10 | RIM BC Ratio | 0 | 0 | 0 | 0 | 0 | 0 | 0 | 0 | 0 | 0 | 0 | 0 | 0 | 0 | 0 | 0 | 0 | 0 | 0 | 0 | 0 | 0 | 0 | 0 | 0 | 0 | 0
F0_Commercial_Restaurant (WA)_New_Miscellaneous_Natural Gas_Miscellaneous_E0 | F0 | Commercial | Restaurant (WA) | New | Miscellaneous | Natural Gas | Miscellaneous | E0 | Economic Unit | Standard | Standard | Standard | Standard | Standard | Standard | Standard | Standard | Standard | Standard | Standard | Standard | Standard | Standard | Standard | Standard | Standard | Standard | Standard | Standard | Standard | Standard | Standard | Standard | Standard | Standard | Standard
F1_Commercial_Restaurant (WA)_New_Miscellaneous_Natural Gas_Miscellaneous_E1 | F1 | Commercial | Restaurant (WA) | New | Miscellaneous | Natural Gas | Miscellaneous | E1 | CCE | 0 | 0 | 0 | 0 | 0 | 0 | 0 | 0 | 0 | 0 | 0 | 0 | 0 | 0 | 0 | 0 | 0 | 0 | 0 | 0 | 0 | 0 | 0 | 0 | 0 | 0 | 0
F1_Commercial_Restaurant (WA)_New_Miscellaneous_Natural Gas_Miscellaneous_E2 | F1 | Commercial | Restaurant (WA) | New | Miscellaneous | Natural Gas | Miscellaneous | E2 | CCE | 0 | 0 | 0 | 0 | 0 | 0 | 0 | 0 | 0 | 0 | 0 | 0 | 0 | 0 | 0 | 0 | 0 | 0 | 0 | 0 | 0 | 0 | 0 | 0 | 0 | 0 | 0
F1_Commercial_Restaurant (WA)_New_Miscellaneous_Natural Gas_Miscellaneous_E3 | F1 | Commercial | Restaurant (WA) | New | Miscellaneous | Natural Gas | Miscellaneous | E3 | CCE | 0 | 0 | 0 | 0 | 0 | 0 | 0 | 0 | 0 | 0 | 0 | 0 | 0 | 0 | 0 | 0 | 0 | 0 | 0 | 0 | 0 | 0 | 0 | 0 | 0 | 0 | 0
F1_Commercial_Restaurant (WA)_New_Miscellaneous_Natural Gas_Miscellaneous_E4 | F1 | Commercial | Restaurant (WA) | New | Miscellaneous | Natural Gas | Miscellaneous | E4 | CCE | 0 | 0 | 0 | 0 | 0 | 0 | 0 | 0 | 0 | 0 | 0 | 0 | 0 | 0 | 0 | 0 | 0 | 0 | 0 | 0 | 0 | 0 | 0 | 0 | 0 | 0 | 0
F1_Commercial_Restaurant (WA)_New_Miscellaneous_Natural Gas_Miscellaneous_E5 | F1 | Commercial | Restaurant (WA) | New | Miscellaneous | Natural Gas | Miscellaneous | E5 | CCE | 0 | 0 | 0 | 0 | 0 | 0 | 0 | 0 | 0 | 0 | 0 | 0 | 0 | 0 | 0 | 0 | 0 | 0 | 0 | 0 | 0 | 0 | 0 | 0 | 0 | 0 | 0
F1_Commercial_Restaurant (WA)_New_Miscellaneous_Natural Gas_Miscellaneous_E6 | F1 | Commercial | Restaurant (WA) | New | Miscellaneous | Natural Gas | Miscellaneous | E6 | CCE | 0 | 0 | 0 | 0 | 0 | 0 | 0 | 0 | 0 | 0 | 0 | 0 | 0 | 0 | 0 | 0 | 0 | 0 | 0 | 0 | 0 | 0 | 0 | 0 | 0 | 0 | 0
F1_Commercial_Restaurant (WA)_New_Miscellaneous_Natural Gas_Miscellaneous_E7 | F1 | Commercial | Restaurant (WA) | New | Miscellaneous | Natural Gas | Miscellaneous | E7 | CCE | 0 | 0 | 0 | 0 | 0 | 0 | 0 | 0 | 0 | 0 | 0 | 0 | 0 | 0 | 0 | 0 | 0 | 0 | 0 | 0 | 0 | 0 | 0 | 0 | 0 | 0 | 0
F1_Commercial_Restaurant (WA)_New_Miscellaneous_Natural Gas_Miscellaneous_E8 | F1 | Commercial | Restaurant (WA) | New | Miscellaneous | Natural Gas | Miscellaneous | E8 | CCE | 0 | 0 | 0 | 0 | 0 | 0 | 0 | 0 | 0 | 0 | 0 | 0 | 0 | 0 | 0 | 0 | 0 | 0 | 0 | 0 | 0 | 0 | 0 | 0 | 0 | 0 | 0
F1_Commercial_Restaurant (WA)_New_Miscellaneous_Natural Gas_Miscellaneous_E9 | F1 | Commercial | Restaurant (WA) | New | Miscellaneous | Natural Gas | Miscellaneous | E9 | CCE | 0 | 0 | 0 | 0 | 0 | 0 | 0 | 0 | 0 | 0 | 0 | 0 | 0 | 0 | 0 | 0 | 0 | 0 | 0 | 0 | 0 | 0 | 0 | 0 | 0 | 0 | 0
F1_Commercial_Restaurant (WA)_New_Miscellaneous_Natural Gas_Miscellaneous_E10 | F1 | Commercial | Restaurant (WA) | New | Miscellaneous | Natural Gas | Miscellaneous | E10 | CCE | 0 | 0 | 0 | 0 | 0 | 0 | 0 | 0 | 0 | 0 | 0 | 0 | 0 | 0 | 0 | 0 | 0 | 0 | 0 | 0 | 0 | 0 | 0 | 0 | 0 | 0 | 0
F2_Commercial_Restaurant (WA)_New_Miscellaneous_Natural Gas_Miscellaneous_E1 | F2 | Commercial | Restaurant (WA) | New | Miscellaneous | Natural Gas | Miscellaneous | E1 | TRC BC Ratio | [24 empty] | 1 | 1 | 1 | bar: 2019 to 2042
F2_Commercial_Restaurant (WA)_New_Miscellaneous_Natural Gas_Miscellaneous_E2 | F2 | Commercial | Restaurant (WA) | New | Miscellaneous | Natural Gas | Miscellaneous | E2 | TRC BC Ratio | 0 | 0 | 0 | 0 | 0 | 0 | 0 | 0 | 0 | 0 | 0 | 0 | 0 | 0 | 0 | 0 | 0 | 0 | 0 | 0 | 0 | 0 | 0 | 0 | 0 | 0 | 0
F2_Commercial_Restaurant (WA)_New_Miscellaneous_Natural Gas_Miscellaneous_E3 | F2 | Commercial | Restaurant (WA) | New | Miscellaneous | Natural Gas | Miscellaneous | E3 | TRC BC Ratio | 0 | 0 | 0 | 0 | 0 | 0 | 0 | 0 | 0 | 0 | 0 | 0 | 0 | 0 | 0 | 0 | 0 | 0 | 0 | 0 | 0 | 0 | 0 | 0 | 0 | 0 | 0
F2_Commercial_Restaurant (WA)_New_Miscellaneous_Natural Gas_Miscellaneous_E4 | F2 | Commercial | Restaurant (WA) | New | Miscellaneous | Natural Gas | Miscellaneous | E4 | TRC BC Ratio | 0 | 0 | 0 | 0 | 0 | 0 | 0 | 0 | 0 | 0 | 0 | 0 | 0 | 0 | 0 | 0 | 0 | 0 | 0 | 0 | 0 | 0 | 0 | 0 | 0 | 0 | 0
F2_Commercial_Restaurant (WA)_New_Miscellaneous_Natural Gas_Miscellaneous_E5 | F2 | Commercial | Restaurant (WA) | New | Miscellaneous | Natural Gas | Miscellaneous | E5 | TRC BC Ratio | 0 | 0 | 0 | 0 | 0 | 0 | 0 | 0 | 0 | 0 | 0 | 0 | 0 | 0 | 0 | 0 | 0 | 0 | 0 | 0 | 0 | 0 | 0 | 0 | 0 | 0 | 0
F2_Commercial_Restaurant (WA)_New_Miscellaneous_Natural Gas_Miscellaneous_E6 | F2 | Commercial | Restaurant (WA) | New | Miscellaneous | Natural Gas | Miscellaneous | E6 | TRC BC Ratio | 0 | 0 | 0 | 0 | 0 | 0 | 0 | 0 | 0 | 0 | 0 | 0 | 0 | 0 | 0 | 0 | 0 | 0 | 0 | 0 | 0 | 0 | 0 | 0 | 0 | 0 | 0
F2_Commercial_Restaurant (WA)_New_Miscellaneous_Natural Gas_Miscellaneous_E7 | F2 | Commercial | Restaurant (WA) | New | Miscellaneous | Natural Gas | Miscellaneous | E7 | TRC BC Ratio | 0 | 0 | 0 | 0 | 0 | 0 | 0 | 0 | 0 | 0 | 0 | 0 | 0 | 0 | 0 | 0 | 0 | 0 | 0 | 0 | 0 | 0 | 0 | 0 | 0 | 0 | 0
F2_Commercial_Restaurant (WA)_New_Miscellaneous_Natural Gas_Miscellaneous_E8 | F2 | Commercial | Restaurant (WA) | New | Miscellaneous | Natural Gas | Miscellaneous | E8 | TRC BC Ratio | 0 | 0 | 0 | 0 | 0 | 0 | 0 | 0 | 0 | 0 | 0 | 0 | 0 | 0 | 0 | 0 | 0 | 0 | 0 | 0 | 0 | 0 | 0 | 0 | 0 | 0 | 0
F2_Commercial_Restaurant (WA)_New_Miscellaneous_Natural Gas_Miscellaneous_E9 | F2 | Commercial | Restaurant (WA) | New | Miscellaneous | Natural Gas | Miscellaneous | E9 | TRC BC Ratio | 0 | 0 | 0 | 0 | 0 | 0 | 0 | 0 | 0 | 0 | 0 | 0 | 0 | 0 | 0 | 0 | 0 | 0 | 0 | 0 | 0 | 0 | 0 | 0 | 0 | 0 | 0
F2_Commercial_Restaurant (WA)_New_Miscellaneous_Natural Gas_Miscellaneous_E10 | F2 | Commercial | Restaurant (WA) | New | Miscellaneous | Natural Gas | Miscellaneous | E10 | TRC BC Ratio | 0 | 0 | 0 | 0 | 0 | 0 | 0 | 0 | 0 | 0 | 0 | 0 | 0 | 0 | 0 | 0 | 0 | 0 | 0 | 0 | 0 | 0 | 0 | 0 | 0 | 0 | 0
F3_Commercial_Restaurant (WA)_New_Miscellaneous_Natural Gas_Miscellaneous_E1 | F3 | Commercial | Restaurant (WA) | New | Miscellaneous | Natural Gas | Miscellaneous | E1 | PACT BC Ratio | [24 empty] | 1 | 1 | 1 | bar: 2019 to 2042
F3_Commercial_Restaurant (WA)_New_Miscellaneous_Natural Gas_Miscellaneous_E2 | F3 | Commercial | Restaurant (WA) | New | Miscellaneous | Natural Gas | Miscellaneous | E2 | PACT BC Ratio | 0 | 0 | 0 | 0 | 0 | 0 | 0 | 0 | 0 | 0 | 0 | 0 | 0 | 0 | 0 | 0 | 0 | 0 | 0 | 0 | 0 | 0 | 0 | 0 | 0 | 0 | 0
F3_Commercial_Restaurant (WA)_New_Miscellaneous_Natural Gas_Miscellaneous_E3 | F3 | Commercial | Restaurant (WA) | New | Miscellaneous | Natural Gas | Miscellaneous | E3 | PACT BC Ratio | 0 | 0 | 0 | 0 | 0 | 0 | 0 | 0 | 0 | 0 | 0 | 0 | 0 | 0 | 0 | 0 | 0 | 0 | 0 | 0 | 0 | 0 | 0 | 0 | 0 | 0 | 0
F3_Commercial_Restaurant (WA)_New_Miscellaneous_Natural Gas_Miscellaneous_E4 | F3 | Commercial | Restaurant (WA) | New | Miscellaneous | Natural Gas | Miscellaneous | E4 | PACT BC Ratio | 0 | 0 | 0 | 0 | 0 | 0 | 0 | 0 | 0 | 0 | 0 | 0 | 0 | 0 | 0 | 0 | 0 | 0 | 0 | 0 | 0 | 0 | 0 | 0 | 0 | 0 | 0
F3_Commercial_Restaurant (WA)_New_Miscellaneous_Natural Gas_Miscellaneous_E5 | F3 | Commercial | Restaurant (WA) | New | Miscellaneous | Natural Gas | Miscellaneous | E5 | PACT BC Ratio | 0 | 0 | 0 | 0 | 0 | 0 | 0 | 0 | 0 | 0 | 0 | 0 | 0 | 0 | 0 | 0 | 0 | 0 | 0 | 0 | 0 | 0 | 0 | 0 | 0 | 0 | 0
F3_Commercial_Restaurant (WA)_New_Miscellaneous_Natural Gas_Miscellaneous_E6 | F3 | Commercial | Restaurant (WA) | New | Miscellaneous | Natural Gas | Miscellaneous | E6 | PACT BC Ratio | 0 | 0 | 0 | 0 | 0 | 0 | 0 | 0 | 0 | 0 | 0 | 0 | 0 | 0 | 0 | 0 | 0 | 0 | 0 | 0 | 0 | 0 | 0 | 0 | 0 | 0 | 0
F3_Commercial_Restaurant (WA)_New_Miscellaneous_Natural Gas_Miscellaneous_E7 | F3 | Commercial | Restaurant (WA) | New | Miscellaneous | Natural Gas | Miscellaneous | E7 | PACT BC Ratio | 0 | 0 | 0 | 0 | 0 | 0 | 0 | 0 | 0 | 0 | 0 | 0 | 0 | 0 | 0 | 0 | 0 | 0 | 0 | 0 | 0 | 0 | 0 | 0 | 0 | 0 | 0
F3_Commercial_Restaurant (WA)_New_Miscellaneous_Natural Gas_Miscellaneous_E8 | F3 | Commercial | Restaurant (WA) | New | Miscellaneous | Natural Gas | Miscellaneous | E8 | PACT BC Ratio | 0 | 0 | 0 | 0 | 0 | 0 | 0 | 0 | 0 | 0 | 0 | 0 | 0 | 0 | 0 | 0 | 0 | 0 | 0 | 0 | 0 | 0 | 0 | 0 | 0 | 0 | 0
F3_Commercial_Restaurant (WA)_New_Miscellaneous_Natural Gas_Miscellaneous_E9 | F3 | Commercial | Restaurant (WA) | New | Miscellaneous | Natural Gas | Miscellaneous | E9 | PACT BC Ratio | 0 | 0 | 0 | 0 | 0 | 0 | 0 | 0 | 0 | 0 | 0 | 0 | 0 | 0 | 0 | 0 | 0 | 0 | 0 | 0 | 0 | 0 | 0 | 0 | 0 | 0 | 0
F3_Commercial_Restaurant (WA)_New_Miscellaneous_Natural Gas_Miscellaneous_E10 | F3 | Commercial | Restaurant (WA) | New | Miscellaneous | Natural Gas | Miscellaneous | E10 | PACT BC Ratio | 0 | 0 | 0 | 0 | 0 | 0 | 0 | 0 | 0 | 0 | 0 | 0 | 0 | 0 | 0 | 0 | 0 | 0 | 0 | 0 | 0 | 0 | 0 | 0 | 0 | 0 | 0
F4_Commercial_Restaurant (WA)_New_Miscellaneous_Natural Gas_Miscellaneous_E1 | F4 | Commercial | Restaurant (WA) | New | Miscellaneous | Natural Gas | Miscellaneous | E1 | RVT BC Ratio | [24 empty] | 1 | 1 | 1 | bar: 2019 to 2042
F4_Commercial_Restaurant (WA)_New_Miscellaneous_Natural Gas_Miscellaneous_E2 | F4 | Commercial | Restaurant (WA) | New | Miscellaneous | Natural Gas | Miscellaneous | E2 | RVT BC Ratio | 0 | 0 | 0 | 0 | 0 | 0 | 0 | 0 | 0 | 0 | 0 | 0 | 0 | 0 | 0 | 0 | 0 | 0 | 0 | 0 | 0 | 0 | 0 | 0 | 0 | 0 | 0
F4_Commercial_Restaurant (WA)_New_Miscellaneous_Natural Gas_Miscellaneous_E3 | F4 | Commercial | Restaurant (WA) | New | Miscellaneous | Natural Gas | Miscellaneous | E3 | RVT BC Ratio | 0 | 0 | 0 | 0 | 0 | 0 | 0 | 0 | 0 | 0 | 0 | 0 | 0 | 0 | 0 | 0 | 0 | 0 | 0 | 0 | 0 | 0 | 0 | 0 | 0 | 0 | 0
F4_Commercial_Restaurant (WA)_New_Miscellaneous_Natural Gas_Miscellaneous_E4 | F4 | Commercial | Restaurant (WA) | New | Miscellaneous | Natural Gas | Miscellaneous | E4 | RVT BC Ratio | 0 | 0 | 0 | 0 | 0 | 0 | 0 | 0 | 0 | 0 | 0 | 0 | 0 | 0 | 0 | 0 | 0 | 0 | 0 | 0 | 0 | 0 | 0 | 0 | 0 | 0 | 0
F4_Commercial_Restaurant (WA)_New_Miscellaneous_Natural Gas_Miscellaneous_E5 | F4 | Commercial | Restaurant (WA) | New | Miscellaneous | Natural Gas | Miscellaneous | E5 | RVT BC Ratio | 0 | 0 | 0 | 0 | 0 | 0 | 0 | 0 | 0 | 0 | 0 | 0 | 0 | 0 | 0 | 0 | 0 | 0 | 0 | 0 | 0 | 0 | 0 | 0 | 0 | 0 | 0
F4_Commercial_Restaurant (WA)_New_Miscellaneous_Natural Gas_Miscellaneous_E6 | F4 | Commercial | Restaurant (WA) | New | Miscellaneous | Natural Gas | Miscellaneous | E6 | RVT BC Ratio | 0 | 0 | 0 | 0 | 0 | 0 | 0 | 0 | 0 | 0 | 0 | 0 | 0 | 0 | 0 | 0 | 0 | 0 | 0 | 0 | 0 | 0 | 0 | 0 | 0 | 0 | 0
F4_Commercial_Restaurant (WA)_New_Miscellaneous_Natural Gas_Miscellaneous_E7 | F4 | Commercial | Restaurant (WA) | New | Miscellaneous | Natural Gas | Miscellaneous | E7 | RVT BC Ratio | 0 | 0 | 0 | 0 | 0 | 0 | 0 | 0 | 0 | 0 | 0 | 0 | 0 | 0 | 0 | 0 | 0 | 0 | 0 | 0 | 0 | 0 | 0 | 0 | 0 | 0 | 0
F4_Commercial_Restaurant (WA)_New_Miscellaneous_Natural Gas_Miscellaneous_E8 | F4 | Commercial | Restaurant (WA) | New | Miscellaneous | Natural Gas | Miscellaneous | E8 | RVT BC Ratio | 0 | 0 | 0 | 0 | 0 | 0 | 0 | 0 | 0 | 0 | 0 | 0 | 0 | 0 | 0 | 0 | 0 | 0 | 0 | 0 | 0 | 0 | 0 | 0 | 0 | 0 | 0
F4_Commercial_Restaurant (WA)_New_Miscellaneous_Natural Gas_Miscellaneous_E9 | F4 | Commercial | Restaurant (WA) | New | Miscellaneous | Natural Gas | Miscellaneous | E9 | RVT BC Ratio | 0 | 0 | 0 | 0 | 0 | 0 | 0 | 0 | 0 | 0 | 0 | 0 | 0 | 0 | 0 | 0 | 0 | 0 | 0 | 0 | 0 | 0 | 0 | 0 | 0 | 0 | 0
F4_Commercial_Restaurant (WA)_New_Miscellaneous_Natural Gas_Miscellaneous_E10 | F4 | Commercial | Restaurant (WA) | New | Miscellaneous | Natural Gas | Miscellaneous | E10 | RVT BC Ratio | 0 | 0 | 0 | 0 | 0 | 0 | 0 | 0 | 0 | 0 | 0 | 0 | 0 | 0 | 0 | 0 | 0 | 0 | 0 | 0 | 0 | 0 | 0 | 0 | 0 | 0 | 0
F5_Commercial_Restaurant (WA)_New_Miscellaneous_Natural Gas_Miscellaneous_E1 | F5 | Commercial | Restaurant (WA) | New | Miscellaneous | Natural Gas | Miscellaneous | E1 | RIM BC Ratio | [24 empty] | 1 | 1 | 1 | bar: 2019 to 2042
F5_Commercial_Restaurant (WA)_New_Miscellaneous_Natural Gas_Miscellaneous_E2 | F5 | Commercial | Restaurant (WA) | New | Miscellaneous | Natural Gas | Miscellaneous | E2 | RIM BC Ratio | 0 | 0 | 0 | 0 | 0 | 0 | 0 | 0 | 0 | 0 | 0 | 0 | 0 | 0 | 0 | 0 | 0 | 0 | 0 | 0 | 0 | 0 | 0 | 0 | 0 | 0 | 0
F5_Commercial_Restaurant (WA)_New_Miscellaneous_Natural Gas_Miscellaneous_E3 | F5 | Commercial | Restaurant (WA) | New | Miscellaneous | Natural Gas | Miscellaneous | E3 | RIM BC Ratio | 0 | 0 | 0 | 0 | 0 | 0 | 0 | 0 | 0 | 0 | 0 | 0 | 0 | 0 | 0 | 0 | 0 | 0 | 0 | 0 | 0 | 0 | 0 | 0 | 0 | 0 | 0
F5_Commercial_Restaurant (WA)_New_Miscellaneous_Natural Gas_Miscellaneous_E4 | F5 | Commercial | Restaurant (WA) | New | Miscellaneous | Natural Gas | Miscellaneous | E4 | RIM BC Ratio | 0 | 0 | 0 | 0 | 0 | 0 | 0 | 0 | 0 | 0 | 0 | 0 | 0 | 0 | 0 | 0 | 0 | 0 | 0 | 0 | 0 | 0 | 0 | 0 | 0 | 0 | 0
F5_Commercial_Restaurant (WA)_New_Miscellaneous_Natural Gas_Miscellaneous_E5 | F5 | Commercial | Restaurant (WA) | New | Miscellaneous | Natural Gas | Miscellaneous | E5 | RIM BC Ratio | 0 | 0 | 0 | 0 | 0 | 0 | 0 | 0 | 0 | 0 | 0 | 0 | 0 | 0 | 0 | 0 | 0 | 0 | 0 | 0 | 0 | 0 | 0 | 0 | 0 | 0 | 0
F5_Commercial_Restaurant (WA)_New_Miscellaneous_Natural Gas_Miscellaneous_E6 | F5 | Commercial | Restaurant (WA) | New | Miscellaneous | Natural Gas | Miscellaneous | E6 | RIM BC Ratio | 0 | 0 | 0 | 0 | 0 | 0 | 0 | 0 | 0 | 0 | 0 | 0 | 0 | 0 | 0 | 0 | 0 | 0 | 0 | 0 | 0 | 0 | 0 | 0 | 0 | 0 | 0
F5_Commercial_Restaurant (WA)_New_Miscellaneous_Natural Gas_Miscellaneous_E7 | F5 | Commercial | Restaurant (WA) | New | Miscellaneous | Natural Gas | Miscellaneous | E7 | RIM BC Ratio | 0 | 0 | 0 | 0 | 0 | 0 | 0 | 0 | 0 | 0 | 0 | 0 | 0 | 0 | 0 | 0 | 0 | 0 | 0 | 0 | 0 | 0 | 0 | 0 | 0 | 0 | 0
F5_Commercial_Restaurant (WA)_New_Miscellaneous_Natural Gas_Miscellaneous_E8 | F5 | Commercial | Restaurant (WA) | New | Miscellaneous | Natural Gas | Miscellaneous | E8 | RIM BC Ratio | 0 | 0 | 0 | 0 | 0 | 0 | 0 | 0 | 0 | 0 | 0 | 0 | 0 | 0 | 0 | 0 | 0 | 0 | 0 | 0 | 0 | 0 | 0 | 0 | 0 | 0 | 0
F5_Commercial_Restaurant (WA)_New_Miscellaneous_Natural Gas_Miscellaneous_E9 | F5 | Commercial | Restaurant (WA) | New | Miscellaneous | Natural Gas | Miscellaneous | E9 | RIM BC Ratio | 0 | 0 | 0 | 0 | 0 | 0 | 0 | 0 | 0 | 0 | 0 | 0 | 0 | 0 | 0 | 0 | 0 | 0 | 0 | 0 | 0 | 0 | 0 | 0 | 0 | 0 | 0
F5_Commercial_Restaurant (WA)_New_Miscellaneous_Natural Gas_Miscellaneous_E10 | F5 | Commercial | Restaurant (WA) | New | Miscellaneous | Natural Gas | Miscellaneous | E10 | RIM BC Ratio | 0 | 0 | 0 | 0 | 0 | 0 | 0 | 0 | 0 | 0 | 0 | 0 | 0 | 0 | 0 | 0 | 0 | 0 | 0 | 0 | 0 | 0 | 0 | 0 | 0 | 0 | 0
F0_Commercial_Retail (WA)_Existing_Space Heating_Natural Gas_Furnace_E0 | F0 | Commercial | Retail (WA) | Existing | Space Heating | Natural Gas | Furnace | E0 | Economic Unit | AFUE 96% | AFUE 96% | AFUE 96% | AFUE 96% | AFUE 96% | AFUE 96% | AFUE 96% | AFUE 96% | AFUE 96% | AFUE 96% | AFUE 96% | AFUE 96% | AFUE 96% | AFUE 96% | AFUE 96% | AFUE 96% | AFUE 96% | AFUE 96% | AFUE 96% | AFUE 96% | AFUE 96% | AFUE 96% | AFUE 96% | AFUE 96% | AFUE 96% | AFUE 96% | AFUE 96%
F1_Commercial_Retail (WA)_Existing_Space Heating_Natural Gas_Furnace_E1 | F1 | Commercial | Retail (WA) | Existing | Space Heating | Natural Gas | Furnace | E1 | CCE | 0 | 0 | 0 | 0 | 0 | 0 | 0 | 0 | 0 | 0 | 0 | 0 | 0 | 0 | 0 | 0 | 0 | 0 | 0 | 0 | 0 | 0 | 0 | 0 | 0 | 0 | 0
F1_Commercial_Retail (WA)_Existing_Space Heating_Natural Gas_Furnace_E2 | F1 | Commercial | Retail (WA) | Existing | Space Heating | Natural Gas | Furnace | E2 | CCE | 0.023486 | 0.024373 | 0.024373 | 0.024373 | 0.024373 | 0.024373 | 0.024373 | 0.024373 | 0.024373 | 0.024373 | 0.024373 | 0.024373 | 0.024373 | 0.024373 | 0.024373 | 0.024373 | 0.024373 | 0.024373 | 0.024373 | 0.024373 | 0.024373 | 0.024373 | 0.024373 | 0.024373 | 0.024373 | 0.024373 | 0.024373
F1_Commercial_Retail (WA)_Existing_Space Heating_Natural Gas_Furnace_E3 | F1 | Commercial | Retail (WA) | Existing | Space Heating | Natural Gas | Furnace | E3 | CCE | 0.0035065 | 0.003639 | 0.003639 | 0.003639 | 0.003639 | 0.003639 | 0.003639 | 0.003639 | 0.003639 | 0.003639 | 0.003639 | 0.003639 | 0.003639 | 0.003639 | 0.003639 | 0.003639 | 0.003639 | 0.003639 | 0.003639 | 0.003639 | 0.003639 | 0.003639 | 0.003639 | 0.003639 | 0.003639 | 0.003639 | 0.003639
F1_Commercial_Retail (WA)_Existing_Space Heating_Natural Gas_Furnace_E4 | F1 | Commercial | Retail (WA) | Existing | Space Heating | Natural Gas | Furnace | E4 | CCE | 0 | 0 | 0 | 0 | 0 | 0 | 0 | 0 | 0 | 0 | 0 | 0 | 0 | 0 | 0 | 0 | 0 | 0 | 0 | 0 | 0 | 0 | 0 | 0 | 0 | 0 | 0
F1_Commercial_Retail (WA)_Existing_Space Heating_Natural Gas_Furnace_E5 | F1 | Commercial | Retail (WA) | Existing | Space Heating | Natural Gas | Furnace | E5 | CCE | 0 | 0 | 0 | 0 | 0 | 0 | 0 | 0 | 0 | 0 | 0 | 0 | 0 | 0 | 0 | 0 | 0 | 0 | 0 | 0 | 0 | 0 | 0 | 0 | 0 | 0 | 0
F1_Commercial_Retail (WA)_Existing_Space Heating_Natural Gas_Furnace_E6 | F1 | Commercial | Retail (WA) | Existing | Space Heating | Natural Gas | Furnace | E6 | CCE | 0 | 0 | 0 | 0 | 0 | 0 | 0 | 0 | 0 | 0 | 0 | 0 | 0 | 0 | 0 | 0 | 0 | 0 | 0 | 0 | 0 | 0 | 0 | 0 | 0 | 0 | 0
F1_Commercial_Retail (WA)_Existing_Space Heating_Natural Gas_Furnace_E7 | F1 | Commercial | Retail (WA) | Existing | Space Heating | Natural Gas | Furnace | E7 | CCE | 0 | 0 | 0 | 0 | 0 | 0 | 0 | 0 | 0 | 0 | 0 | 0 | 0 | 0 | 0 | 0 | 0 | 0 | 0 | 0 | 0 | 0 | 0 | 0 | 0 | 0 | 0
F1_Commercial_Retail (WA)_Existing_Space Heating_Natural Gas_Furnace_E8 | F1 | Commercial | Retail (WA) | Existing | Space Heating | Natural Gas | Furnace | E8 | CCE | 0 | 0 | 0 | 0 | 0 | 0 | 0 | 0 | 0 | 0 | 0 | 0 | 0 | 0 | 0 | 0 | 0 | 0 | 0 | 0 | 0 | 0 | 0 | 0 | 0 | 0 | 0
F1_Commercial_Retail (WA)_Existing_Space Heating_Natural Gas_Furnace_E9 | F1 | Commercial | Retail (WA) | Existing | Space Heating | Natural Gas | Furnace | E9 | CCE | 0 | 0 | 0 | 0 | 0 | 0 | 0 | 0 | 0 | 0 | 0 | 0 | 0 | 0 | 0 | 0 | 0 | 0 | 0 | 0 | 0 | 0 | 0 | 0 | 0 | 0 | 0
F1_Commercial_Retail (WA)_Existing_Space Heating_Natural Gas_Furnace_E10 | F1 | Commercial | Retail (WA) | Existing | Space Heating | Natural Gas | Furnace | E10 | CCE | 0 | 0 | 0 | 0 | 0 | 0 | 0 | 0 | 0 | 0 | 0 | 0 | 0 | 0 | 0 | 0 | 0 | 0 | 0 | 0 | 0 | 0 | 0 | 0 | 0 | 0 | 0
F2_Commercial_Retail (WA)_Existing_Space Heating_Natural Gas_Furnace_E1 | F2 | Commercial | Retail (WA) | Existing | Space Heating | Natural Gas | Furnace | E1 | TRC BC Ratio | [24 empty] | 1 | 1 | 1 | bar: 2019 to 2042
F2_Commercial_Retail (WA)_Existing_Space Heating_Natural Gas_Furnace_E2 | F2 | Commercial | Retail (WA) | Existing | Space Heating | Natural Gas | Furnace | E2 | TRC BC Ratio | 0.16013 | 0.16246 | 0.16576 | 0.16952 | 0.1738 | 0.18001 | 0.18636 | 0.19309 | 0.19943 | 0.20585 | 0.21148 | 0.21656 | 0.2222 | 0.22805 | 0.23341 | 0.23865 | 0.24346 | 0.24841 | 0.2536 | 0.25893 | 0.26435 | 0.27012 | 0.27695 | 0.28283 | 0.28883 | 0.29496 | 0.30122
F2_Commercial_Retail (WA)_Existing_Space Heating_Natural Gas_Furnace_E3 | F2 | Commercial | Retail (WA) | Existing | Space Heating | Natural Gas | Furnace | E3 | TRC BC Ratio | 1.0725 | 1.0881 | 1.1102 | 1.1354 | 1.164 | 1.2057 | 1.2482 | 1.2933 | 1.3357 | 1.3788 | 1.4164 | 1.4505 | 1.4883 | 1.5274 | 1.5633 | 1.5984 | 1.6306 | 1.6638 | 1.6985 | 1.7342 | 1.7706 | 1.8092 | 1.8549 | 1.8943 | 1.9345 | 1.9756 | 2.0175
F2_Commercial_Retail (WA)_Existing_Space Heating_Natural Gas_Furnace_E4 | F2 | Commercial | Retail (WA) | Existing | Space Heating | Natural Gas | Furnace | E4 | TRC BC Ratio | 0 | 0 | 0 | 0 | 0 | 0 | 0 | 0 | 0 | 0 | 0 | 0 | 0 | 0 | 0 | 0 | 0 | 0 | 0 | 0 | 0 | 0 | 0 | 0 | 0 | 0 | 0
F2_Commercial_Retail (WA)_Existing_Space Heating_Natural Gas_Furnace_E5 | F2 | Commercial | Retail (WA) | Existing | Space Heating | Natural Gas | Furnace | E5 | TRC BC Ratio | 0 | 0 | 0 | 0 | 0 | 0 | 0 | 0 | 0 | 0 | 0 | 0 | 0 | 0 | 0 | 0 | 0 | 0 | 0 | 0 | 0 | 0 | 0 | 0 | 0 | 0 | 0
F2_Commercial_Retail (WA)_Existing_Space Heating_Natural Gas_Furnace_E6 | F2 | Commercial | Retail (WA) | Existing | Space Heating | Natural Gas | Furnace | E6 | TRC BC Ratio | 0 | 0 | 0 | 0 | 0 | 0 | 0 | 0 | 0 | 0 | 0 | 0 | 0 | 0 | 0 | 0 | 0 | 0 | 0 | 0 | 0 | 0 | 0 | 0 | 0 | 0 | 0
F2_Commercial_Retail (WA)_Existing_Space Heating_Natural Gas_Furnace_E7 | F2 | Commercial | Retail (WA) | Existing | Space Heating | Natural Gas | Furnace | E7 | TRC BC Ratio | 0 | 0 | 0 | 0 | 0 | 0 | 0 | 0 | 0 | 0 | 0 | 0 | 0 | 0 | 0 | 0 | 0 | 0 | 0 | 0 | 0 | 0 | 0 | 0 | 0 | 0 | 0
F2_Commercial_Retail (WA)_Existing_Space Heating_Natural Gas_Furnace_E8 | F2 | Commercial | Retail (WA) | Existing | Space Heating | Natural Gas | Furnace | E8 | TRC BC Ratio | 0 | 0 | 0 | 0 | 0 | 0 | 0 | 0 | 0 | 0 | 0 | 0 | 0 | 0 | 0 | 0 | 0 | 0 | 0 | 0 | 0 | 0 | 0 | 0 | 0 | 0 | 0
F2_Commercial_Retail (WA)_Existing_Space Heating_Natural Gas_Furnace_E9 | F2 | Commercial | Retail (WA) | Existing | Space Heating | Natural Gas | Furnace | E9 | TRC BC Ratio | 0 | 0 | 0 | 0 | 0 | 0 | 0 | 0 | 0 | 0 | 0 | 0 | 0 | 0 | 0 | 0 | 0 | 0 | 0 | 0 | 0 | 0 | 0 | 0 | 0 | 0 | 0
F2_Commercial_Retail (WA)_Existing_Space Heating_Natural Gas_Furnace_E10 | F2 | Commercial | Retail (WA) | Existing | Space Heating | Natural Gas | Furnace | E10 | TRC BC Ratio | 0 | 0 | 0 | 0 | 0 | 0 | 0 | 0 | 0 | 0 | 0 | 0 | 0 | 0 | 0 | 0 | 0 | 0 | 0 | 0 | 0 | 0 | 0 | 0 | 0 | 0 | 0
F3_Commercial_Retail (WA)_Existing_Space Heating_Natural Gas_Furnace_E1 | F3 | Commercial | Retail (WA) | Existing | Space Heating | Natural Gas | Furnace | E1 | PACT BC Ratio | [24 empty] | 1 | 1 | 1 | bar: 2019 to 2042
F3_Commercial_Retail (WA)_Existing_Space Heating_Natural Gas_Furnace_E2 | F3 | Commercial | Retail (WA) | Existing | Space Heating | Natural Gas | Furnace | E2 | PACT BC Ratio | 0.44851 | 0.45503 | 0.46427 | 0.47482 | 0.48679 | 0.5042 | 0.52197 | 0.54083 | 0.55858 | 0.57658 | 0.59233 | 0.60657 | 0.62237 | 0.63876 | 0.65376 | 0.66845 | 0.6819 | 0.69578 | 0.71031 | 0.72523 | 0.74042 | 0.75657 | 0.77571 | 0.79218 | 0.80899 | 0.82616 | 0.8437
F3_Commercial_Retail (WA)_Existing_Space Heating_Natural Gas_Furnace_E3 | F3 | Commercial | Retail (WA) | Existing | Space Heating | Natural Gas | Furnace | E3 | PACT BC Ratio | 3.004 | 3.0477 | 3.1096 | 3.1802 | 3.2604 | 3.377 | 3.496 | 3.6223 | 3.7412 | 3.8618 | 3.9673 | 4.0626 | 4.1685 | 4.2782 | 4.3787 | 4.4771 | 4.5672 | 4.6602 | 4.7575 | 4.8574 | 4.9592 | 5.0673 | 5.1955 | 5.3058 | 5.4184 | 5.5334 | 5.6509
F3_Commercial_Retail (WA)_Existing_Space Heating_Natural Gas_Furnace_E4 | F3 | Commercial | Retail (WA) | Existing | Space Heating | Natural Gas | Furnace | E4 | PACT BC Ratio | 0 | 0 | 0 | 0 | 0 | 0 | 0 | 0 | 0 | 0 | 0 | 0 | 0 | 0 | 0 | 0 | 0 | 0 | 0 | 0 | 0 | 0 | 0 | 0 | 0 | 0 | 0
F3_Commercial_Retail (WA)_Existing_Space Heating_Natural Gas_Furnace_E5 | F3 | Commercial | Retail (WA) | Existing | Space Heating | Natural Gas | Furnace | E5 | PACT BC Ratio | 0 | 0 | 0 | 0 | 0 | 0 | 0 | 0 | 0 | 0 | 0 | 0 | 0 | 0 | 0 | 0 | 0 | 0 | 0 | 0 | 0 | 0 | 0 | 0 | 0 | 0 | 0
F3_Commercial_Retail (WA)_Existing_Space Heating_Natural Gas_Furnace_E6 | F3 | Commercial | Retail (WA) | Existing | Space Heating | Natural Gas | Furnace | E6 | PACT BC Ratio | 0 | 0 | 0 | 0 | 0 | 0 | 0 | 0 | 0 | 0 | 0 | 0 | 0 | 0 | 0 | 0 | 0 | 0 | 0 | 0 | 0 | 0 | 0 | 0 | 0 | 0 | 0
F3_Commercial_Retail (WA)_Existing_Space Heating_Natural Gas_Furnace_E7 | F3 | Commercial | Retail (WA) | Existing | Space Heating | Natural Gas | Furnace | E7 | PACT BC Ratio | 0 | 0 | 0 | 0 | 0 | 0 | 0 | 0 | 0 | 0 | 0 | 0 | 0 | 0 | 0 | 0 | 0 | 0 | 0 | 0 | 0 | 0 | 0 | 0 | 0 | 0 | 0
F3_Commercial_Retail (WA)_Existing_Space Heating_Natural Gas_Furnace_E8 | F3 | Commercial | Retail (WA) | Existing | Space Heating | Natural Gas | Furnace | E8 | PACT BC Ratio | 0 | 0 | 0 | 0 | 0 | 0 | 0 | 0 | 0 | 0 | 0 | 0 | 0 | 0 | 0 | 0 | 0 | 0 | 0 | 0 | 0 | 0 | 0 | 0 | 0 | 0 | 0
F3_Commercial_Retail (WA)_Existing_Space Heating_Natural Gas_Furnace_E9 | F3 | Commercial | Retail (WA) | Existing | Space Heating | Natural Gas | Furnace | E9 | PACT BC Ratio | 0 | 0 | 0 | 0 | 0 | 0 | 0 | 0 | 0 | 0 | 0 | 0 | 0 | 0 | 0 | 0 | 0 | 0 | 0 | 0 | 0 | 0 | 0 | 0 | 0 | 0 | 0
F3_Commercial_Retail (WA)_Existing_Space Heating_Natural Gas_Furnace_E10 | F3 | Commercial | Retail (WA) | Existing | Space Heating | Natural Gas | Furnace | E10 | PACT BC Ratio | 0 | 0 | 0 | 0 | 0 | 0 | 0 | 0 | 0 | 0 | 0 | 0 | 0 | 0 | 0 | 0 | 0 | 0 | 0 | 0 | 0 | 0 | 0 | 0 | 0 | 0 | 0
F4_Commercial_Retail (WA)_Existing_Space Heating_Natural Gas_Furnace_E1 | F4 | Commercial | Retail (WA) | Existing | Space Heating | Natural Gas | Furnace | E1 | RVT BC Ratio | [24 empty] | 1 | 1 | 1 | bar: 2019 to 2042
F4_Commercial_Retail (WA)_Existing_Space Heating_Natural Gas_Furnace_E2 | F4 | Commercial | Retail (WA) | Existing | Space Heating | Natural Gas | Furnace | E2 | RVT BC Ratio | 0.45273 | 0.45459 | 0.45769 | 0.46128 | 0.46539 | 0.47208 | 0.47871 | 0.48565 | 0.49174 | 0.49765 | 0.50435 | 0.5102 | 0.51672 | 0.52343 | 0.5294 | 0.53514 | 0.54019 | 0.54534 | 0.55069 | 0.5561 | 0.56151 | 0.56878 | 0.57739 | 0.5848 | 0.59236 | 0.60009 | 0.60797
F4_Commercial_Retail (WA)_Existing_Space Heating_Natural Gas_Furnace_E3 | F4 | Commercial | Retail (WA) | Existing | Space Heating | Natural Gas | Furnace | E3 | RVT BC Ratio | 1.7307 | 1.7432 | 1.764 | 1.788 | 1.8155 | 1.8603 | 1.9047 | 1.9512 | 1.992 | 2.0316 | 2.0765 | 2.1157 | 2.1593 | 2.2042 | 2.2443 | 2.2827 | 2.3165 | 2.351 | 2.3868 | 2.4231 | 2.4593 | 2.508 | 2.5657 | 2.6153 | 2.6659 | 2.7177 | 2.7705
F4_Commercial_Retail (WA)_Existing_Space Heating_Natural Gas_Furnace_E4 | F4 | Commercial | Retail (WA) | Existing | Space Heating | Natural Gas | Furnace | E4 | RVT BC Ratio | 0 | 0 | 0 | 0 | 0 | 0 | 0 | 0 | 0 | 0 | 0 | 0 | 0 | 0 | 0 | 0 | 0 | 0 | 0 | 0 | 0 | 0 | 0 | 0 | 0 | 0 | 0
F4_Commercial_Retail (WA)_Existing_Space Heating_Natural Gas_Furnace_E5 | F4 | Commercial | Retail (WA) | Existing | Space Heating | Natural Gas | Furnace | E5 | RVT BC Ratio | 0 | 0 | 0 | 0 | 0 | 0 | 0 | 0 | 0 | 0 | 0 | 0 | 0 | 0 | 0 | 0 | 0 | 0 | 0 | 0 | 0 | 0 | 0 | 0 | 0 | 0 | 0
F4_Commercial_Retail (WA)_Existing_Space Heating_Natural Gas_Furnace_E6 | F4 | Commercial | Retail (WA) | Existing | Space Heating | Natural Gas | Furnace | E6 | RVT BC Ratio | 0 | 0 | 0 | 0 | 0 | 0 | 0 | 0 | 0 | 0 | 0 | 0 | 0 | 0 | 0 | 0 | 0 | 0 | 0 | 0 | 0 | 0 | 0 | 0 | 0 | 0 | 0
F4_Commercial_Retail (WA)_Existing_Space Heating_Natural Gas_Furnace_E7 | F4 | Commercial | Retail (WA) | Existing | Space Heating | Natural Gas | Furnace | E7 | RVT BC Ratio | 0 | 0 | 0 | 0 | 0 | 0 | 0 | 0 | 0 | 0 | 0 | 0 | 0 | 0 | 0 | 0 | 0 | 0 | 0 | 0 | 0 | 0 | 0 | 0 | 0 | 0 | 0
F4_Commercial_Retail (WA)_Existing_Space Heating_Natural Gas_Furnace_E8 | F4 | Commercial | Retail (WA) | Existing | Space Heating | Natural Gas | Furnace | E8 | RVT BC Ratio | 0 | 0 | 0 | 0 | 0 | 0 | 0 | 0 | 0 | 0 | 0 | 0 | 0 | 0 | 0 | 0 | 0 | 0 | 0 | 0 | 0 | 0 | 0 | 0 | 0 | 0 | 0
F4_Commercial_Retail (WA)_Existing_Space Heating_Natural Gas_Furnace_E9 | F4 | Commercial | Retail (WA) | Existing | Space Heating | Natural Gas | Furnace | E9 | RVT BC Ratio | 0 | 0 | 0 | 0 | 0 | 0 | 0 | 0 | 0 | 0 | 0 | 0 | 0 | 0 | 0 | 0 | 0 | 0 | 0 | 0 | 0 | 0 | 0 | 0 | 0 | 0 | 0
F4_Commercial_Retail (WA)_Existing_Space Heating_Natural Gas_Furnace_E10 | F4 | Commercial | Retail (WA) | Existing | Space Heating | Natural Gas | Furnace | E10 | RVT BC Ratio | 0 | 0 | 0 | 0 | 0 | 0 | 0 | 0 | 0 | 0 | 0 | 0 | 0 | 0 | 0 | 0 | 0 | 0 | 0 | 0 | 0 | 0 | 0 | 0 | 0 | 0 | 0
F5_Commercial_Retail (WA)_Existing_Space Heating_Natural Gas_Furnace_E1 | F5 | Commercial | Retail (WA) | Existing | Space Heating | Natural Gas | Furnace | E1 | RIM BC Ratio | [24 empty] | 1 | 1 | 1 | bar: 2019 to 2042
F5_Commercial_Retail (WA)_Existing_Space Heating_Natural Gas_Furnace_E2 | F5 | Commercial | Retail (WA) | Existing | Space Heating | Natural Gas | Furnace | E2 | RIM BC Ratio | 0.29439 | 0.29782 | 0.30244 | 0.30763 | 0.31343 | 0.32141 | 0.32949 | 0.33794 | 0.34596 | 0.35408 | 0.36029 | 0.36591 | 0.37203 | 0.37829 | 0.384 | 0.38957 | 0.39469 | 0.39994 | 0.40539 | 0.41094 | 0.41657 | 0.42163 | 0.42751 | 0.43246 | 0.43743 | 0.4424 | 0.44738
F5_Commercial_Retail (WA)_Existing_Space Heating_Natural Gas_Furnace_E3 | F5 | Commercial | Retail (WA) | Existing | Space Heating | Natural Gas | Furnace | E3 | RIM BC Ratio | 0.6666 | 0.67195 | 0.67835 | 0.68538 | 0.69306 | 0.70223 | 0.71163 | 0.72141 | 0.73123 | 0.7414 | 0.74664 | 0.75165 | 0.75697 | 0.76238 | 0.76751 | 0.77262 | 0.77756 | 0.78265 | 0.78794 | 0.79337 | 0.79895 | 0.8017 | 0.80485 | 0.80745 | 0.81001 | 0.81253 | 0.81502
F5_Commercial_Retail (WA)_Existing_Space Heating_Natural Gas_Furnace_E4 | F5 | Commercial | Retail (WA) | Existing | Space Heating | Natural Gas | Furnace | E4 | RIM BC Ratio | 0 | 0 | 0 | 0 | 0 | 0 | 0 | 0 | 0 | 0 | 0 | 0 | 0 | 0 | 0 | 0 | 0 | 0 | 0 | 0 | 0 | 0 | 0 | 0 | 0 | 0 | 0
F5_Commercial_Retail (WA)_Existing_Space Heating_Natural Gas_Furnace_E5 | F5 | Commercial | Retail (WA) | Existing | Space Heating | Natural Gas | Furnace | E5 | RIM BC Ratio | 0 | 0 | 0 | 0 | 0 | 0 | 0 | 0 | 0 | 0 | 0 | 0 | 0 | 0 | 0 | 0 | 0 | 0 | 0 | 0 | 0 | 0 | 0 | 0 | 0 | 0 | 0
F5_Commercial_Retail (WA)_Existing_Space Heating_Natural Gas_Furnace_E6 | F5 | Commercial | Retail (WA) | Existing | Space Heating | Natural Gas | Furnace | E6 | RIM BC Ratio | 0 | 0 | 0 | 0 | 0 | 0 | 0 | 0 | 0 | 0 | 0 | 0 | 0 | 0 | 0 | 0 | 0 | 0 | 0 | 0 | 0 | 0 | 0 | 0 | 0 | 0 | 0
F5_Commercial_Retail (WA)_Existing_Space Heating_Natural Gas_Furnace_E7 | F5 | Commercial | Retail (WA) | Existing | Space Heating | Natural Gas | Furnace | E7 | RIM BC Ratio | 0 | 0 | 0 | 0 | 0 | 0 | 0 | 0 | 0 | 0 | 0 | 0 | 0 | 0 | 0 | 0 | 0 | 0 | 0 | 0 | 0 | 0 | 0 | 0 | 0 | 0 | 0
F5_Commercial_Retail (WA)_Existing_Space Heating_Natural Gas_Furnace_E8 | F5 | Commercial | Retail (WA) | Existing | Space Heating | Natural Gas | Furnace | E8 | RIM BC Ratio | 0 | 0 | 0 | 0 | 0 | 0 | 0 | 0 | 0 | 0 | 0 | 0 | 0 | 0 | 0 | 0 | 0 | 0 | 0 | 0 | 0 | 0 | 0 | 0 | 0 | 0 | 0
F5_Commercial_Retail (WA)_Existing_Space Heating_Natural Gas_Furnace_E9 | F5 | Commercial | Retail (WA) | Existing | Space Heating | Natural Gas | Furnace | E9 | RIM BC Ratio | 0 | 0 | 0 | 0 | 0 | 0 | 0 | 0 | 0 | 0 | 0 | 0 | 0 | 0 | 0 | 0 | 0 | 0 | 0 | 0 | 0 | 0 | 0 | 0 | 0 | 0 | 0
F5_Commercial_Retail (WA)_Existing_Space Heating_Natural Gas_Furnace_E10 | F5 | Commercial | Retail (WA) | Existing | Space Heating | Natural Gas | Furnace | E10 | RIM BC Ratio | 0 | 0 | 0 | 0 | 0 | 0 | 0 | 0 | 0 | 0 | 0 | 0 | 0 | 0 | 0 | 0 | 0 | 0 | 0 | 0 | 0 | 0 | 0 | 0 | 0 | 0 | 0
F0_Commercial_Retail (WA)_Existing_Space Heating_Natural Gas_Boiler_E0 | F0 | Commercial | Retail (WA) | Existing | Space Heating | Natural Gas | Boiler | E0 | Economic Unit | AFUE 97% | AFUE 97% | AFUE 97% | AFUE 97% | AFUE 97% | AFUE 97% | AFUE 97% | AFUE 97% | AFUE 97% | AFUE 97% | AFUE 97% | AFUE 97% | AFUE 97% | AFUE 97% | AFUE 97% | AFUE 97% | AFUE 97% | AFUE 97% | AFUE 97% | AFUE 97% | AFUE 97% | AFUE 97% | AFUE 97% | AFUE 97% | AFUE 97% | AFUE 97% | AFUE 97%
F1_Commercial_Retail (WA)_Existing_Space Heating_Natural Gas_Boiler_E1 | F1 | Commercial | Retail (WA) | Existing | Space Heating | Natural Gas | Boiler | E1 | CCE | 0 | 0 | 0 | 0 | 0 | 0 | 0 | 0 | 0 | 0 | 0 | 0 | 0 | 0 | 0 | 0 | 0 | 0 | 0 | 0 | 0 | 0 | 0 | 0 | 0 | 0 | 0
F1_Commercial_Retail (WA)_Existing_Space Heating_Natural Gas_Boiler_E2 | F1 | Commercial | Retail (WA) | Existing | Space Heating | Natural Gas | Boiler | E2 | CCE | 0.00097888 | 0.0010158 | 0.0010158 | 0.0010158 | 0.0010158 | 0.0010158 | 0.0010158 | 0.0010158 | 0.0010158 | 0.0010158 | 0.0010158 | 0.0010158 | 0.0010158 | 0.0010158 | 0.0010158 | 0.0010158 | 0.0010158 | 0.0010158 | 0.0010158 | 0.0010158 | 0.0010158 | 0.0010158 | 0.0010158 | 0.0010158 | 0.0010158 | 0.0010158 | 0.0010158
F1_Commercial_Retail (WA)_Existing_Space Heating_Natural Gas_Boiler_E3 | F1 | Commercial | Retail (WA) | Existing | Space Heating | Natural Gas | Boiler | E3 | CCE | -0.00021396 | -0.00022204 | -0.00022204 | -0.00022204 | -0.00022204 | -0.00022204 | -0.00022204 | -0.00022204 | -0.00022204 | -0.00022204 | -0.00022204 | -0.00022204 | -0.00022204 | -0.00022204 | -0.00022204 | -0.00022204 | -0.00022204 | -0.00022204 | -0.00022204 | -0.00022204 | -0.00022204 | -0.00022204 | -0.00022204 | -0.00022204 | -0.00022204 | -0.00022204 | -0.00022204
F1_Commercial_Retail (WA)_Existing_Space Heating_Natural Gas_Boiler_E4 | F1 | Commercial | Retail (WA) | Existing | Space Heating | Natural Gas | Boiler | E4 | CCE | 0.022505 | 0.023354 | 0.023354 | 0.023354 | 0.023354 | 0.023354 | 0.023354 | 0.023354 | 0.023354 | 0.023354 | 0.023354 | 0.023354 | 0.023354 | 0.023354 | 0.023354 | 0.023354 | 0.023354 | 0.023354 | 0.023354 | 0.023354 | 0.023354 | 0.023354 | 0.023354 | 0.023354 | 0.023354 | 0.023354 | 0.023354
F1_Commercial_Retail (WA)_Existing_Space Heating_Natural Gas_Boiler_E5 | F1 | Commercial | Retail (WA) | Existing | Space Heating | Natural Gas | Boiler | E5 | CCE | 0 | 0 | 0 | 0 | 0 | 0 | 0 | 0 | 0 | 0 | 0 | 0 | 0 | 0 | 0 | 0 | 0 | 0 | 0 | 0 | 0 | 0 | 0 | 0 | 0 | 0 | 0
F1_Commercial_Retail (WA)_Existing_Space Heating_Natural Gas_Boiler_E6 | F1 | Commercial | Retail (WA) | Existing | Space Heating | Natural Gas | Boiler | E6 | CCE | 0 | 0 | 0 | 0 | 0 | 0 | 0 | 0 | 0 | 0 | 0 | 0 | 0 | 0 | 0 | 0 | 0 | 0 | 0 | 0 | 0 | 0 | 0 | 0 | 0 | 0 | 0
F1_Commercial_Retail (WA)_Existing_Space Heating_Natural Gas_Boiler_E7 | F1 | Commercial | Retail (WA) | Existing | Space Heating | Natural Gas | Boiler | E7 | CCE | 0 | 0 | 0 | 0 | 0 | 0 | 0 | 0 | 0 | 0 | 0 | 0 | 0 | 0 | 0 | 0 | 0 | 0 | 0 | 0 | 0 | 0 | 0 | 0 | 0 | 0 | 0
F1_Commercial_Retail (WA)_Existing_Space Heating_Natural Gas_Boiler_E8 | F1 | Commercial | Retail (WA) | Existing | Space Heating | Natural Gas | Boiler | E8 | CCE | 0 | 0 | 0 | 0 | 0 | 0 | 0 | 0 | 0 | 0 | 0 | 0 | 0 | 0 | 0 | 0 | 0 | 0 | 0 | 0 | 0 | 0 | 0 | 0 | 0 | 0 | 0
F1_Commercial_Retail (WA)_Existing_Space Heating_Natural Gas_Boiler_E9 | F1 | Commercial | Retail (WA) | Existing | Space Heating | Natural Gas | Boiler | E9 | CCE | 0 | 0 | 0 | 0 | 0 | 0 | 0 | 0 | 0 | 0 | 0 | 0 | 0 | 0 | 0 | 0 | 0 | 0 | 0 | 0 | 0 | 0 | 0 | 0 | 0 | 0 | 0
F1_Commercial_Retail (WA)_Existing_Space Heating_Natural Gas_Boiler_E10 | F1 | Commercial | Retail (WA) | Existing | Space Heating | Natural Gas | Boiler | E10 | CCE | 0 | 0 | 0 | 0 | 0 | 0 | 0 | 0 | 0 | 0 | 0 | 0 | 0 | 0 | 0 | 0 | 0 | 0 | 0 | 0 | 0 | 0 | 0 | 0 | 0 | 0 | 0
F2_Commercial_Retail (WA)_Existing_Space Heating_Natural Gas_Boiler_E1 | F2 | Commercial | Retail (WA) | Existing | Space Heating | Natural Gas | Boiler | E1 | TRC BC Ratio | [24 empty] | 1 | 1 | 1 | bar: 2019 to 2042
F2_Commercial_Retail (WA)_Existing_Space Heating_Natural Gas_Boiler_E2 | F2 | Commercial | Retail (WA) | Existing | Space Heating | Natural Gas | Boiler | E2 | TRC BC Ratio | 4.3383 | 4.414 | 4.5075 | 4.6092 | 4.7196 | 4.8646 | 5.0123 | 5.1679 | 5.3175 | 5.4696 | 5.6085 | 5.739 | 5.88 | 6.0248 | 6.1617 | 6.2976 | 6.4266 | 6.5593 | 6.697 | 6.8382 | 6.9821 | 7.1322 | 7.3011 | 7.4528 | 7.6061 | 7.7233 | 7.8287
F2_Commercial_Retail (WA)_Existing_Space Heating_Natural Gas_Boiler_E3 | F2 | Commercial | Retail (WA) | Existing | Space Heating | Natural Gas | Boiler | E3 | TRC BC Ratio | [24 empty] | 1 | 1 | 1 | bar: 2019 to 2042
F2_Commercial_Retail (WA)_Existing_Space Heating_Natural Gas_Boiler_E4 | F2 | Commercial | Retail (WA) | Existing | Space Heating | Natural Gas | Boiler | E4 | TRC BC Ratio | 0.21749 | 0.22193 | 0.22683 | 0.23191 | 0.23718 | 0.24324 | 0.2494 | 0.25582 | 0.26219 | 0.26868 | 0.27496 | 0.28113 | 0.28759 | 0.29414 | 0.30059 | 0.30708 | 0.31349 | 0.32006 | 0.32682 | 0.33374 | 0.3408 | 0.34801 | 0.35564 | 0.36286 | 0.37006 | 0.37343 | 0.37541
F2_Commercial_Retail (WA)_Existing_Space Heating_Natural Gas_Boiler_E5 | F2 | Commercial | Retail (WA) | Existing | Space Heating | Natural Gas | Boiler | E5 | TRC BC Ratio | 0 | 0 | 0 | 0 | 0 | 0 | 0 | 0 | 0 | 0 | 0 | 0 | 0 | 0 | 0 | 0 | 0 | 0 | 0 | 0 | 0 | 0 | 0 | 0 | 0 | 0 | 0
F2_Commercial_Retail (WA)_Existing_Space Heating_Natural Gas_Boiler_E6 | F2 | Commercial | Retail (WA) | Existing | Space Heating | Natural Gas | Boiler | E6 | TRC BC Ratio | 0 | 0 | 0 | 0 | 0 | 0 | 0 | 0 | 0 | 0 | 0 | 0 | 0 | 0 | 0 | 0 | 0 | 0 | 0 | 0 | 0 | 0 | 0 | 0 | 0 | 0 | 0
F2_Commercial_Retail (WA)_Existing_Space Heating_Natural Gas_Boiler_E7 | F2 | Commercial | Retail (WA) | Existing | Space Heating | Natural Gas | Boiler | E7 | TRC BC Ratio | 0 | 0 | 0 | 0 | 0 | 0 | 0 | 0 | 0 | 0 | 0 | 0 | 0 | 0 | 0 | 0 | 0 | 0 | 0 | 0 | 0 | 0 | 0 | 0 | 0 | 0 | 0
F2_Commercial_Retail (WA)_Existing_Space Heating_Natural Gas_Boiler_E8 | F2 | Commercial | Retail (WA) | Existing | Space Heating | Natural Gas | Boiler | E8 | TRC BC Ratio | 0 | 0 | 0 | 0 | 0 | 0 | 0 | 0 | 0 | 0 | 0 | 0 | 0 | 0 | 0 | 0 | 0 | 0 | 0 | 0 | 0 | 0 | 0 | 0 | 0 | 0 | 0
F2_Commercial_Retail (WA)_Existing_Space Heating_Natural Gas_Boiler_E9 | F2 | Commercial | Retail (WA) | Existing | Space Heating | Natural Gas | Boiler | E9 | TRC BC Ratio | 0 | 0 | 0 | 0 | 0 | 0 | 0 | 0 | 0 | 0 | 0 | 0 | 0 | 0 | 0 | 0 | 0 | 0 | 0 | 0 | 0 | 0 | 0 | 0 | 0 | 0 | 0
F2_Commercial_Retail (WA)_Existing_Space Heating_Natural Gas_Boiler_E10 | F2 | Commercial | Retail (WA) | Existing | Space Heating | Natural Gas | Boiler | E10 | TRC BC Ratio | 0 | 0 | 0 | 0 | 0 | 0 | 0 | 0 | 0 | 0 | 0 | 0 | 0 | 0 | 0 | 0 | 0 | 0 | 0 | 0 | 0 | 0 | 0 | 0 | 0 | 0 | 0
F3_Commercial_Retail (WA)_Existing_Space Heating_Natural Gas_Boiler_E1 | F3 | Commercial | Retail (WA) | Existing | Space Heating | Natural Gas | Boiler | E1 | PACT BC Ratio | [24 empty] | 1 | 1 | 1 | bar: 2019 to 2042
F3_Commercial_Retail (WA)_Existing_Space Heating_Natural Gas_Boiler_E2 | F3 | Commercial | Retail (WA) | Existing | Space Heating | Natural Gas | Boiler | E2 | PACT BC Ratio | 12.1511 | 12.3631 | 12.6251 | 12.9099 | 13.2193 | 13.6252 | 14.039 | 14.4747 | 14.8938 | 15.3198 | 15.709 | 16.0744 | 16.4695 | 16.8748 | 17.2584 | 17.6389 | 18.0003 | 18.3721 | 18.7578 | 19.1531 | 19.5562 | 19.9766 | 20.4496 | 20.8747 | 21.304 | 21.6322 | 21.9275
F3_Commercial_Retail (WA)_Existing_Space Heating_Natural Gas_Boiler_E3 | F3 | Commercial | Retail (WA) | Existing | Space Heating | Natural Gas | Boiler | E3 | PACT BC Ratio | [24 empty] | 1 | 1 | 1 | bar: 2019 to 2042
F3_Commercial_Retail (WA)_Existing_Space Heating_Natural Gas_Boiler_E4 | F3 | Commercial | Retail (WA) | Existing | Space Heating | Natural Gas | Boiler | E4 | PACT BC Ratio | 0.60916 | 0.6216 | 0.63534 | 0.64957 | 0.66432 | 0.68129 | 0.69855 | 0.71653 | 0.73436 | 0.75256 | 0.77014 | 0.78741 | 0.80552 | 0.82386 | 0.84191 | 0.8601 | 0.87806 | 0.89647 | 0.91541 | 0.93477 | 0.95454 | 0.97474 | 0.99611 | 1.0163 | 1.0365 | 1.0459 | 1.0515
F3_Commercial_Retail (WA)_Existing_Space Heating_Natural Gas_Boiler_E5 | F3 | Commercial | Retail (WA) | Existing | Space Heating | Natural Gas | Boiler | E5 | PACT BC Ratio | 0 | 0 | 0 | 0 | 0 | 0 | 0 | 0 | 0 | 0 | 0 | 0 | 0 | 0 | 0 | 0 | 0 | 0 | 0 | 0 | 0 | 0 | 0 | 0 | 0 | 0 | 0
F3_Commercial_Retail (WA)_Existing_Space Heating_Natural Gas_Boiler_E6 | F3 | Commercial | Retail (WA) | Existing | Space Heating | Natural Gas | Boiler | E6 | PACT BC Ratio | 0 | 0 | 0 | 0 | 0 | 0 | 0 | 0 | 0 | 0 | 0 | 0 | 0 | 0 | 0 | 0 | 0 | 0 | 0 | 0 | 0 | 0 | 0 | 0 | 0 | 0 | 0
F3_Commercial_Retail (WA)_Existing_Space Heating_Natural Gas_Boiler_E7 | F3 | Commercial | Retail (WA) | Existing | Space Heating | Natural Gas | Boiler | E7 | PACT BC Ratio | 0 | 0 | 0 | 0 | 0 | 0 | 0 | 0 | 0 | 0 | 0 | 0 | 0 | 0 | 0 | 0 | 0 | 0 | 0 | 0 | 0 | 0 | 0 | 0 | 0 | 0 | 0
F3_Commercial_Retail (WA)_Existing_Space Heating_Natural Gas_Boiler_E8 | F3 | Commercial | Retail (WA) | Existing | Space Heating | Natural Gas | Boiler | E8 | PACT BC Ratio | 0 | 0 | 0 | 0 | 0 | 0 | 0 | 0 | 0 | 0 | 0 | 0 | 0 | 0 | 0 | 0 | 0 | 0 | 0 | 0 | 0 | 0 | 0 | 0 | 0 | 0 | 0
F3_Commercial_Retail (WA)_Existing_Space Heating_Natural Gas_Boiler_E9 | F3 | Commercial | Retail (WA) | Existing | Space Heating | Natural Gas | Boiler | E9 | PACT BC Ratio | 0 | 0 | 0 | 0 | 0 | 0 | 0 | 0 | 0 | 0 | 0 | 0 | 0 | 0 | 0 | 0 | 0 | 0 | 0 | 0 | 0 | 0 | 0 | 0 | 0 | 0 | 0
F3_Commercial_Retail (WA)_Existing_Space Heating_Natural Gas_Boiler_E10 | F3 | Commercial | Retail (WA) | Existing | Space Heating | Natural Gas | Boiler | E10 | PACT BC Ratio | 0 | 0 | 0 | 0 | 0 | 0 | 0 | 0 | 0 | 0 | 0 | 0 | 0 | 0 | 0 | 0 | 0 | 0 | 0 | 0 | 0 | 0 | 0 | 0 | 0 | 0 | 0
F4_Commercial_Retail (WA)_Existing_Space Heating_Natural Gas_Boiler_E1 | F4 | Commercial | Retail (WA) | Existing | Space Heating | Natural Gas | Boiler | E1 | RVT BC Ratio | [24 empty] | 1 | 1 | 1 | bar: 2019 to 2042
F4_Commercial_Retail (WA)_Existing_Space Heating_Natural Gas_Boiler_E2 | F4 | Commercial | Retail (WA) | Existing | Space Heating | Natural Gas | Boiler | E2 | RVT BC Ratio | 6.1302 | 6.2013 | 6.2952 | 6.3978 | 6.5095 | 6.6674 | 6.8254 | 6.9907 | 7.1429 | 7.294 | 7.4612 | 7.6158 | 7.7831 | 7.9539 | 8.1128 | 8.2686 | 8.4137 | 8.5618 | 8.7145 | 8.8695 | 9.0259 | 9.215 | 9.4278 | 9.619 | 9.8121 | 9.9598 | 10.0926
F4_Commercial_Retail (WA)_Existing_Space Heating_Natural Gas_Boiler_E3 | F4 | Commercial | Retail (WA) | Existing | Space Heating | Natural Gas | Boiler | E3 | RVT BC Ratio | [24 empty] | 1 | 1 | 1 | bar: 2019 to 2042
F4_Commercial_Retail (WA)_Existing_Space Heating_Natural Gas_Boiler_E4 | F4 | Commercial | Retail (WA) | Existing | Space Heating | Natural Gas | Boiler | E4 | RVT BC Ratio | 0.51532 | 0.51994 | 0.52516 | 0.53058 | 0.53621 | 0.54292 | 0.54972 | 0.55683 | 0.56382 | 0.57093 | 0.57857 | 0.58612 | 0.59404 | 0.60203 | 0.60985 | 0.61769 | 0.62538 | 0.63324 | 0.64129 | 0.6495 | 0.65783 | 0.66692 | 0.67653 | 0.68564 | 0.69471 | 0.69895 | 0.70145
F4_Commercial_Retail (WA)_Existing_Space Heating_Natural Gas_Boiler_E5 | F4 | Commercial | Retail (WA) | Existing | Space Heating | Natural Gas | Boiler | E5 | RVT BC Ratio | 0 | 0 | 0 | 0 | 0 | 0 | 0 | 0 | 0 | 0 | 0 | 0 | 0 | 0 | 0 | 0 | 0 | 0 | 0 | 0 | 0 | 0 | 0 | 0 | 0 | 0 | 0
F4_Commercial_Retail (WA)_Existing_Space Heating_Natural Gas_Boiler_E6 | F4 | Commercial | Retail (WA) | Existing | Space Heating | Natural Gas | Boiler | E6 | RVT BC Ratio | 0 | 0 | 0 | 0 | 0 | 0 | 0 | 0 | 0 | 0 | 0 | 0 | 0 | 0 | 0 | 0 | 0 | 0 | 0 | 0 | 0 | 0 | 0 | 0 | 0 | 0 | 0
F4_Commercial_Retail (WA)_Existing_Space Heating_Natural Gas_Boiler_E7 | F4 | Commercial | Retail (WA) | Existing | Space Heating | Natural Gas | Boiler | E7 | RVT BC Ratio | 0 | 0 | 0 | 0 | 0 | 0 | 0 | 0 | 0 | 0 | 0 | 0 | 0 | 0 | 0 | 0 | 0 | 0 | 0 | 0 | 0 | 0 | 0 | 0 | 0 | 0 | 0
F4_Commercial_Retail (WA)_Existing_Space Heating_Natural Gas_Boiler_E8 | F4 | Commercial | Retail (WA) | Existing | Space Heating | Natural Gas | Boiler | E8 | RVT BC Ratio | 0 | 0 | 0 | 0 | 0 | 0 | 0 | 0 | 0 | 0 | 0 | 0 | 0 | 0 | 0 | 0 | 0 | 0 | 0 | 0 | 0 | 0 | 0 | 0 | 0 | 0 | 0
F4_Commercial_Retail (WA)_Existing_Space Heating_Natural Gas_Boiler_E9 | F4 | Commercial | Retail (WA) | Existing | Space Heating | Natural Gas | Boiler | E9 | RVT BC Ratio | 0 | 0 | 0 | 0 | 0 | 0 | 0 | 0 | 0 | 0 | 0 | 0 | 0 | 0 | 0 | 0 | 0 | 0 | 0 | 0 | 0 | 0 | 0 | 0 | 0 | 0 | 0
F4_Commercial_Retail (WA)_Existing_Space Heating_Natural Gas_Boiler_E10 | F4 | Commercial | Retail (WA) | Existing | Space Heating | Natural Gas | Boiler | E10 | RVT BC Ratio | 0 | 0 | 0 | 0 | 0 | 0 | 0 | 0 | 0 | 0 | 0 | 0 | 0 | 0 | 0 | 0 | 0 | 0 | 0 | 0 | 0 | 0 | 0 | 0 | 0 | 0 | 0
F5_Commercial_Retail (WA)_Existing_Space Heating_Natural Gas_Boiler_E1 | F5 | Commercial | Retail (WA) | Existing | Space Heating | Natural Gas | Boiler | E1 | RIM BC Ratio | [24 empty] | 1 | 1 | 1 | bar: 2019 to 2042
F5_Commercial_Retail (WA)_Existing_Space Heating_Natural Gas_Boiler_E2 | F5 | Commercial | Retail (WA) | Existing | Space Heating | Natural Gas | Boiler | E2 | RIM BC Ratio | 0.8224 | 0.82745 | 0.83277 | 0.83832 | 0.84411 | 0.85003 | 0.85614 | 0.86243 | 0.869 | 0.87583 | 0.87849 | 0.88113 | 0.88387 | 0.88666 | 0.88948 | 0.89236 | 0.89531 | 0.89835 | 0.90151 | 0.90477 | 0.90815 | 0.90904 | 0.91 | 0.91083 | 0.91163 | 0.91222 | 0.91274
F5_Commercial_Retail (WA)_Existing_Space Heating_Natural Gas_Boiler_E3 | F5 | Commercial | Retail (WA) | Existing | Space Heating | Natural Gas | Boiler | E3 | RIM BC Ratio | [24 empty] | 1 | 1 | 1 | bar: 2019 to 2042
F5_Commercial_Retail (WA)_Existing_Space Heating_Natural Gas_Boiler_E4 | F5 | Commercial | Retail (WA) | Existing | Space Heating | Natural Gas | Boiler | E4 | RIM BC Ratio | 0.36485 | 0.36991 | 0.37536 | 0.38093 | 0.3866 | 0.39289 | 0.39919 | 0.40562 | 0.41191 | 0.41822 | 0.42379 | 0.42913 | 0.43463 | 0.44009 | 0.44539 | 0.45065 | 0.45578 | 0.46095 | 0.46618 | 0.47144 | 0.47673 | 0.48172 | 0.48688 | 0.49166 | 0.49633 | 0.49848 | 0.49974
F5_Commercial_Retail (WA)_Existing_Space Heating_Natural Gas_Boiler_E5 | F5 | Commercial | Retail (WA) | Existing | Space Heating | Natural Gas | Boiler | E5 | RIM BC Ratio | 0 | 0 | 0 | 0 | 0 | 0 | 0 | 0 | 0 | 0 | 0 | 0 | 0 | 0 | 0 | 0 | 0 | 0 | 0 | 0 | 0 | 0 | 0 | 0 | 0 | 0 | 0
F5_Commercial_Retail (WA)_Existing_Space Heating_Natural Gas_Boiler_E6 | F5 | Commercial | Retail (WA) | Existing | Space Heating | Natural Gas | Boiler | E6 | RIM BC Ratio | 0 | 0 | 0 | 0 | 0 | 0 | 0 | 0 | 0 | 0 | 0 | 0 | 0 | 0 | 0 | 0 | 0 | 0 | 0 | 0 | 0 | 0 | 0 | 0 | 0 | 0 | 0
F5_Commercial_Retail (WA)_Existing_Space Heating_Natural Gas_Boiler_E7 | F5 | Commercial | Retail (WA) | Existing | Space Heating | Natural Gas | Boiler | E7 | RIM BC Ratio | 0 | 0 | 0 | 0 | 0 | 0 | 0 | 0 | 0 | 0 | 0 | 0 | 0 | 0 | 0 | 0 | 0 | 0 | 0 | 0 | 0 | 0 | 0 | 0 | 0 | 0 | 0
F5_Commercial_Retail (WA)_Existing_Space Heating_Natural Gas_Boiler_E8 | F5 | Commercial | Retail (WA) | Existing | Space Heating | Natural Gas | Boiler | E8 | RIM BC Ratio | 0 | 0 | 0 | 0 | 0 | 0 | 0 | 0 | 0 | 0 | 0 | 0 | 0 | 0 | 0 | 0 | 0 | 0 | 0 | 0 | 0 | 0 | 0 | 0 | 0 | 0 | 0
F5_Commercial_Retail (WA)_Existing_Space Heating_Natural Gas_Boiler_E9 | F5 | Commercial | Retail (WA) | Existing | Space Heating | Natural Gas | Boiler | E9 | RIM BC Ratio | 0 | 0 | 0 | 0 | 0 | 0 | 0 | 0 | 0 | 0 | 0 | 0 | 0 | 0 | 0 | 0 | 0 | 0 | 0 | 0 | 0 | 0 | 0 | 0 | 0 | 0 | 0
F5_Commercial_Retail (WA)_Existing_Space Heating_Natural Gas_Boiler_E10 | F5 | Commercial | Retail (WA) | Existing | Space Heating | Natural Gas | Boiler | E10 | RIM BC Ratio | 0 | 0 | 0 | 0 | 0 | 0 | 0 | 0 | 0 | 0 | 0 | 0 | 0 | 0 | 0 | 0 | 0 | 0 | 0 | 0 | 0 | 0 | 0 | 0 | 0 | 0 | 0
F0_Commercial_Retail (WA)_Existing_Space Heating_Natural Gas_Unit Heater_E0 | F0 | Commercial | Retail (WA) | Existing | Space Heating | Natural Gas | Unit Heater | E0 | Economic Unit | Infrared Radiant | Infrared Radiant | Infrared Radiant | Infrared Radiant | Infrared Radiant | Infrared Radiant | Infrared Radiant | Infrared Radiant | Infrared Radiant | Infrared Radiant | Infrared Radiant | Infrared Radiant | Infrared Radiant | Infrared Radiant | Infrared Radiant | Infrared Radiant | Infrared Radiant | Infrared Radiant | Infrared Radiant | Infrared Radiant | Infrared Radiant | Infrared Radiant | Infrared Radiant | Infrared Radiant | Infrared Radiant | Infrared Radiant | Infrared Radiant
F1_Commercial_Retail (WA)_Existing_Space Heating_Natural Gas_Unit Heater_E1 | F1 | Commercial | Retail (WA) | Existing | Space Heating | Natural Gas | Unit Heater | E1 | CCE | 0 | 0 | 0 | 0 | 0 | 0 | 0 | 0 | 0 | 0 | 0 | 0 | 0 | 0 | 0 | 0 | 0 | 0 | 0 | 0 | 0 | 0 | 0 | 0 | 0 | 0 | 0
F1_Commercial_Retail (WA)_Existing_Space Heating_Natural Gas_Unit Heater_E2 | F1 | Commercial | Retail (WA) | Existing | Space Heating | Natural Gas | Unit Heater | E2 | CCE | 0.00048274 | 0.00050097 | 0.00050097 | 0.00050097 | 0.00050097 | 0.00050097 | 0.00050097 | 0.00050097 | 0.00050097 | 0.00050097 | 0.00050097 | 0.00050097 | 0.00050097 | 0.00050097 | 0.00050097 | 0.00050097 | 0.00050097 | 0.00050097 | 0.00050097 | 0.00050097 | 0.00050097 | 0.00050097 | 0.00050097 | 0.00050097 | 0.00050097 | 0.00050097 | 0.00050097
F1_Commercial_Retail (WA)_Existing_Space Heating_Natural Gas_Unit Heater_E3 | F1 | Commercial | Retail (WA) | Existing | Space Heating | Natural Gas | Unit Heater | E3 | CCE | 0.00015151 | 0.00015723 | 0.00015723 | 0.00015723 | 0.00015723 | 0.00015723 | 0.00015723 | 0.00015723 | 0.00015723 | 0.00015723 | 0.00015723 | 0.00015723 | 0.00015723 | 0.00015723 | 0.00015723 | 0.00015723 | 0.00015723 | 0.00015723 | 0.00015723 | 0.00015723 | 0.00015723 | 0.00015723 | 0.00015723 | 0.00015723 | 0.00015723 | 0.00015723 | 0.00015723
F1_Commercial_Retail (WA)_Existing_Space Heating_Natural Gas_Unit Heater_E4 | F1 | Commercial | Retail (WA) | Existing | Space Heating | Natural Gas | Unit Heater | E4 | CCE | 0 | 0 | 0 | 0 | 0 | 0 | 0 | 0 | 0 | 0 | 0 | 0 | 0 | 0 | 0 | 0 | 0 | 0 | 0 | 0 | 0 | 0 | 0 | 0 | 0 | 0 | 0
F1_Commercial_Retail (WA)_Existing_Space Heating_Natural Gas_Unit Heater_E5 | F1 | Commercial | Retail (WA) | Existing | Space Heating | Natural Gas | Unit Heater | E5 | CCE | 0 | 0 | 0 | 0 | 0 | 0 | 0 | 0 | 0 | 0 | 0 | 0 | 0 | 0 | 0 | 0 | 0 | 0 | 0 | 0 | 0 | 0 | 0 | 0 | 0 | 0 | 0
F1_Commercial_Retail (WA)_Existing_Space Heating_Natural Gas_Unit Heater_E6 | F1 | Commercial | Retail (WA) | Existing | Space Heating | Natural Gas | Unit Heater | E6 | CCE | 0 | 0 | 0 | 0 | 0 | 0 | 0 | 0 | 0 | 0 | 0 | 0 | 0 | 0 | 0 | 0 | 0 | 0 | 0 | 0 | 0 | 0 | 0 | 0 | 0 | 0 | 0
F1_Commercial_Retail (WA)_Existing_Space Heating_Natural Gas_Unit Heater_E7 | F1 | Commercial | Retail (WA) | Existing | Space Heating | Natural Gas | Unit Heater | E7 | CCE | 0 | 0 | 0 | 0 | 0 | 0 | 0 | 0 | 0 | 0 | 0 | 0 | 0 | 0 | 0 | 0 | 0 | 0 | 0 | 0 | 0 | 0 | 0 | 0 | 0 | 0 | 0
F1_Commercial_Retail (WA)_Existing_Space Heating_Natural Gas_Unit Heater_E8 | F1 | Commercial | Retail (WA) | Existing | Space Heating | Natural Gas | Unit Heater | E8 | CCE | 0 | 0 | 0 | 0 | 0 | 0 | 0 | 0 | 0 | 0 | 0 | 0 | 0 | 0 | 0 | 0 | 0 | 0 | 0 | 0 | 0 | 0 | 0 | 0 | 0 | 0 | 0
F1_Commercial_Retail (WA)_Existing_Space Heating_Natural Gas_Unit Heater_E9 | F1 | Commercial | Retail (WA) | Existing | Space Heating | Natural Gas | Unit Heater | E9 | CCE | 0 | 0 | 0 | 0 | 0 | 0 | 0 | 0 | 0 | 0 | 0 | 0 | 0 | 0 | 0 | 0 | 0 | 0 | 0 | 0 | 0 | 0 | 0 | 0 | 0 | 0 | 0
F1_Commercial_Retail (WA)_Existing_Space Heating_Natural Gas_Unit Heater_E10 | F1 | Commercial | Retail (WA) | Existing | Space Heating | Natural Gas | Unit Heater | E10 | CCE | 0 | 0 | 0 | 0 | 0 | 0 | 0 | 0 | 0 | 0 | 0 | 0 | 0 | 0 | 0 | 0 | 0 | 0 | 0 | 0 | 0 | 0 | 0 | 0 | 0 | 0 | 0
F2_Commercial_Retail (WA)_Existing_Space Heating_Natural Gas_Unit Heater_E1 | F2 | Commercial | Retail (WA) | Existing | Space Heating | Natural Gas | Unit Heater | E1 | TRC BC Ratio | [24 empty] | 1 | 1 | 1 | bar: 2019 to 2042
F2_Commercial_Retail (WA)_Existing_Space Heating_Natural Gas_Unit Heater_E2 | F2 | Commercial | Retail (WA) | Existing | Space Heating | Natural Gas | Unit Heater | E2 | TRC BC Ratio | 8.2118 | 8.3468 | 8.5229 | 8.7171 | 8.9308 | 9.2254 | 9.5254 | 9.8431 | 10.1471 | 10.4558 | 10.7322 | 10.9871 | 11.2662 | 11.5527 | 11.8195 | 12.0824 | 12.3278 | 12.5807 | 12.8442 | 13.1144 | 13.3898 | 13.6804 | 14.0169 | 14.3144 | 14.6182 | 14.9285 | 15.2453
F2_Commercial_Retail (WA)_Existing_Space Heating_Natural Gas_Unit Heater_E3 | F2 | Commercial | Retail (WA) | Existing | Space Heating | Natural Gas | Unit Heater | E3 | TRC BC Ratio | 36.4528 | 37.4136 | 38.355 | 39.2407 | 40.0672 | 40.8155 | 41.5594 | 42.3293 | 43.1907 | 44.0799 | 45.0274 | 46.0261 | 47.0257 | 47.9841 | 48.9846 | 50.0142 | 51.085 | 52.1766 | 53.2871 | 54.4201 | 55.5776 | 56.7519 | 57.918 | 59.1473 | 60.4027 | 61.6848 | 62.994
F2_Commercial_Retail (WA)_Existing_Space Heating_Natural Gas_Unit Heater_E4 | F2 | Commercial | Retail (WA) | Existing | Space Heating | Natural Gas | Unit Heater | E4 | TRC BC Ratio | 0 | 0 | 0 | 0 | 0 | 0 | 0 | 0 | 0 | 0 | 0 | 0 | 0 | 0 | 0 | 0 | 0 | 0 | 0 | 0 | 0 | 0 | 0 | 0 | 0 | 0 | 0
F2_Commercial_Retail (WA)_Existing_Space Heating_Natural Gas_Unit Heater_E5 | F2 | Commercial | Retail (WA) | Existing | Space Heating | Natural Gas | Unit Heater | E5 | TRC BC Ratio | 0 | 0 | 0 | 0 | 0 | 0 | 0 | 0 | 0 | 0 | 0 | 0 | 0 | 0 | 0 | 0 | 0 | 0 | 0 | 0 | 0 | 0 | 0 | 0 | 0 | 0 | 0
F2_Commercial_Retail (WA)_Existing_Space Heating_Natural Gas_Unit Heater_E6 | F2 | Commercial | Retail (WA) | Existing | Space Heating | Natural Gas | Unit Heater | E6 | TRC BC Ratio | 0 | 0 | 0 | 0 | 0 | 0 | 0 | 0 | 0 | 0 | 0 | 0 | 0 | 0 | 0 | 0 | 0 | 0 | 0 | 0 | 0 | 0 | 0 | 0 | 0 | 0 | 0
F2_Commercial_Retail (WA)_Existing_Space Heating_Natural Gas_Unit Heater_E7 | F2 | Commercial | Retail (WA) | Existing | Space Heating | Natural Gas | Unit Heater | E7 | TRC BC Ratio | 0 | 0 | 0 | 0 | 0 | 0 | 0 | 0 | 0 | 0 | 0 | 0 | 0 | 0 | 0 | 0 | 0 | 0 | 0 | 0 | 0 | 0 | 0 | 0 | 0 | 0 | 0
F2_Commercial_Retail (WA)_Existing_Space Heating_Natural Gas_Unit Heater_E8 | F2 | Commercial | Retail (WA) | Existing | Space Heating | Natural Gas | Unit Heater | E8 | TRC BC Ratio | 0 | 0 | 0 | 0 | 0 | 0 | 0 | 0 | 0 | 0 | 0 | 0 | 0 | 0 | 0 | 0 | 0 | 0 | 0 | 0 | 0 | 0 | 0 | 0 | 0 | 0 | 0
F2_Commercial_Retail (WA)_Existing_Space Heating_Natural Gas_Unit Heater_E9 | F2 | Commercial | Retail (WA) | Existing | Space Heating | Natural Gas | Unit Heater | E9 | TRC BC Ratio | 0 | 0 | 0 | 0 | 0 | 0 | 0 | 0 | 0 | 0 | 0 | 0 | 0 | 0 | 0 | 0 | 0 | 0 | 0 | 0 | 0 | 0 | 0 | 0 | 0 | 0 | 0
F2_Commercial_Retail (WA)_Existing_Space Heating_Natural Gas_Unit Heater_E10 | F2 | Commercial | Retail (WA) | Existing | Space Heating | Natural Gas | Unit Heater | E10 | TRC BC Ratio | 0 | 0 | 0 | 0 | 0 | 0 | 0 | 0 | 0 | 0 | 0 | 0 | 0 | 0 | 0 | 0 | 0 | 0 | 0 | 0 | 0 | 0 | 0 | 0 | 0 | 0 | 0
F3_Commercial_Retail (WA)_Existing_Space Heating_Natural Gas_Unit Heater_E1 | F3 | Commercial | Retail (WA) | Existing | Space Heating | Natural Gas | Unit Heater | E1 | PACT BC Ratio | [24 empty] | 1 | 1 | 1 | bar: 2019 to 2042
F3_Commercial_Retail (WA)_Existing_Space Heating_Natural Gas_Unit Heater_E2 | F3 | Commercial | Retail (WA) | Existing | Space Heating | Natural Gas | Unit Heater | E2 | PACT BC Ratio | 23.0005 | 23.3785 | 23.8718 | 24.4157 | 25.0145 | 25.8396 | 26.6799 | 27.5697 | 28.4211 | 29.2859 | 30.06 | 30.774 | 31.5555 | 32.3581 | 33.1053 | 33.8418 | 34.5291 | 35.2375 | 35.9754 | 36.7323 | 37.5037 | 38.3176 | 39.26 | 40.0933 | 40.9442 | 41.8133 | 42.7008
F3_Commercial_Retail (WA)_Existing_Space Heating_Natural Gas_Unit Heater_E3 | F3 | Commercial | Retail (WA) | Existing | Space Heating | Natural Gas | Unit Heater | E3 | PACT BC Ratio | 102.1009 | 104.792 | 107.4289 | 109.9097 | 112.2245 | 114.3205 | 116.404 | 118.5605 | 120.9733 | 123.4638 | 126.1177 | 128.9148 | 131.7147 | 134.3992 | 137.2013 | 140.0851 | 143.0844 | 146.1419 | 149.2522 | 152.4258 | 155.6679 | 158.957 | 162.2229 | 165.6662 | 169.1825 | 172.7734 | 176.4406
F3_Commercial_Retail (WA)_Existing_Space Heating_Natural Gas_Unit Heater_E4 | F3 | Commercial | Retail (WA) | Existing | Space Heating | Natural Gas | Unit Heater | E4 | PACT BC Ratio | 0 | 0 | 0 | 0 | 0 | 0 | 0 | 0 | 0 | 0 | 0 | 0 | 0 | 0 | 0 | 0 | 0 | 0 | 0 | 0 | 0 | 0 | 0 | 0 | 0 | 0 | 0
F3_Commercial_Retail (WA)_Existing_Space Heating_Natural Gas_Unit Heater_E5 | F3 | Commercial | Retail (WA) | Existing | Space Heating | Natural Gas | Unit Heater | E5 | PACT BC Ratio | 0 | 0 | 0 | 0 | 0 | 0 | 0 | 0 | 0 | 0 | 0 | 0 | 0 | 0 | 0 | 0 | 0 | 0 | 0 | 0 | 0 | 0 | 0 | 0 | 0 | 0 | 0
F3_Commercial_Retail (WA)_Existing_Space Heating_Natural Gas_Unit Heater_E6 | F3 | Commercial | Retail (WA) | Existing | Space Heating | Natural Gas | Unit Heater | E6 | PACT BC Ratio | 0 | 0 | 0 | 0 | 0 | 0 | 0 | 0 | 0 | 0 | 0 | 0 | 0 | 0 | 0 | 0 | 0 | 0 | 0 | 0 | 0 | 0 | 0 | 0 | 0 | 0 | 0
F3_Commercial_Retail (WA)_Existing_Space Heating_Natural Gas_Unit Heater_E7 | F3 | Commercial | Retail (WA) | Existing | Space Heating | Natural Gas | Unit Heater | E7 | PACT BC Ratio | 0 | 0 | 0 | 0 | 0 | 0 | 0 | 0 | 0 | 0 | 0 | 0 | 0 | 0 | 0 | 0 | 0 | 0 | 0 | 0 | 0 | 0 | 0 | 0 | 0 | 0 | 0
F3_Commercial_Retail (WA)_Existing_Space Heating_Natural Gas_Unit Heater_E8 | F3 | Commercial | Retail (WA) | Existing | Space Heating | Natural Gas | Unit Heater | E8 | PACT BC Ratio | 0 | 0 | 0 | 0 | 0 | 0 | 0 | 0 | 0 | 0 | 0 | 0 | 0 | 0 | 0 | 0 | 0 | 0 | 0 | 0 | 0 | 0 | 0 | 0 | 0 | 0 | 0
F3_Commercial_Retail (WA)_Existing_Space Heating_Natural Gas_Unit Heater_E9 | F3 | Commercial | Retail (WA) | Existing | Space Heating | Natural Gas | Unit Heater | E9 | PACT BC Ratio | 0 | 0 | 0 | 0 | 0 | 0 | 0 | 0 | 0 | 0 | 0 | 0 | 0 | 0 | 0 | 0 | 0 | 0 | 0 | 0 | 0 | 0 | 0 | 0 | 0 | 0 | 0
F3_Commercial_Retail (WA)_Existing_Space Heating_Natural Gas_Unit Heater_E10 | F3 | Commercial | Retail (WA) | Existing | Space Heating | Natural Gas | Unit Heater | E10 | PACT BC Ratio | 0 | 0 | 0 | 0 | 0 | 0 | 0 | 0 | 0 | 0 | 0 | 0 | 0 | 0 | 0 | 0 | 0 | 0 | 0 | 0 | 0 | 0 | 0 | 0 | 0 | 0 | 0
F4_Commercial_Retail (WA)_Existing_Space Heating_Natural Gas_Unit Heater_E1 | F4 | Commercial | Retail (WA) | Existing | Space Heating | Natural Gas | Unit Heater | E1 | RVT BC Ratio | [24 empty] | 1 | 1 | 1 | bar: 2019 to 2042
F4_Commercial_Retail (WA)_Existing_Space Heating_Natural Gas_Unit Heater_E2 | F4 | Commercial | Retail (WA) | Existing | Space Heating | Natural Gas | Unit Heater | E2 | RVT BC Ratio | 11.5876 | 11.7072 | 11.8784 | 12.0672 | 12.2751 | 12.5893 | 12.9005 | 13.2275 | 13.5242 | 13.8168 | 14.1461 | 14.4442 | 14.771 | 15.1043 | 15.408 | 15.7029 | 15.9704 | 16.2435 | 16.5258 | 16.812 | 17.0996 | 17.4658 | 17.8897 | 18.2645 | 18.6474 | 19.0383 | 19.4376
F4_Commercial_Retail (WA)_Existing_Space Heating_Natural Gas_Unit Heater_E3 | F4 | Commercial | Retail (WA) | Existing | Space Heating | Natural Gas | Unit Heater | E3 | RVT BC Ratio | 47.3375 | 48.4246 | 49.4666 | 50.4187 | 51.2751 | 52.0038 | 52.7084 | 53.4904 | 54.4459 | 55.5014 | 56.6323 | 57.91 | 59.1903 | 60.4211 | 61.7087 | 63.0366 | 64.4207 | 65.8342 | 67.275 | 68.7481 | 70.2563 | 71.7359 | 73.2051 | 74.754 | 76.3358 | 77.9512 | 79.6009
F4_Commercial_Retail (WA)_Existing_Space Heating_Natural Gas_Unit Heater_E4 | F4 | Commercial | Retail (WA) | Existing | Space Heating | Natural Gas | Unit Heater | E4 | RVT BC Ratio | 0 | 0 | 0 | 0 | 0 | 0 | 0 | 0 | 0 | 0 | 0 | 0 | 0 | 0 | 0 | 0 | 0 | 0 | 0 | 0 | 0 | 0 | 0 | 0 | 0 | 0 | 0
F4_Commercial_Retail (WA)_Existing_Space Heating_Natural Gas_Unit Heater_E5 | F4 | Commercial | Retail (WA) | Existing | Space Heating | Natural Gas | Unit Heater | E5 | RVT BC Ratio | 0 | 0 | 0 | 0 | 0 | 0 | 0 | 0 | 0 | 0 | 0 | 0 | 0 | 0 | 0 | 0 | 0 | 0 | 0 | 0 | 0 | 0 | 0 | 0 | 0 | 0 | 0
F4_Commercial_Retail (WA)_Existing_Space Heating_Natural Gas_Unit Heater_E6 | F4 | Commercial | Retail (WA) | Existing | Space Heating | Natural Gas | Unit Heater | E6 | RVT BC Ratio | 0 | 0 | 0 | 0 | 0 | 0 | 0 | 0 | 0 | 0 | 0 | 0 | 0 | 0 | 0 | 0 | 0 | 0 | 0 | 0 | 0 | 0 | 0 | 0 | 0 | 0 | 0
F4_Commercial_Retail (WA)_Existing_Space Heating_Natural Gas_Unit Heater_E7 | F4 | Commercial | Retail (WA) | Existing | Space Heating | Natural Gas | Unit Heater | E7 | RVT BC Ratio | 0 | 0 | 0 | 0 | 0 | 0 | 0 | 0 | 0 | 0 | 0 | 0 | 0 | 0 | 0 | 0 | 0 | 0 | 0 | 0 | 0 | 0 | 0 | 0 | 0 | 0 | 0
F4_Commercial_Retail (WA)_Existing_Space Heating_Natural Gas_Unit Heater_E8 | F4 | Commercial | Retail (WA) | Existing | Space Heating | Natural Gas | Unit Heater | E8 | RVT BC Ratio | 0 | 0 | 0 | 0 | 0 | 0 | 0 | 0 | 0 | 0 | 0 | 0 | 0 | 0 | 0 | 0 | 0 | 0 | 0 | 0 | 0 | 0 | 0 | 0 | 0 | 0 | 0
F4_Commercial_Retail (WA)_Existing_Space Heating_Natural Gas_Unit Heater_E9 | F4 | Commercial | Retail (WA) | Existing | Space Heating | Natural Gas | Unit Heater | E9 | RVT BC Ratio | 0 | 0 | 0 | 0 | 0 | 0 | 0 | 0 | 0 | 0 | 0 | 0 | 0 | 0 | 0 | 0 | 0 | 0 | 0 | 0 | 0 | 0 | 0 | 0 | 0 | 0 | 0
F4_Commercial_Retail (WA)_Existing_Space Heating_Natural Gas_Unit Heater_E10 | F4 | Commercial | Retail (WA) | Existing | Space Heating | Natural Gas | Unit Heater | E10 | RVT BC Ratio | 0 | 0 | 0 | 0 | 0 | 0 | 0 | 0 | 0 | 0 | 0 | 0 | 0 | 0 | 0 | 0 | 0 | 0 | 0 | 0 | 0 | 0 | 0 | 0 | 0 | 0 | 0
F5_Commercial_Retail (WA)_Existing_Space Heating_Natural Gas_Unit Heater_E1 | F5 | Commercial | Retail (WA) | Existing | Space Heating | Natural Gas | Unit Heater | E1 | RIM BC Ratio | [24 empty] | 1 | 1 | 1 | bar: 2019 to 2042
F5_Commercial_Retail (WA)_Existing_Space Heating_Natural Gas_Unit Heater_E2 | F5 | Commercial | Retail (WA) | Existing | Space Heating | Natural Gas | Unit Heater | E2 | RIM BC Ratio | 0.83597 | 0.84118 | 0.84676 | 0.85272 | 0.85907 | 0.86561 | 0.87253 | 0.87967 | 0.88723 | 0.89514 | 0.89771 | 0.90033 | 0.90304 | 0.90584 | 0.90872 | 0.91172 | 0.91484 | 0.91811 | 0.92151 | 0.92507 | 0.92879 | 0.92928 | 0.92982 | 0.93028 | 0.93073 | 0.93117 | 0.9316
F5_Commercial_Retail (WA)_Existing_Space Heating_Natural Gas_Unit Heater_E3 | F5 | Commercial | Retail (WA) | Existing | Space Heating | Natural Gas | Unit Heater | E3 | RIM BC Ratio | 0.92019 | 0.92332 | 0.9267 | 0.93027 | 0.93406 | 0.93822 | 0.9426 | 0.94608 | 0.94845 | 0.94963 | 0.95074 | 0.95046 | 0.95017 | 0.94985 | 0.94949 | 0.94909 | 0.94864 | 0.94817 | 0.94768 | 0.94715 | 0.94659 | 0.94671 | 0.94682 | 0.94694 | 0.94705 | 0.94716 | 0.94727
F5_Commercial_Retail (WA)_Existing_Space Heating_Natural Gas_Unit Heater_E4 | F5 | Commercial | Retail (WA) | Existing | Space Heating | Natural Gas | Unit Heater | E4 | RIM BC Ratio | 0 | 0 | 0 | 0 | 0 | 0 | 0 | 0 | 0 | 0 | 0 | 0 | 0 | 0 | 0 | 0 | 0 | 0 | 0 | 0 | 0 | 0 | 0 | 0 | 0 | 0 | 0
F5_Commercial_Retail (WA)_Existing_Space Heating_Natural Gas_Unit Heater_E5 | F5 | Commercial | Retail (WA) | Existing | Space Heating | Natural Gas | Unit Heater | E5 | RIM BC Ratio | 0 | 0 | 0 | 0 | 0 | 0 | 0 | 0 | 0 | 0 | 0 | 0 | 0 | 0 | 0 | 0 | 0 | 0 | 0 | 0 | 0 | 0 | 0 | 0 | 0 | 0 | 0
F5_Commercial_Retail (WA)_Existing_Space Heating_Natural Gas_Unit Heater_E6 | F5 | Commercial | Retail (WA) | Existing | Space Heating | Natural Gas | Unit Heater | E6 | RIM BC Ratio | 0 | 0 | 0 | 0 | 0 | 0 | 0 | 0 | 0 | 0 | 0 | 0 | 0 | 0 | 0 | 0 | 0 | 0 | 0 | 0 | 0 | 0 | 0 | 0 | 0 | 0 | 0
F5_Commercial_Retail (WA)_Existing_Space Heating_Natural Gas_Unit Heater_E7 | F5 | Commercial | Retail (WA) | Existing | Space Heating | Natural Gas | Unit Heater | E7 | RIM BC Ratio | 0 | 0 | 0 | 0 | 0 | 0 | 0 | 0 | 0 | 0 | 0 | 0 | 0 | 0 | 0 | 0 | 0 | 0 | 0 | 0 | 0 | 0 | 0 | 0 | 0 | 0 | 0
F5_Commercial_Retail (WA)_Existing_Space Heating_Natural Gas_Unit Heater_E8 | F5 | Commercial | Retail (WA) | Existing | Space Heating | Natural Gas | Unit Heater | E8 | RIM BC Ratio | 0 | 0 | 0 | 0 | 0 | 0 | 0 | 0 | 0 | 0 | 0 | 0 | 0 | 0 | 0 | 0 | 0 | 0 | 0 | 0 | 0 | 0 | 0 | 0 | 0 | 0 | 0
F5_Commercial_Retail (WA)_Existing_Space Heating_Natural Gas_Unit Heater_E9 | F5 | Commercial | Retail (WA) | Existing | Space Heating | Natural Gas | Unit Heater | E9 | RIM BC Ratio | 0 | 0 | 0 | 0 | 0 | 0 | 0 | 0 | 0 | 0 | 0 | 0 | 0 | 0 | 0 | 0 | 0 | 0 | 0 | 0 | 0 | 0 | 0 | 0 | 0 | 0 | 0
F5_Commercial_Retail (WA)_Existing_Space Heating_Natural Gas_Unit Heater_E10 | F5 | Commercial | Retail (WA) | Existing | Space Heating | Natural Gas | Unit Heater | E10 | RIM BC Ratio | 0 | 0 | 0 | 0 | 0 | 0 | 0 | 0 | 0 | 0 | 0 | 0 | 0 | 0 | 0 | 0 | 0 | 0 | 0 | 0 | 0 | 0 | 0 | 0 | 0 | 0 | 0
F0_Commercial_Retail (WA)_Existing_Water Heating_Natural Gas_Water Heater_E0 | F0 | Commercial | Retail (WA) | Existing | Water Heating | Natural Gas | Water Heater | E0 | Economic Unit | Gas-Fired Absorption HPWH | Gas-Fired Absorption HPWH | Gas-Fired Absorption HPWH | Gas-Fired Absorption HPWH | Gas-Fired Absorption HPWH | Gas-Fired Absorption HPWH | Gas-Fired Absorption HPWH | Gas-Fired Absorption HPWH | Gas-Fired Absorption HPWH | Gas-Fired Absorption HPWH | Gas-Fired Absorption HPWH | Gas-Fired Absorption HPWH | Gas-Fired Absorption HPWH | Gas-Fired Absorption HPWH | Gas-Fired Absorption HPWH | Gas-Fired Absorption HPWH | Gas-Fired Absorption HPWH | Gas-Fired Absorption HPWH | Gas-Fired Absorption HPWH | Gas-Fired Absorption HPWH | Gas-Fired Absorption HPWH | Gas-Fired Absorption HPWH | Gas-Fired Absorption HPWH | Gas-Fired Absorption HPWH | Gas-Fired Absorption HPWH | Gas-Fired Absorption HPWH | Gas-Fired Absorption HPWH
F1_Commercial_Retail (WA)_Existing_Water Heating_Natural Gas_Water Heater_E1 | F1 | Commercial | Retail (WA) | Existing | Water Heating | Natural Gas | Water Heater | E1 | CCE | 0 | 0 | 0 | 0 | 0 | 0 | 0 | 0 | 0 | 0 | 0 | 0 | 0 | 0 | 0 | 0 | 0 | 0 | 0 | 0 | 0 | 0 | 0 | 0 | 0 | 0 | 0
F1_Commercial_Retail (WA)_Existing_Water Heating_Natural Gas_Water Heater_E2 | F1 | Commercial | Retail (WA) | Existing | Water Heating | Natural Gas | Water Heater | E2 | CCE | 0.0012502 | 0.0012502 | 0.0012502 | 0.0012502 | 0.0012502 | 0.0012502 | 0.0012502 | 0.0012502 | 0.0012502 | 0.0012502 | 0.0012502 | 0.0012502 | 0.0012502 | 0.0012502 | 0.0012502 | 0.0012502 | 0.0012502 | 0.0012502 | 0.0012502 | 0.0012502 | 0.0012502 | 0.0012502 | 0.0012502 | 0.0012502 | 0.0012502 | 0.0012502 | 0.0012502
F1_Commercial_Retail (WA)_Existing_Water Heating_Natural Gas_Water Heater_E3 | F1 | Commercial | Retail (WA) | Existing | Water Heating | Natural Gas | Water Heater | E3 | CCE | 0.0022156 | 0.0022156 | 0.0022156 | 0.0022156 | 0.0022156 | 0.0022156 | 0.0022156 | 0.0022156 | 0.0022156 | 0.0022156 | 0.0022156 | 0.0022156 | 0.0022156 | 0.0022156 | 0.0022156 | 0.0022156 | 0.0022156 | 0.0022156 | 0.0022156 | 0.0022156 | 0.0022156 | 0.0022156 | 0.0022156 | 0.0022156 | 0.0022156 | 0.0022156 | 0.0022156
F1_Commercial_Retail (WA)_Existing_Water Heating_Natural Gas_Water Heater_E4 | F1 | Commercial | Retail (WA) | Existing | Water Heating | Natural Gas | Water Heater | E4 | CCE | 0.0022563 | 0.0022563 | 0.0022563 | 0.0022563 | 0.0022563 | 0.0022563 | 0.0022563 | 0.0022563 | 0.0022563 | 0.0022563 | 0.0022563 | 0.0022563 | 0.0022563 | 0.0022563 | 0.0022563 | 0.0022563 | 0.0022563 | 0.0022563 | 0.0022563 | 0.0022563 | 0.0022563 | 0.0022563 | 0.0022563 | 0.0022563 | 0.0022563 | 0.0022563 | 0.0022563
F1_Commercial_Retail (WA)_Existing_Water Heating_Natural Gas_Water Heater_E5 | F1 | Commercial | Retail (WA) | Existing | Water Heating | Natural Gas | Water Heater | E5 | CCE | 0.0032882 | 0.0032882 | 0.0032882 | 0.0032882 | 0.0032882 | 0.0032882 | 0.0032882 | 0.0032882 | 0.0032882 | 0.0032882 | 0.0032882 | 0.0032882 | 0.0032882 | 0.0032882 | 0.0032882 | 0.0032882 | 0.0032882 | 0.0032882 | 0.0032882 | 0.0032882 | 0.0032882 | 0.0032882 | 0.0032882 | 0.0032882 | 0.0032882 | 0.0032882 | 0.0032882
F1_Commercial_Retail (WA)_Existing_Water Heating_Natural Gas_Water Heater_E6 | F1 | Commercial | Retail (WA) | Existing | Water Heating | Natural Gas | Water Heater | E6 | CCE | 0 | 0 | 0 | 0 | 0 | 0 | 0 | 0 | 0 | 0 | 0 | 0 | 0 | 0 | 0 | 0 | 0 | 0 | 0 | 0 | 0 | 0 | 0 | 0 | 0 | 0 | 0
F1_Commercial_Retail (WA)_Existing_Water Heating_Natural Gas_Water Heater_E7 | F1 | Commercial | Retail (WA) | Existing | Water Heating | Natural Gas | Water Heater | E7 | CCE | 0 | 0 | 0 | 0 | 0 | 0 | 0 | 0 | 0 | 0 | 0 | 0 | 0 | 0 | 0 | 0 | 0 | 0 | 0 | 0 | 0 | 0 | 0 | 0 | 0 | 0 | 0
F1_Commercial_Retail (WA)_Existing_Water Heating_Natural Gas_Water Heater_E8 | F1 | Commercial | Retail (WA) | Existing | Water Heating | Natural Gas | Water Heater | E8 | CCE | 0 | 0 | 0 | 0 | 0 | 0 | 0 | 0 | 0 | 0 | 0 | 0 | 0 | 0 | 0 | 0 | 0 | 0 | 0 | 0 | 0 | 0 | 0 | 0 | 0 | 0 | 0
F1_Commercial_Retail (WA)_Existing_Water Heating_Natural Gas_Water Heater_E9 | F1 | Commercial | Retail (WA) | Existing | Water Heating | Natural Gas | Water Heater | E9 | CCE | 0 | 0 | 0 | 0 | 0 | 0 | 0 | 0 | 0 | 0 | 0 | 0 | 0 | 0 | 0 | 0 | 0 | 0 | 0 | 0 | 0 | 0 | 0 | 0 | 0 | 0 | 0
F1_Commercial_Retail (WA)_Existing_Water Heating_Natural Gas_Water Heater_E10 | F1 | Commercial | Retail (WA) | Existing | Water Heating | Natural Gas | Water Heater | E10 | CCE | 0 | 0 | 0 | 0 | 0 | 0 | 0 | 0 | 0 | 0 | 0 | 0 | 0 | 0 | 0 | 0 | 0 | 0 | 0 | 0 | 0 | 0 | 0 | 0 | 0 | 0 | 0
F2_Commercial_Retail (WA)_Existing_Water Heating_Natural Gas_Water Heater_E1 | F2 | Commercial | Retail (WA) | Existing | Water Heating | Natural Gas | Water Heater | E1 | TRC BC Ratio | [24 empty] | 1 | 1 | 1 | bar: 2019 to 2042
F2_Commercial_Retail (WA)_Existing_Water Heating_Natural Gas_Water Heater_E2 | F2 | Commercial | Retail (WA) | Existing | Water Heating | Natural Gas | Water Heater | E2 | TRC BC Ratio | 2.9658 | 3.0437 | 3.1311 | 3.229 | 3.3381 | 3.4671 | 3.5985 | 3.7279 | 3.8524 | 3.9787 | 4.0815 | 4.1786 | 4.2824 | 4.3845 | 4.4772 | 4.5649 | 4.645 | 4.7244 | 4.8086 | 4.8912 | 4.9761 | 5.0639 | 5.1529 | 5.2444 | 5.3376 | 5.4324 | 5.5289
F2_Commercial_Retail (WA)_Existing_Water Heating_Natural Gas_Water Heater_E3 | F2 | Commercial | Retail (WA) | Existing | Water Heating | Natural Gas | Water Heater | E3 | TRC BC Ratio | 1.6734 | 1.7174 | 1.7667 | 1.822 | 1.8835 | 1.9563 | 2.0304 | 2.1035 | 2.1737 | 2.245 | 2.303 | 2.3577 | 2.4163 | 2.4739 | 2.5262 | 2.5757 | 2.6209 | 2.6657 | 2.7132 | 2.7599 | 2.8077 | 2.8573 | 2.9075 | 2.9592 | 3.0117 | 3.0652 | 3.1197
F2_Commercial_Retail (WA)_Existing_Water Heating_Natural Gas_Water Heater_E4 | F2 | Commercial | Retail (WA) | Existing | Water Heating | Natural Gas | Water Heater | E4 | TRC BC Ratio | 1.0562 | 1.0883 | 1.1318 | 1.1887 | 1.259 | 1.3507 | 1.4453 | 1.5373 | 1.6235 | 1.7109 | 1.7738 | 1.83 | 1.8921 | 1.9517 | 2.0012 | 2.0449 | 2.0802 | 2.1141 | 2.1519 | 2.1874 | 2.2242 | 2.2632 | 2.3023 | 2.3432 | 2.3849 | 2.4272 | 2.4703
F2_Commercial_Retail (WA)_Existing_Water Heating_Natural Gas_Water Heater_E5 | F2 | Commercial | Retail (WA) | Existing | Water Heating | Natural Gas | Water Heater | E5 | TRC BC Ratio | 1.1568 | 1.1872 | 1.2206 | 1.2573 | 1.2975 | 1.3443 | 1.3919 | 1.4388 | 1.4842 | 1.5302 | 1.5683 | 1.6045 | 1.6431 | 1.6812 | 1.7161 | 1.7493 | 1.7801 | 1.8106 | 1.8429 | 1.8747 | 1.9073 | 1.941 | 1.9751 | 2.0102 | 2.0459 | 2.0823 | 2.1193
F2_Commercial_Retail (WA)_Existing_Water Heating_Natural Gas_Water Heater_E6 | F2 | Commercial | Retail (WA) | Existing | Water Heating | Natural Gas | Water Heater | E6 | TRC BC Ratio | 0 | 0 | 0 | 0 | 0 | 0 | 0 | 0 | 0 | 0 | 0 | 0 | 0 | 0 | 0 | 0 | 0 | 0 | 0 | 0 | 0 | 0 | 0 | 0 | 0 | 0 | 0
F2_Commercial_Retail (WA)_Existing_Water Heating_Natural Gas_Water Heater_E7 | F2 | Commercial | Retail (WA) | Existing | Water Heating | Natural Gas | Water Heater | E7 | TRC BC Ratio | 0 | 0 | 0 | 0 | 0 | 0 | 0 | 0 | 0 | 0 | 0 | 0 | 0 | 0 | 0 | 0 | 0 | 0 | 0 | 0 | 0 | 0 | 0 | 0 | 0 | 0 | 0
F2_Commercial_Retail (WA)_Existing_Water Heating_Natural Gas_Water Heater_E8 | F2 | Commercial | Retail (WA) | Existing | Water Heating | Natural Gas | Water Heater | E8 | TRC BC Ratio | 0 | 0 | 0 | 0 | 0 | 0 | 0 | 0 | 0 | 0 | 0 | 0 | 0 | 0 | 0 | 0 | 0 | 0 | 0 | 0 | 0 | 0 | 0 | 0 | 0 | 0 | 0
F2_Commercial_Retail (WA)_Existing_Water Heating_Natural Gas_Water Heater_E9 | F2 | Commercial | Retail (WA) | Existing | Water Heating | Natural Gas | Water Heater | E9 | TRC BC Ratio | 0 | 0 | 0 | 0 | 0 | 0 | 0 | 0 | 0 | 0 | 0 | 0 | 0 | 0 | 0 | 0 | 0 | 0 | 0 | 0 | 0 | 0 | 0 | 0 | 0 | 0 | 0
F2_Commercial_Retail (WA)_Existing_Water Heating_Natural Gas_Water Heater_E10 | F2 | Commercial | Retail (WA) | Existing | Water Heating | Natural Gas | Water Heater | E10 | TRC BC Ratio | 0 | 0 | 0 | 0 | 0 | 0 | 0 | 0 | 0 | 0 | 0 | 0 | 0 | 0 | 0 | 0 | 0 | 0 | 0 | 0 | 0 | 0 | 0 | 0 | 0 | 0 | 0
F3_Commercial_Retail (WA)_Existing_Water Heating_Natural Gas_Water Heater_E1 | F3 | Commercial | Retail (WA) | Existing | Water Heating | Natural Gas | Water Heater | E1 | PACT BC Ratio | [24 empty] | 1 | 1 | 1 | bar: 2019 to 2042
F3_Commercial_Retail (WA)_Existing_Water Heating_Natural Gas_Water Heater_E2 | F3 | Commercial | Retail (WA) | Existing | Water Heating | Natural Gas | Water Heater | E2 | PACT BC Ratio | 7.3585 | 7.5518 | 7.7687 | 8.0117 | 8.2823 | 8.6024 | 8.9284 | 9.2495 | 9.5584 | 9.8718 | 10.1269 | 10.3677 | 10.6252 | 10.8786 | 11.1085 | 11.3262 | 11.5249 | 11.7219 | 11.9309 | 12.136 | 12.3464 | 12.5645 | 12.7851 | 13.0122 | 13.2434 | 13.4787 | 13.7181
F3_Commercial_Retail (WA)_Existing_Water Heating_Natural Gas_Water Heater_E3 | F3 | Commercial | Retail (WA) | Existing | Water Heating | Natural Gas | Water Heater | E3 | PACT BC Ratio | 4.152 | 4.2611 | 4.3835 | 4.5206 | 4.6733 | 4.8539 | 5.0378 | 5.219 | 5.3933 | 5.5702 | 5.7141 | 5.8499 | 5.9953 | 6.1382 | 6.268 | 6.3908 | 6.5029 | 6.6141 | 6.732 | 6.8477 | 6.9664 | 7.0895 | 7.214 | 7.3421 | 7.4726 | 7.6053 | 7.7404
F3_Commercial_Retail (WA)_Existing_Water Heating_Natural Gas_Water Heater_E4 | F3 | Commercial | Retail (WA) | Existing | Water Heating | Natural Gas | Water Heater | E4 | PACT BC Ratio | 2.6206 | 2.7003 | 2.8083 | 2.9493 | 3.1238 | 3.3512 | 3.586 | 3.8143 | 4.0281 | 4.2449 | 4.401 | 4.5404 | 4.6947 | 4.8426 | 4.9653 | 5.0738 | 5.1614 | 5.2453 | 5.3392 | 5.4272 | 5.5185 | 5.6153 | 5.7124 | 5.8139 | 5.9172 | 6.0223 | 6.1293
F3_Commercial_Retail (WA)_Existing_Water Heating_Natural Gas_Water Heater_E5 | F3 | Commercial | Retail (WA) | Existing | Water Heating | Natural Gas | Water Heater | E5 | PACT BC Ratio | 2.8703 | 2.9456 | 3.0285 | 3.1196 | 3.2192 | 3.3355 | 3.4535 | 3.57 | 3.6825 | 3.7967 | 3.8912 | 3.9811 | 4.0768 | 4.1712 | 4.2578 | 4.3404 | 4.4166 | 4.4925 | 4.5725 | 4.6514 | 4.7323 | 4.8159 | 4.9006 | 4.9877 | 5.0763 | 5.1665 | 5.2582
F3_Commercial_Retail (WA)_Existing_Water Heating_Natural Gas_Water Heater_E6 | F3 | Commercial | Retail (WA) | Existing | Water Heating | Natural Gas | Water Heater | E6 | PACT BC Ratio | 0 | 0 | 0 | 0 | 0 | 0 | 0 | 0 | 0 | 0 | 0 | 0 | 0 | 0 | 0 | 0 | 0 | 0 | 0 | 0 | 0 | 0 | 0 | 0 | 0 | 0 | 0
F3_Commercial_Retail (WA)_Existing_Water Heating_Natural Gas_Water Heater_E7 | F3 | Commercial | Retail (WA) | Existing | Water Heating | Natural Gas | Water Heater | E7 | PACT BC Ratio | 0 | 0 | 0 | 0 | 0 | 0 | 0 | 0 | 0 | 0 | 0 | 0 | 0 | 0 | 0 | 0 | 0 | 0 | 0 | 0 | 0 | 0 | 0 | 0 | 0 | 0 | 0
F3_Commercial_Retail (WA)_Existing_Water Heating_Natural Gas_Water Heater_E8 | F3 | Commercial | Retail (WA) | Existing | Water Heating | Natural Gas | Water Heater | E8 | PACT BC Ratio | 0 | 0 | 0 | 0 | 0 | 0 | 0 | 0 | 0 | 0 | 0 | 0 | 0 | 0 | 0 | 0 | 0 | 0 | 0 | 0 | 0 | 0 | 0 | 0 | 0 | 0 | 0
F3_Commercial_Retail (WA)_Existing_Water Heating_Natural Gas_Water Heater_E9 | F3 | Commercial | Retail (WA) | Existing | Water Heating | Natural Gas | Water Heater | E9 | PACT BC Ratio | 0 | 0 | 0 | 0 | 0 | 0 | 0 | 0 | 0 | 0 | 0 | 0 | 0 | 0 | 0 | 0 | 0 | 0 | 0 | 0 | 0 | 0 | 0 | 0 | 0 | 0 | 0
F3_Commercial_Retail (WA)_Existing_Water Heating_Natural Gas_Water Heater_E10 | F3 | Commercial | Retail (WA) | Existing | Water Heating | Natural Gas | Water Heater | E10 | PACT BC Ratio | 0 | 0 | 0 | 0 | 0 | 0 | 0 | 0 | 0 | 0 | 0 | 0 | 0 | 0 | 0 | 0 | 0 | 0 | 0 | 0 | 0 | 0 | 0 | 0 | 0 | 0 | 0
F4_Commercial_Retail (WA)_Existing_Water Heating_Natural Gas_Water Heater_E1 | F4 | Commercial | Retail (WA) | Existing | Water Heating | Natural Gas | Water Heater | E1 | RVT BC Ratio | [24 empty] | 1 | 1 | 1 | bar: 2019 to 2042
F4_Commercial_Retail (WA)_Existing_Water Heating_Natural Gas_Water Heater_E2 | F4 | Commercial | Retail (WA) | Existing | Water Heating | Natural Gas | Water Heater | E2 | RVT BC Ratio | 4.4324 | 4.5158 | 4.6097 | 4.7151 | 4.8326 | 4.9747 | 5.1156 | 5.2489 | 5.3698 | 5.4875 | 5.6094 | 5.7211 | 5.8405 | 5.9562 | 6.0579 | 6.1514 | 6.233 | 6.3119 | 6.3951 | 6.474 | 6.5535 | 6.6642 | 6.7763 | 6.8916 | 7.009 | 7.1285 | 7.2501
F4_Commercial_Retail (WA)_Existing_Water Heating_Natural Gas_Water Heater_E3 | F4 | Commercial | Retail (WA) | Existing | Water Heating | Natural Gas | Water Heater | E3 | RVT BC Ratio | 2.6246 | 2.6716 | 2.7246 | 2.7841 | 2.8504 | 2.9305 | 3.0101 | 3.0853 | 3.1535 | 3.2199 | 3.2887 | 3.3517 | 3.4191 | 3.4844 | 3.5418 | 3.5945 | 3.6406 | 3.6851 | 3.732 | 3.7766 | 3.8214 | 3.8839 | 3.9471 | 4.0122 | 4.0784 | 4.1458 | 4.2144
F4_Commercial_Retail (WA)_Existing_Water Heating_Natural Gas_Water Heater_E4 | F4 | Commercial | Retail (WA) | Existing | Water Heating | Natural Gas | Water Heater | E4 | RVT BC Ratio | 1.9367 | 1.9698 | 2.0165 | 2.0795 | 2.1586 | 2.2652 | 2.3725 | 2.4697 | 2.5511 | 2.6263 | 2.7014 | 2.7617 | 2.8286 | 2.8907 | 2.938 | 2.9761 | 3.0013 | 3.0228 | 3.0476 | 3.0671 | 3.0861 | 3.1352 | 3.1846 | 3.2361 | 3.2886 | 3.3419 | 3.3963
F4_Commercial_Retail (WA)_Existing_Water Heating_Natural Gas_Water Heater_E5 | F4 | Commercial | Retail (WA) | Existing | Water Heating | Natural Gas | Water Heater | E5 | RVT BC Ratio | 1.8904 | 1.9235 | 1.9596 | 1.9987 | 2.041 | 2.0917 | 2.142 | 2.1899 | 2.2338 | 2.2771 | 2.3221 | 2.3641 | 2.4088 | 2.4524 | 2.4912 | 2.5274 | 2.5595 | 2.5908 | 2.6236 | 2.6551 | 2.6868 | 2.7293 | 2.7723 | 2.8165 | 2.8615 | 2.9073 | 2.9539
F4_Commercial_Retail (WA)_Existing_Water Heating_Natural Gas_Water Heater_E6 | F4 | Commercial | Retail (WA) | Existing | Water Heating | Natural Gas | Water Heater | E6 | RVT BC Ratio | 0 | 0 | 0 | 0 | 0 | 0 | 0 | 0 | 0 | 0 | 0 | 0 | 0 | 0 | 0 | 0 | 0 | 0 | 0 | 0 | 0 | 0 | 0 | 0 | 0 | 0 | 0
F4_Commercial_Retail (WA)_Existing_Water Heating_Natural Gas_Water Heater_E7 | F4 | Commercial | Retail (WA) | Existing | Water Heating | Natural Gas | Water Heater | E7 | RVT BC Ratio | 0 | 0 | 0 | 0 | 0 | 0 | 0 | 0 | 0 | 0 | 0 | 0 | 0 | 0 | 0 | 0 | 0 | 0 | 0 | 0 | 0 | 0 | 0 | 0 | 0 | 0 | 0
F4_Commercial_Retail (WA)_Existing_Water Heating_Natural Gas_Water Heater_E8 | F4 | Commercial | Retail (WA) | Existing | Water Heating | Natural Gas | Water Heater | E8 | RVT BC Ratio | 0 | 0 | 0 | 0 | 0 | 0 | 0 | 0 | 0 | 0 | 0 | 0 | 0 | 0 | 0 | 0 | 0 | 0 | 0 | 0 | 0 | 0 | 0 | 0 | 0 | 0 | 0
F4_Commercial_Retail (WA)_Existing_Water Heating_Natural Gas_Water Heater_E9 | F4 | Commercial | Retail (WA) | Existing | Water Heating | Natural Gas | Water Heater | E9 | RVT BC Ratio | 0 | 0 | 0 | 0 | 0 | 0 | 0 | 0 | 0 | 0 | 0 | 0 | 0 | 0 | 0 | 0 | 0 | 0 | 0 | 0 | 0 | 0 | 0 | 0 | 0 | 0 | 0
F4_Commercial_Retail (WA)_Existing_Water Heating_Natural Gas_Water Heater_E10 | F4 | Commercial | Retail (WA) | Existing | Water Heating | Natural Gas | Water Heater | E10 | RVT BC Ratio | 0 | 0 | 0 | 0 | 0 | 0 | 0 | 0 | 0 | 0 | 0 | 0 | 0 | 0 | 0 | 0 | 0 | 0 | 0 | 0 | 0 | 0 | 0 | 0 | 0 | 0 | 0
F5_Commercial_Retail (WA)_Existing_Water Heating_Natural Gas_Water Heater_E1 | F5 | Commercial | Retail (WA) | Existing | Water Heating | Natural Gas | Water Heater | E1 | RIM BC Ratio | [24 empty] | 1 | 1 | 1 | bar: 2019 to 2042
F5_Commercial_Retail (WA)_Existing_Water Heating_Natural Gas_Water Heater_E2 | F5 | Commercial | Retail (WA) | Existing | Water Heating | Natural Gas | Water Heater | E2 | RIM BC Ratio | 0.76826 | 0.77449 | 0.7812 | 0.78836 | 0.79595 | 0.80402 | 0.81236 | 0.82099 | 0.83 | 0.83947 | 0.84309 | 0.84684 | 0.85073 | 0.85465 | 0.85853 | 0.86247 | 0.86646 | 0.8706 | 0.87494 | 0.87945 | 0.88418 | 0.88528 | 0.88635 | 0.88743 | 0.88849 | 0.88953 | 0.89055
F5_Commercial_Retail (WA)_Existing_Water Heating_Natural Gas_Water Heater_E3 | F5 | Commercial | Retail (WA) | Existing | Water Heating | Natural Gas | Water Heater | E3 | RIM BC Ratio | 0.71093 | 0.71765 | 0.7249 | 0.73268 | 0.74096 | 0.74989 | 0.75902 | 0.76832 | 0.77783 | 0.78774 | 0.79216 | 0.79659 | 0.80119 | 0.80576 | 0.81017 | 0.81456 | 0.81891 | 0.82337 | 0.82805 | 0.83284 | 0.83784 | 0.83959 | 0.84131 | 0.84303 | 0.84472 | 0.84639 | 0.84804
F5_Commercial_Retail (WA)_Existing_Water Heating_Natural Gas_Water Heater_E4 | F5 | Commercial | Retail (WA) | Existing | Water Heating | Natural Gas | Water Heater | E4 | RIM BC Ratio | 0.59317 | 0.60191 | 0.61277 | 0.62577 | 0.64055 | 0.65748 | 0.67418 | 0.69101 | 0.70813 | 0.72641 | 0.73363 | 0.74146 | 0.74971 | 0.75778 | 0.76528 | 0.77262 | 0.77976 | 0.78716 | 0.79514 | 0.80342 | 0.81221 | 0.81428 | 0.81629 | 0.81833 | 0.82035 | 0.82234 | 0.8243
F5_Commercial_Retail (WA)_Existing_Water Heating_Natural Gas_Water Heater_E5 | F5 | Commercial | Retail (WA) | Existing | Water Heating | Natural Gas | Water Heater | E5 | RIM BC Ratio | 0.66407 | 0.67087 | 0.67825 | 0.6862 | 0.69476 | 0.70393 | 0.71319 | 0.72247 | 0.73178 | 0.74131 | 0.74619 | 0.7509 | 0.75578 | 0.76059 | 0.76518 | 0.76969 | 0.77408 | 0.77854 | 0.7832 | 0.78793 | 0.79282 | 0.79514 | 0.79741 | 0.79968 | 0.80193 | 0.80415 | 0.80634
F5_Commercial_Retail (WA)_Existing_Water Heating_Natural Gas_Water Heater_E6 | F5 | Commercial | Retail (WA) | Existing | Water Heating | Natural Gas | Water Heater | E6 | RIM BC Ratio | 0 | 0 | 0 | 0 | 0 | 0 | 0 | 0 | 0 | 0 | 0 | 0 | 0 | 0 | 0 | 0 | 0 | 0 | 0 | 0 | 0 | 0 | 0 | 0 | 0 | 0 | 0
F5_Commercial_Retail (WA)_Existing_Water Heating_Natural Gas_Water Heater_E7 | F5 | Commercial | Retail (WA) | Existing | Water Heating | Natural Gas | Water Heater | E7 | RIM BC Ratio | 0 | 0 | 0 | 0 | 0 | 0 | 0 | 0 | 0 | 0 | 0 | 0 | 0 | 0 | 0 | 0 | 0 | 0 | 0 | 0 | 0 | 0 | 0 | 0 | 0 | 0 | 0
F5_Commercial_Retail (WA)_Existing_Water Heating_Natural Gas_Water Heater_E8 | F5 | Commercial | Retail (WA) | Existing | Water Heating | Natural Gas | Water Heater | E8 | RIM BC Ratio | 0 | 0 | 0 | 0 | 0 | 0 | 0 | 0 | 0 | 0 | 0 | 0 | 0 | 0 | 0 | 0 | 0 | 0 | 0 | 0 | 0 | 0 | 0 | 0 | 0 | 0 | 0
F5_Commercial_Retail (WA)_Existing_Water Heating_Natural Gas_Water Heater_E9 | F5 | Commercial | Retail (WA) | Existing | Water Heating | Natural Gas | Water Heater | E9 | RIM BC Ratio | 0 | 0 | 0 | 0 | 0 | 0 | 0 | 0 | 0 | 0 | 0 | 0 | 0 | 0 | 0 | 0 | 0 | 0 | 0 | 0 | 0 | 0 | 0 | 0 | 0 | 0 | 0
F5_Commercial_Retail (WA)_Existing_Water Heating_Natural Gas_Water Heater_E10 | F5 | Commercial | Retail (WA) | Existing | Water Heating | Natural Gas | Water Heater | E10 | RIM BC Ratio | 0 | 0 | 0 | 0 | 0 | 0 | 0 | 0 | 0 | 0 | 0 | 0 | 0 | 0 | 0 | 0 | 0 | 0 | 0 | 0 | 0 | 0 | 0 | 0 | 0 | 0 | 0
F0_Commercial_Retail (WA)_Existing_Food Preparation_Natural Gas_Oven_E0 | F0 | Commercial | Retail (WA) | Existing | Food Preparation | Natural Gas | Oven | E0 | Economic Unit | ENERGY STAR (>42% Baking Efficiency) | ENERGY STAR (>42% Baking Efficiency) | ENERGY STAR (>42% Baking Efficiency) | ENERGY STAR (>42% Baking Efficiency) | ENERGY STAR (>42% Baking Efficiency) | ENERGY STAR (>42% Baking Efficiency) | ENERGY STAR (>42% Baking Efficiency) | ENERGY STAR (>42% Baking Efficiency) | ENERGY STAR (>42% Baking Efficiency) | ENERGY STAR (>42% Baking Efficiency) | ENERGY STAR (>42% Baking Efficiency) | ENERGY STAR (>42% Baking Efficiency) | ENERGY STAR (>42% Baking Efficiency) | ENERGY STAR (>42% Baking Efficiency) | ENERGY STAR (>42% Baking Efficiency) | ENERGY STAR (>42% Baking Efficiency) | ENERGY STAR (>42% Baking Efficiency) | ENERGY STAR (>42% Baking Efficiency) | ENERGY STAR (>42% Baking Efficiency) | ENERGY STAR (>42% Baking Efficiency) | ENERGY STAR (>42% Baking Efficiency) | ENERGY STAR (>42% Baking Efficiency) | ENERGY STAR (>42% Baking Efficiency) | ENERGY STAR (>42% Baking Efficiency) | ENERGY STAR (>42% Baking Efficiency) | ENERGY STAR (>42% Baking Efficiency) | ENERGY STAR (>42% Baking Efficiency)
F1_Commercial_Retail (WA)_Existing_Food Preparation_Natural Gas_Oven_E1 | F1 | Commercial | Retail (WA) | Existing | Food Preparation | Natural Gas | Oven | E1 | CCE | 0 | 0 | 0 | 0 | 0 | 0 | 0 | 0 | 0 | 0 | 0 | 0 | 0 | 0 | 0 | 0 | 0 | 0 | 0 | 0 | 0 | 0 | 0 | 0 | 0 | 0 | 0
F1_Commercial_Retail (WA)_Existing_Food Preparation_Natural Gas_Oven_E2 | F1 | Commercial | Retail (WA) | Existing | Food Preparation | Natural Gas | Oven | E2 | CCE | 1.7329e-05 | 1.7329e-05 | 1.7329e-05 | 1.7329e-05 | 1.7329e-05 | 1.7329e-05 | 1.7329e-05 | 1.7329e-05 | 1.7329e-05 | 1.7329e-05 | 1.7329e-05 | 1.7329e-05 | 1.7329e-05 | 1.7329e-05 | 1.7329e-05 | 1.7329e-05 | 1.7329e-05 | 1.7329e-05 | 1.7329e-05 | 1.7329e-05 | 1.7329e-05 | 1.7329e-05 | 1.7329e-05 | 1.7329e-05 | 1.7329e-05 | 1.7329e-05 | 1.7329e-05
F1_Commercial_Retail (WA)_Existing_Food Preparation_Natural Gas_Oven_E3 | F1 | Commercial | Retail (WA) | Existing | Food Preparation | Natural Gas | Oven | E3 | CCE | 0 | 0 | 0 | 0 | 0 | 0 | 0 | 0 | 0 | 0 | 0 | 0 | 0 | 0 | 0 | 0 | 0 | 0 | 0 | 0 | 0 | 0 | 0 | 0 | 0 | 0 | 0
F1_Commercial_Retail (WA)_Existing_Food Preparation_Natural Gas_Oven_E4 | F1 | Commercial | Retail (WA) | Existing | Food Preparation | Natural Gas | Oven | E4 | CCE | 0 | 0 | 0 | 0 | 0 | 0 | 0 | 0 | 0 | 0 | 0 | 0 | 0 | 0 | 0 | 0 | 0 | 0 | 0 | 0 | 0 | 0 | 0 | 0 | 0 | 0 | 0
F1_Commercial_Retail (WA)_Existing_Food Preparation_Natural Gas_Oven_E5 | F1 | Commercial | Retail (WA) | Existing | Food Preparation | Natural Gas | Oven | E5 | CCE | 0 | 0 | 0 | 0 | 0 | 0 | 0 | 0 | 0 | 0 | 0 | 0 | 0 | 0 | 0 | 0 | 0 | 0 | 0 | 0 | 0 | 0 | 0 | 0 | 0 | 0 | 0
F1_Commercial_Retail (WA)_Existing_Food Preparation_Natural Gas_Oven_E6 | F1 | Commercial | Retail (WA) | Existing | Food Preparation | Natural Gas | Oven | E6 | CCE | 0 | 0 | 0 | 0 | 0 | 0 | 0 | 0 | 0 | 0 | 0 | 0 | 0 | 0 | 0 | 0 | 0 | 0 | 0 | 0 | 0 | 0 | 0 | 0 | 0 | 0 | 0
F1_Commercial_Retail (WA)_Existing_Food Preparation_Natural Gas_Oven_E7 | F1 | Commercial | Retail (WA) | Existing | Food Preparation | Natural Gas | Oven | E7 | CCE | 0 | 0 | 0 | 0 | 0 | 0 | 0 | 0 | 0 | 0 | 0 | 0 | 0 | 0 | 0 | 0 | 0 | 0 | 0 | 0 | 0 | 0 | 0 | 0 | 0 | 0 | 0
F1_Commercial_Retail (WA)_Existing_Food Preparation_Natural Gas_Oven_E8 | F1 | Commercial | Retail (WA) | Existing | Food Preparation | Natural Gas | Oven | E8 | CCE | 0 | 0 | 0 | 0 | 0 | 0 | 0 | 0 | 0 | 0 | 0 | 0 | 0 | 0 | 0 | 0 | 0 | 0 | 0 | 0 | 0 | 0 | 0 | 0 | 0 | 0 | 0
F1_Commercial_Retail (WA)_Existing_Food Preparation_Natural Gas_Oven_E9 | F1 | Commercial | Retail (WA) | Existing | Food Preparation | Natural Gas | Oven | E9 | CCE | 0 | 0 | 0 | 0 | 0 | 0 | 0 | 0 | 0 | 0 | 0 | 0 | 0 | 0 | 0 | 0 | 0 | 0 | 0 | 0 | 0 | 0 | 0 | 0 | 0 | 0 | 0
F1_Commercial_Retail (WA)_Existing_Food Preparation_Natural Gas_Oven_E10 | F1 | Commercial | Retail (WA) | Existing | Food Preparation | Natural Gas | Oven | E10 | CCE | 0 | 0 | 0 | 0 | 0 | 0 | 0 | 0 | 0 | 0 | 0 | 0 | 0 | 0 | 0 | 0 | 0 | 0 | 0 | 0 | 0 | 0 | 0 | 0 | 0 | 0 | 0
F2_Commercial_Retail (WA)_Existing_Food Preparation_Natural Gas_Oven_E1 | F2 | Commercial | Retail (WA) | Existing | Food Preparation | Natural Gas | Oven | E1 | TRC BC Ratio | [24 empty] | 1 | 1 | 1 | bar: 2019 to 2042
F2_Commercial_Retail (WA)_Existing_Food Preparation_Natural Gas_Oven_E2 | F2 | Commercial | Retail (WA) | Existing | Food Preparation | Natural Gas | Oven | E2 | TRC BC Ratio | 200.1361 | 204.7564 | 210.5683 | 217.4243 | 225.3971 | 235.4523 | 245.9256 | 256.3681 | 266.4403 | 276.6511 | 284.6203 | 292.0334 | 300.0256 | 307.8113 | 314.6777 | 321.0355 | 326.6423 | 332.1537 | 338.0812 | 343.8287 | 349.7412 | 355.907 | 362.1319 | 368.5655 | 375.1134 | 381.7776 | 388.5602
F2_Commercial_Retail (WA)_Existing_Food Preparation_Natural Gas_Oven_E3 | F2 | Commercial | Retail (WA) | Existing | Food Preparation | Natural Gas | Oven | E3 | TRC BC Ratio | 0 | 0 | 0 | 0 | 0 | 0 | 0 | 0 | 0 | 0 | 0 | 0 | 0 | 0 | 0 | 0 | 0 | 0 | 0 | 0 | 0 | 0 | 0 | 0 | 0 | 0 | 0
F2_Commercial_Retail (WA)_Existing_Food Preparation_Natural Gas_Oven_E4 | F2 | Commercial | Retail (WA) | Existing | Food Preparation | Natural Gas | Oven | E4 | TRC BC Ratio | 0 | 0 | 0 | 0 | 0 | 0 | 0 | 0 | 0 | 0 | 0 | 0 | 0 | 0 | 0 | 0 | 0 | 0 | 0 | 0 | 0 | 0 | 0 | 0 | 0 | 0 | 0
F2_Commercial_Retail (WA)_Existing_Food Preparation_Natural Gas_Oven_E5 | F2 | Commercial | Retail (WA) | Existing | Food Preparation | Natural Gas | Oven | E5 | TRC BC Ratio | 0 | 0 | 0 | 0 | 0 | 0 | 0 | 0 | 0 | 0 | 0 | 0 | 0 | 0 | 0 | 0 | 0 | 0 | 0 | 0 | 0 | 0 | 0 | 0 | 0 | 0 | 0
F2_Commercial_Retail (WA)_Existing_Food Preparation_Natural Gas_Oven_E6 | F2 | Commercial | Retail (WA) | Existing | Food Preparation | Natural Gas | Oven | E6 | TRC BC Ratio | 0 | 0 | 0 | 0 | 0 | 0 | 0 | 0 | 0 | 0 | 0 | 0 | 0 | 0 | 0 | 0 | 0 | 0 | 0 | 0 | 0 | 0 | 0 | 0 | 0 | 0 | 0
F2_Commercial_Retail (WA)_Existing_Food Preparation_Natural Gas_Oven_E7 | F2 | Commercial | Retail (WA) | Existing | Food Preparation | Natural Gas | Oven | E7 | TRC BC Ratio | 0 | 0 | 0 | 0 | 0 | 0 | 0 | 0 | 0 | 0 | 0 | 0 | 0 | 0 | 0 | 0 | 0 | 0 | 0 | 0 | 0 | 0 | 0 | 0 | 0 | 0 | 0
F2_Commercial_Retail (WA)_Existing_Food Preparation_Natural Gas_Oven_E8 | F2 | Commercial | Retail (WA) | Existing | Food Preparation | Natural Gas | Oven | E8 | TRC BC Ratio | 0 | 0 | 0 | 0 | 0 | 0 | 0 | 0 | 0 | 0 | 0 | 0 | 0 | 0 | 0 | 0 | 0 | 0 | 0 | 0 | 0 | 0 | 0 | 0 | 0 | 0 | 0
F2_Commercial_Retail (WA)_Existing_Food Preparation_Natural Gas_Oven_E9 | F2 | Commercial | Retail (WA) | Existing | Food Preparation | Natural Gas | Oven | E9 | TRC BC Ratio | 0 | 0 | 0 | 0 | 0 | 0 | 0 | 0 | 0 | 0 | 0 | 0 | 0 | 0 | 0 | 0 | 0 | 0 | 0 | 0 | 0 | 0 | 0 | 0 | 0 | 0 | 0
F2_Commercial_Retail (WA)_Existing_Food Preparation_Natural Gas_Oven_E10 | F2 | Commercial | Retail (WA) | Existing | Food Preparation | Natural Gas | Oven | E10 | TRC BC Ratio | 0 | 0 | 0 | 0 | 0 | 0 | 0 | 0 | 0 | 0 | 0 | 0 | 0 | 0 | 0 | 0 | 0 | 0 | 0 | 0 | 0 | 0 | 0 | 0 | 0 | 0 | 0
F3_Commercial_Retail (WA)_Existing_Food Preparation_Natural Gas_Oven_E1 | F3 | Commercial | Retail (WA) | Existing | Food Preparation | Natural Gas | Oven | E1 | PACT BC Ratio | [24 empty] | 1 | 1 | 1 | bar: 2019 to 2042
F3_Commercial_Retail (WA)_Existing_Food Preparation_Natural Gas_Oven_E2 | F3 | Commercial | Retail (WA) | Existing | Food Preparation | Natural Gas | Oven | E2 | PACT BC Ratio | 403.347 | 412.6586 | 424.3717 | 438.189 | 454.257 | 474.5219 | 495.6294 | 516.6749 | 536.9741 | 557.5526 | 573.6135 | 588.5535 | 604.6608 | 620.3516 | 634.1899 | 647.0032 | 658.303 | 669.4104 | 681.3566 | 692.9398 | 704.8557 | 717.2819 | 729.8274 | 742.7934 | 755.9898 | 769.4207 | 783.0901
F3_Commercial_Retail (WA)_Existing_Food Preparation_Natural Gas_Oven_E3 | F3 | Commercial | Retail (WA) | Existing | Food Preparation | Natural Gas | Oven | E3 | PACT BC Ratio | 0 | 0 | 0 | 0 | 0 | 0 | 0 | 0 | 0 | 0 | 0 | 0 | 0 | 0 | 0 | 0 | 0 | 0 | 0 | 0 | 0 | 0 | 0 | 0 | 0 | 0 | 0
F3_Commercial_Retail (WA)_Existing_Food Preparation_Natural Gas_Oven_E4 | F3 | Commercial | Retail (WA) | Existing | Food Preparation | Natural Gas | Oven | E4 | PACT BC Ratio | 0 | 0 | 0 | 0 | 0 | 0 | 0 | 0 | 0 | 0 | 0 | 0 | 0 | 0 | 0 | 0 | 0 | 0 | 0 | 0 | 0 | 0 | 0 | 0 | 0 | 0 | 0
F3_Commercial_Retail (WA)_Existing_Food Preparation_Natural Gas_Oven_E5 | F3 | Commercial | Retail (WA) | Existing | Food Preparation | Natural Gas | Oven | E5 | PACT BC Ratio | 0 | 0 | 0 | 0 | 0 | 0 | 0 | 0 | 0 | 0 | 0 | 0 | 0 | 0 | 0 | 0 | 0 | 0 | 0 | 0 | 0 | 0 | 0 | 0 | 0 | 0 | 0
F3_Commercial_Retail (WA)_Existing_Food Preparation_Natural Gas_Oven_E6 | F3 | Commercial | Retail (WA) | Existing | Food Preparation | Natural Gas | Oven | E6 | PACT BC Ratio | 0 | 0 | 0 | 0 | 0 | 0 | 0 | 0 | 0 | 0 | 0 | 0 | 0 | 0 | 0 | 0 | 0 | 0 | 0 | 0 | 0 | 0 | 0 | 0 | 0 | 0 | 0
F3_Commercial_Retail (WA)_Existing_Food Preparation_Natural Gas_Oven_E7 | F3 | Commercial | Retail (WA) | Existing | Food Preparation | Natural Gas | Oven | E7 | PACT BC Ratio | 0 | 0 | 0 | 0 | 0 | 0 | 0 | 0 | 0 | 0 | 0 | 0 | 0 | 0 | 0 | 0 | 0 | 0 | 0 | 0 | 0 | 0 | 0 | 0 | 0 | 0 | 0
F3_Commercial_Retail (WA)_Existing_Food Preparation_Natural Gas_Oven_E8 | F3 | Commercial | Retail (WA) | Existing | Food Preparation | Natural Gas | Oven | E8 | PACT BC Ratio | 0 | 0 | 0 | 0 | 0 | 0 | 0 | 0 | 0 | 0 | 0 | 0 | 0 | 0 | 0 | 0 | 0 | 0 | 0 | 0 | 0 | 0 | 0 | 0 | 0 | 0 | 0
F3_Commercial_Retail (WA)_Existing_Food Preparation_Natural Gas_Oven_E9 | F3 | Commercial | Retail (WA) | Existing | Food Preparation | Natural Gas | Oven | E9 | PACT BC Ratio | 0 | 0 | 0 | 0 | 0 | 0 | 0 | 0 | 0 | 0 | 0 | 0 | 0 | 0 | 0 | 0 | 0 | 0 | 0 | 0 | 0 | 0 | 0 | 0 | 0 | 0 | 0
F3_Commercial_Retail (WA)_Existing_Food Preparation_Natural Gas_Oven_E10 | F3 | Commercial | Retail (WA) | Existing | Food Preparation | Natural Gas | Oven | E10 | PACT BC Ratio | 0 | 0 | 0 | 0 | 0 | 0 | 0 | 0 | 0 | 0 | 0 | 0 | 0 | 0 | 0 | 0 | 0 | 0 | 0 | 0 | 0 | 0 | 0 | 0 | 0 | 0 | 0
F4_Commercial_Retail (WA)_Existing_Food Preparation_Natural Gas_Oven_E1 | F4 | Commercial | Retail (WA) | Existing | Food Preparation | Natural Gas | Oven | E1 | RVT BC Ratio | [24 empty] | 1 | 1 | 1 | bar: 2019 to 2042
F4_Commercial_Retail (WA)_Existing_Food Preparation_Natural Gas_Oven_E2 | F4 | Commercial | Retail (WA) | Existing | Food Preparation | Natural Gas | Oven | E2 | RVT BC Ratio | 286.0889 | 290.8443 | 296.6396 | 303.6835 | 312.0629 | 323.139 | 334.5009 | 345.4918 | 355.6089 | 365.3251 | 375.3057 | 384.2205 | 393.5202 | 402.1147 | 409.3536 | 415.7689 | 421.0292 | 425.9878 | 431.3075 | 436.1876 | 441.0693 | 448.8382 | 456.6816 | 464.7879 | 473.0383 | 481.4352 | 489.9813
F4_Commercial_Retail (WA)_Existing_Food Preparation_Natural Gas_Oven_E3 | F4 | Commercial | Retail (WA) | Existing | Food Preparation | Natural Gas | Oven | E3 | RVT BC Ratio | 0 | 0 | 0 | 0 | 0 | 0 | 0 | 0 | 0 | 0 | 0 | 0 | 0 | 0 | 0 | 0 | 0 | 0 | 0 | 0 | 0 | 0 | 0 | 0 | 0 | 0 | 0
F4_Commercial_Retail (WA)_Existing_Food Preparation_Natural Gas_Oven_E4 | F4 | Commercial | Retail (WA) | Existing | Food Preparation | Natural Gas | Oven | E4 | RVT BC Ratio | 0 | 0 | 0 | 0 | 0 | 0 | 0 | 0 | 0 | 0 | 0 | 0 | 0 | 0 | 0 | 0 | 0 | 0 | 0 | 0 | 0 | 0 | 0 | 0 | 0 | 0 | 0
F4_Commercial_Retail (WA)_Existing_Food Preparation_Natural Gas_Oven_E5 | F4 | Commercial | Retail (WA) | Existing | Food Preparation | Natural Gas | Oven | E5 | RVT BC Ratio | 0 | 0 | 0 | 0 | 0 | 0 | 0 | 0 | 0 | 0 | 0 | 0 | 0 | 0 | 0 | 0 | 0 | 0 | 0 | 0 | 0 | 0 | 0 | 0 | 0 | 0 | 0
F4_Commercial_Retail (WA)_Existing_Food Preparation_Natural Gas_Oven_E6 | F4 | Commercial | Retail (WA) | Existing | Food Preparation | Natural Gas | Oven | E6 | RVT BC Ratio | 0 | 0 | 0 | 0 | 0 | 0 | 0 | 0 | 0 | 0 | 0 | 0 | 0 | 0 | 0 | 0 | 0 | 0 | 0 | 0 | 0 | 0 | 0 | 0 | 0 | 0 | 0
F4_Commercial_Retail (WA)_Existing_Food Preparation_Natural Gas_Oven_E7 | F4 | Commercial | Retail (WA) | Existing | Food Preparation | Natural Gas | Oven | E7 | RVT BC Ratio | 0 | 0 | 0 | 0 | 0 | 0 | 0 | 0 | 0 | 0 | 0 | 0 | 0 | 0 | 0 | 0 | 0 | 0 | 0 | 0 | 0 | 0 | 0 | 0 | 0 | 0 | 0
F4_Commercial_Retail (WA)_Existing_Food Preparation_Natural Gas_Oven_E8 | F4 | Commercial | Retail (WA) | Existing | Food Preparation | Natural Gas | Oven | E8 | RVT BC Ratio | 0 | 0 | 0 | 0 | 0 | 0 | 0 | 0 | 0 | 0 | 0 | 0 | 0 | 0 | 0 | 0 | 0 | 0 | 0 | 0 | 0 | 0 | 0 | 0 | 0 | 0 | 0
F4_Commercial_Retail (WA)_Existing_Food Preparation_Natural Gas_Oven_E9 | F4 | Commercial | Retail (WA) | Existing | Food Preparation | Natural Gas | Oven | E9 | RVT BC Ratio | 0 | 0 | 0 | 0 | 0 | 0 | 0 | 0 | 0 | 0 | 0 | 0 | 0 | 0 | 0 | 0 | 0 | 0 | 0 | 0 | 0 | 0 | 0 | 0 | 0 | 0 | 0
F4_Commercial_Retail (WA)_Existing_Food Preparation_Natural Gas_Oven_E10 | F4 | Commercial | Retail (WA) | Existing | Food Preparation | Natural Gas | Oven | E10 | RVT BC Ratio | 0 | 0 | 0 | 0 | 0 | 0 | 0 | 0 | 0 | 0 | 0 | 0 | 0 | 0 | 0 | 0 | 0 | 0 | 0 | 0 | 0 | 0 | 0 | 0 | 0 | 0 | 0
F5_Commercial_Retail (WA)_Existing_Food Preparation_Natural Gas_Oven_E1 | F5 | Commercial | Retail (WA) | Existing | Food Preparation | Natural Gas | Oven | E1 | RIM BC Ratio | [24 empty] | 1 | 1 | 1 | bar: 2019 to 2042
F5_Commercial_Retail (WA)_Existing_Food Preparation_Natural Gas_Oven_E2 | F5 | Commercial | Retail (WA) | Existing | Food Preparation | Natural Gas | Oven | E2 | RIM BC Ratio | 0.83888 | 0.84423 | 0.85124 | 0.85858 | 0.86618 | 0.87383 | 0.88171 | 0.88993 | 0.8986 | 0.90823 | 0.90956 | 0.91161 | 0.91443 | 0.91812 | 0.92201 | 0.92613 | 0.93054 | 0.93523 | 0.94019 | 0.94548 | 0.9511 | 0.95112 | 0.95114 | 0.95116 | 0.95118 | 0.9512 | 0.95122
F5_Commercial_Retail (WA)_Existing_Food Preparation_Natural Gas_Oven_E3 | F5 | Commercial | Retail (WA) | Existing | Food Preparation | Natural Gas | Oven | E3 | RIM BC Ratio | 0 | 0 | 0 | 0 | 0 | 0 | 0 | 0 | 0 | 0 | 0 | 0 | 0 | 0 | 0 | 0 | 0 | 0 | 0 | 0 | 0 | 0 | 0 | 0 | 0 | 0 | 0
F5_Commercial_Retail (WA)_Existing_Food Preparation_Natural Gas_Oven_E4 | F5 | Commercial | Retail (WA) | Existing | Food Preparation | Natural Gas | Oven | E4 | RIM BC Ratio | 0 | 0 | 0 | 0 | 0 | 0 | 0 | 0 | 0 | 0 | 0 | 0 | 0 | 0 | 0 | 0 | 0 | 0 | 0 | 0 | 0 | 0 | 0 | 0 | 0 | 0 | 0
F5_Commercial_Retail (WA)_Existing_Food Preparation_Natural Gas_Oven_E5 | F5 | Commercial | Retail (WA) | Existing | Food Preparation | Natural Gas | Oven | E5 | RIM BC Ratio | 0 | 0 | 0 | 0 | 0 | 0 | 0 | 0 | 0 | 0 | 0 | 0 | 0 | 0 | 0 | 0 | 0 | 0 | 0 | 0 | 0 | 0 | 0 | 0 | 0 | 0 | 0
F5_Commercial_Retail (WA)_Existing_Food Preparation_Natural Gas_Oven_E6 | F5 | Commercial | Retail (WA) | Existing | Food Preparation | Natural Gas | Oven | E6 | RIM BC Ratio | 0 | 0 | 0 | 0 | 0 | 0 | 0 | 0 | 0 | 0 | 0 | 0 | 0 | 0 | 0 | 0 | 0 | 0 | 0 | 0 | 0 | 0 | 0 | 0 | 0 | 0 | 0
F5_Commercial_Retail (WA)_Existing_Food Preparation_Natural Gas_Oven_E7 | F5 | Commercial | Retail (WA) | Existing | Food Preparation | Natural Gas | Oven | E7 | RIM BC Ratio | 0 | 0 | 0 | 0 | 0 | 0 | 0 | 0 | 0 | 0 | 0 | 0 | 0 | 0 | 0 | 0 | 0 | 0 | 0 | 0 | 0 | 0 | 0 | 0 | 0 | 0 | 0
F5_Commercial_Retail (WA)_Existing_Food Preparation_Natural Gas_Oven_E8 | F5 | Commercial | Retail (WA) | Existing | Food Preparation | Natural Gas | Oven | E8 | RIM BC Ratio | 0 | 0 | 0 | 0 | 0 | 0 | 0 | 0 | 0 | 0 | 0 | 0 | 0 | 0 | 0 | 0 | 0 | 0 | 0 | 0 | 0 | 0 | 0 | 0 | 0 | 0 | 0
F5_Commercial_Retail (WA)_Existing_Food Preparation_Natural Gas_Oven_E9 | F5 | Commercial | Retail (WA) | Existing | Food Preparation | Natural Gas | Oven | E9 | RIM BC Ratio | 0 | 0 | 0 | 0 | 0 | 0 | 0 | 0 | 0 | 0 | 0 | 0 | 0 | 0 | 0 | 0 | 0 | 0 | 0 | 0 | 0 | 0 | 0 | 0 | 0 | 0 | 0
F5_Commercial_Retail (WA)_Existing_Food Preparation_Natural Gas_Oven_E10 | F5 | Commercial | Retail (WA) | Existing | Food Preparation | Natural Gas | Oven | E10 | RIM BC Ratio | 0 | 0 | 0 | 0 | 0 | 0 | 0 | 0 | 0 | 0 | 0 | 0 | 0 | 0 | 0 | 0 | 0 | 0 | 0 | 0 | 0 | 0 | 0 | 0 | 0 | 0 | 0
F0_Commercial_Retail (WA)_Existing_Food Preparation_Natural Gas_Conveyor Oven_E0 | F0 | Commercial | Retail (WA) | Existing | Food Preparation | Natural Gas | Conveyor Oven | E0 | Economic Unit | ENERGY STAR (>42% Baking Efficiency) | ENERGY STAR (>42% Baking Efficiency) | ENERGY STAR (>42% Baking Efficiency) | ENERGY STAR (>42% Baking Efficiency) | ENERGY STAR (>42% Baking Efficiency) | ENERGY STAR (>42% Baking Efficiency) | ENERGY STAR (>42% Baking Efficiency) | ENERGY STAR (>42% Baking Efficiency) | ENERGY STAR (>42% Baking Efficiency) | ENERGY STAR (>42% Baking Efficiency) | ENERGY STAR (>42% Baking Efficiency) | ENERGY STAR (>42% Baking Efficiency) | ENERGY STAR (>42% Baking Efficiency) | ENERGY STAR (>42% Baking Efficiency) | ENERGY STAR (>42% Baking Efficiency) | ENERGY STAR (>42% Baking Efficiency) | ENERGY STAR (>42% Baking Efficiency) | ENERGY STAR (>42% Baking Efficiency) | ENERGY STAR (>42% Baking Efficiency) | ENERGY STAR (>42% Baking Efficiency) | ENERGY STAR (>42% Baking Efficiency) | ENERGY STAR (>42% Baking Efficiency) | ENERGY STAR (>42% Baking Efficiency) | ENERGY STAR (>42% Baking Efficiency) | ENERGY STAR (>42% Baking Efficiency) | ENERGY STAR (>42% Baking Efficiency) | ENERGY STAR (>42% Baking Efficiency)
F1_Commercial_Retail (WA)_Existing_Food Preparation_Natural Gas_Conveyor Oven_E1 | F1 | Commercial | Retail (WA) | Existing | Food Preparation | Natural Gas | Conveyor Oven | E1 | CCE | 0 | 0 | 0 | 0 | 0 | 0 | 0 | 0 | 0 | 0 | 0 | 0 | 0 | 0 | 0 | 0 | 0 | 0 | 0 | 0 | 0 | 0 | 0 | 0 | 0 | 0 | 0
F1_Commercial_Retail (WA)_Existing_Food Preparation_Natural Gas_Conveyor Oven_E2 | F1 | Commercial | Retail (WA) | Existing | Food Preparation | Natural Gas | Conveyor Oven | E2 | CCE | 2.7101e-05 | 2.7101e-05 | 2.7101e-05 | 2.7101e-05 | 2.7101e-05 | 2.7101e-05 | 2.7101e-05 | 2.7101e-05 | 2.7101e-05 | 2.7101e-05 | 2.7101e-05 | 2.7101e-05 | 2.7101e-05 | 2.7101e-05 | 2.7101e-05 | 2.7101e-05 | 2.7101e-05 | 2.7101e-05 | 2.7101e-05 | 2.7101e-05 | 2.7101e-05 | 2.7101e-05 | 2.7101e-05 | 2.7101e-05 | 2.7101e-05 | 2.7101e-05 | 2.7101e-05
F1_Commercial_Retail (WA)_Existing_Food Preparation_Natural Gas_Conveyor Oven_E3 | F1 | Commercial | Retail (WA) | Existing | Food Preparation | Natural Gas | Conveyor Oven | E3 | CCE | 0 | 0 | 0 | 0 | 0 | 0 | 0 | 0 | 0 | 0 | 0 | 0 | 0 | 0 | 0 | 0 | 0 | 0 | 0 | 0 | 0 | 0 | 0 | 0 | 0 | 0 | 0
F1_Commercial_Retail (WA)_Existing_Food Preparation_Natural Gas_Conveyor Oven_E4 | F1 | Commercial | Retail (WA) | Existing | Food Preparation | Natural Gas | Conveyor Oven | E4 | CCE | 0 | 0 | 0 | 0 | 0 | 0 | 0 | 0 | 0 | 0 | 0 | 0 | 0 | 0 | 0 | 0 | 0 | 0 | 0 | 0 | 0 | 0 | 0 | 0 | 0 | 0 | 0
F1_Commercial_Retail (WA)_Existing_Food Preparation_Natural Gas_Conveyor Oven_E5 | F1 | Commercial | Retail (WA) | Existing | Food Preparation | Natural Gas | Conveyor Oven | E5 | CCE | 0 | 0 | 0 | 0 | 0 | 0 | 0 | 0 | 0 | 0 | 0 | 0 | 0 | 0 | 0 | 0 | 0 | 0 | 0 | 0 | 0 | 0 | 0 | 0 | 0 | 0 | 0
F1_Commercial_Retail (WA)_Existing_Food Preparation_Natural Gas_Conveyor Oven_E6 | F1 | Commercial | Retail (WA) | Existing | Food Preparation | Natural Gas | Conveyor Oven | E6 | CCE | 0 | 0 | 0 | 0 | 0 | 0 | 0 | 0 | 0 | 0 | 0 | 0 | 0 | 0 | 0 | 0 | 0 | 0 | 0 | 0 | 0 | 0 | 0 | 0 | 0 | 0 | 0
F1_Commercial_Retail (WA)_Existing_Food Preparation_Natural Gas_Conveyor Oven_E7 | F1 | Commercial | Retail (WA) | Existing | Food Preparation | Natural Gas | Conveyor Oven | E7 | CCE | 0 | 0 | 0 | 0 | 0 | 0 | 0 | 0 | 0 | 0 | 0 | 0 | 0 | 0 | 0 | 0 | 0 | 0 | 0 | 0 | 0 | 0 | 0 | 0 | 0 | 0 | 0
F1_Commercial_Retail (WA)_Existing_Food Preparation_Natural Gas_Conveyor Oven_E8 | F1 | Commercial | Retail (WA) | Existing | Food Preparation | Natural Gas | Conveyor Oven | E8 | CCE | 0 | 0 | 0 | 0 | 0 | 0 | 0 | 0 | 0 | 0 | 0 | 0 | 0 | 0 | 0 | 0 | 0 | 0 | 0 | 0 | 0 | 0 | 0 | 0 | 0 | 0 | 0
F1_Commercial_Retail (WA)_Existing_Food Preparation_Natural Gas_Conveyor Oven_E9 | F1 | Commercial | Retail (WA) | Existing | Food Preparation | Natural Gas | Conveyor Oven | E9 | CCE | 0 | 0 | 0 | 0 | 0 | 0 | 0 | 0 | 0 | 0 | 0 | 0 | 0 | 0 | 0 | 0 | 0 | 0 | 0 | 0 | 0 | 0 | 0 | 0 | 0 | 0 | 0
F1_Commercial_Retail (WA)_Existing_Food Preparation_Natural Gas_Conveyor Oven_E10 | F1 | Commercial | Retail (WA) | Existing | Food Preparation | Natural Gas | Conveyor Oven | E10 | CCE | 0 | 0 | 0 | 0 | 0 | 0 | 0 | 0 | 0 | 0 | 0 | 0 | 0 | 0 | 0 | 0 | 0 | 0 | 0 | 0 | 0 | 0 | 0 | 0 | 0 | 0 | 0
F2_Commercial_Retail (WA)_Existing_Food Preparation_Natural Gas_Conveyor Oven_E1 | F2 | Commercial | Retail (WA) | Existing | Food Preparation | Natural Gas | Conveyor Oven | E1 | TRC BC Ratio | [24 empty] | 1 | 1 | 1 | bar: 2019 to 2042
F2_Commercial_Retail (WA)_Existing_Food Preparation_Natural Gas_Conveyor Oven_E2 | F2 | Commercial | Retail (WA) | Existing | Food Preparation | Natural Gas | Conveyor Oven | E2 | TRC BC Ratio | 141.5598 | 145.3583 | 149.5331 | 154.1063 | 159.1163 | 164.9526 | 170.8722 | 176.7123 | 182.3465 | 188.0631 | 192.7793 | 197.2556 | 202.0296 | 206.7385 | 211.0478 | 215.1494 | 218.9274 | 222.6829 | 226.6513 | 230.5591 | 234.5653 | 238.7106 | 242.9065 | 247.222 | 251.6141 | 256.0842 | 260.6338
F2_Commercial_Retail (WA)_Existing_Food Preparation_Natural Gas_Conveyor Oven_E3 | F2 | Commercial | Retail (WA) | Existing | Food Preparation | Natural Gas | Conveyor Oven | E3 | TRC BC Ratio | 0 | 0 | 0 | 0 | 0 | 0 | 0 | 0 | 0 | 0 | 0 | 0 | 0 | 0 | 0 | 0 | 0 | 0 | 0 | 0 | 0 | 0 | 0 | 0 | 0 | 0 | 0
F2_Commercial_Retail (WA)_Existing_Food Preparation_Natural Gas_Conveyor Oven_E4 | F2 | Commercial | Retail (WA) | Existing | Food Preparation | Natural Gas | Conveyor Oven | E4 | TRC BC Ratio | 0 | 0 | 0 | 0 | 0 | 0 | 0 | 0 | 0 | 0 | 0 | 0 | 0 | 0 | 0 | 0 | 0 | 0 | 0 | 0 | 0 | 0 | 0 | 0 | 0 | 0 | 0
F2_Commercial_Retail (WA)_Existing_Food Preparation_Natural Gas_Conveyor Oven_E5 | F2 | Commercial | Retail (WA) | Existing | Food Preparation | Natural Gas | Conveyor Oven | E5 | TRC BC Ratio | 0 | 0 | 0 | 0 | 0 | 0 | 0 | 0 | 0 | 0 | 0 | 0 | 0 | 0 | 0 | 0 | 0 | 0 | 0 | 0 | 0 | 0 | 0 | 0 | 0 | 0 | 0
F2_Commercial_Retail (WA)_Existing_Food Preparation_Natural Gas_Conveyor Oven_E6 | F2 | Commercial | Retail (WA) | Existing | Food Preparation | Natural Gas | Conveyor Oven | E6 | TRC BC Ratio | 0 | 0 | 0 | 0 | 0 | 0 | 0 | 0 | 0 | 0 | 0 | 0 | 0 | 0 | 0 | 0 | 0 | 0 | 0 | 0 | 0 | 0 | 0 | 0 | 0 | 0 | 0
F2_Commercial_Retail (WA)_Existing_Food Preparation_Natural Gas_Conveyor Oven_E7 | F2 | Commercial | Retail (WA) | Existing | Food Preparation | Natural Gas | Conveyor Oven | E7 | TRC BC Ratio | 0 | 0 | 0 | 0 | 0 | 0 | 0 | 0 | 0 | 0 | 0 | 0 | 0 | 0 | 0 | 0 | 0 | 0 | 0 | 0 | 0 | 0 | 0 | 0 | 0 | 0 | 0
F2_Commercial_Retail (WA)_Existing_Food Preparation_Natural Gas_Conveyor Oven_E8 | F2 | Commercial | Retail (WA) | Existing | Food Preparation | Natural Gas | Conveyor Oven | E8 | TRC BC Ratio | 0 | 0 | 0 | 0 | 0 | 0 | 0 | 0 | 0 | 0 | 0 | 0 | 0 | 0 | 0 | 0 | 0 | 0 | 0 | 0 | 0 | 0 | 0 | 0 | 0 | 0 | 0
F2_Commercial_Retail (WA)_Existing_Food Preparation_Natural Gas_Conveyor Oven_E9 | F2 | Commercial | Retail (WA) | Existing | Food Preparation | Natural Gas | Conveyor Oven | E9 | TRC BC Ratio | 0 | 0 | 0 | 0 | 0 | 0 | 0 | 0 | 0 | 0 | 0 | 0 | 0 | 0 | 0 | 0 | 0 | 0 | 0 | 0 | 0 | 0 | 0 | 0 | 0 | 0 | 0
F2_Commercial_Retail (WA)_Existing_Food Preparation_Natural Gas_Conveyor Oven_E10 | F2 | Commercial | Retail (WA) | Existing | Food Preparation | Natural Gas | Conveyor Oven | E10 | TRC BC Ratio | 0 | 0 | 0 | 0 | 0 | 0 | 0 | 0 | 0 | 0 | 0 | 0 | 0 | 0 | 0 | 0 | 0 | 0 | 0 | 0 | 0 | 0 | 0 | 0 | 0 | 0 | 0
F3_Commercial_Retail (WA)_Existing_Food Preparation_Natural Gas_Conveyor Oven_E1 | F3 | Commercial | Retail (WA) | Existing | Food Preparation | Natural Gas | Conveyor Oven | E1 | PACT BC Ratio | [24 empty] | 1 | 1 | 1 | bar: 2019 to 2042
F3_Commercial_Retail (WA)_Existing_Food Preparation_Natural Gas_Conveyor Oven_E2 | F3 | Commercial | Retail (WA) | Existing | Food Preparation | Natural Gas | Conveyor Oven | E2 | PACT BC Ratio | 285.2944 | 292.9499 | 301.3635 | 310.5802 | 320.6773 | 332.4394 | 344.3695 | 356.1395 | 367.4944 | 379.0156 | 388.5204 | 397.5418 | 407.1631 | 416.6532 | 425.338 | 433.6043 | 441.2183 | 448.787 | 456.7847 | 464.6604 | 472.7343 | 481.0887 | 489.5449 | 498.2421 | 507.0939 | 516.1028 | 525.2719
F3_Commercial_Retail (WA)_Existing_Food Preparation_Natural Gas_Conveyor Oven_E3 | F3 | Commercial | Retail (WA) | Existing | Food Preparation | Natural Gas | Conveyor Oven | E3 | PACT BC Ratio | 0 | 0 | 0 | 0 | 0 | 0 | 0 | 0 | 0 | 0 | 0 | 0 | 0 | 0 | 0 | 0 | 0 | 0 | 0 | 0 | 0 | 0 | 0 | 0 | 0 | 0 | 0
F3_Commercial_Retail (WA)_Existing_Food Preparation_Natural Gas_Conveyor Oven_E4 | F3 | Commercial | Retail (WA) | Existing | Food Preparation | Natural Gas | Conveyor Oven | E4 | PACT BC Ratio | 0 | 0 | 0 | 0 | 0 | 0 | 0 | 0 | 0 | 0 | 0 | 0 | 0 | 0 | 0 | 0 | 0 | 0 | 0 | 0 | 0 | 0 | 0 | 0 | 0 | 0 | 0
F3_Commercial_Retail (WA)_Existing_Food Preparation_Natural Gas_Conveyor Oven_E5 | F3 | Commercial | Retail (WA) | Existing | Food Preparation | Natural Gas | Conveyor Oven | E5 | PACT BC Ratio | 0 | 0 | 0 | 0 | 0 | 0 | 0 | 0 | 0 | 0 | 0 | 0 | 0 | 0 | 0 | 0 | 0 | 0 | 0 | 0 | 0 | 0 | 0 | 0 | 0 | 0 | 0
F3_Commercial_Retail (WA)_Existing_Food Preparation_Natural Gas_Conveyor Oven_E6 | F3 | Commercial | Retail (WA) | Existing | Food Preparation | Natural Gas | Conveyor Oven | E6 | PACT BC Ratio | 0 | 0 | 0 | 0 | 0 | 0 | 0 | 0 | 0 | 0 | 0 | 0 | 0 | 0 | 0 | 0 | 0 | 0 | 0 | 0 | 0 | 0 | 0 | 0 | 0 | 0 | 0
F3_Commercial_Retail (WA)_Existing_Food Preparation_Natural Gas_Conveyor Oven_E7 | F3 | Commercial | Retail (WA) | Existing | Food Preparation | Natural Gas | Conveyor Oven | E7 | PACT BC Ratio | 0 | 0 | 0 | 0 | 0 | 0 | 0 | 0 | 0 | 0 | 0 | 0 | 0 | 0 | 0 | 0 | 0 | 0 | 0 | 0 | 0 | 0 | 0 | 0 | 0 | 0 | 0
F3_Commercial_Retail (WA)_Existing_Food Preparation_Natural Gas_Conveyor Oven_E8 | F3 | Commercial | Retail (WA) | Existing | Food Preparation | Natural Gas | Conveyor Oven | E8 | PACT BC Ratio | 0 | 0 | 0 | 0 | 0 | 0 | 0 | 0 | 0 | 0 | 0 | 0 | 0 | 0 | 0 | 0 | 0 | 0 | 0 | 0 | 0 | 0 | 0 | 0 | 0 | 0 | 0
F3_Commercial_Retail (WA)_Existing_Food Preparation_Natural Gas_Conveyor Oven_E9 | F3 | Commercial | Retail (WA) | Existing | Food Preparation | Natural Gas | Conveyor Oven | E9 | PACT BC Ratio | 0 | 0 | 0 | 0 | 0 | 0 | 0 | 0 | 0 | 0 | 0 | 0 | 0 | 0 | 0 | 0 | 0 | 0 | 0 | 0 | 0 | 0 | 0 | 0 | 0 | 0 | 0
F3_Commercial_Retail (WA)_Existing_Food Preparation_Natural Gas_Conveyor Oven_E10 | F3 | Commercial | Retail (WA) | Existing | Food Preparation | Natural Gas | Conveyor Oven | E10 | PACT BC Ratio | 0 | 0 | 0 | 0 | 0 | 0 | 0 | 0 | 0 | 0 | 0 | 0 | 0 | 0 | 0 | 0 | 0 | 0 | 0 | 0 | 0 | 0 | 0 | 0 | 0 | 0 | 0
F4_Commercial_Retail (WA)_Existing_Food Preparation_Natural Gas_Conveyor Oven_E1 | F4 | Commercial | Retail (WA) | Existing | Food Preparation | Natural Gas | Conveyor Oven | E1 | RVT BC Ratio | [24 empty] | 1 | 1 | 1 | bar: 2019 to 2042
F4_Commercial_Retail (WA)_Existing_Food Preparation_Natural Gas_Conveyor Oven_E2 | F4 | Commercial | Retail (WA) | Existing | Food Preparation | Natural Gas | Conveyor Oven | E2 | RVT BC Ratio | 197.319 | 201.5274 | 206.1049 | 211.0658 | 216.4443 | 222.7802 | 228.9797 | 234.8818 | 240.2914 | 245.6096 | 251.1689 | 256.3574 | 261.8808 | 267.256 | 272.0372 | 276.4729 | 280.4049 | 284.2253 | 288.2389 | 292.0787 | 295.9477 | 301.1708 | 306.4576 | 311.8951 | 317.4292 | 323.0616 | 328.794
F4_Commercial_Retail (WA)_Existing_Food Preparation_Natural Gas_Conveyor Oven_E3 | F4 | Commercial | Retail (WA) | Existing | Food Preparation | Natural Gas | Conveyor Oven | E3 | RVT BC Ratio | 0 | 0 | 0 | 0 | 0 | 0 | 0 | 0 | 0 | 0 | 0 | 0 | 0 | 0 | 0 | 0 | 0 | 0 | 0 | 0 | 0 | 0 | 0 | 0 | 0 | 0 | 0
F4_Commercial_Retail (WA)_Existing_Food Preparation_Natural Gas_Conveyor Oven_E4 | F4 | Commercial | Retail (WA) | Existing | Food Preparation | Natural Gas | Conveyor Oven | E4 | RVT BC Ratio | 0 | 0 | 0 | 0 | 0 | 0 | 0 | 0 | 0 | 0 | 0 | 0 | 0 | 0 | 0 | 0 | 0 | 0 | 0 | 0 | 0 | 0 | 0 | 0 | 0 | 0 | 0
F4_Commercial_Retail (WA)_Existing_Food Preparation_Natural Gas_Conveyor Oven_E5 | F4 | Commercial | Retail (WA) | Existing | Food Preparation | Natural Gas | Conveyor Oven | E5 | RVT BC Ratio | 0 | 0 | 0 | 0 | 0 | 0 | 0 | 0 | 0 | 0 | 0 | 0 | 0 | 0 | 0 | 0 | 0 | 0 | 0 | 0 | 0 | 0 | 0 | 0 | 0 | 0 | 0
F4_Commercial_Retail (WA)_Existing_Food Preparation_Natural Gas_Conveyor Oven_E6 | F4 | Commercial | Retail (WA) | Existing | Food Preparation | Natural Gas | Conveyor Oven | E6 | RVT BC Ratio | 0 | 0 | 0 | 0 | 0 | 0 | 0 | 0 | 0 | 0 | 0 | 0 | 0 | 0 | 0 | 0 | 0 | 0 | 0 | 0 | 0 | 0 | 0 | 0 | 0 | 0 | 0
F4_Commercial_Retail (WA)_Existing_Food Preparation_Natural Gas_Conveyor Oven_E7 | F4 | Commercial | Retail (WA) | Existing | Food Preparation | Natural Gas | Conveyor Oven | E7 | RVT BC Ratio | 0 | 0 | 0 | 0 | 0 | 0 | 0 | 0 | 0 | 0 | 0 | 0 | 0 | 0 | 0 | 0 | 0 | 0 | 0 | 0 | 0 | 0 | 0 | 0 | 0 | 0 | 0
F4_Commercial_Retail (WA)_Existing_Food Preparation_Natural Gas_Conveyor Oven_E8 | F4 | Commercial | Retail (WA) | Existing | Food Preparation | Natural Gas | Conveyor Oven | E8 | RVT BC Ratio | 0 | 0 | 0 | 0 | 0 | 0 | 0 | 0 | 0 | 0 | 0 | 0 | 0 | 0 | 0 | 0 | 0 | 0 | 0 | 0 | 0 | 0 | 0 | 0 | 0 | 0 | 0
F4_Commercial_Retail (WA)_Existing_Food Preparation_Natural Gas_Conveyor Oven_E9 | F4 | Commercial | Retail (WA) | Existing | Food Preparation | Natural Gas | Conveyor Oven | E9 | RVT BC Ratio | 0 | 0 | 0 | 0 | 0 | 0 | 0 | 0 | 0 | 0 | 0 | 0 | 0 | 0 | 0 | 0 | 0 | 0 | 0 | 0 | 0 | 0 | 0 | 0 | 0 | 0 | 0
F4_Commercial_Retail (WA)_Existing_Food Preparation_Natural Gas_Conveyor Oven_E10 | F4 | Commercial | Retail (WA) | Existing | Food Preparation | Natural Gas | Conveyor Oven | E10 | RVT BC Ratio | 0 | 0 | 0 | 0 | 0 | 0 | 0 | 0 | 0 | 0 | 0 | 0 | 0 | 0 | 0 | 0 | 0 | 0 | 0 | 0 | 0 | 0 | 0 | 0 | 0 | 0 | 0
F5_Commercial_Retail (WA)_Existing_Food Preparation_Natural Gas_Conveyor Oven_E1 | F5 | Commercial | Retail (WA) | Existing | Food Preparation | Natural Gas | Conveyor Oven | E1 | RIM BC Ratio | [24 empty] | 1 | 1 | 1 | bar: 2019 to 2042
F5_Commercial_Retail (WA)_Existing_Food Preparation_Natural Gas_Conveyor Oven_E2 | F5 | Commercial | Retail (WA) | Existing | Food Preparation | Natural Gas | Conveyor Oven | E2 | RIM BC Ratio | 0.86003 | 0.86468 | 0.86978 | 0.87533 | 0.88135 | 0.88772 | 0.8947 | 0.90205 | 0.90987 | 0.91809 | 0.9203 | 0.92263 | 0.92504 | 0.92758 | 0.93028 | 0.93316 | 0.93624 | 0.93951 | 0.94294 | 0.9466 | 0.95047 | 0.9505 | 0.95053 | 0.95056 | 0.9506 | 0.95063 | 0.95066
F5_Commercial_Retail (WA)_Existing_Food Preparation_Natural Gas_Conveyor Oven_E3 | F5 | Commercial | Retail (WA) | Existing | Food Preparation | Natural Gas | Conveyor Oven | E3 | RIM BC Ratio | 0 | 0 | 0 | 0 | 0 | 0 | 0 | 0 | 0 | 0 | 0 | 0 | 0 | 0 | 0 | 0 | 0 | 0 | 0 | 0 | 0 | 0 | 0 | 0 | 0 | 0 | 0
F5_Commercial_Retail (WA)_Existing_Food Preparation_Natural Gas_Conveyor Oven_E4 | F5 | Commercial | Retail (WA) | Existing | Food Preparation | Natural Gas | Conveyor Oven | E4 | RIM BC Ratio | 0 | 0 | 0 | 0 | 0 | 0 | 0 | 0 | 0 | 0 | 0 | 0 | 0 | 0 | 0 | 0 | 0 | 0 | 0 | 0 | 0 | 0 | 0 | 0 | 0 | 0 | 0
F5_Commercial_Retail (WA)_Existing_Food Preparation_Natural Gas_Conveyor Oven_E5 | F5 | Commercial | Retail (WA) | Existing | Food Preparation | Natural Gas | Conveyor Oven | E5 | RIM BC Ratio | 0 | 0 | 0 | 0 | 0 | 0 | 0 | 0 | 0 | 0 | 0 | 0 | 0 | 0 | 0 | 0 | 0 | 0 | 0 | 0 | 0 | 0 | 0 | 0 | 0 | 0 | 0
F5_Commercial_Retail (WA)_Existing_Food Preparation_Natural Gas_Conveyor Oven_E6 | F5 | Commercial | Retail (WA) | Existing | Food Preparation | Natural Gas | Conveyor Oven | E6 | RIM BC Ratio | 0 | 0 | 0 | 0 | 0 | 0 | 0 | 0 | 0 | 0 | 0 | 0 | 0 | 0 | 0 | 0 | 0 | 0 | 0 | 0 | 0 | 0 | 0 | 0 | 0 | 0 | 0
F5_Commercial_Retail (WA)_Existing_Food Preparation_Natural Gas_Conveyor Oven_E7 | F5 | Commercial | Retail (WA) | Existing | Food Preparation | Natural Gas | Conveyor Oven | E7 | RIM BC Ratio | 0 | 0 | 0 | 0 | 0 | 0 | 0 | 0 | 0 | 0 | 0 | 0 | 0 | 0 | 0 | 0 | 0 | 0 | 0 | 0 | 0 | 0 | 0 | 0 | 0 | 0 | 0
F5_Commercial_Retail (WA)_Existing_Food Preparation_Natural Gas_Conveyor Oven_E8 | F5 | Commercial | Retail (WA) | Existing | Food Preparation | Natural Gas | Conveyor Oven | E8 | RIM BC Ratio | 0 | 0 | 0 | 0 | 0 | 0 | 0 | 0 | 0 | 0 | 0 | 0 | 0 | 0 | 0 | 0 | 0 | 0 | 0 | 0 | 0 | 0 | 0 | 0 | 0 | 0 | 0
F5_Commercial_Retail (WA)_Existing_Food Preparation_Natural Gas_Conveyor Oven_E9 | F5 | Commercial | Retail (WA) | Existing | Food Preparation | Natural Gas | Conveyor Oven | E9 | RIM BC Ratio | 0 | 0 | 0 | 0 | 0 | 0 | 0 | 0 | 0 | 0 | 0 | 0 | 0 | 0 | 0 | 0 | 0 | 0 | 0 | 0 | 0 | 0 | 0 | 0 | 0 | 0 | 0
F5_Commercial_Retail (WA)_Existing_Food Preparation_Natural Gas_Conveyor Oven_E10 | F5 | Commercial | Retail (WA) | Existing | Food Preparation | Natural Gas | Conveyor Oven | E10 | RIM BC Ratio | 0 | 0 | 0 | 0 | 0 | 0 | 0 | 0 | 0 | 0 | 0 | 0 | 0 | 0 | 0 | 0 | 0 | 0 | 0 | 0 | 0 | 0 | 0 | 0 | 0 | 0 | 0
F0_Commercial_Retail (WA)_Existing_Food Preparation_Natural Gas_Double Rack Oven_E0 | F0 | Commercial | Retail (WA) | Existing | Food Preparation | Natural Gas | Double Rack Oven | E0 | Economic Unit | FTSC Qualified (>50% Cooking Efficiency) | FTSC Qualified (>50% Cooking Efficiency) | FTSC Qualified (>50% Cooking Efficiency) | FTSC Qualified (>50% Cooking Efficiency) | FTSC Qualified (>50% Cooking Efficiency) | FTSC Qualified (>50% Cooking Efficiency) | FTSC Qualified (>50% Cooking Efficiency) | FTSC Qualified (>50% Cooking Efficiency) | FTSC Qualified (>50% Cooking Efficiency) | FTSC Qualified (>50% Cooking Efficiency) | FTSC Qualified (>50% Cooking Efficiency) | FTSC Qualified (>50% Cooking Efficiency) | FTSC Qualified (>50% Cooking Efficiency) | FTSC Qualified (>50% Cooking Efficiency) | FTSC Qualified (>50% Cooking Efficiency) | FTSC Qualified (>50% Cooking Efficiency) | FTSC Qualified (>50% Cooking Efficiency) | FTSC Qualified (>50% Cooking Efficiency) | FTSC Qualified (>50% Cooking Efficiency) | FTSC Qualified (>50% Cooking Efficiency) | FTSC Qualified (>50% Cooking Efficiency) | FTSC Qualified (>50% Cooking Efficiency) | FTSC Qualified (>50% Cooking Efficiency) | FTSC Qualified (>50% Cooking Efficiency) | FTSC Qualified (>50% Cooking Efficiency) | FTSC Qualified (>50% Cooking Efficiency) | FTSC Qualified (>50% Cooking Efficiency)
F1_Commercial_Retail (WA)_Existing_Food Preparation_Natural Gas_Double Rack Oven_E1 | F1 | Commercial | Retail (WA) | Existing | Food Preparation | Natural Gas | Double Rack Oven | E1 | CCE | 0 | 0 | 0 | 0 | 0 | 0 | 0 | 0 | 0 | 0 | 0 | 0 | 0 | 0 | 0 | 0 | 0 | 0 | 0 | 0 | 0 | 0 | 0 | 0 | 0 | 0 | 0
F1_Commercial_Retail (WA)_Existing_Food Preparation_Natural Gas_Double Rack Oven_E2 | F1 | Commercial | Retail (WA) | Existing | Food Preparation | Natural Gas | Double Rack Oven | E2 | CCE | 5.6907e-05 | 5.6907e-05 | 5.6907e-05 | 5.6907e-05 | 5.6907e-05 | 5.6907e-05 | 5.6907e-05 | 5.6907e-05 | 5.6907e-05 | 5.6907e-05 | 5.6907e-05 | 5.6907e-05 | 5.6907e-05 | 5.6907e-05 | 5.6907e-05 | 5.6907e-05 | 5.6907e-05 | 5.6907e-05 | 5.6907e-05 | 5.6907e-05 | 5.6907e-05 | 5.6907e-05 | 5.6907e-05 | 5.6907e-05 | 5.6907e-05 | 5.6907e-05 | 5.6907e-05
F1_Commercial_Retail (WA)_Existing_Food Preparation_Natural Gas_Double Rack Oven_E3 | F1 | Commercial | Retail (WA) | Existing | Food Preparation | Natural Gas | Double Rack Oven | E3 | CCE | 0 | 0 | 0 | 0 | 0 | 0 | 0 | 0 | 0 | 0 | 0 | 0 | 0 | 0 | 0 | 0 | 0 | 0 | 0 | 0 | 0 | 0 | 0 | 0 | 0 | 0 | 0
F1_Commercial_Retail (WA)_Existing_Food Preparation_Natural Gas_Double Rack Oven_E4 | F1 | Commercial | Retail (WA) | Existing | Food Preparation | Natural Gas | Double Rack Oven | E4 | CCE | 0 | 0 | 0 | 0 | 0 | 0 | 0 | 0 | 0 | 0 | 0 | 0 | 0 | 0 | 0 | 0 | 0 | 0 | 0 | 0 | 0 | 0 | 0 | 0 | 0 | 0 | 0
F1_Commercial_Retail (WA)_Existing_Food Preparation_Natural Gas_Double Rack Oven_E5 | F1 | Commercial | Retail (WA) | Existing | Food Preparation | Natural Gas | Double Rack Oven | E5 | CCE | 0 | 0 | 0 | 0 | 0 | 0 | 0 | 0 | 0 | 0 | 0 | 0 | 0 | 0 | 0 | 0 | 0 | 0 | 0 | 0 | 0 | 0 | 0 | 0 | 0 | 0 | 0
F1_Commercial_Retail (WA)_Existing_Food Preparation_Natural Gas_Double Rack Oven_E6 | F1 | Commercial | Retail (WA) | Existing | Food Preparation | Natural Gas | Double Rack Oven | E6 | CCE | 0 | 0 | 0 | 0 | 0 | 0 | 0 | 0 | 0 | 0 | 0 | 0 | 0 | 0 | 0 | 0 | 0 | 0 | 0 | 0 | 0 | 0 | 0 | 0 | 0 | 0 | 0
F1_Commercial_Retail (WA)_Existing_Food Preparation_Natural Gas_Double Rack Oven_E7 | F1 | Commercial | Retail (WA) | Existing | Food Preparation | Natural Gas | Double Rack Oven | E7 | CCE | 0 | 0 | 0 | 0 | 0 | 0 | 0 | 0 | 0 | 0 | 0 | 0 | 0 | 0 | 0 | 0 | 0 | 0 | 0 | 0 | 0 | 0 | 0 | 0 | 0 | 0 | 0
F1_Commercial_Retail (WA)_Existing_Food Preparation_Natural Gas_Double Rack Oven_E8 | F1 | Commercial | Retail (WA) | Existing | Food Preparation | Natural Gas | Double Rack Oven | E8 | CCE | 0 | 0 | 0 | 0 | 0 | 0 | 0 | 0 | 0 | 0 | 0 | 0 | 0 | 0 | 0 | 0 | 0 | 0 | 0 | 0 | 0 | 0 | 0 | 0 | 0 | 0 | 0
F1_Commercial_Retail (WA)_Existing_Food Preparation_Natural Gas_Double Rack Oven_E9 | F1 | Commercial | Retail (WA) | Existing | Food Preparation | Natural Gas | Double Rack Oven | E9 | CCE | 0 | 0 | 0 | 0 | 0 | 0 | 0 | 0 | 0 | 0 | 0 | 0 | 0 | 0 | 0 | 0 | 0 | 0 | 0 | 0 | 0 | 0 | 0 | 0 | 0 | 0 | 0
F1_Commercial_Retail (WA)_Existing_Food Preparation_Natural Gas_Double Rack Oven_E10 | F1 | Commercial | Retail (WA) | Existing | Food Preparation | Natural Gas | Double Rack Oven | E10 | CCE | 0 | 0 | 0 | 0 | 0 | 0 | 0 | 0 | 0 | 0 | 0 | 0 | 0 | 0 | 0 | 0 | 0 | 0 | 0 | 0 | 0 | 0 | 0 | 0 | 0 | 0 | 0
F2_Commercial_Retail (WA)_Existing_Food Preparation_Natural Gas_Double Rack Oven_E1 | F2 | Commercial | Retail (WA) | Existing | Food Preparation | Natural Gas | Double Rack Oven | E1 | TRC BC Ratio | [24 empty] | 1 | 1 | 1 | bar: 2019 to 2042
F2_Commercial_Retail (WA)_Existing_Food Preparation_Natural Gas_Double Rack Oven_E2 | F2 | Commercial | Retail (WA) | Existing | Food Preparation | Natural Gas | Double Rack Oven | E2 | TRC BC Ratio | 62.5406 | 64.1168 | 65.9841 | 68.1241 | 70.5441 | 73.4885 | 76.5191 | 79.5204 | 82.4098 | 85.3394 | 87.6704 | 89.8541 | 92.2005 | 94.4973 | 96.5509 | 98.4727 | 100.1961 | 101.8977 | 103.7151 | 105.4881 | 107.3094 | 109.2031 | 111.1168 | 113.0908 | 115.1 | 117.1449 | 119.226
F2_Commercial_Retail (WA)_Existing_Food Preparation_Natural Gas_Double Rack Oven_E3 | F2 | Commercial | Retail (WA) | Existing | Food Preparation | Natural Gas | Double Rack Oven | E3 | TRC BC Ratio | 0 | 0 | 0 | 0 | 0 | 0 | 0 | 0 | 0 | 0 | 0 | 0 | 0 | 0 | 0 | 0 | 0 | 0 | 0 | 0 | 0 | 0 | 0 | 0 | 0 | 0 | 0
F2_Commercial_Retail (WA)_Existing_Food Preparation_Natural Gas_Double Rack Oven_E4 | F2 | Commercial | Retail (WA) | Existing | Food Preparation | Natural Gas | Double Rack Oven | E4 | TRC BC Ratio | 0 | 0 | 0 | 0 | 0 | 0 | 0 | 0 | 0 | 0 | 0 | 0 | 0 | 0 | 0 | 0 | 0 | 0 | 0 | 0 | 0 | 0 | 0 | 0 | 0 | 0 | 0
F2_Commercial_Retail (WA)_Existing_Food Preparation_Natural Gas_Double Rack Oven_E5 | F2 | Commercial | Retail (WA) | Existing | Food Preparation | Natural Gas | Double Rack Oven | E5 | TRC BC Ratio | 0 | 0 | 0 | 0 | 0 | 0 | 0 | 0 | 0 | 0 | 0 | 0 | 0 | 0 | 0 | 0 | 0 | 0 | 0 | 0 | 0 | 0 | 0 | 0 | 0 | 0 | 0
F2_Commercial_Retail (WA)_Existing_Food Preparation_Natural Gas_Double Rack Oven_E6 | F2 | Commercial | Retail (WA) | Existing | Food Preparation | Natural Gas | Double Rack Oven | E6 | TRC BC Ratio | 0 | 0 | 0 | 0 | 0 | 0 | 0 | 0 | 0 | 0 | 0 | 0 | 0 | 0 | 0 | 0 | 0 | 0 | 0 | 0 | 0 | 0 | 0 | 0 | 0 | 0 | 0
F2_Commercial_Retail (WA)_Existing_Food Preparation_Natural Gas_Double Rack Oven_E7 | F2 | Commercial | Retail (WA) | Existing | Food Preparation | Natural Gas | Double Rack Oven | E7 | TRC BC Ratio | 0 | 0 | 0 | 0 | 0 | 0 | 0 | 0 | 0 | 0 | 0 | 0 | 0 | 0 | 0 | 0 | 0 | 0 | 0 | 0 | 0 | 0 | 0 | 0 | 0 | 0 | 0
F2_Commercial_Retail (WA)_Existing_Food Preparation_Natural Gas_Double Rack Oven_E8 | F2 | Commercial | Retail (WA) | Existing | Food Preparation | Natural Gas | Double Rack Oven | E8 | TRC BC Ratio | 0 | 0 | 0 | 0 | 0 | 0 | 0 | 0 | 0 | 0 | 0 | 0 | 0 | 0 | 0 | 0 | 0 | 0 | 0 | 0 | 0 | 0 | 0 | 0 | 0 | 0 | 0
F2_Commercial_Retail (WA)_Existing_Food Preparation_Natural Gas_Double Rack Oven_E9 | F2 | Commercial | Retail (WA) | Existing | Food Preparation | Natural Gas | Double Rack Oven | E9 | TRC BC Ratio | 0 | 0 | 0 | 0 | 0 | 0 | 0 | 0 | 0 | 0 | 0 | 0 | 0 | 0 | 0 | 0 | 0 | 0 | 0 | 0 | 0 | 0 | 0 | 0 | 0 | 0 | 0
F2_Commercial_Retail (WA)_Existing_Food Preparation_Natural Gas_Double Rack Oven_E10 | F2 | Commercial | Retail (WA) | Existing | Food Preparation | Natural Gas | Double Rack Oven | E10 | TRC BC Ratio | 0 | 0 | 0 | 0 | 0 | 0 | 0 | 0 | 0 | 0 | 0 | 0 | 0 | 0 | 0 | 0 | 0 | 0 | 0 | 0 | 0 | 0 | 0 | 0 | 0 | 0 | 0
F3_Commercial_Retail (WA)_Existing_Food Preparation_Natural Gas_Double Rack Oven_E1 | F3 | Commercial | Retail (WA) | Existing | Food Preparation | Natural Gas | Double Rack Oven | E1 | PACT BC Ratio | [24 empty] | 1 | 1 | 1 | bar: 2019 to 2042
F3_Commercial_Retail (WA)_Existing_Food Preparation_Natural Gas_Double Rack Oven_E2 | F3 | Commercial | Retail (WA) | Existing | Food Preparation | Natural Gas | Double Rack Oven | E2 | PACT BC Ratio | 126.0421 | 129.2186 | 132.982 | 137.2948 | 142.1719 | 148.106 | 154.2138 | 160.2626 | 166.0857 | 171.9898 | 176.6877 | 181.0888 | 185.8175 | 190.4464 | 194.5852 | 198.4583 | 201.9316 | 205.3609 | 209.0237 | 212.5968 | 216.2676 | 220.0839 | 223.9407 | 227.9192 | 231.9684 | 236.0895 | 240.2838
F3_Commercial_Retail (WA)_Existing_Food Preparation_Natural Gas_Double Rack Oven_E3 | F3 | Commercial | Retail (WA) | Existing | Food Preparation | Natural Gas | Double Rack Oven | E3 | PACT BC Ratio | 0 | 0 | 0 | 0 | 0 | 0 | 0 | 0 | 0 | 0 | 0 | 0 | 0 | 0 | 0 | 0 | 0 | 0 | 0 | 0 | 0 | 0 | 0 | 0 | 0 | 0 | 0
F3_Commercial_Retail (WA)_Existing_Food Preparation_Natural Gas_Double Rack Oven_E4 | F3 | Commercial | Retail (WA) | Existing | Food Preparation | Natural Gas | Double Rack Oven | E4 | PACT BC Ratio | 0 | 0 | 0 | 0 | 0 | 0 | 0 | 0 | 0 | 0 | 0 | 0 | 0 | 0 | 0 | 0 | 0 | 0 | 0 | 0 | 0 | 0 | 0 | 0 | 0 | 0 | 0
F3_Commercial_Retail (WA)_Existing_Food Preparation_Natural Gas_Double Rack Oven_E5 | F3 | Commercial | Retail (WA) | Existing | Food Preparation | Natural Gas | Double Rack Oven | E5 | PACT BC Ratio | 0 | 0 | 0 | 0 | 0 | 0 | 0 | 0 | 0 | 0 | 0 | 0 | 0 | 0 | 0 | 0 | 0 | 0 | 0 | 0 | 0 | 0 | 0 | 0 | 0 | 0 | 0
F3_Commercial_Retail (WA)_Existing_Food Preparation_Natural Gas_Double Rack Oven_E6 | F3 | Commercial | Retail (WA) | Existing | Food Preparation | Natural Gas | Double Rack Oven | E6 | PACT BC Ratio | 0 | 0 | 0 | 0 | 0 | 0 | 0 | 0 | 0 | 0 | 0 | 0 | 0 | 0 | 0 | 0 | 0 | 0 | 0 | 0 | 0 | 0 | 0 | 0 | 0 | 0 | 0
F3_Commercial_Retail (WA)_Existing_Food Preparation_Natural Gas_Double Rack Oven_E7 | F3 | Commercial | Retail (WA) | Existing | Food Preparation | Natural Gas | Double Rack Oven | E7 | PACT BC Ratio | 0 | 0 | 0 | 0 | 0 | 0 | 0 | 0 | 0 | 0 | 0 | 0 | 0 | 0 | 0 | 0 | 0 | 0 | 0 | 0 | 0 | 0 | 0 | 0 | 0 | 0 | 0
F3_Commercial_Retail (WA)_Existing_Food Preparation_Natural Gas_Double Rack Oven_E8 | F3 | Commercial | Retail (WA) | Existing | Food Preparation | Natural Gas | Double Rack Oven | E8 | PACT BC Ratio | 0 | 0 | 0 | 0 | 0 | 0 | 0 | 0 | 0 | 0 | 0 | 0 | 0 | 0 | 0 | 0 | 0 | 0 | 0 | 0 | 0 | 0 | 0 | 0 | 0 | 0 | 0
F3_Commercial_Retail (WA)_Existing_Food Preparation_Natural Gas_Double Rack Oven_E9 | F3 | Commercial | Retail (WA) | Existing | Food Preparation | Natural Gas | Double Rack Oven | E9 | PACT BC Ratio | 0 | 0 | 0 | 0 | 0 | 0 | 0 | 0 | 0 | 0 | 0 | 0 | 0 | 0 | 0 | 0 | 0 | 0 | 0 | 0 | 0 | 0 | 0 | 0 | 0 | 0 | 0
F3_Commercial_Retail (WA)_Existing_Food Preparation_Natural Gas_Double Rack Oven_E10 | F3 | Commercial | Retail (WA) | Existing | Food Preparation | Natural Gas | Double Rack Oven | E10 | PACT BC Ratio | 0 | 0 | 0 | 0 | 0 | 0 | 0 | 0 | 0 | 0 | 0 | 0 | 0 | 0 | 0 | 0 | 0 | 0 | 0 | 0 | 0 | 0 | 0 | 0 | 0 | 0 | 0
F4_Commercial_Retail (WA)_Existing_Food Preparation_Natural Gas_Double Rack Oven_E1 | F4 | Commercial | Retail (WA) | Existing | Food Preparation | Natural Gas | Double Rack Oven | E1 | RVT BC Ratio | [24 empty] | 1 | 1 | 1 | bar: 2019 to 2042
F4_Commercial_Retail (WA)_Existing_Food Preparation_Natural Gas_Double Rack Oven_E2 | F4 | Commercial | Retail (WA) | Existing | Food Preparation | Natural Gas | Double Rack Oven | E2 | RVT BC Ratio | 88.7876 | 90.4574 | 92.4174 | 94.7023 | 97.3196 | 100.5865 | 103.8625 | 106.9729 | 109.7886 | 112.5179 | 115.3461 | 117.9164 | 120.6294 | 123.1963 | 125.4037 | 127.3958 | 129.0818 | 130.6914 | 132.4031 | 134.0015 | 135.6053 | 137.9913 | 140.4025 | 142.8899 | 145.4214 | 147.998 | 150.6202
F4_Commercial_Retail (WA)_Existing_Food Preparation_Natural Gas_Double Rack Oven_E3 | F4 | Commercial | Retail (WA) | Existing | Food Preparation | Natural Gas | Double Rack Oven | E3 | RVT BC Ratio | 0 | 0 | 0 | 0 | 0 | 0 | 0 | 0 | 0 | 0 | 0 | 0 | 0 | 0 | 0 | 0 | 0 | 0 | 0 | 0 | 0 | 0 | 0 | 0 | 0 | 0 | 0
F4_Commercial_Retail (WA)_Existing_Food Preparation_Natural Gas_Double Rack Oven_E4 | F4 | Commercial | Retail (WA) | Existing | Food Preparation | Natural Gas | Double Rack Oven | E4 | RVT BC Ratio | 0 | 0 | 0 | 0 | 0 | 0 | 0 | 0 | 0 | 0 | 0 | 0 | 0 | 0 | 0 | 0 | 0 | 0 | 0 | 0 | 0 | 0 | 0 | 0 | 0 | 0 | 0
F4_Commercial_Retail (WA)_Existing_Food Preparation_Natural Gas_Double Rack Oven_E5 | F4 | Commercial | Retail (WA) | Existing | Food Preparation | Natural Gas | Double Rack Oven | E5 | RVT BC Ratio | 0 | 0 | 0 | 0 | 0 | 0 | 0 | 0 | 0 | 0 | 0 | 0 | 0 | 0 | 0 | 0 | 0 | 0 | 0 | 0 | 0 | 0 | 0 | 0 | 0 | 0 | 0
F4_Commercial_Retail (WA)_Existing_Food Preparation_Natural Gas_Double Rack Oven_E6 | F4 | Commercial | Retail (WA) | Existing | Food Preparation | Natural Gas | Double Rack Oven | E6 | RVT BC Ratio | 0 | 0 | 0 | 0 | 0 | 0 | 0 | 0 | 0 | 0 | 0 | 0 | 0 | 0 | 0 | 0 | 0 | 0 | 0 | 0 | 0 | 0 | 0 | 0 | 0 | 0 | 0
F4_Commercial_Retail (WA)_Existing_Food Preparation_Natural Gas_Double Rack Oven_E7 | F4 | Commercial | Retail (WA) | Existing | Food Preparation | Natural Gas | Double Rack Oven | E7 | RVT BC Ratio | 0 | 0 | 0 | 0 | 0 | 0 | 0 | 0 | 0 | 0 | 0 | 0 | 0 | 0 | 0 | 0 | 0 | 0 | 0 | 0 | 0 | 0 | 0 | 0 | 0 | 0 | 0
F4_Commercial_Retail (WA)_Existing_Food Preparation_Natural Gas_Double Rack Oven_E8 | F4 | Commercial | Retail (WA) | Existing | Food Preparation | Natural Gas | Double Rack Oven | E8 | RVT BC Ratio | 0 | 0 | 0 | 0 | 0 | 0 | 0 | 0 | 0 | 0 | 0 | 0 | 0 | 0 | 0 | 0 | 0 | 0 | 0 | 0 | 0 | 0 | 0 | 0 | 0 | 0 | 0
F4_Commercial_Retail (WA)_Existing_Food Preparation_Natural Gas_Double Rack Oven_E9 | F4 | Commercial | Retail (WA) | Existing | Food Preparation | Natural Gas | Double Rack Oven | E9 | RVT BC Ratio | 0 | 0 | 0 | 0 | 0 | 0 | 0 | 0 | 0 | 0 | 0 | 0 | 0 | 0 | 0 | 0 | 0 | 0 | 0 | 0 | 0 | 0 | 0 | 0 | 0 | 0 | 0
F4_Commercial_Retail (WA)_Existing_Food Preparation_Natural Gas_Double Rack Oven_E10 | F4 | Commercial | Retail (WA) | Existing | Food Preparation | Natural Gas | Double Rack Oven | E10 | RVT BC Ratio | 0 | 0 | 0 | 0 | 0 | 0 | 0 | 0 | 0 | 0 | 0 | 0 | 0 | 0 | 0 | 0 | 0 | 0 | 0 | 0 | 0 | 0 | 0 | 0 | 0 | 0 | 0
F5_Commercial_Retail (WA)_Existing_Food Preparation_Natural Gas_Double Rack Oven_E1 | F5 | Commercial | Retail (WA) | Existing | Food Preparation | Natural Gas | Double Rack Oven | E1 | RIM BC Ratio | [24 empty] | 1 | 1 | 1 | bar: 2019 to 2042
F5_Commercial_Retail (WA)_Existing_Food Preparation_Natural Gas_Double Rack Oven_E2 | F5 | Commercial | Retail (WA) | Existing | Food Preparation | Natural Gas | Double Rack Oven | E2 | RIM BC Ratio | 0.84336 | 0.84869 | 0.85493 | 0.8614 | 0.86806 | 0.87498 | 0.88238 | 0.89038 | 0.89911 | 0.90853 | 0.9105 | 0.91287 | 0.91568 | 0.91896 | 0.92243 | 0.92611 | 0.93003 | 0.93419 | 0.93858 | 0.94325 | 0.94821 | 0.94828 | 0.94835 | 0.94842 | 0.94849 | 0.94855 | 0.94862
F5_Commercial_Retail (WA)_Existing_Food Preparation_Natural Gas_Double Rack Oven_E3 | F5 | Commercial | Retail (WA) | Existing | Food Preparation | Natural Gas | Double Rack Oven | E3 | RIM BC Ratio | 0 | 0 | 0 | 0 | 0 | 0 | 0 | 0 | 0 | 0 | 0 | 0 | 0 | 0 | 0 | 0 | 0 | 0 | 0 | 0 | 0 | 0 | 0 | 0 | 0 | 0 | 0
F5_Commercial_Retail (WA)_Existing_Food Preparation_Natural Gas_Double Rack Oven_E4 | F5 | Commercial | Retail (WA) | Existing | Food Preparation | Natural Gas | Double Rack Oven | E4 | RIM BC Ratio | 0 | 0 | 0 | 0 | 0 | 0 | 0 | 0 | 0 | 0 | 0 | 0 | 0 | 0 | 0 | 0 | 0 | 0 | 0 | 0 | 0 | 0 | 0 | 0 | 0 | 0 | 0
F5_Commercial_Retail (WA)_Existing_Food Preparation_Natural Gas_Double Rack Oven_E5 | F5 | Commercial | Retail (WA) | Existing | Food Preparation | Natural Gas | Double Rack Oven | E5 | RIM BC Ratio | 0 | 0 | 0 | 0 | 0 | 0 | 0 | 0 | 0 | 0 | 0 | 0 | 0 | 0 | 0 | 0 | 0 | 0 | 0 | 0 | 0 | 0 | 0 | 0 | 0 | 0 | 0
F5_Commercial_Retail (WA)_Existing_Food Preparation_Natural Gas_Double Rack Oven_E6 | F5 | Commercial | Retail (WA) | Existing | Food Preparation | Natural Gas | Double Rack Oven | E6 | RIM BC Ratio | 0 | 0 | 0 | 0 | 0 | 0 | 0 | 0 | 0 | 0 | 0 | 0 | 0 | 0 | 0 | 0 | 0 | 0 | 0 | 0 | 0 | 0 | 0 | 0 | 0 | 0 | 0
F5_Commercial_Retail (WA)_Existing_Food Preparation_Natural Gas_Double Rack Oven_E7 | F5 | Commercial | Retail (WA) | Existing | Food Preparation | Natural Gas | Double Rack Oven | E7 | RIM BC Ratio | 0 | 0 | 0 | 0 | 0 | 0 | 0 | 0 | 0 | 0 | 0 | 0 | 0 | 0 | 0 | 0 | 0 | 0 | 0 | 0 | 0 | 0 | 0 | 0 | 0 | 0 | 0
F5_Commercial_Retail (WA)_Existing_Food Preparation_Natural Gas_Double Rack Oven_E8 | F5 | Commercial | Retail (WA) | Existing | Food Preparation | Natural Gas | Double Rack Oven | E8 | RIM BC Ratio | 0 | 0 | 0 | 0 | 0 | 0 | 0 | 0 | 0 | 0 | 0 | 0 | 0 | 0 | 0 | 0 | 0 | 0 | 0 | 0 | 0 | 0 | 0 | 0 | 0 | 0 | 0
F5_Commercial_Retail (WA)_Existing_Food Preparation_Natural Gas_Double Rack Oven_E9 | F5 | Commercial | Retail (WA) | Existing | Food Preparation | Natural Gas | Double Rack Oven | E9 | RIM BC Ratio | 0 | 0 | 0 | 0 | 0 | 0 | 0 | 0 | 0 | 0 | 0 | 0 | 0 | 0 | 0 | 0 | 0 | 0 | 0 | 0 | 0 | 0 | 0 | 0 | 0 | 0 | 0
F5_Commercial_Retail (WA)_Existing_Food Preparation_Natural Gas_Double Rack Oven_E10 | F5 | Commercial | Retail (WA) | Existing | Food Preparation | Natural Gas | Double Rack Oven | E10 | RIM BC Ratio | 0 | 0 | 0 | 0 | 0 | 0 | 0 | 0 | 0 | 0 | 0 | 0 | 0 | 0 | 0 | 0 | 0 | 0 | 0 | 0 | 0 | 0 | 0 | 0 | 0 | 0 | 0
F0_Commercial_Retail (WA)_Existing_Food Preparation_Natural Gas_Fryer_E0 | F0 | Commercial | Retail (WA) | Existing | Food Preparation | Natural Gas | Fryer | E0 | Economic Unit | ENERGY STAR | ENERGY STAR | ENERGY STAR | ENERGY STAR | ENERGY STAR | ENERGY STAR | ENERGY STAR | ENERGY STAR | ENERGY STAR | ENERGY STAR | ENERGY STAR | ENERGY STAR | ENERGY STAR | ENERGY STAR | ENERGY STAR | ENERGY STAR | ENERGY STAR | ENERGY STAR | ENERGY STAR | ENERGY STAR | ENERGY STAR | ENERGY STAR | ENERGY STAR | ENERGY STAR | ENERGY STAR | ENERGY STAR | ENERGY STAR
F1_Commercial_Retail (WA)_Existing_Food Preparation_Natural Gas_Fryer_E1 | F1 | Commercial | Retail (WA) | Existing | Food Preparation | Natural Gas | Fryer | E1 | CCE | 0 | 0 | 0 | 0 | 0 | 0 | 0 | 0 | 0 | 0 | 0 | 0 | 0 | 0 | 0 | 0 | 0 | 0 | 0 | 0 | 0 | 0 | 0 | 0 | 0 | 0 | 0
F1_Commercial_Retail (WA)_Existing_Food Preparation_Natural Gas_Fryer_E2 | F1 | Commercial | Retail (WA) | Existing | Food Preparation | Natural Gas | Fryer | E2 | CCE | 0.00011477 | 0.00011477 | 0.00011477 | 0.00011477 | 0.00011477 | 0.00011477 | 0.00011477 | 0.00011477 | 0.00011477 | 0.00011477 | 0.00011477 | 0.00011477 | 0.00011477 | 0.00011477 | 0.00011477 | 0.00011477 | 0.00011477 | 0.00011477 | 0.00011477 | 0.00011477 | 0.00011477 | 0.00011477 | 0.00011477 | 0.00011477 | 0.00011477 | 0.00011477 | 0.00011477
F1_Commercial_Retail (WA)_Existing_Food Preparation_Natural Gas_Fryer_E3 | F1 | Commercial | Retail (WA) | Existing | Food Preparation | Natural Gas | Fryer | E3 | CCE | 0 | 0 | 0 | 0 | 0 | 0 | 0 | 0 | 0 | 0 | 0 | 0 | 0 | 0 | 0 | 0 | 0 | 0 | 0 | 0 | 0 | 0 | 0 | 0 | 0 | 0 | 0
F1_Commercial_Retail (WA)_Existing_Food Preparation_Natural Gas_Fryer_E4 | F1 | Commercial | Retail (WA) | Existing | Food Preparation | Natural Gas | Fryer | E4 | CCE | 0 | 0 | 0 | 0 | 0 | 0 | 0 | 0 | 0 | 0 | 0 | 0 | 0 | 0 | 0 | 0 | 0 | 0 | 0 | 0 | 0 | 0 | 0 | 0 | 0 | 0 | 0
F1_Commercial_Retail (WA)_Existing_Food Preparation_Natural Gas_Fryer_E5 | F1 | Commercial | Retail (WA) | Existing | Food Preparation | Natural Gas | Fryer | E5 | CCE | 0 | 0 | 0 | 0 | 0 | 0 | 0 | 0 | 0 | 0 | 0 | 0 | 0 | 0 | 0 | 0 | 0 | 0 | 0 | 0 | 0 | 0 | 0 | 0 | 0 | 0 | 0
F1_Commercial_Retail (WA)_Existing_Food Preparation_Natural Gas_Fryer_E6 | F1 | Commercial | Retail (WA) | Existing | Food Preparation | Natural Gas | Fryer | E6 | CCE | 0 | 0 | 0 | 0 | 0 | 0 | 0 | 0 | 0 | 0 | 0 | 0 | 0 | 0 | 0 | 0 | 0 | 0 | 0 | 0 | 0 | 0 | 0 | 0 | 0 | 0 | 0
F1_Commercial_Retail (WA)_Existing_Food Preparation_Natural Gas_Fryer_E7 | F1 | Commercial | Retail (WA) | Existing | Food Preparation | Natural Gas | Fryer | E7 | CCE | 0 | 0 | 0 | 0 | 0 | 0 | 0 | 0 | 0 | 0 | 0 | 0 | 0 | 0 | 0 | 0 | 0 | 0 | 0 | 0 | 0 | 0 | 0 | 0 | 0 | 0 | 0
F1_Commercial_Retail (WA)_Existing_Food Preparation_Natural Gas_Fryer_E8 | F1 | Commercial | Retail (WA) | Existing | Food Preparation | Natural Gas | Fryer | E8 | CCE | 0 | 0 | 0 | 0 | 0 | 0 | 0 | 0 | 0 | 0 | 0 | 0 | 0 | 0 | 0 | 0 | 0 | 0 | 0 | 0 | 0 | 0 | 0 | 0 | 0 | 0 | 0
F1_Commercial_Retail (WA)_Existing_Food Preparation_Natural Gas_Fryer_E9 | F1 | Commercial | Retail (WA) | Existing | Food Preparation | Natural Gas | Fryer | E9 | CCE | 0 | 0 | 0 | 0 | 0 | 0 | 0 | 0 | 0 | 0 | 0 | 0 | 0 | 0 | 0 | 0 | 0 | 0 | 0 | 0 | 0 | 0 | 0 | 0 | 0 | 0 | 0
F1_Commercial_Retail (WA)_Existing_Food Preparation_Natural Gas_Fryer_E10 | F1 | Commercial | Retail (WA) | Existing | Food Preparation | Natural Gas | Fryer | E10 | CCE | 0 | 0 | 0 | 0 | 0 | 0 | 0 | 0 | 0 | 0 | 0 | 0 | 0 | 0 | 0 | 0 | 0 | 0 | 0 | 0 | 0 | 0 | 0 | 0 | 0 | 0 | 0
F2_Commercial_Retail (WA)_Existing_Food Preparation_Natural Gas_Fryer_E1 | F2 | Commercial | Retail (WA) | Existing | Food Preparation | Natural Gas | Fryer | E1 | TRC BC Ratio | [24 empty] | 1 | 1 | 1 | bar: 2019 to 2042
F2_Commercial_Retail (WA)_Existing_Food Preparation_Natural Gas_Fryer_E2 | F2 | Commercial | Retail (WA) | Existing | Food Preparation | Natural Gas | Fryer | E2 | TRC BC Ratio | 32.3037 | 33.1522 | 34.1046 | 35.1713 | 36.3592 | 37.7644 | 39.1955 | 40.6053 | 41.9612 | 43.3371 | 44.457 | 45.5138 | 46.6445 | 47.7567 | 48.7663 | 49.7219 | 50.594 | 51.4589 | 52.3762 | 53.2766 | 54.2004 | 55.1577 | 56.1263 | 57.1234 | 58.1382 | 59.1711 | 60.2224
F2_Commercial_Retail (WA)_Existing_Food Preparation_Natural Gas_Fryer_E3 | F2 | Commercial | Retail (WA) | Existing | Food Preparation | Natural Gas | Fryer | E3 | TRC BC Ratio | 0 | 0 | 0 | 0 | 0 | 0 | 0 | 0 | 0 | 0 | 0 | 0 | 0 | 0 | 0 | 0 | 0 | 0 | 0 | 0 | 0 | 0 | 0 | 0 | 0 | 0 | 0
F2_Commercial_Retail (WA)_Existing_Food Preparation_Natural Gas_Fryer_E4 | F2 | Commercial | Retail (WA) | Existing | Food Preparation | Natural Gas | Fryer | E4 | TRC BC Ratio | 0 | 0 | 0 | 0 | 0 | 0 | 0 | 0 | 0 | 0 | 0 | 0 | 0 | 0 | 0 | 0 | 0 | 0 | 0 | 0 | 0 | 0 | 0 | 0 | 0 | 0 | 0
F2_Commercial_Retail (WA)_Existing_Food Preparation_Natural Gas_Fryer_E5 | F2 | Commercial | Retail (WA) | Existing | Food Preparation | Natural Gas | Fryer | E5 | TRC BC Ratio | 0 | 0 | 0 | 0 | 0 | 0 | 0 | 0 | 0 | 0 | 0 | 0 | 0 | 0 | 0 | 0 | 0 | 0 | 0 | 0 | 0 | 0 | 0 | 0 | 0 | 0 | 0
F2_Commercial_Retail (WA)_Existing_Food Preparation_Natural Gas_Fryer_E6 | F2 | Commercial | Retail (WA) | Existing | Food Preparation | Natural Gas | Fryer | E6 | TRC BC Ratio | 0 | 0 | 0 | 0 | 0 | 0 | 0 | 0 | 0 | 0 | 0 | 0 | 0 | 0 | 0 | 0 | 0 | 0 | 0 | 0 | 0 | 0 | 0 | 0 | 0 | 0 | 0
F2_Commercial_Retail (WA)_Existing_Food Preparation_Natural Gas_Fryer_E7 | F2 | Commercial | Retail (WA) | Existing | Food Preparation | Natural Gas | Fryer | E7 | TRC BC Ratio | 0 | 0 | 0 | 0 | 0 | 0 | 0 | 0 | 0 | 0 | 0 | 0 | 0 | 0 | 0 | 0 | 0 | 0 | 0 | 0 | 0 | 0 | 0 | 0 | 0 | 0 | 0
F2_Commercial_Retail (WA)_Existing_Food Preparation_Natural Gas_Fryer_E8 | F2 | Commercial | Retail (WA) | Existing | Food Preparation | Natural Gas | Fryer | E8 | TRC BC Ratio | 0 | 0 | 0 | 0 | 0 | 0 | 0 | 0 | 0 | 0 | 0 | 0 | 0 | 0 | 0 | 0 | 0 | 0 | 0 | 0 | 0 | 0 | 0 | 0 | 0 | 0 | 0
F2_Commercial_Retail (WA)_Existing_Food Preparation_Natural Gas_Fryer_E9 | F2 | Commercial | Retail (WA) | Existing | Food Preparation | Natural Gas | Fryer | E9 | TRC BC Ratio | 0 | 0 | 0 | 0 | 0 | 0 | 0 | 0 | 0 | 0 | 0 | 0 | 0 | 0 | 0 | 0 | 0 | 0 | 0 | 0 | 0 | 0 | 0 | 0 | 0 | 0 | 0
F2_Commercial_Retail (WA)_Existing_Food Preparation_Natural Gas_Fryer_E10 | F2 | Commercial | Retail (WA) | Existing | Food Preparation | Natural Gas | Fryer | E10 | TRC BC Ratio | 0 | 0 | 0 | 0 | 0 | 0 | 0 | 0 | 0 | 0 | 0 | 0 | 0 | 0 | 0 | 0 | 0 | 0 | 0 | 0 | 0 | 0 | 0 | 0 | 0 | 0 | 0
F3_Commercial_Retail (WA)_Existing_Food Preparation_Natural Gas_Fryer_E1 | F3 | Commercial | Retail (WA) | Existing | Food Preparation | Natural Gas | Fryer | E1 | PACT BC Ratio | [24 empty] | 1 | 1 | 1 | bar: 2019 to 2042
F3_Commercial_Retail (WA)_Existing_Food Preparation_Natural Gas_Fryer_E2 | F3 | Commercial | Retail (WA) | Existing | Food Preparation | Natural Gas | Fryer | E2 | PACT BC Ratio | 65.1037 | 66.8137 | 68.7331 | 70.8829 | 73.277 | 76.109 | 78.9931 | 81.8345 | 84.5671 | 87.3399 | 89.597 | 91.7269 | 94.0056 | 96.2471 | 98.2818 | 100.2076 | 101.9653 | 103.7084 | 105.5571 | 107.3718 | 109.2334 | 111.1629 | 113.1148 | 115.1244 | 117.1697 | 119.2513 | 121.3699
F3_Commercial_Retail (WA)_Existing_Food Preparation_Natural Gas_Fryer_E3 | F3 | Commercial | Retail (WA) | Existing | Food Preparation | Natural Gas | Fryer | E3 | PACT BC Ratio | 0 | 0 | 0 | 0 | 0 | 0 | 0 | 0 | 0 | 0 | 0 | 0 | 0 | 0 | 0 | 0 | 0 | 0 | 0 | 0 | 0 | 0 | 0 | 0 | 0 | 0 | 0
F3_Commercial_Retail (WA)_Existing_Food Preparation_Natural Gas_Fryer_E4 | F3 | Commercial | Retail (WA) | Existing | Food Preparation | Natural Gas | Fryer | E4 | PACT BC Ratio | 0 | 0 | 0 | 0 | 0 | 0 | 0 | 0 | 0 | 0 | 0 | 0 | 0 | 0 | 0 | 0 | 0 | 0 | 0 | 0 | 0 | 0 | 0 | 0 | 0 | 0 | 0
F3_Commercial_Retail (WA)_Existing_Food Preparation_Natural Gas_Fryer_E5 | F3 | Commercial | Retail (WA) | Existing | Food Preparation | Natural Gas | Fryer | E5 | PACT BC Ratio | 0 | 0 | 0 | 0 | 0 | 0 | 0 | 0 | 0 | 0 | 0 | 0 | 0 | 0 | 0 | 0 | 0 | 0 | 0 | 0 | 0 | 0 | 0 | 0 | 0 | 0 | 0
F3_Commercial_Retail (WA)_Existing_Food Preparation_Natural Gas_Fryer_E6 | F3 | Commercial | Retail (WA) | Existing | Food Preparation | Natural Gas | Fryer | E6 | PACT BC Ratio | 0 | 0 | 0 | 0 | 0 | 0 | 0 | 0 | 0 | 0 | 0 | 0 | 0 | 0 | 0 | 0 | 0 | 0 | 0 | 0 | 0 | 0 | 0 | 0 | 0 | 0 | 0
F3_Commercial_Retail (WA)_Existing_Food Preparation_Natural Gas_Fryer_E7 | F3 | Commercial | Retail (WA) | Existing | Food Preparation | Natural Gas | Fryer | E7 | PACT BC Ratio | 0 | 0 | 0 | 0 | 0 | 0 | 0 | 0 | 0 | 0 | 0 | 0 | 0 | 0 | 0 | 0 | 0 | 0 | 0 | 0 | 0 | 0 | 0 | 0 | 0 | 0 | 0
F3_Commercial_Retail (WA)_Existing_Food Preparation_Natural Gas_Fryer_E8 | F3 | Commercial | Retail (WA) | Existing | Food Preparation | Natural Gas | Fryer | E8 | PACT BC Ratio | 0 | 0 | 0 | 0 | 0 | 0 | 0 | 0 | 0 | 0 | 0 | 0 | 0 | 0 | 0 | 0 | 0 | 0 | 0 | 0 | 0 | 0 | 0 | 0 | 0 | 0 | 0
F3_Commercial_Retail (WA)_Existing_Food Preparation_Natural Gas_Fryer_E9 | F3 | Commercial | Retail (WA) | Existing | Food Preparation | Natural Gas | Fryer | E9 | PACT BC Ratio | 0 | 0 | 0 | 0 | 0 | 0 | 0 | 0 | 0 | 0 | 0 | 0 | 0 | 0 | 0 | 0 | 0 | 0 | 0 | 0 | 0 | 0 | 0 | 0 | 0 | 0 | 0
F3_Commercial_Retail (WA)_Existing_Food Preparation_Natural Gas_Fryer_E10 | F3 | Commercial | Retail (WA) | Existing | Food Preparation | Natural Gas | Fryer | E10 | PACT BC Ratio | 0 | 0 | 0 | 0 | 0 | 0 | 0 | 0 | 0 | 0 | 0 | 0 | 0 | 0 | 0 | 0 | 0 | 0 | 0 | 0 | 0 | 0 | 0 | 0 | 0 | 0 | 0
F4_Commercial_Retail (WA)_Existing_Food Preparation_Natural Gas_Fryer_E1 | F4 | Commercial | Retail (WA) | Existing | Food Preparation | Natural Gas | Fryer | E1 | RVT BC Ratio | [24 empty] | 1 | 1 | 1 | bar: 2019 to 2042
F4_Commercial_Retail (WA)_Existing_Food Preparation_Natural Gas_Fryer_E2 | F4 | Commercial | Retail (WA) | Existing | Food Preparation | Natural Gas | Fryer | E2 | RVT BC Ratio | 45.5852 | 46.4934 | 47.5157 | 48.6636 | 49.9436 | 51.4911 | 53.0265 | 54.4782 | 55.7946 | 57.0767 | 58.4047 | 59.6219 | 60.922 | 62.1821 | 63.2899 | 64.3085 | 65.1976 | 66.0566 | 66.9625 | 67.8225 | 68.6879 | 69.8942 | 71.1145 | 72.3709 | 73.6496 | 74.951 | 76.2756
F4_Commercial_Retail (WA)_Existing_Food Preparation_Natural Gas_Fryer_E3 | F4 | Commercial | Retail (WA) | Existing | Food Preparation | Natural Gas | Fryer | E3 | RVT BC Ratio | 0 | 0 | 0 | 0 | 0 | 0 | 0 | 0 | 0 | 0 | 0 | 0 | 0 | 0 | 0 | 0 | 0 | 0 | 0 | 0 | 0 | 0 | 0 | 0 | 0 | 0 | 0
F4_Commercial_Retail (WA)_Existing_Food Preparation_Natural Gas_Fryer_E4 | F4 | Commercial | Retail (WA) | Existing | Food Preparation | Natural Gas | Fryer | E4 | RVT BC Ratio | 0 | 0 | 0 | 0 | 0 | 0 | 0 | 0 | 0 | 0 | 0 | 0 | 0 | 0 | 0 | 0 | 0 | 0 | 0 | 0 | 0 | 0 | 0 | 0 | 0 | 0 | 0
F4_Commercial_Retail (WA)_Existing_Food Preparation_Natural Gas_Fryer_E5 | F4 | Commercial | Retail (WA) | Existing | Food Preparation | Natural Gas | Fryer | E5 | RVT BC Ratio | 0 | 0 | 0 | 0 | 0 | 0 | 0 | 0 | 0 | 0 | 0 | 0 | 0 | 0 | 0 | 0 | 0 | 0 | 0 | 0 | 0 | 0 | 0 | 0 | 0 | 0 | 0
F4_Commercial_Retail (WA)_Existing_Food Preparation_Natural Gas_Fryer_E6 | F4 | Commercial | Retail (WA) | Existing | Food Preparation | Natural Gas | Fryer | E6 | RVT BC Ratio | 0 | 0 | 0 | 0 | 0 | 0 | 0 | 0 | 0 | 0 | 0 | 0 | 0 | 0 | 0 | 0 | 0 | 0 | 0 | 0 | 0 | 0 | 0 | 0 | 0 | 0 | 0
F4_Commercial_Retail (WA)_Existing_Food Preparation_Natural Gas_Fryer_E7 | F4 | Commercial | Retail (WA) | Existing | Food Preparation | Natural Gas | Fryer | E7 | RVT BC Ratio | 0 | 0 | 0 | 0 | 0 | 0 | 0 | 0 | 0 | 0 | 0 | 0 | 0 | 0 | 0 | 0 | 0 | 0 | 0 | 0 | 0 | 0 | 0 | 0 | 0 | 0 | 0
F4_Commercial_Retail (WA)_Existing_Food Preparation_Natural Gas_Fryer_E8 | F4 | Commercial | Retail (WA) | Existing | Food Preparation | Natural Gas | Fryer | E8 | RVT BC Ratio | 0 | 0 | 0 | 0 | 0 | 0 | 0 | 0 | 0 | 0 | 0 | 0 | 0 | 0 | 0 | 0 | 0 | 0 | 0 | 0 | 0 | 0 | 0 | 0 | 0 | 0 | 0
F4_Commercial_Retail (WA)_Existing_Food Preparation_Natural Gas_Fryer_E9 | F4 | Commercial | Retail (WA) | Existing | Food Preparation | Natural Gas | Fryer | E9 | RVT BC Ratio | 0 | 0 | 0 | 0 | 0 | 0 | 0 | 0 | 0 | 0 | 0 | 0 | 0 | 0 | 0 | 0 | 0 | 0 | 0 | 0 | 0 | 0 | 0 | 0 | 0 | 0 | 0
F4_Commercial_Retail (WA)_Existing_Food Preparation_Natural Gas_Fryer_E10 | F4 | Commercial | Retail (WA) | Existing | Food Preparation | Natural Gas | Fryer | E10 | RVT BC Ratio | 0 | 0 | 0 | 0 | 0 | 0 | 0 | 0 | 0 | 0 | 0 | 0 | 0 | 0 | 0 | 0 | 0 | 0 | 0 | 0 | 0 | 0 | 0 | 0 | 0 | 0 | 0
F5_Commercial_Retail (WA)_Existing_Food Preparation_Natural Gas_Fryer_E1 | F5 | Commercial | Retail (WA) | Existing | Food Preparation | Natural Gas | Fryer | E1 | RIM BC Ratio | [24 empty] | 1 | 1 | 1 | bar: 2019 to 2042
F5_Commercial_Retail (WA)_Existing_Food Preparation_Natural Gas_Fryer_E2 | F5 | Commercial | Retail (WA) | Existing | Food Preparation | Natural Gas | Fryer | E2 | RIM BC Ratio | 0.84666 | 0.852 | 0.85769 | 0.86374 | 0.87012 | 0.87669 | 0.88367 | 0.89115 | 0.89926 | 0.90795 | 0.91031 | 0.91299 | 0.91577 | 0.91866 | 0.92171 | 0.92494 | 0.92836 | 0.93199 | 0.93581 | 0.93986 | 0.94415 | 0.94429 | 0.94443 | 0.94457 | 0.9447 | 0.94484 | 0.94497
F5_Commercial_Retail (WA)_Existing_Food Preparation_Natural Gas_Fryer_E3 | F5 | Commercial | Retail (WA) | Existing | Food Preparation | Natural Gas | Fryer | E3 | RIM BC Ratio | 0 | 0 | 0 | 0 | 0 | 0 | 0 | 0 | 0 | 0 | 0 | 0 | 0 | 0 | 0 | 0 | 0 | 0 | 0 | 0 | 0 | 0 | 0 | 0 | 0 | 0 | 0
F5_Commercial_Retail (WA)_Existing_Food Preparation_Natural Gas_Fryer_E4 | F5 | Commercial | Retail (WA) | Existing | Food Preparation | Natural Gas | Fryer | E4 | RIM BC Ratio | 0 | 0 | 0 | 0 | 0 | 0 | 0 | 0 | 0 | 0 | 0 | 0 | 0 | 0 | 0 | 0 | 0 | 0 | 0 | 0 | 0 | 0 | 0 | 0 | 0 | 0 | 0
F5_Commercial_Retail (WA)_Existing_Food Preparation_Natural Gas_Fryer_E5 | F5 | Commercial | Retail (WA) | Existing | Food Preparation | Natural Gas | Fryer | E5 | RIM BC Ratio | 0 | 0 | 0 | 0 | 0 | 0 | 0 | 0 | 0 | 0 | 0 | 0 | 0 | 0 | 0 | 0 | 0 | 0 | 0 | 0 | 0 | 0 | 0 | 0 | 0 | 0 | 0
F5_Commercial_Retail (WA)_Existing_Food Preparation_Natural Gas_Fryer_E6 | F5 | Commercial | Retail (WA) | Existing | Food Preparation | Natural Gas | Fryer | E6 | RIM BC Ratio | 0 | 0 | 0 | 0 | 0 | 0 | 0 | 0 | 0 | 0 | 0 | 0 | 0 | 0 | 0 | 0 | 0 | 0 | 0 | 0 | 0 | 0 | 0 | 0 | 0 | 0 | 0
F5_Commercial_Retail (WA)_Existing_Food Preparation_Natural Gas_Fryer_E7 | F5 | Commercial | Retail (WA) | Existing | Food Preparation | Natural Gas | Fryer | E7 | RIM BC Ratio | 0 | 0 | 0 | 0 | 0 | 0 | 0 | 0 | 0 | 0 | 0 | 0 | 0 | 0 | 0 | 0 | 0 | 0 | 0 | 0 | 0 | 0 | 0 | 0 | 0 | 0 | 0
F5_Commercial_Retail (WA)_Existing_Food Preparation_Natural Gas_Fryer_E8 | F5 | Commercial | Retail (WA) | Existing | Food Preparation | Natural Gas | Fryer | E8 | RIM BC Ratio | 0 | 0 | 0 | 0 | 0 | 0 | 0 | 0 | 0 | 0 | 0 | 0 | 0 | 0 | 0 | 0 | 0 | 0 | 0 | 0 | 0 | 0 | 0 | 0 | 0 | 0 | 0
F5_Commercial_Retail (WA)_Existing_Food Preparation_Natural Gas_Fryer_E9 | F5 | Commercial | Retail (WA) | Existing | Food Preparation | Natural Gas | Fryer | E9 | RIM BC Ratio | 0 | 0 | 0 | 0 | 0 | 0 | 0 | 0 | 0 | 0 | 0 | 0 | 0 | 0 | 0 | 0 | 0 | 0 | 0 | 0 | 0 | 0 | 0 | 0 | 0 | 0 | 0
F5_Commercial_Retail (WA)_Existing_Food Preparation_Natural Gas_Fryer_E10 | F5 | Commercial | Retail (WA) | Existing | Food Preparation | Natural Gas | Fryer | E10 | RIM BC Ratio | 0 | 0 | 0 | 0 | 0 | 0 | 0 | 0 | 0 | 0 | 0 | 0 | 0 | 0 | 0 | 0 | 0 | 0 | 0 | 0 | 0 | 0 | 0 | 0 | 0 | 0 | 0
F0_Commercial_Retail (WA)_Existing_Food Preparation_Natural Gas_Broiler_E0 | F0 | Commercial | Retail (WA) | Existing | Food Preparation | Natural Gas | Broiler | E0 | Economic Unit | Standard | Standard | Standard | Standard | Standard | Standard | Standard | Standard | Standard | Standard | Standard | Standard | Standard | Standard | Standard | Standard | Standard | Standard | Standard | Standard | Standard | Standard | Standard | Standard | Standard | Standard | Standard
F1_Commercial_Retail (WA)_Existing_Food Preparation_Natural Gas_Broiler_E1 | F1 | Commercial | Retail (WA) | Existing | Food Preparation | Natural Gas | Broiler | E1 | CCE | 0 | 0 | 0 | 0 | 0 | 0 | 0 | 0 | 0 | 0 | 0 | 0 | 0 | 0 | 0 | 0 | 0 | 0 | 0 | 0 | 0 | 0 | 0 | 0 | 0 | 0 | 0
F1_Commercial_Retail (WA)_Existing_Food Preparation_Natural Gas_Broiler_E2 | F1 | Commercial | Retail (WA) | Existing | Food Preparation | Natural Gas | Broiler | E2 | CCE | 0.0069043 | 0.0069043 | 0.0069043 | 0.0069043 | 0.0069043 | 0.0069043 | 0.0069043 | 0.0069043 | 0.0069043 | 0.0069043 | 0.0069043 | 0.0069043 | 0.0069043 | 0.0069043 | 0.0069043 | 0.0069043 | 0.0069043 | 0.0069043 | 0.0069043 | 0.0069043 | 0.0069043 | 0.0069043 | 0.0069043 | 0.0069043 | 0.0069043 | 0.0069043 | 0.0069043
F1_Commercial_Retail (WA)_Existing_Food Preparation_Natural Gas_Broiler_E3 | F1 | Commercial | Retail (WA) | Existing | Food Preparation | Natural Gas | Broiler | E3 | CCE | 0 | 0 | 0 | 0 | 0 | 0 | 0 | 0 | 0 | 0 | 0 | 0 | 0 | 0 | 0 | 0 | 0 | 0 | 0 | 0 | 0 | 0 | 0 | 0 | 0 | 0 | 0
F1_Commercial_Retail (WA)_Existing_Food Preparation_Natural Gas_Broiler_E4 | F1 | Commercial | Retail (WA) | Existing | Food Preparation | Natural Gas | Broiler | E4 | CCE | 0 | 0 | 0 | 0 | 0 | 0 | 0 | 0 | 0 | 0 | 0 | 0 | 0 | 0 | 0 | 0 | 0 | 0 | 0 | 0 | 0 | 0 | 0 | 0 | 0 | 0 | 0
F1_Commercial_Retail (WA)_Existing_Food Preparation_Natural Gas_Broiler_E5 | F1 | Commercial | Retail (WA) | Existing | Food Preparation | Natural Gas | Broiler | E5 | CCE | 0 | 0 | 0 | 0 | 0 | 0 | 0 | 0 | 0 | 0 | 0 | 0 | 0 | 0 | 0 | 0 | 0 | 0 | 0 | 0 | 0 | 0 | 0 | 0 | 0 | 0 | 0
F1_Commercial_Retail (WA)_Existing_Food Preparation_Natural Gas_Broiler_E6 | F1 | Commercial | Retail (WA) | Existing | Food Preparation | Natural Gas | Broiler | E6 | CCE | 0 | 0 | 0 | 0 | 0 | 0 | 0 | 0 | 0 | 0 | 0 | 0 | 0 | 0 | 0 | 0 | 0 | 0 | 0 | 0 | 0 | 0 | 0 | 0 | 0 | 0 | 0
F1_Commercial_Retail (WA)_Existing_Food Preparation_Natural Gas_Broiler_E7 | F1 | Commercial | Retail (WA) | Existing | Food Preparation | Natural Gas | Broiler | E7 | CCE | 0 | 0 | 0 | 0 | 0 | 0 | 0 | 0 | 0 | 0 | 0 | 0 | 0 | 0 | 0 | 0 | 0 | 0 | 0 | 0 | 0 | 0 | 0 | 0 | 0 | 0 | 0
F1_Commercial_Retail (WA)_Existing_Food Preparation_Natural Gas_Broiler_E8 | F1 | Commercial | Retail (WA) | Existing | Food Preparation | Natural Gas | Broiler | E8 | CCE | 0 | 0 | 0 | 0 | 0 | 0 | 0 | 0 | 0 | 0 | 0 | 0 | 0 | 0 | 0 | 0 | 0 | 0 | 0 | 0 | 0 | 0 | 0 | 0 | 0 | 0 | 0
F1_Commercial_Retail (WA)_Existing_Food Preparation_Natural Gas_Broiler_E9 | F1 | Commercial | Retail (WA) | Existing | Food Preparation | Natural Gas | Broiler | E9 | CCE | 0 | 0 | 0 | 0 | 0 | 0 | 0 | 0 | 0 | 0 | 0 | 0 | 0 | 0 | 0 | 0 | 0 | 0 | 0 | 0 | 0 | 0 | 0 | 0 | 0 | 0 | 0
F1_Commercial_Retail (WA)_Existing_Food Preparation_Natural Gas_Broiler_E10 | F1 | Commercial | Retail (WA) | Existing | Food Preparation | Natural Gas | Broiler | E10 | CCE | 0 | 0 | 0 | 0 | 0 | 0 | 0 | 0 | 0 | 0 | 0 | 0 | 0 | 0 | 0 | 0 | 0 | 0 | 0 | 0 | 0 | 0 | 0 | 0 | 0 | 0 | 0
F2_Commercial_Retail (WA)_Existing_Food Preparation_Natural Gas_Broiler_E1 | F2 | Commercial | Retail (WA) | Existing | Food Preparation | Natural Gas | Broiler | E1 | TRC BC Ratio | [24 empty] | 1 | 1 | 1 | bar: 2019 to 2042
F2_Commercial_Retail (WA)_Existing_Food Preparation_Natural Gas_Broiler_E2 | F2 | Commercial | Retail (WA) | Existing | Food Preparation | Natural Gas | Broiler | E2 | TRC BC Ratio | 0.51548 | 0.52847 | 0.54386 | 0.5615 | 0.58144 | 0.60571 | 0.63069 | 0.65543 | 0.67924 | 0.70339 | 0.7226 | 0.7406 | 0.75994 | 0.77887 | 0.7958 | 0.81164 | 0.82584 | 0.83987 | 0.85485 | 0.86946 | 0.88447 | 0.90008 | 0.91585 | 0.93212 | 0.94868 | 0.96554 | 0.98269
F2_Commercial_Retail (WA)_Existing_Food Preparation_Natural Gas_Broiler_E3 | F2 | Commercial | Retail (WA) | Existing | Food Preparation | Natural Gas | Broiler | E3 | TRC BC Ratio | 0 | 0 | 0 | 0 | 0 | 0 | 0 | 0 | 0 | 0 | 0 | 0 | 0 | 0 | 0 | 0 | 0 | 0 | 0 | 0 | 0 | 0 | 0 | 0 | 0 | 0 | 0
F2_Commercial_Retail (WA)_Existing_Food Preparation_Natural Gas_Broiler_E4 | F2 | Commercial | Retail (WA) | Existing | Food Preparation | Natural Gas | Broiler | E4 | TRC BC Ratio | 0 | 0 | 0 | 0 | 0 | 0 | 0 | 0 | 0 | 0 | 0 | 0 | 0 | 0 | 0 | 0 | 0 | 0 | 0 | 0 | 0 | 0 | 0 | 0 | 0 | 0 | 0
F2_Commercial_Retail (WA)_Existing_Food Preparation_Natural Gas_Broiler_E5 | F2 | Commercial | Retail (WA) | Existing | Food Preparation | Natural Gas | Broiler | E5 | TRC BC Ratio | 0 | 0 | 0 | 0 | 0 | 0 | 0 | 0 | 0 | 0 | 0 | 0 | 0 | 0 | 0 | 0 | 0 | 0 | 0 | 0 | 0 | 0 | 0 | 0 | 0 | 0 | 0
F2_Commercial_Retail (WA)_Existing_Food Preparation_Natural Gas_Broiler_E6 | F2 | Commercial | Retail (WA) | Existing | Food Preparation | Natural Gas | Broiler | E6 | TRC BC Ratio | 0 | 0 | 0 | 0 | 0 | 0 | 0 | 0 | 0 | 0 | 0 | 0 | 0 | 0 | 0 | 0 | 0 | 0 | 0 | 0 | 0 | 0 | 0 | 0 | 0 | 0 | 0
F2_Commercial_Retail (WA)_Existing_Food Preparation_Natural Gas_Broiler_E7 | F2 | Commercial | Retail (WA) | Existing | Food Preparation | Natural Gas | Broiler | E7 | TRC BC Ratio | 0 | 0 | 0 | 0 | 0 | 0 | 0 | 0 | 0 | 0 | 0 | 0 | 0 | 0 | 0 | 0 | 0 | 0 | 0 | 0 | 0 | 0 | 0 | 0 | 0 | 0 | 0
F2_Commercial_Retail (WA)_Existing_Food Preparation_Natural Gas_Broiler_E8 | F2 | Commercial | Retail (WA) | Existing | Food Preparation | Natural Gas | Broiler | E8 | TRC BC Ratio | 0 | 0 | 0 | 0 | 0 | 0 | 0 | 0 | 0 | 0 | 0 | 0 | 0 | 0 | 0 | 0 | 0 | 0 | 0 | 0 | 0 | 0 | 0 | 0 | 0 | 0 | 0
F2_Commercial_Retail (WA)_Existing_Food Preparation_Natural Gas_Broiler_E9 | F2 | Commercial | Retail (WA) | Existing | Food Preparation | Natural Gas | Broiler | E9 | TRC BC Ratio | 0 | 0 | 0 | 0 | 0 | 0 | 0 | 0 | 0 | 0 | 0 | 0 | 0 | 0 | 0 | 0 | 0 | 0 | 0 | 0 | 0 | 0 | 0 | 0 | 0 | 0 | 0
F2_Commercial_Retail (WA)_Existing_Food Preparation_Natural Gas_Broiler_E10 | F2 | Commercial | Retail (WA) | Existing | Food Preparation | Natural Gas | Broiler | E10 | TRC BC Ratio | 0 | 0 | 0 | 0 | 0 | 0 | 0 | 0 | 0 | 0 | 0 | 0 | 0 | 0 | 0 | 0 | 0 | 0 | 0 | 0 | 0 | 0 | 0 | 0 | 0 | 0 | 0
F3_Commercial_Retail (WA)_Existing_Food Preparation_Natural Gas_Broiler_E1 | F3 | Commercial | Retail (WA) | Existing | Food Preparation | Natural Gas | Broiler | E1 | PACT BC Ratio | [24 empty] | 1 | 1 | 1 | bar: 2019 to 2042
F3_Commercial_Retail (WA)_Existing_Food Preparation_Natural Gas_Broiler_E2 | F3 | Commercial | Retail (WA) | Existing | Food Preparation | Natural Gas | Broiler | E2 | PACT BC Ratio | 1.0389 | 1.0651 | 1.0961 | 1.1316 | 1.1718 | 1.2207 | 1.2711 | 1.3209 | 1.3689 | 1.4176 | 1.4563 | 1.4926 | 1.5316 | 1.5697 | 1.6038 | 1.6357 | 1.6644 | 1.6926 | 1.7228 | 1.7523 | 1.7825 | 1.814 | 1.8458 | 1.8786 | 1.9119 | 1.9459 | 1.9805
F3_Commercial_Retail (WA)_Existing_Food Preparation_Natural Gas_Broiler_E3 | F3 | Commercial | Retail (WA) | Existing | Food Preparation | Natural Gas | Broiler | E3 | PACT BC Ratio | 0 | 0 | 0 | 0 | 0 | 0 | 0 | 0 | 0 | 0 | 0 | 0 | 0 | 0 | 0 | 0 | 0 | 0 | 0 | 0 | 0 | 0 | 0 | 0 | 0 | 0 | 0
F3_Commercial_Retail (WA)_Existing_Food Preparation_Natural Gas_Broiler_E4 | F3 | Commercial | Retail (WA) | Existing | Food Preparation | Natural Gas | Broiler | E4 | PACT BC Ratio | 0 | 0 | 0 | 0 | 0 | 0 | 0 | 0 | 0 | 0 | 0 | 0 | 0 | 0 | 0 | 0 | 0 | 0 | 0 | 0 | 0 | 0 | 0 | 0 | 0 | 0 | 0
F3_Commercial_Retail (WA)_Existing_Food Preparation_Natural Gas_Broiler_E5 | F3 | Commercial | Retail (WA) | Existing | Food Preparation | Natural Gas | Broiler | E5 | PACT BC Ratio | 0 | 0 | 0 | 0 | 0 | 0 | 0 | 0 | 0 | 0 | 0 | 0 | 0 | 0 | 0 | 0 | 0 | 0 | 0 | 0 | 0 | 0 | 0 | 0 | 0 | 0 | 0
F3_Commercial_Retail (WA)_Existing_Food Preparation_Natural Gas_Broiler_E6 | F3 | Commercial | Retail (WA) | Existing | Food Preparation | Natural Gas | Broiler | E6 | PACT BC Ratio | 0 | 0 | 0 | 0 | 0 | 0 | 0 | 0 | 0 | 0 | 0 | 0 | 0 | 0 | 0 | 0 | 0 | 0 | 0 | 0 | 0 | 0 | 0 | 0 | 0 | 0 | 0
F3_Commercial_Retail (WA)_Existing_Food Preparation_Natural Gas_Broiler_E7 | F3 | Commercial | Retail (WA) | Existing | Food Preparation | Natural Gas | Broiler | E7 | PACT BC Ratio | 0 | 0 | 0 | 0 | 0 | 0 | 0 | 0 | 0 | 0 | 0 | 0 | 0 | 0 | 0 | 0 | 0 | 0 | 0 | 0 | 0 | 0 | 0 | 0 | 0 | 0 | 0
F3_Commercial_Retail (WA)_Existing_Food Preparation_Natural Gas_Broiler_E8 | F3 | Commercial | Retail (WA) | Existing | Food Preparation | Natural Gas | Broiler | E8 | PACT BC Ratio | 0 | 0 | 0 | 0 | 0 | 0 | 0 | 0 | 0 | 0 | 0 | 0 | 0 | 0 | 0 | 0 | 0 | 0 | 0 | 0 | 0 | 0 | 0 | 0 | 0 | 0 | 0
F3_Commercial_Retail (WA)_Existing_Food Preparation_Natural Gas_Broiler_E9 | F3 | Commercial | Retail (WA) | Existing | Food Preparation | Natural Gas | Broiler | E9 | PACT BC Ratio | 0 | 0 | 0 | 0 | 0 | 0 | 0 | 0 | 0 | 0 | 0 | 0 | 0 | 0 | 0 | 0 | 0 | 0 | 0 | 0 | 0 | 0 | 0 | 0 | 0 | 0 | 0
F3_Commercial_Retail (WA)_Existing_Food Preparation_Natural Gas_Broiler_E10 | F3 | Commercial | Retail (WA) | Existing | Food Preparation | Natural Gas | Broiler | E10 | PACT BC Ratio | 0 | 0 | 0 | 0 | 0 | 0 | 0 | 0 | 0 | 0 | 0 | 0 | 0 | 0 | 0 | 0 | 0 | 0 | 0 | 0 | 0 | 0 | 0 | 0 | 0 | 0 | 0
F4_Commercial_Retail (WA)_Existing_Food Preparation_Natural Gas_Broiler_E1 | F4 | Commercial | Retail (WA) | Existing | Food Preparation | Natural Gas | Broiler | E1 | RVT BC Ratio | [24 empty] | 1 | 1 | 1 | bar: 2019 to 2042
F4_Commercial_Retail (WA)_Existing_Food Preparation_Natural Gas_Broiler_E2 | F4 | Commercial | Retail (WA) | Existing | Food Preparation | Natural Gas | Broiler | E2 | RVT BC Ratio | 1.124 | 1.1377 | 1.1539 | 1.1727 | 1.1943 | 1.2212 | 1.2482 | 1.2739 | 1.2971 | 1.3196 | 1.3429 | 1.3641 | 1.3864 | 1.4076 | 1.4258 | 1.4422 | 1.4561 | 1.4694 | 1.4835 | 1.4966 | 1.5099 | 1.5295 | 1.5494 | 1.5699 | 1.5908 | 1.612 | 1.6336
F4_Commercial_Retail (WA)_Existing_Food Preparation_Natural Gas_Broiler_E3 | F4 | Commercial | Retail (WA) | Existing | Food Preparation | Natural Gas | Broiler | E3 | RVT BC Ratio | 0 | 0 | 0 | 0 | 0 | 0 | 0 | 0 | 0 | 0 | 0 | 0 | 0 | 0 | 0 | 0 | 0 | 0 | 0 | 0 | 0 | 0 | 0 | 0 | 0 | 0 | 0
F4_Commercial_Retail (WA)_Existing_Food Preparation_Natural Gas_Broiler_E4 | F4 | Commercial | Retail (WA) | Existing | Food Preparation | Natural Gas | Broiler | E4 | RVT BC Ratio | 0 | 0 | 0 | 0 | 0 | 0 | 0 | 0 | 0 | 0 | 0 | 0 | 0 | 0 | 0 | 0 | 0 | 0 | 0 | 0 | 0 | 0 | 0 | 0 | 0 | 0 | 0
F4_Commercial_Retail (WA)_Existing_Food Preparation_Natural Gas_Broiler_E5 | F4 | Commercial | Retail (WA) | Existing | Food Preparation | Natural Gas | Broiler | E5 | RVT BC Ratio | 0 | 0 | 0 | 0 | 0 | 0 | 0 | 0 | 0 | 0 | 0 | 0 | 0 | 0 | 0 | 0 | 0 | 0 | 0 | 0 | 0 | 0 | 0 | 0 | 0 | 0 | 0
F4_Commercial_Retail (WA)_Existing_Food Preparation_Natural Gas_Broiler_E6 | F4 | Commercial | Retail (WA) | Existing | Food Preparation | Natural Gas | Broiler | E6 | RVT BC Ratio | 0 | 0 | 0 | 0 | 0 | 0 | 0 | 0 | 0 | 0 | 0 | 0 | 0 | 0 | 0 | 0 | 0 | 0 | 0 | 0 | 0 | 0 | 0 | 0 | 0 | 0 | 0
F4_Commercial_Retail (WA)_Existing_Food Preparation_Natural Gas_Broiler_E7 | F4 | Commercial | Retail (WA) | Existing | Food Preparation | Natural Gas | Broiler | E7 | RVT BC Ratio | 0 | 0 | 0 | 0 | 0 | 0 | 0 | 0 | 0 | 0 | 0 | 0 | 0 | 0 | 0 | 0 | 0 | 0 | 0 | 0 | 0 | 0 | 0 | 0 | 0 | 0 | 0
F4_Commercial_Retail (WA)_Existing_Food Preparation_Natural Gas_Broiler_E8 | F4 | Commercial | Retail (WA) | Existing | Food Preparation | Natural Gas | Broiler | E8 | RVT BC Ratio | 0 | 0 | 0 | 0 | 0 | 0 | 0 | 0 | 0 | 0 | 0 | 0 | 0 | 0 | 0 | 0 | 0 | 0 | 0 | 0 | 0 | 0 | 0 | 0 | 0 | 0 | 0
F4_Commercial_Retail (WA)_Existing_Food Preparation_Natural Gas_Broiler_E9 | F4 | Commercial | Retail (WA) | Existing | Food Preparation | Natural Gas | Broiler | E9 | RVT BC Ratio | 0 | 0 | 0 | 0 | 0 | 0 | 0 | 0 | 0 | 0 | 0 | 0 | 0 | 0 | 0 | 0 | 0 | 0 | 0 | 0 | 0 | 0 | 0 | 0 | 0 | 0 | 0
F4_Commercial_Retail (WA)_Existing_Food Preparation_Natural Gas_Broiler_E10 | F4 | Commercial | Retail (WA) | Existing | Food Preparation | Natural Gas | Broiler | E10 | RVT BC Ratio | 0 | 0 | 0 | 0 | 0 | 0 | 0 | 0 | 0 | 0 | 0 | 0 | 0 | 0 | 0 | 0 | 0 | 0 | 0 | 0 | 0 | 0 | 0 | 0 | 0 | 0 | 0
F5_Commercial_Retail (WA)_Existing_Food Preparation_Natural Gas_Broiler_E1 | F5 | Commercial | Retail (WA) | Existing | Food Preparation | Natural Gas | Broiler | E1 | RIM BC Ratio | [24 empty] | 1 | 1 | 1 | bar: 2019 to 2042
F5_Commercial_Retail (WA)_Existing_Food Preparation_Natural Gas_Broiler_E2 | F5 | Commercial | Retail (WA) | Existing | Food Preparation | Natural Gas | Broiler | E2 | RIM BC Ratio | 0.46721 | 0.47405 | 0.48204 | 0.49084 | 0.50042 | 0.51143 | 0.52259 | 0.53364 | 0.54446 | 0.55546 | 0.56202 | 0.56821 | 0.57483 | 0.5814 | 0.58739 | 0.59309 | 0.5984 | 0.60373 | 0.60935 | 0.61495 | 0.62073 | 0.6245 | 0.62823 | 0.63198 | 0.63572 | 0.63943 | 0.64312
F5_Commercial_Retail (WA)_Existing_Food Preparation_Natural Gas_Broiler_E3 | F5 | Commercial | Retail (WA) | Existing | Food Preparation | Natural Gas | Broiler | E3 | RIM BC Ratio | 0 | 0 | 0 | 0 | 0 | 0 | 0 | 0 | 0 | 0 | 0 | 0 | 0 | 0 | 0 | 0 | 0 | 0 | 0 | 0 | 0 | 0 | 0 | 0 | 0 | 0 | 0
F5_Commercial_Retail (WA)_Existing_Food Preparation_Natural Gas_Broiler_E4 | F5 | Commercial | Retail (WA) | Existing | Food Preparation | Natural Gas | Broiler | E4 | RIM BC Ratio | 0 | 0 | 0 | 0 | 0 | 0 | 0 | 0 | 0 | 0 | 0 | 0 | 0 | 0 | 0 | 0 | 0 | 0 | 0 | 0 | 0 | 0 | 0 | 0 | 0 | 0 | 0
F5_Commercial_Retail (WA)_Existing_Food Preparation_Natural Gas_Broiler_E5 | F5 | Commercial | Retail (WA) | Existing | Food Preparation | Natural Gas | Broiler | E5 | RIM BC Ratio | 0 | 0 | 0 | 0 | 0 | 0 | 0 | 0 | 0 | 0 | 0 | 0 | 0 | 0 | 0 | 0 | 0 | 0 | 0 | 0 | 0 | 0 | 0 | 0 | 0 | 0 | 0
F5_Commercial_Retail (WA)_Existing_Food Preparation_Natural Gas_Broiler_E6 | F5 | Commercial | Retail (WA) | Existing | Food Preparation | Natural Gas | Broiler | E6 | RIM BC Ratio | 0 | 0 | 0 | 0 | 0 | 0 | 0 | 0 | 0 | 0 | 0 | 0 | 0 | 0 | 0 | 0 | 0 | 0 | 0 | 0 | 0 | 0 | 0 | 0 | 0 | 0 | 0
F5_Commercial_Retail (WA)_Existing_Food Preparation_Natural Gas_Broiler_E7 | F5 | Commercial | Retail (WA) | Existing | Food Preparation | Natural Gas | Broiler | E7 | RIM BC Ratio | 0 | 0 | 0 | 0 | 0 | 0 | 0 | 0 | 0 | 0 | 0 | 0 | 0 | 0 | 0 | 0 | 0 | 0 | 0 | 0 | 0 | 0 | 0 | 0 | 0 | 0 | 0
F5_Commercial_Retail (WA)_Existing_Food Preparation_Natural Gas_Broiler_E8 | F5 | Commercial | Retail (WA) | Existing | Food Preparation | Natural Gas | Broiler | E8 | RIM BC Ratio | 0 | 0 | 0 | 0 | 0 | 0 | 0 | 0 | 0 | 0 | 0 | 0 | 0 | 0 | 0 | 0 | 0 | 0 | 0 | 0 | 0 | 0 | 0 | 0 | 0 | 0 | 0
F5_Commercial_Retail (WA)_Existing_Food Preparation_Natural Gas_Broiler_E9 | F5 | Commercial | Retail (WA) | Existing | Food Preparation | Natural Gas | Broiler | E9 | RIM BC Ratio | 0 | 0 | 0 | 0 | 0 | 0 | 0 | 0 | 0 | 0 | 0 | 0 | 0 | 0 | 0 | 0 | 0 | 0 | 0 | 0 | 0 | 0 | 0 | 0 | 0 | 0 | 0
F5_Commercial_Retail (WA)_Existing_Food Preparation_Natural Gas_Broiler_E10 | F5 | Commercial | Retail (WA) | Existing | Food Preparation | Natural Gas | Broiler | E10 | RIM BC Ratio | 0 | 0 | 0 | 0 | 0 | 0 | 0 | 0 | 0 | 0 | 0 | 0 | 0 | 0 | 0 | 0 | 0 | 0 | 0 | 0 | 0 | 0 | 0 | 0 | 0 | 0 | 0
F0_Commercial_Retail (WA)_Existing_Food Preparation_Natural Gas_Griddle_E0 | F0 | Commercial | Retail (WA) | Existing | Food Preparation | Natural Gas | Griddle | E0 | Economic Unit | Standard | Standard | Standard | ENERGY STAR | ENERGY STAR | ENERGY STAR | ENERGY STAR | ENERGY STAR | ENERGY STAR | ENERGY STAR | ENERGY STAR | ENERGY STAR | ENERGY STAR | ENERGY STAR | ENERGY STAR | ENERGY STAR | ENERGY STAR | ENERGY STAR | ENERGY STAR | ENERGY STAR | ENERGY STAR | ENERGY STAR | ENERGY STAR | ENERGY STAR | ENERGY STAR | ENERGY STAR | ENERGY STAR
F1_Commercial_Retail (WA)_Existing_Food Preparation_Natural Gas_Griddle_E1 | F1 | Commercial | Retail (WA) | Existing | Food Preparation | Natural Gas | Griddle | E1 | CCE | 0 | 0 | 0 | 0 | 0 | 0 | 0 | 0 | 0 | 0 | 0 | 0 | 0 | 0 | 0 | 0 | 0 | 0 | 0 | 0 | 0 | 0 | 0 | 0 | 0 | 0 | 0
F1_Commercial_Retail (WA)_Existing_Food Preparation_Natural Gas_Griddle_E2 | F1 | Commercial | Retail (WA) | Existing | Food Preparation | Natural Gas | Griddle | E2 | CCE | 0.0038679 | 0.0038679 | 0.0038679 | 0.0038679 | 0.0038679 | 0.0038679 | 0.0038679 | 0.0038679 | 0.0038679 | 0.0038679 | 0.0038679 | 0.0038679 | 0.0038679 | 0.0038679 | 0.0038679 | 0.0038679 | 0.0038679 | 0.0038679 | 0.0038679 | 0.0038679 | 0.0038679 | 0.0038679 | 0.0038679 | 0.0038679 | 0.0038679 | 0.0038679 | 0.0038679
F1_Commercial_Retail (WA)_Existing_Food Preparation_Natural Gas_Griddle_E3 | F1 | Commercial | Retail (WA) | Existing | Food Preparation | Natural Gas | Griddle | E3 | CCE | 0 | 0 | 0 | 0 | 0 | 0 | 0 | 0 | 0 | 0 | 0 | 0 | 0 | 0 | 0 | 0 | 0 | 0 | 0 | 0 | 0 | 0 | 0 | 0 | 0 | 0 | 0
F1_Commercial_Retail (WA)_Existing_Food Preparation_Natural Gas_Griddle_E4 | F1 | Commercial | Retail (WA) | Existing | Food Preparation | Natural Gas | Griddle | E4 | CCE | 0 | 0 | 0 | 0 | 0 | 0 | 0 | 0 | 0 | 0 | 0 | 0 | 0 | 0 | 0 | 0 | 0 | 0 | 0 | 0 | 0 | 0 | 0 | 0 | 0 | 0 | 0
F1_Commercial_Retail (WA)_Existing_Food Preparation_Natural Gas_Griddle_E5 | F1 | Commercial | Retail (WA) | Existing | Food Preparation | Natural Gas | Griddle | E5 | CCE | 0 | 0 | 0 | 0 | 0 | 0 | 0 | 0 | 0 | 0 | 0 | 0 | 0 | 0 | 0 | 0 | 0 | 0 | 0 | 0 | 0 | 0 | 0 | 0 | 0 | 0 | 0
F1_Commercial_Retail (WA)_Existing_Food Preparation_Natural Gas_Griddle_E6 | F1 | Commercial | Retail (WA) | Existing | Food Preparation | Natural Gas | Griddle | E6 | CCE | 0 | 0 | 0 | 0 | 0 | 0 | 0 | 0 | 0 | 0 | 0 | 0 | 0 | 0 | 0 | 0 | 0 | 0 | 0 | 0 | 0 | 0 | 0 | 0 | 0 | 0 | 0
F1_Commercial_Retail (WA)_Existing_Food Preparation_Natural Gas_Griddle_E7 | F1 | Commercial | Retail (WA) | Existing | Food Preparation | Natural Gas | Griddle | E7 | CCE | 0 | 0 | 0 | 0 | 0 | 0 | 0 | 0 | 0 | 0 | 0 | 0 | 0 | 0 | 0 | 0 | 0 | 0 | 0 | 0 | 0 | 0 | 0 | 0 | 0 | 0 | 0
F1_Commercial_Retail (WA)_Existing_Food Preparation_Natural Gas_Griddle_E8 | F1 | Commercial | Retail (WA) | Existing | Food Preparation | Natural Gas | Griddle | E8 | CCE | 0 | 0 | 0 | 0 | 0 | 0 | 0 | 0 | 0 | 0 | 0 | 0 | 0 | 0 | 0 | 0 | 0 | 0 | 0 | 0 | 0 | 0 | 0 | 0 | 0 | 0 | 0
F1_Commercial_Retail (WA)_Existing_Food Preparation_Natural Gas_Griddle_E9 | F1 | Commercial | Retail (WA) | Existing | Food Preparation | Natural Gas | Griddle | E9 | CCE | 0 | 0 | 0 | 0 | 0 | 0 | 0 | 0 | 0 | 0 | 0 | 0 | 0 | 0 | 0 | 0 | 0 | 0 | 0 | 0 | 0 | 0 | 0 | 0 | 0 | 0 | 0
F1_Commercial_Retail (WA)_Existing_Food Preparation_Natural Gas_Griddle_E10 | F1 | Commercial | Retail (WA) | Existing | Food Preparation | Natural Gas | Griddle | E10 | CCE | 0 | 0 | 0 | 0 | 0 | 0 | 0 | 0 | 0 | 0 | 0 | 0 | 0 | 0 | 0 | 0 | 0 | 0 | 0 | 0 | 0 | 0 | 0 | 0 | 0 | 0 | 0
F2_Commercial_Retail (WA)_Existing_Food Preparation_Natural Gas_Griddle_E1 | F2 | Commercial | Retail (WA) | Existing | Food Preparation | Natural Gas | Griddle | E1 | TRC BC Ratio | [24 empty] | 1 | 1 | 1 | bar: 2019 to 2042
F2_Commercial_Retail (WA)_Existing_Food Preparation_Natural Gas_Griddle_E2 | F2 | Commercial | Retail (WA) | Existing | Food Preparation | Natural Gas | Griddle | E2 | TRC BC Ratio | 0.92015 | 0.94334 | 0.97081 | 1.0023 | 1.0379 | 1.0812 | 1.1258 | 1.17 | 1.2125 | 1.2556 | 1.2899 | 1.322 | 1.3565 | 1.3903 | 1.4205 | 1.4488 | 1.4742 | 1.4992 | 1.5259 | 1.552 | 1.5788 | 1.6067 | 1.6348 | 1.6639 | 1.6934 | 1.7235 | 1.7542
F2_Commercial_Retail (WA)_Existing_Food Preparation_Natural Gas_Griddle_E3 | F2 | Commercial | Retail (WA) | Existing | Food Preparation | Natural Gas | Griddle | E3 | TRC BC Ratio | 0 | 0 | 0 | 0 | 0 | 0 | 0 | 0 | 0 | 0 | 0 | 0 | 0 | 0 | 0 | 0 | 0 | 0 | 0 | 0 | 0 | 0 | 0 | 0 | 0 | 0 | 0
F2_Commercial_Retail (WA)_Existing_Food Preparation_Natural Gas_Griddle_E4 | F2 | Commercial | Retail (WA) | Existing | Food Preparation | Natural Gas | Griddle | E4 | TRC BC Ratio | 0 | 0 | 0 | 0 | 0 | 0 | 0 | 0 | 0 | 0 | 0 | 0 | 0 | 0 | 0 | 0 | 0 | 0 | 0 | 0 | 0 | 0 | 0 | 0 | 0 | 0 | 0
F2_Commercial_Retail (WA)_Existing_Food Preparation_Natural Gas_Griddle_E5 | F2 | Commercial | Retail (WA) | Existing | Food Preparation | Natural Gas | Griddle | E5 | TRC BC Ratio | 0 | 0 | 0 | 0 | 0 | 0 | 0 | 0 | 0 | 0 | 0 | 0 | 0 | 0 | 0 | 0 | 0 | 0 | 0 | 0 | 0 | 0 | 0 | 0 | 0 | 0 | 0
F2_Commercial_Retail (WA)_Existing_Food Preparation_Natural Gas_Griddle_E6 | F2 | Commercial | Retail (WA) | Existing | Food Preparation | Natural Gas | Griddle | E6 | TRC BC Ratio | 0 | 0 | 0 | 0 | 0 | 0 | 0 | 0 | 0 | 0 | 0 | 0 | 0 | 0 | 0 | 0 | 0 | 0 | 0 | 0 | 0 | 0 | 0 | 0 | 0 | 0 | 0
F2_Commercial_Retail (WA)_Existing_Food Preparation_Natural Gas_Griddle_E7 | F2 | Commercial | Retail (WA) | Existing | Food Preparation | Natural Gas | Griddle | E7 | TRC BC Ratio | 0 | 0 | 0 | 0 | 0 | 0 | 0 | 0 | 0 | 0 | 0 | 0 | 0 | 0 | 0 | 0 | 0 | 0 | 0 | 0 | 0 | 0 | 0 | 0 | 0 | 0 | 0
F2_Commercial_Retail (WA)_Existing_Food Preparation_Natural Gas_Griddle_E8 | F2 | Commercial | Retail (WA) | Existing | Food Preparation | Natural Gas | Griddle | E8 | TRC BC Ratio | 0 | 0 | 0 | 0 | 0 | 0 | 0 | 0 | 0 | 0 | 0 | 0 | 0 | 0 | 0 | 0 | 0 | 0 | 0 | 0 | 0 | 0 | 0 | 0 | 0 | 0 | 0
F2_Commercial_Retail (WA)_Existing_Food Preparation_Natural Gas_Griddle_E9 | F2 | Commercial | Retail (WA) | Existing | Food Preparation | Natural Gas | Griddle | E9 | TRC BC Ratio | 0 | 0 | 0 | 0 | 0 | 0 | 0 | 0 | 0 | 0 | 0 | 0 | 0 | 0 | 0 | 0 | 0 | 0 | 0 | 0 | 0 | 0 | 0 | 0 | 0 | 0 | 0
F2_Commercial_Retail (WA)_Existing_Food Preparation_Natural Gas_Griddle_E10 | F2 | Commercial | Retail (WA) | Existing | Food Preparation | Natural Gas | Griddle | E10 | TRC BC Ratio | 0 | 0 | 0 | 0 | 0 | 0 | 0 | 0 | 0 | 0 | 0 | 0 | 0 | 0 | 0 | 0 | 0 | 0 | 0 | 0 | 0 | 0 | 0 | 0 | 0 | 0 | 0
F3_Commercial_Retail (WA)_Existing_Food Preparation_Natural Gas_Griddle_E1 | F3 | Commercial | Retail (WA) | Existing | Food Preparation | Natural Gas | Griddle | E1 | PACT BC Ratio | [24 empty] | 1 | 1 | 1 | bar: 2019 to 2042
F3_Commercial_Retail (WA)_Existing_Food Preparation_Natural Gas_Griddle_E2 | F3 | Commercial | Retail (WA) | Existing | Food Preparation | Natural Gas | Griddle | E2 | PACT BC Ratio | 1.8544 | 1.9012 | 1.9565 | 2.02 | 2.0918 | 2.1791 | 2.2689 | 2.3579 | 2.4436 | 2.5305 | 2.5996 | 2.6643 | 2.7339 | 2.802 | 2.8629 | 2.9199 | 2.971 | 3.0214 | 3.0753 | 3.1279 | 3.1819 | 3.2381 | 3.2948 | 3.3533 | 3.4129 | 3.4735 | 3.5353
F3_Commercial_Retail (WA)_Existing_Food Preparation_Natural Gas_Griddle_E3 | F3 | Commercial | Retail (WA) | Existing | Food Preparation | Natural Gas | Griddle | E3 | PACT BC Ratio | 0 | 0 | 0 | 0 | 0 | 0 | 0 | 0 | 0 | 0 | 0 | 0 | 0 | 0 | 0 | 0 | 0 | 0 | 0 | 0 | 0 | 0 | 0 | 0 | 0 | 0 | 0
F3_Commercial_Retail (WA)_Existing_Food Preparation_Natural Gas_Griddle_E4 | F3 | Commercial | Retail (WA) | Existing | Food Preparation | Natural Gas | Griddle | E4 | PACT BC Ratio | 0 | 0 | 0 | 0 | 0 | 0 | 0 | 0 | 0 | 0 | 0 | 0 | 0 | 0 | 0 | 0 | 0 | 0 | 0 | 0 | 0 | 0 | 0 | 0 | 0 | 0 | 0
F3_Commercial_Retail (WA)_Existing_Food Preparation_Natural Gas_Griddle_E5 | F3 | Commercial | Retail (WA) | Existing | Food Preparation | Natural Gas | Griddle | E5 | PACT BC Ratio | 0 | 0 | 0 | 0 | 0 | 0 | 0 | 0 | 0 | 0 | 0 | 0 | 0 | 0 | 0 | 0 | 0 | 0 | 0 | 0 | 0 | 0 | 0 | 0 | 0 | 0 | 0
F3_Commercial_Retail (WA)_Existing_Food Preparation_Natural Gas_Griddle_E6 | F3 | Commercial | Retail (WA) | Existing | Food Preparation | Natural Gas | Griddle | E6 | PACT BC Ratio | 0 | 0 | 0 | 0 | 0 | 0 | 0 | 0 | 0 | 0 | 0 | 0 | 0 | 0 | 0 | 0 | 0 | 0 | 0 | 0 | 0 | 0 | 0 | 0 | 0 | 0 | 0
F3_Commercial_Retail (WA)_Existing_Food Preparation_Natural Gas_Griddle_E7 | F3 | Commercial | Retail (WA) | Existing | Food Preparation | Natural Gas | Griddle | E7 | PACT BC Ratio | 0 | 0 | 0 | 0 | 0 | 0 | 0 | 0 | 0 | 0 | 0 | 0 | 0 | 0 | 0 | 0 | 0 | 0 | 0 | 0 | 0 | 0 | 0 | 0 | 0 | 0 | 0
F3_Commercial_Retail (WA)_Existing_Food Preparation_Natural Gas_Griddle_E8 | F3 | Commercial | Retail (WA) | Existing | Food Preparation | Natural Gas | Griddle | E8 | PACT BC Ratio | 0 | 0 | 0 | 0 | 0 | 0 | 0 | 0 | 0 | 0 | 0 | 0 | 0 | 0 | 0 | 0 | 0 | 0 | 0 | 0 | 0 | 0 | 0 | 0 | 0 | 0 | 0
F3_Commercial_Retail (WA)_Existing_Food Preparation_Natural Gas_Griddle_E9 | F3 | Commercial | Retail (WA) | Existing | Food Preparation | Natural Gas | Griddle | E9 | PACT BC Ratio | 0 | 0 | 0 | 0 | 0 | 0 | 0 | 0 | 0 | 0 | 0 | 0 | 0 | 0 | 0 | 0 | 0 | 0 | 0 | 0 | 0 | 0 | 0 | 0 | 0 | 0 | 0
F3_Commercial_Retail (WA)_Existing_Food Preparation_Natural Gas_Griddle_E10 | F3 | Commercial | Retail (WA) | Existing | Food Preparation | Natural Gas | Griddle | E10 | PACT BC Ratio | 0 | 0 | 0 | 0 | 0 | 0 | 0 | 0 | 0 | 0 | 0 | 0 | 0 | 0 | 0 | 0 | 0 | 0 | 0 | 0 | 0 | 0 | 0 | 0 | 0 | 0 | 0
F4_Commercial_Retail (WA)_Existing_Food Preparation_Natural Gas_Griddle_E1 | F4 | Commercial | Retail (WA) | Existing | Food Preparation | Natural Gas | Griddle | E1 | RVT BC Ratio | [24 empty] | 1 | 1 | 1 | bar: 2019 to 2042
F4_Commercial_Retail (WA)_Existing_Food Preparation_Natural Gas_Griddle_E2 | F4 | Commercial | Retail (WA) | Existing | Food Preparation | Natural Gas | Griddle | E2 | RVT BC Ratio | 1.6959 | 1.7205 | 1.7493 | 1.7829 | 1.8215 | 1.8695 | 1.9177 | 1.9635 | 2.0049 | 2.0451 | 2.0867 | 2.1245 | 2.1644 | 2.2022 | 2.2347 | 2.264 | 2.2888 | 2.3124 | 2.3376 | 2.3611 | 2.3847 | 2.4198 | 2.4553 | 2.4919 | 2.5292 | 2.5671 | 2.6057
F4_Commercial_Retail (WA)_Existing_Food Preparation_Natural Gas_Griddle_E3 | F4 | Commercial | Retail (WA) | Existing | Food Preparation | Natural Gas | Griddle | E3 | RVT BC Ratio | 0 | 0 | 0 | 0 | 0 | 0 | 0 | 0 | 0 | 0 | 0 | 0 | 0 | 0 | 0 | 0 | 0 | 0 | 0 | 0 | 0 | 0 | 0 | 0 | 0 | 0 | 0
F4_Commercial_Retail (WA)_Existing_Food Preparation_Natural Gas_Griddle_E4 | F4 | Commercial | Retail (WA) | Existing | Food Preparation | Natural Gas | Griddle | E4 | RVT BC Ratio | 0 | 0 | 0 | 0 | 0 | 0 | 0 | 0 | 0 | 0 | 0 | 0 | 0 | 0 | 0 | 0 | 0 | 0 | 0 | 0 | 0 | 0 | 0 | 0 | 0 | 0 | 0
F4_Commercial_Retail (WA)_Existing_Food Preparation_Natural Gas_Griddle_E5 | F4 | Commercial | Retail (WA) | Existing | Food Preparation | Natural Gas | Griddle | E5 | RVT BC Ratio | 0 | 0 | 0 | 0 | 0 | 0 | 0 | 0 | 0 | 0 | 0 | 0 | 0 | 0 | 0 | 0 | 0 | 0 | 0 | 0 | 0 | 0 | 0 | 0 | 0 | 0 | 0
F4_Commercial_Retail (WA)_Existing_Food Preparation_Natural Gas_Griddle_E6 | F4 | Commercial | Retail (WA) | Existing | Food Preparation | Natural Gas | Griddle | E6 | RVT BC Ratio | 0 | 0 | 0 | 0 | 0 | 0 | 0 | 0 | 0 | 0 | 0 | 0 | 0 | 0 | 0 | 0 | 0 | 0 | 0 | 0 | 0 | 0 | 0 | 0 | 0 | 0 | 0
F4_Commercial_Retail (WA)_Existing_Food Preparation_Natural Gas_Griddle_E7 | F4 | Commercial | Retail (WA) | Existing | Food Preparation | Natural Gas | Griddle | E7 | RVT BC Ratio | 0 | 0 | 0 | 0 | 0 | 0 | 0 | 0 | 0 | 0 | 0 | 0 | 0 | 0 | 0 | 0 | 0 | 0 | 0 | 0 | 0 | 0 | 0 | 0 | 0 | 0 | 0
F4_Commercial_Retail (WA)_Existing_Food Preparation_Natural Gas_Griddle_E8 | F4 | Commercial | Retail (WA) | Existing | Food Preparation | Natural Gas | Griddle | E8 | RVT BC Ratio | 0 | 0 | 0 | 0 | 0 | 0 | 0 | 0 | 0 | 0 | 0 | 0 | 0 | 0 | 0 | 0 | 0 | 0 | 0 | 0 | 0 | 0 | 0 | 0 | 0 | 0 | 0
F4_Commercial_Retail (WA)_Existing_Food Preparation_Natural Gas_Griddle_E9 | F4 | Commercial | Retail (WA) | Existing | Food Preparation | Natural Gas | Griddle | E9 | RVT BC Ratio | 0 | 0 | 0 | 0 | 0 | 0 | 0 | 0 | 0 | 0 | 0 | 0 | 0 | 0 | 0 | 0 | 0 | 0 | 0 | 0 | 0 | 0 | 0 | 0 | 0 | 0 | 0
F4_Commercial_Retail (WA)_Existing_Food Preparation_Natural Gas_Griddle_E10 | F4 | Commercial | Retail (WA) | Existing | Food Preparation | Natural Gas | Griddle | E10 | RVT BC Ratio | 0 | 0 | 0 | 0 | 0 | 0 | 0 | 0 | 0 | 0 | 0 | 0 | 0 | 0 | 0 | 0 | 0 | 0 | 0 | 0 | 0 | 0 | 0 | 0 | 0 | 0 | 0
F5_Commercial_Retail (WA)_Existing_Food Preparation_Natural Gas_Griddle_E1 | F5 | Commercial | Retail (WA) | Existing | Food Preparation | Natural Gas | Griddle | E1 | RIM BC Ratio | [24 empty] | 1 | 1 | 1 | bar: 2019 to 2042
F5_Commercial_Retail (WA)_Existing_Food Preparation_Natural Gas_Griddle_E2 | F5 | Commercial | Retail (WA) | Existing | Food Preparation | Natural Gas | Griddle | E2 | RIM BC Ratio | 0.5824 | 0.58944 | 0.59763 | 0.60655 | 0.61613 | 0.62694 | 0.63794 | 0.64894 | 0.65988 | 0.67112 | 0.6769 | 0.68248 | 0.68847 | 0.69453 | 0.70016 | 0.7056 | 0.71079 | 0.71605 | 0.72159 | 0.72719 | 0.73299 | 0.73593 | 0.73882 | 0.74172 | 0.7446 | 0.74745 | 0.75026
F5_Commercial_Retail (WA)_Existing_Food Preparation_Natural Gas_Griddle_E3 | F5 | Commercial | Retail (WA) | Existing | Food Preparation | Natural Gas | Griddle | E3 | RIM BC Ratio | 0 | 0 | 0 | 0 | 0 | 0 | 0 | 0 | 0 | 0 | 0 | 0 | 0 | 0 | 0 | 0 | 0 | 0 | 0 | 0 | 0 | 0 | 0 | 0 | 0 | 0 | 0
F5_Commercial_Retail (WA)_Existing_Food Preparation_Natural Gas_Griddle_E4 | F5 | Commercial | Retail (WA) | Existing | Food Preparation | Natural Gas | Griddle | E4 | RIM BC Ratio | 0 | 0 | 0 | 0 | 0 | 0 | 0 | 0 | 0 | 0 | 0 | 0 | 0 | 0 | 0 | 0 | 0 | 0 | 0 | 0 | 0 | 0 | 0 | 0 | 0 | 0 | 0
F5_Commercial_Retail (WA)_Existing_Food Preparation_Natural Gas_Griddle_E5 | F5 | Commercial | Retail (WA) | Existing | Food Preparation | Natural Gas | Griddle | E5 | RIM BC Ratio | 0 | 0 | 0 | 0 | 0 | 0 | 0 | 0 | 0 | 0 | 0 | 0 | 0 | 0 | 0 | 0 | 0 | 0 | 0 | 0 | 0 | 0 | 0 | 0 | 0 | 0 | 0
F5_Commercial_Retail (WA)_Existing_Food Preparation_Natural Gas_Griddle_E6 | F5 | Commercial | Retail (WA) | Existing | Food Preparation | Natural Gas | Griddle | E6 | RIM BC Ratio | 0 | 0 | 0 | 0 | 0 | 0 | 0 | 0 | 0 | 0 | 0 | 0 | 0 | 0 | 0 | 0 | 0 | 0 | 0 | 0 | 0 | 0 | 0 | 0 | 0 | 0 | 0
F5_Commercial_Retail (WA)_Existing_Food Preparation_Natural Gas_Griddle_E7 | F5 | Commercial | Retail (WA) | Existing | Food Preparation | Natural Gas | Griddle | E7 | RIM BC Ratio | 0 | 0 | 0 | 0 | 0 | 0 | 0 | 0 | 0 | 0 | 0 | 0 | 0 | 0 | 0 | 0 | 0 | 0 | 0 | 0 | 0 | 0 | 0 | 0 | 0 | 0 | 0
F5_Commercial_Retail (WA)_Existing_Food Preparation_Natural Gas_Griddle_E8 | F5 | Commercial | Retail (WA) | Existing | Food Preparation | Natural Gas | Griddle | E8 | RIM BC Ratio | 0 | 0 | 0 | 0 | 0 | 0 | 0 | 0 | 0 | 0 | 0 | 0 | 0 | 0 | 0 | 0 | 0 | 0 | 0 | 0 | 0 | 0 | 0 | 0 | 0 | 0 | 0
F5_Commercial_Retail (WA)_Existing_Food Preparation_Natural Gas_Griddle_E9 | F5 | Commercial | Retail (WA) | Existing | Food Preparation | Natural Gas | Griddle | E9 | RIM BC Ratio | 0 | 0 | 0 | 0 | 0 | 0 | 0 | 0 | 0 | 0 | 0 | 0 | 0 | 0 | 0 | 0 | 0 | 0 | 0 | 0 | 0 | 0 | 0 | 0 | 0 | 0 | 0
F5_Commercial_Retail (WA)_Existing_Food Preparation_Natural Gas_Griddle_E10 | F5 | Commercial | Retail (WA) | Existing | Food Preparation | Natural Gas | Griddle | E10 | RIM BC Ratio | 0 | 0 | 0 | 0 | 0 | 0 | 0 | 0 | 0 | 0 | 0 | 0 | 0 | 0 | 0 | 0 | 0 | 0 | 0 | 0 | 0 | 0 | 0 | 0 | 0 | 0 | 0
F0_Commercial_Retail (WA)_Existing_Food Preparation_Natural Gas_Range_E0 | F0 | Commercial | Retail (WA) | Existing | Food Preparation | Natural Gas | Range | E0 | Economic Unit | High Efficiency | High Efficiency | High Efficiency | High Efficiency | High Efficiency | High Efficiency | High Efficiency | High Efficiency | High Efficiency | High Efficiency | High Efficiency | High Efficiency | High Efficiency | High Efficiency | High Efficiency | High Efficiency | High Efficiency | High Efficiency | High Efficiency | High Efficiency | High Efficiency | High Efficiency | High Efficiency | High Efficiency | High Efficiency | High Efficiency | High Efficiency
F1_Commercial_Retail (WA)_Existing_Food Preparation_Natural Gas_Range_E1 | F1 | Commercial | Retail (WA) | Existing | Food Preparation | Natural Gas | Range | E1 | CCE | 0 | 0 | 0 | 0 | 0 | 0 | 0 | 0 | 0 | 0 | 0 | 0 | 0 | 0 | 0 | 0 | 0 | 0 | 0 | 0 | 0 | 0 | 0 | 0 | 0 | 0 | 0
F1_Commercial_Retail (WA)_Existing_Food Preparation_Natural Gas_Range_E2 | F1 | Commercial | Retail (WA) | Existing | Food Preparation | Natural Gas | Range | E2 | CCE | 0.0010372 | 0.0010372 | 0.0010372 | 0.0010372 | 0.0010372 | 0.0010372 | 0.0010372 | 0.0010372 | 0.0010372 | 0.0010372 | 0.0010372 | 0.0010372 | 0.0010372 | 0.0010372 | 0.0010372 | 0.0010372 | 0.0010372 | 0.0010372 | 0.0010372 | 0.0010372 | 0.0010372 | 0.0010372 | 0.0010372 | 0.0010372 | 0.0010372 | 0.0010372 | 0.0010372
F1_Commercial_Retail (WA)_Existing_Food Preparation_Natural Gas_Range_E3 | F1 | Commercial | Retail (WA) | Existing | Food Preparation | Natural Gas | Range | E3 | CCE | 0 | 0 | 0 | 0 | 0 | 0 | 0 | 0 | 0 | 0 | 0 | 0 | 0 | 0 | 0 | 0 | 0 | 0 | 0 | 0 | 0 | 0 | 0 | 0 | 0 | 0 | 0
F1_Commercial_Retail (WA)_Existing_Food Preparation_Natural Gas_Range_E4 | F1 | Commercial | Retail (WA) | Existing | Food Preparation | Natural Gas | Range | E4 | CCE | 0 | 0 | 0 | 0 | 0 | 0 | 0 | 0 | 0 | 0 | 0 | 0 | 0 | 0 | 0 | 0 | 0 | 0 | 0 | 0 | 0 | 0 | 0 | 0 | 0 | 0 | 0
F1_Commercial_Retail (WA)_Existing_Food Preparation_Natural Gas_Range_E5 | F1 | Commercial | Retail (WA) | Existing | Food Preparation | Natural Gas | Range | E5 | CCE | 0 | 0 | 0 | 0 | 0 | 0 | 0 | 0 | 0 | 0 | 0 | 0 | 0 | 0 | 0 | 0 | 0 | 0 | 0 | 0 | 0 | 0 | 0 | 0 | 0 | 0 | 0
F1_Commercial_Retail (WA)_Existing_Food Preparation_Natural Gas_Range_E6 | F1 | Commercial | Retail (WA) | Existing | Food Preparation | Natural Gas | Range | E6 | CCE | 0 | 0 | 0 | 0 | 0 | 0 | 0 | 0 | 0 | 0 | 0 | 0 | 0 | 0 | 0 | 0 | 0 | 0 | 0 | 0 | 0 | 0 | 0 | 0 | 0 | 0 | 0
F1_Commercial_Retail (WA)_Existing_Food Preparation_Natural Gas_Range_E7 | F1 | Commercial | Retail (WA) | Existing | Food Preparation | Natural Gas | Range | E7 | CCE | 0 | 0 | 0 | 0 | 0 | 0 | 0 | 0 | 0 | 0 | 0 | 0 | 0 | 0 | 0 | 0 | 0 | 0 | 0 | 0 | 0 | 0 | 0 | 0 | 0 | 0 | 0
F1_Commercial_Retail (WA)_Existing_Food Preparation_Natural Gas_Range_E8 | F1 | Commercial | Retail (WA) | Existing | Food Preparation | Natural Gas | Range | E8 | CCE | 0 | 0 | 0 | 0 | 0 | 0 | 0 | 0 | 0 | 0 | 0 | 0 | 0 | 0 | 0 | 0 | 0 | 0 | 0 | 0 | 0 | 0 | 0 | 0 | 0 | 0 | 0
F1_Commercial_Retail (WA)_Existing_Food Preparation_Natural Gas_Range_E9 | F1 | Commercial | Retail (WA) | Existing | Food Preparation | Natural Gas | Range | E9 | CCE | 0 | 0 | 0 | 0 | 0 | 0 | 0 | 0 | 0 | 0 | 0 | 0 | 0 | 0 | 0 | 0 | 0 | 0 | 0 | 0 | 0 | 0 | 0 | 0 | 0 | 0 | 0
F1_Commercial_Retail (WA)_Existing_Food Preparation_Natural Gas_Range_E10 | F1 | Commercial | Retail (WA) | Existing | Food Preparation | Natural Gas | Range | E10 | CCE | 0 | 0 | 0 | 0 | 0 | 0 | 0 | 0 | 0 | 0 | 0 | 0 | 0 | 0 | 0 | 0 | 0 | 0 | 0 | 0 | 0 | 0 | 0 | 0 | 0 | 0 | 0
F2_Commercial_Retail (WA)_Existing_Food Preparation_Natural Gas_Range_E1 | F2 | Commercial | Retail (WA) | Existing | Food Preparation | Natural Gas | Range | E1 | TRC BC Ratio | [24 empty] | 1 | 1 | 1 | bar: 2019 to 2042
F2_Commercial_Retail (WA)_Existing_Food Preparation_Natural Gas_Range_E2 | F2 | Commercial | Retail (WA) | Existing | Food Preparation | Natural Gas | Range | E2 | TRC BC Ratio | 3.3438 | 3.421 | 3.5181 | 3.6326 | 3.7658 | 3.9338 | 4.1088 | 4.2833 | 4.4516 | 4.6222 | 4.7553 | 4.8792 | 5.0127 | 5.1428 | 5.2575 | 5.3637 | 5.4574 | 5.5495 | 5.6485 | 5.7445 | 5.8433 | 5.9463 | 6.0503 | 6.1578 | 6.2672 | 6.3786 | 6.4919
F2_Commercial_Retail (WA)_Existing_Food Preparation_Natural Gas_Range_E3 | F2 | Commercial | Retail (WA) | Existing | Food Preparation | Natural Gas | Range | E3 | TRC BC Ratio | 0 | 0 | 0 | 0 | 0 | 0 | 0 | 0 | 0 | 0 | 0 | 0 | 0 | 0 | 0 | 0 | 0 | 0 | 0 | 0 | 0 | 0 | 0 | 0 | 0 | 0 | 0
F2_Commercial_Retail (WA)_Existing_Food Preparation_Natural Gas_Range_E4 | F2 | Commercial | Retail (WA) | Existing | Food Preparation | Natural Gas | Range | E4 | TRC BC Ratio | 0 | 0 | 0 | 0 | 0 | 0 | 0 | 0 | 0 | 0 | 0 | 0 | 0 | 0 | 0 | 0 | 0 | 0 | 0 | 0 | 0 | 0 | 0 | 0 | 0 | 0 | 0
F2_Commercial_Retail (WA)_Existing_Food Preparation_Natural Gas_Range_E5 | F2 | Commercial | Retail (WA) | Existing | Food Preparation | Natural Gas | Range | E5 | TRC BC Ratio | 0 | 0 | 0 | 0 | 0 | 0 | 0 | 0 | 0 | 0 | 0 | 0 | 0 | 0 | 0 | 0 | 0 | 0 | 0 | 0 | 0 | 0 | 0 | 0 | 0 | 0 | 0
F2_Commercial_Retail (WA)_Existing_Food Preparation_Natural Gas_Range_E6 | F2 | Commercial | Retail (WA) | Existing | Food Preparation | Natural Gas | Range | E6 | TRC BC Ratio | 0 | 0 | 0 | 0 | 0 | 0 | 0 | 0 | 0 | 0 | 0 | 0 | 0 | 0 | 0 | 0 | 0 | 0 | 0 | 0 | 0 | 0 | 0 | 0 | 0 | 0 | 0
F2_Commercial_Retail (WA)_Existing_Food Preparation_Natural Gas_Range_E7 | F2 | Commercial | Retail (WA) | Existing | Food Preparation | Natural Gas | Range | E7 | TRC BC Ratio | 0 | 0 | 0 | 0 | 0 | 0 | 0 | 0 | 0 | 0 | 0 | 0 | 0 | 0 | 0 | 0 | 0 | 0 | 0 | 0 | 0 | 0 | 0 | 0 | 0 | 0 | 0
F2_Commercial_Retail (WA)_Existing_Food Preparation_Natural Gas_Range_E8 | F2 | Commercial | Retail (WA) | Existing | Food Preparation | Natural Gas | Range | E8 | TRC BC Ratio | 0 | 0 | 0 | 0 | 0 | 0 | 0 | 0 | 0 | 0 | 0 | 0 | 0 | 0 | 0 | 0 | 0 | 0 | 0 | 0 | 0 | 0 | 0 | 0 | 0 | 0 | 0
F2_Commercial_Retail (WA)_Existing_Food Preparation_Natural Gas_Range_E9 | F2 | Commercial | Retail (WA) | Existing | Food Preparation | Natural Gas | Range | E9 | TRC BC Ratio | 0 | 0 | 0 | 0 | 0 | 0 | 0 | 0 | 0 | 0 | 0 | 0 | 0 | 0 | 0 | 0 | 0 | 0 | 0 | 0 | 0 | 0 | 0 | 0 | 0 | 0 | 0
F2_Commercial_Retail (WA)_Existing_Food Preparation_Natural Gas_Range_E10 | F2 | Commercial | Retail (WA) | Existing | Food Preparation | Natural Gas | Range | E10 | TRC BC Ratio | 0 | 0 | 0 | 0 | 0 | 0 | 0 | 0 | 0 | 0 | 0 | 0 | 0 | 0 | 0 | 0 | 0 | 0 | 0 | 0 | 0 | 0 | 0 | 0 | 0 | 0 | 0
F3_Commercial_Retail (WA)_Existing_Food Preparation_Natural Gas_Range_E1 | F3 | Commercial | Retail (WA) | Existing | Food Preparation | Natural Gas | Range | E1 | PACT BC Ratio | [24 empty] | 1 | 1 | 1 | bar: 2019 to 2042
F3_Commercial_Retail (WA)_Existing_Food Preparation_Natural Gas_Range_E2 | F3 | Commercial | Retail (WA) | Existing | Food Preparation | Natural Gas | Range | E2 | PACT BC Ratio | 6.7389 | 6.8945 | 7.0902 | 7.3211 | 7.5895 | 7.9281 | 8.2807 | 8.6324 | 8.9715 | 9.3153 | 9.5837 | 9.8333 | 10.1024 | 10.3645 | 10.5957 | 10.8098 | 10.9986 | 11.1842 | 11.3838 | 11.5773 | 11.7764 | 11.984 | 12.1936 | 12.4102 | 12.6307 | 12.8551 | 13.0835
F3_Commercial_Retail (WA)_Existing_Food Preparation_Natural Gas_Range_E3 | F3 | Commercial | Retail (WA) | Existing | Food Preparation | Natural Gas | Range | E3 | PACT BC Ratio | 0 | 0 | 0 | 0 | 0 | 0 | 0 | 0 | 0 | 0 | 0 | 0 | 0 | 0 | 0 | 0 | 0 | 0 | 0 | 0 | 0 | 0 | 0 | 0 | 0 | 0 | 0
F3_Commercial_Retail (WA)_Existing_Food Preparation_Natural Gas_Range_E4 | F3 | Commercial | Retail (WA) | Existing | Food Preparation | Natural Gas | Range | E4 | PACT BC Ratio | 0 | 0 | 0 | 0 | 0 | 0 | 0 | 0 | 0 | 0 | 0 | 0 | 0 | 0 | 0 | 0 | 0 | 0 | 0 | 0 | 0 | 0 | 0 | 0 | 0 | 0 | 0
F3_Commercial_Retail (WA)_Existing_Food Preparation_Natural Gas_Range_E5 | F3 | Commercial | Retail (WA) | Existing | Food Preparation | Natural Gas | Range | E5 | PACT BC Ratio | 0 | 0 | 0 | 0 | 0 | 0 | 0 | 0 | 0 | 0 | 0 | 0 | 0 | 0 | 0 | 0 | 0 | 0 | 0 | 0 | 0 | 0 | 0 | 0 | 0 | 0 | 0
F3_Commercial_Retail (WA)_Existing_Food Preparation_Natural Gas_Range_E6 | F3 | Commercial | Retail (WA) | Existing | Food Preparation | Natural Gas | Range | E6 | PACT BC Ratio | 0 | 0 | 0 | 0 | 0 | 0 | 0 | 0 | 0 | 0 | 0 | 0 | 0 | 0 | 0 | 0 | 0 | 0 | 0 | 0 | 0 | 0 | 0 | 0 | 0 | 0 | 0
F3_Commercial_Retail (WA)_Existing_Food Preparation_Natural Gas_Range_E7 | F3 | Commercial | Retail (WA) | Existing | Food Preparation | Natural Gas | Range | E7 | PACT BC Ratio | 0 | 0 | 0 | 0 | 0 | 0 | 0 | 0 | 0 | 0 | 0 | 0 | 0 | 0 | 0 | 0 | 0 | 0 | 0 | 0 | 0 | 0 | 0 | 0 | 0 | 0 | 0
F3_Commercial_Retail (WA)_Existing_Food Preparation_Natural Gas_Range_E8 | F3 | Commercial | Retail (WA) | Existing | Food Preparation | Natural Gas | Range | E8 | PACT BC Ratio | 0 | 0 | 0 | 0 | 0 | 0 | 0 | 0 | 0 | 0 | 0 | 0 | 0 | 0 | 0 | 0 | 0 | 0 | 0 | 0 | 0 | 0 | 0 | 0 | 0 | 0 | 0
F3_Commercial_Retail (WA)_Existing_Food Preparation_Natural Gas_Range_E9 | F3 | Commercial | Retail (WA) | Existing | Food Preparation | Natural Gas | Range | E9 | PACT BC Ratio | 0 | 0 | 0 | 0 | 0 | 0 | 0 | 0 | 0 | 0 | 0 | 0 | 0 | 0 | 0 | 0 | 0 | 0 | 0 | 0 | 0 | 0 | 0 | 0 | 0 | 0 | 0
F3_Commercial_Retail (WA)_Existing_Food Preparation_Natural Gas_Range_E10 | F3 | Commercial | Retail (WA) | Existing | Food Preparation | Natural Gas | Range | E10 | PACT BC Ratio | 0 | 0 | 0 | 0 | 0 | 0 | 0 | 0 | 0 | 0 | 0 | 0 | 0 | 0 | 0 | 0 | 0 | 0 | 0 | 0 | 0 | 0 | 0 | 0 | 0 | 0 | 0
F4_Commercial_Retail (WA)_Existing_Food Preparation_Natural Gas_Range_E1 | F4 | Commercial | Retail (WA) | Existing | Food Preparation | Natural Gas | Range | E1 | RVT BC Ratio | [24 empty] | 1 | 1 | 1 | bar: 2019 to 2042
F4_Commercial_Retail (WA)_Existing_Food Preparation_Natural Gas_Range_E2 | F4 | Commercial | Retail (WA) | Existing | Food Preparation | Natural Gas | Range | E2 | RVT BC Ratio | 5.1687 | 5.2481 | 5.3449 | 5.4626 | 5.6026 | 5.7877 | 5.9775 | 6.1611 | 6.3302 | 6.4925 | 6.6592 | 6.8082 | 6.9636 | 7.1072 | 7.2281 | 7.3353 | 7.4232 | 7.506 | 7.5949 | 7.6764 | 7.758 | 7.8878 | 8.0188 | 8.1543 | 8.2921 | 8.4324 | 8.5752
F4_Commercial_Retail (WA)_Existing_Food Preparation_Natural Gas_Range_E3 | F4 | Commercial | Retail (WA) | Existing | Food Preparation | Natural Gas | Range | E3 | RVT BC Ratio | 0 | 0 | 0 | 0 | 0 | 0 | 0 | 0 | 0 | 0 | 0 | 0 | 0 | 0 | 0 | 0 | 0 | 0 | 0 | 0 | 0 | 0 | 0 | 0 | 0 | 0 | 0
F4_Commercial_Retail (WA)_Existing_Food Preparation_Natural Gas_Range_E4 | F4 | Commercial | Retail (WA) | Existing | Food Preparation | Natural Gas | Range | E4 | RVT BC Ratio | 0 | 0 | 0 | 0 | 0 | 0 | 0 | 0 | 0 | 0 | 0 | 0 | 0 | 0 | 0 | 0 | 0 | 0 | 0 | 0 | 0 | 0 | 0 | 0 | 0 | 0 | 0
F4_Commercial_Retail (WA)_Existing_Food Preparation_Natural Gas_Range_E5 | F4 | Commercial | Retail (WA) | Existing | Food Preparation | Natural Gas | Range | E5 | RVT BC Ratio | 0 | 0 | 0 | 0 | 0 | 0 | 0 | 0 | 0 | 0 | 0 | 0 | 0 | 0 | 0 | 0 | 0 | 0 | 0 | 0 | 0 | 0 | 0 | 0 | 0 | 0 | 0
F4_Commercial_Retail (WA)_Existing_Food Preparation_Natural Gas_Range_E6 | F4 | Commercial | Retail (WA) | Existing | Food Preparation | Natural Gas | Range | E6 | RVT BC Ratio | 0 | 0 | 0 | 0 | 0 | 0 | 0 | 0 | 0 | 0 | 0 | 0 | 0 | 0 | 0 | 0 | 0 | 0 | 0 | 0 | 0 | 0 | 0 | 0 | 0 | 0 | 0
F4_Commercial_Retail (WA)_Existing_Food Preparation_Natural Gas_Range_E7 | F4 | Commercial | Retail (WA) | Existing | Food Preparation | Natural Gas | Range | E7 | RVT BC Ratio | 0 | 0 | 0 | 0 | 0 | 0 | 0 | 0 | 0 | 0 | 0 | 0 | 0 | 0 | 0 | 0 | 0 | 0 | 0 | 0 | 0 | 0 | 0 | 0 | 0 | 0 | 0
F4_Commercial_Retail (WA)_Existing_Food Preparation_Natural Gas_Range_E8 | F4 | Commercial | Retail (WA) | Existing | Food Preparation | Natural Gas | Range | E8 | RVT BC Ratio | 0 | 0 | 0 | 0 | 0 | 0 | 0 | 0 | 0 | 0 | 0 | 0 | 0 | 0 | 0 | 0 | 0 | 0 | 0 | 0 | 0 | 0 | 0 | 0 | 0 | 0 | 0
F4_Commercial_Retail (WA)_Existing_Food Preparation_Natural Gas_Range_E9 | F4 | Commercial | Retail (WA) | Existing | Food Preparation | Natural Gas | Range | E9 | RVT BC Ratio | 0 | 0 | 0 | 0 | 0 | 0 | 0 | 0 | 0 | 0 | 0 | 0 | 0 | 0 | 0 | 0 | 0 | 0 | 0 | 0 | 0 | 0 | 0 | 0 | 0 | 0 | 0
F4_Commercial_Retail (WA)_Existing_Food Preparation_Natural Gas_Range_E10 | F4 | Commercial | Retail (WA) | Existing | Food Preparation | Natural Gas | Range | E10 | RVT BC Ratio | 0 | 0 | 0 | 0 | 0 | 0 | 0 | 0 | 0 | 0 | 0 | 0 | 0 | 0 | 0 | 0 | 0 | 0 | 0 | 0 | 0 | 0 | 0 | 0 | 0 | 0 | 0
F5_Commercial_Retail (WA)_Existing_Food Preparation_Natural Gas_Range_E1 | F5 | Commercial | Retail (WA) | Existing | Food Preparation | Natural Gas | Range | E1 | RIM BC Ratio | [24 empty] | 1 | 1 | 1 | bar: 2019 to 2042
F5_Commercial_Retail (WA)_Existing_Food Preparation_Natural Gas_Range_E2 | F5 | Commercial | Retail (WA) | Existing | Food Preparation | Natural Gas | Range | E2 | RIM BC Ratio | 0.7474 | 0.7535 | 0.76136 | 0.76981 | 0.77879 | 0.78838 | 0.79815 | 0.80802 | 0.81803 | 0.82878 | 0.83192 | 0.83545 | 0.8397 | 0.84456 | 0.84934 | 0.85417 | 0.85907 | 0.86418 | 0.86957 | 0.8752 | 0.88112 | 0.88227 | 0.88338 | 0.8845 | 0.8856 | 0.88669 | 0.88776
F5_Commercial_Retail (WA)_Existing_Food Preparation_Natural Gas_Range_E3 | F5 | Commercial | Retail (WA) | Existing | Food Preparation | Natural Gas | Range | E3 | RIM BC Ratio | 0 | 0 | 0 | 0 | 0 | 0 | 0 | 0 | 0 | 0 | 0 | 0 | 0 | 0 | 0 | 0 | 0 | 0 | 0 | 0 | 0 | 0 | 0 | 0 | 0 | 0 | 0
F5_Commercial_Retail (WA)_Existing_Food Preparation_Natural Gas_Range_E4 | F5 | Commercial | Retail (WA) | Existing | Food Preparation | Natural Gas | Range | E4 | RIM BC Ratio | 0 | 0 | 0 | 0 | 0 | 0 | 0 | 0 | 0 | 0 | 0 | 0 | 0 | 0 | 0 | 0 | 0 | 0 | 0 | 0 | 0 | 0 | 0 | 0 | 0 | 0 | 0
F5_Commercial_Retail (WA)_Existing_Food Preparation_Natural Gas_Range_E5 | F5 | Commercial | Retail (WA) | Existing | Food Preparation | Natural Gas | Range | E5 | RIM BC Ratio | 0 | 0 | 0 | 0 | 0 | 0 | 0 | 0 | 0 | 0 | 0 | 0 | 0 | 0 | 0 | 0 | 0 | 0 | 0 | 0 | 0 | 0 | 0 | 0 | 0 | 0 | 0
F5_Commercial_Retail (WA)_Existing_Food Preparation_Natural Gas_Range_E6 | F5 | Commercial | Retail (WA) | Existing | Food Preparation | Natural Gas | Range | E6 | RIM BC Ratio | 0 | 0 | 0 | 0 | 0 | 0 | 0 | 0 | 0 | 0 | 0 | 0 | 0 | 0 | 0 | 0 | 0 | 0 | 0 | 0 | 0 | 0 | 0 | 0 | 0 | 0 | 0
F5_Commercial_Retail (WA)_Existing_Food Preparation_Natural Gas_Range_E7 | F5 | Commercial | Retail (WA) | Existing | Food Preparation | Natural Gas | Range | E7 | RIM BC Ratio | 0 | 0 | 0 | 0 | 0 | 0 | 0 | 0 | 0 | 0 | 0 | 0 | 0 | 0 | 0 | 0 | 0 | 0 | 0 | 0 | 0 | 0 | 0 | 0 | 0 | 0 | 0
F5_Commercial_Retail (WA)_Existing_Food Preparation_Natural Gas_Range_E8 | F5 | Commercial | Retail (WA) | Existing | Food Preparation | Natural Gas | Range | E8 | RIM BC Ratio | 0 | 0 | 0 | 0 | 0 | 0 | 0 | 0 | 0 | 0 | 0 | 0 | 0 | 0 | 0 | 0 | 0 | 0 | 0 | 0 | 0 | 0 | 0 | 0 | 0 | 0 | 0
F5_Commercial_Retail (WA)_Existing_Food Preparation_Natural Gas_Range_E9 | F5 | Commercial | Retail (WA) | Existing | Food Preparation | Natural Gas | Range | E9 | RIM BC Ratio | 0 | 0 | 0 | 0 | 0 | 0 | 0 | 0 | 0 | 0 | 0 | 0 | 0 | 0 | 0 | 0 | 0 | 0 | 0 | 0 | 0 | 0 | 0 | 0 | 0 | 0 | 0
F5_Commercial_Retail (WA)_Existing_Food Preparation_Natural Gas_Range_E10 | F5 | Commercial | Retail (WA) | Existing | Food Preparation | Natural Gas | Range | E10 | RIM BC Ratio | 0 | 0 | 0 | 0 | 0 | 0 | 0 | 0 | 0 | 0 | 0 | 0 | 0 | 0 | 0 | 0 | 0 | 0 | 0 | 0 | 0 | 0 | 0 | 0 | 0 | 0 | 0
F0_Commercial_Retail (WA)_Existing_Food Preparation_Natural Gas_Steamer_E0 | F0 | Commercial | Retail (WA) | Existing | Food Preparation | Natural Gas | Steamer | E0 | Economic Unit | ENERGY STAR | ENERGY STAR | ENERGY STAR | ENERGY STAR | ENERGY STAR | ENERGY STAR | ENERGY STAR | ENERGY STAR | ENERGY STAR | ENERGY STAR | ENERGY STAR | ENERGY STAR | ENERGY STAR | ENERGY STAR | ENERGY STAR | ENERGY STAR | ENERGY STAR | ENERGY STAR | ENERGY STAR | ENERGY STAR | ENERGY STAR | ENERGY STAR | ENERGY STAR | ENERGY STAR | ENERGY STAR | ENERGY STAR | ENERGY STAR
F1_Commercial_Retail (WA)_Existing_Food Preparation_Natural Gas_Steamer_E1 | F1 | Commercial | Retail (WA) | Existing | Food Preparation | Natural Gas | Steamer | E1 | CCE | 0 | 0 | 0 | 0 | 0 | 0 | 0 | 0 | 0 | 0 | 0 | 0 | 0 | 0 | 0 | 0 | 0 | 0 | 0 | 0 | 0 | 0 | 0 | 0 | 0 | 0 | 0
F1_Commercial_Retail (WA)_Existing_Food Preparation_Natural Gas_Steamer_E2 | F1 | Commercial | Retail (WA) | Existing | Food Preparation | Natural Gas | Steamer | E2 | CCE | 0.0015697 | 0.0015697 | 0.0015697 | 0.0015697 | 0.0015697 | 0.0015697 | 0.0015697 | 0.0015697 | 0.0015697 | 0.0015697 | 0.0015697 | 0.0015697 | 0.0015697 | 0.0015697 | 0.0015697 | 0.0015697 | 0.0015697 | 0.0015697 | 0.0015697 | 0.0015697 | 0.0015697 | 0.0015697 | 0.0015697 | 0.0015697 | 0.0015697 | 0.0015697 | 0.0015697
F1_Commercial_Retail (WA)_Existing_Food Preparation_Natural Gas_Steamer_E3 | F1 | Commercial | Retail (WA) | Existing | Food Preparation | Natural Gas | Steamer | E3 | CCE | 0 | 0 | 0 | 0 | 0 | 0 | 0 | 0 | 0 | 0 | 0 | 0 | 0 | 0 | 0 | 0 | 0 | 0 | 0 | 0 | 0 | 0 | 0 | 0 | 0 | 0 | 0
F1_Commercial_Retail (WA)_Existing_Food Preparation_Natural Gas_Steamer_E4 | F1 | Commercial | Retail (WA) | Existing | Food Preparation | Natural Gas | Steamer | E4 | CCE | 0 | 0 | 0 | 0 | 0 | 0 | 0 | 0 | 0 | 0 | 0 | 0 | 0 | 0 | 0 | 0 | 0 | 0 | 0 | 0 | 0 | 0 | 0 | 0 | 0 | 0 | 0
F1_Commercial_Retail (WA)_Existing_Food Preparation_Natural Gas_Steamer_E5 | F1 | Commercial | Retail (WA) | Existing | Food Preparation | Natural Gas | Steamer | E5 | CCE | 0 | 0 | 0 | 0 | 0 | 0 | 0 | 0 | 0 | 0 | 0 | 0 | 0 | 0 | 0 | 0 | 0 | 0 | 0 | 0 | 0 | 0 | 0 | 0 | 0 | 0 | 0
F1_Commercial_Retail (WA)_Existing_Food Preparation_Natural Gas_Steamer_E6 | F1 | Commercial | Retail (WA) | Existing | Food Preparation | Natural Gas | Steamer | E6 | CCE | 0 | 0 | 0 | 0 | 0 | 0 | 0 | 0 | 0 | 0 | 0 | 0 | 0 | 0 | 0 | 0 | 0 | 0 | 0 | 0 | 0 | 0 | 0 | 0 | 0 | 0 | 0
F1_Commercial_Retail (WA)_Existing_Food Preparation_Natural Gas_Steamer_E7 | F1 | Commercial | Retail (WA) | Existing | Food Preparation | Natural Gas | Steamer | E7 | CCE | 0 | 0 | 0 | 0 | 0 | 0 | 0 | 0 | 0 | 0 | 0 | 0 | 0 | 0 | 0 | 0 | 0 | 0 | 0 | 0 | 0 | 0 | 0 | 0 | 0 | 0 | 0
F1_Commercial_Retail (WA)_Existing_Food Preparation_Natural Gas_Steamer_E8 | F1 | Commercial | Retail (WA) | Existing | Food Preparation | Natural Gas | Steamer | E8 | CCE | 0 | 0 | 0 | 0 | 0 | 0 | 0 | 0 | 0 | 0 | 0 | 0 | 0 | 0 | 0 | 0 | 0 | 0 | 0 | 0 | 0 | 0 | 0 | 0 | 0 | 0 | 0
F1_Commercial_Retail (WA)_Existing_Food Preparation_Natural Gas_Steamer_E9 | F1 | Commercial | Retail (WA) | Existing | Food Preparation | Natural Gas | Steamer | E9 | CCE | 0 | 0 | 0 | 0 | 0 | 0 | 0 | 0 | 0 | 0 | 0 | 0 | 0 | 0 | 0 | 0 | 0 | 0 | 0 | 0 | 0 | 0 | 0 | 0 | 0 | 0 | 0
F1_Commercial_Retail (WA)_Existing_Food Preparation_Natural Gas_Steamer_E10 | F1 | Commercial | Retail (WA) | Existing | Food Preparation | Natural Gas | Steamer | E10 | CCE | 0 | 0 | 0 | 0 | 0 | 0 | 0 | 0 | 0 | 0 | 0 | 0 | 0 | 0 | 0 | 0 | 0 | 0 | 0 | 0 | 0 | 0 | 0 | 0 | 0 | 0 | 0
F2_Commercial_Retail (WA)_Existing_Food Preparation_Natural Gas_Steamer_E1 | F2 | Commercial | Retail (WA) | Existing | Food Preparation | Natural Gas | Steamer | E1 | TRC BC Ratio | [24 empty] | 1 | 1 | 1 | bar: 2019 to 2042
F2_Commercial_Retail (WA)_Existing_Food Preparation_Natural Gas_Steamer_E2 | F2 | Commercial | Retail (WA) | Existing | Food Preparation | Natural Gas | Steamer | E2 | TRC BC Ratio | 2.2673 | 2.3245 | 2.3922 | 2.4698 | 2.5575 | 2.6642 | 2.7741 | 2.8829 | 2.9877 | 3.0939 | 3.1784 | 3.2576 | 3.3426 | 3.4259 | 3.5004 | 3.57 | 3.6325 | 3.6942 | 3.7601 | 3.8244 | 3.8904 | 3.959 | 4.0284 | 4.1 | 4.1728 | 4.247 | 4.3224
F2_Commercial_Retail (WA)_Existing_Food Preparation_Natural Gas_Steamer_E3 | F2 | Commercial | Retail (WA) | Existing | Food Preparation | Natural Gas | Steamer | E3 | TRC BC Ratio | 0 | 0 | 0 | 0 | 0 | 0 | 0 | 0 | 0 | 0 | 0 | 0 | 0 | 0 | 0 | 0 | 0 | 0 | 0 | 0 | 0 | 0 | 0 | 0 | 0 | 0 | 0
F2_Commercial_Retail (WA)_Existing_Food Preparation_Natural Gas_Steamer_E4 | F2 | Commercial | Retail (WA) | Existing | Food Preparation | Natural Gas | Steamer | E4 | TRC BC Ratio | 0 | 0 | 0 | 0 | 0 | 0 | 0 | 0 | 0 | 0 | 0 | 0 | 0 | 0 | 0 | 0 | 0 | 0 | 0 | 0 | 0 | 0 | 0 | 0 | 0 | 0 | 0
F2_Commercial_Retail (WA)_Existing_Food Preparation_Natural Gas_Steamer_E5 | F2 | Commercial | Retail (WA) | Existing | Food Preparation | Natural Gas | Steamer | E5 | TRC BC Ratio | 0 | 0 | 0 | 0 | 0 | 0 | 0 | 0 | 0 | 0 | 0 | 0 | 0 | 0 | 0 | 0 | 0 | 0 | 0 | 0 | 0 | 0 | 0 | 0 | 0 | 0 | 0
F2_Commercial_Retail (WA)_Existing_Food Preparation_Natural Gas_Steamer_E6 | F2 | Commercial | Retail (WA) | Existing | Food Preparation | Natural Gas | Steamer | E6 | TRC BC Ratio | 0 | 0 | 0 | 0 | 0 | 0 | 0 | 0 | 0 | 0 | 0 | 0 | 0 | 0 | 0 | 0 | 0 | 0 | 0 | 0 | 0 | 0 | 0 | 0 | 0 | 0 | 0
F2_Commercial_Retail (WA)_Existing_Food Preparation_Natural Gas_Steamer_E7 | F2 | Commercial | Retail (WA) | Existing | Food Preparation | Natural Gas | Steamer | E7 | TRC BC Ratio | 0 | 0 | 0 | 0 | 0 | 0 | 0 | 0 | 0 | 0 | 0 | 0 | 0 | 0 | 0 | 0 | 0 | 0 | 0 | 0 | 0 | 0 | 0 | 0 | 0 | 0 | 0
F2_Commercial_Retail (WA)_Existing_Food Preparation_Natural Gas_Steamer_E8 | F2 | Commercial | Retail (WA) | Existing | Food Preparation | Natural Gas | Steamer | E8 | TRC BC Ratio | 0 | 0 | 0 | 0 | 0 | 0 | 0 | 0 | 0 | 0 | 0 | 0 | 0 | 0 | 0 | 0 | 0 | 0 | 0 | 0 | 0 | 0 | 0 | 0 | 0 | 0 | 0
F2_Commercial_Retail (WA)_Existing_Food Preparation_Natural Gas_Steamer_E9 | F2 | Commercial | Retail (WA) | Existing | Food Preparation | Natural Gas | Steamer | E9 | TRC BC Ratio | 0 | 0 | 0 | 0 | 0 | 0 | 0 | 0 | 0 | 0 | 0 | 0 | 0 | 0 | 0 | 0 | 0 | 0 | 0 | 0 | 0 | 0 | 0 | 0 | 0 | 0 | 0
F2_Commercial_Retail (WA)_Existing_Food Preparation_Natural Gas_Steamer_E10 | F2 | Commercial | Retail (WA) | Existing | Food Preparation | Natural Gas | Steamer | E10 | TRC BC Ratio | 0 | 0 | 0 | 0 | 0 | 0 | 0 | 0 | 0 | 0 | 0 | 0 | 0 | 0 | 0 | 0 | 0 | 0 | 0 | 0 | 0 | 0 | 0 | 0 | 0 | 0 | 0
F3_Commercial_Retail (WA)_Existing_Food Preparation_Natural Gas_Steamer_E1 | F3 | Commercial | Retail (WA) | Existing | Food Preparation | Natural Gas | Steamer | E1 | PACT BC Ratio | [24 empty] | 1 | 1 | 1 | bar: 2019 to 2042
F3_Commercial_Retail (WA)_Existing_Food Preparation_Natural Gas_Steamer_E2 | F3 | Commercial | Retail (WA) | Existing | Food Preparation | Natural Gas | Steamer | E2 | PACT BC Ratio | 4.5695 | 4.6847 | 4.8211 | 4.9775 | 5.1543 | 5.3694 | 5.5909 | 5.8102 | 6.0213 | 6.2353 | 6.4056 | 6.5652 | 6.7366 | 6.9044 | 7.0545 | 7.1949 | 7.3208 | 7.4451 | 7.5779 | 7.7075 | 7.8406 | 7.9789 | 8.1187 | 8.263 | 8.4098 | 8.5592 | 8.7112
F3_Commercial_Retail (WA)_Existing_Food Preparation_Natural Gas_Steamer_E3 | F3 | Commercial | Retail (WA) | Existing | Food Preparation | Natural Gas | Steamer | E3 | PACT BC Ratio | 0 | 0 | 0 | 0 | 0 | 0 | 0 | 0 | 0 | 0 | 0 | 0 | 0 | 0 | 0 | 0 | 0 | 0 | 0 | 0 | 0 | 0 | 0 | 0 | 0 | 0 | 0
F3_Commercial_Retail (WA)_Existing_Food Preparation_Natural Gas_Steamer_E4 | F3 | Commercial | Retail (WA) | Existing | Food Preparation | Natural Gas | Steamer | E4 | PACT BC Ratio | 0 | 0 | 0 | 0 | 0 | 0 | 0 | 0 | 0 | 0 | 0 | 0 | 0 | 0 | 0 | 0 | 0 | 0 | 0 | 0 | 0 | 0 | 0 | 0 | 0 | 0 | 0
F3_Commercial_Retail (WA)_Existing_Food Preparation_Natural Gas_Steamer_E5 | F3 | Commercial | Retail (WA) | Existing | Food Preparation | Natural Gas | Steamer | E5 | PACT BC Ratio | 0 | 0 | 0 | 0 | 0 | 0 | 0 | 0 | 0 | 0 | 0 | 0 | 0 | 0 | 0 | 0 | 0 | 0 | 0 | 0 | 0 | 0 | 0 | 0 | 0 | 0 | 0
F3_Commercial_Retail (WA)_Existing_Food Preparation_Natural Gas_Steamer_E6 | F3 | Commercial | Retail (WA) | Existing | Food Preparation | Natural Gas | Steamer | E6 | PACT BC Ratio | 0 | 0 | 0 | 0 | 0 | 0 | 0 | 0 | 0 | 0 | 0 | 0 | 0 | 0 | 0 | 0 | 0 | 0 | 0 | 0 | 0 | 0 | 0 | 0 | 0 | 0 | 0
F3_Commercial_Retail (WA)_Existing_Food Preparation_Natural Gas_Steamer_E7 | F3 | Commercial | Retail (WA) | Existing | Food Preparation | Natural Gas | Steamer | E7 | PACT BC Ratio | 0 | 0 | 0 | 0 | 0 | 0 | 0 | 0 | 0 | 0 | 0 | 0 | 0 | 0 | 0 | 0 | 0 | 0 | 0 | 0 | 0 | 0 | 0 | 0 | 0 | 0 | 0
F3_Commercial_Retail (WA)_Existing_Food Preparation_Natural Gas_Steamer_E8 | F3 | Commercial | Retail (WA) | Existing | Food Preparation | Natural Gas | Steamer | E8 | PACT BC Ratio | 0 | 0 | 0 | 0 | 0 | 0 | 0 | 0 | 0 | 0 | 0 | 0 | 0 | 0 | 0 | 0 | 0 | 0 | 0 | 0 | 0 | 0 | 0 | 0 | 0 | 0 | 0
F3_Commercial_Retail (WA)_Existing_Food Preparation_Natural Gas_Steamer_E9 | F3 | Commercial | Retail (WA) | Existing | Food Preparation | Natural Gas | Steamer | E9 | PACT BC Ratio | 0 | 0 | 0 | 0 | 0 | 0 | 0 | 0 | 0 | 0 | 0 | 0 | 0 | 0 | 0 | 0 | 0 | 0 | 0 | 0 | 0 | 0 | 0 | 0 | 0 | 0 | 0
F3_Commercial_Retail (WA)_Existing_Food Preparation_Natural Gas_Steamer_E10 | F3 | Commercial | Retail (WA) | Existing | Food Preparation | Natural Gas | Steamer | E10 | PACT BC Ratio | 0 | 0 | 0 | 0 | 0 | 0 | 0 | 0 | 0 | 0 | 0 | 0 | 0 | 0 | 0 | 0 | 0 | 0 | 0 | 0 | 0 | 0 | 0 | 0 | 0 | 0 | 0
F4_Commercial_Retail (WA)_Existing_Food Preparation_Natural Gas_Steamer_E1 | F4 | Commercial | Retail (WA) | Existing | Food Preparation | Natural Gas | Steamer | E1 | RVT BC Ratio | [24 empty] | 1 | 1 | 1 | bar: 2019 to 2042
F4_Commercial_Retail (WA)_Existing_Food Preparation_Natural Gas_Steamer_E2 | F4 | Commercial | Retail (WA) | Existing | Food Preparation | Natural Gas | Steamer | E2 | RVT BC Ratio | 3.6 | 3.6605 | 3.7316 | 3.8144 | 3.9093 | 4.0277 | 4.1465 | 4.2593 | 4.3614 | 4.4603 | 4.5628 | 4.656 | 4.7544 | 4.8474 | 4.9275 | 4.9997 | 5.0608 | 5.1192 | 5.1812 | 5.2392 | 5.2973 | 5.3838 | 5.4712 | 5.5614 | 5.6532 | 5.7466 | 5.8417
F4_Commercial_Retail (WA)_Existing_Food Preparation_Natural Gas_Steamer_E3 | F4 | Commercial | Retail (WA) | Existing | Food Preparation | Natural Gas | Steamer | E3 | RVT BC Ratio | 0 | 0 | 0 | 0 | 0 | 0 | 0 | 0 | 0 | 0 | 0 | 0 | 0 | 0 | 0 | 0 | 0 | 0 | 0 | 0 | 0 | 0 | 0 | 0 | 0 | 0 | 0
F4_Commercial_Retail (WA)_Existing_Food Preparation_Natural Gas_Steamer_E4 | F4 | Commercial | Retail (WA) | Existing | Food Preparation | Natural Gas | Steamer | E4 | RVT BC Ratio | 0 | 0 | 0 | 0 | 0 | 0 | 0 | 0 | 0 | 0 | 0 | 0 | 0 | 0 | 0 | 0 | 0 | 0 | 0 | 0 | 0 | 0 | 0 | 0 | 0 | 0 | 0
F4_Commercial_Retail (WA)_Existing_Food Preparation_Natural Gas_Steamer_E5 | F4 | Commercial | Retail (WA) | Existing | Food Preparation | Natural Gas | Steamer | E5 | RVT BC Ratio | 0 | 0 | 0 | 0 | 0 | 0 | 0 | 0 | 0 | 0 | 0 | 0 | 0 | 0 | 0 | 0 | 0 | 0 | 0 | 0 | 0 | 0 | 0 | 0 | 0 | 0 | 0
F4_Commercial_Retail (WA)_Existing_Food Preparation_Natural Gas_Steamer_E6 | F4 | Commercial | Retail (WA) | Existing | Food Preparation | Natural Gas | Steamer | E6 | RVT BC Ratio | 0 | 0 | 0 | 0 | 0 | 0 | 0 | 0 | 0 | 0 | 0 | 0 | 0 | 0 | 0 | 0 | 0 | 0 | 0 | 0 | 0 | 0 | 0 | 0 | 0 | 0 | 0
F4_Commercial_Retail (WA)_Existing_Food Preparation_Natural Gas_Steamer_E7 | F4 | Commercial | Retail (WA) | Existing | Food Preparation | Natural Gas | Steamer | E7 | RVT BC Ratio | 0 | 0 | 0 | 0 | 0 | 0 | 0 | 0 | 0 | 0 | 0 | 0 | 0 | 0 | 0 | 0 | 0 | 0 | 0 | 0 | 0 | 0 | 0 | 0 | 0 | 0 | 0
F4_Commercial_Retail (WA)_Existing_Food Preparation_Natural Gas_Steamer_E8 | F4 | Commercial | Retail (WA) | Existing | Food Preparation | Natural Gas | Steamer | E8 | RVT BC Ratio | 0 | 0 | 0 | 0 | 0 | 0 | 0 | 0 | 0 | 0 | 0 | 0 | 0 | 0 | 0 | 0 | 0 | 0 | 0 | 0 | 0 | 0 | 0 | 0 | 0 | 0 | 0
F4_Commercial_Retail (WA)_Existing_Food Preparation_Natural Gas_Steamer_E9 | F4 | Commercial | Retail (WA) | Existing | Food Preparation | Natural Gas | Steamer | E9 | RVT BC Ratio | 0 | 0 | 0 | 0 | 0 | 0 | 0 | 0 | 0 | 0 | 0 | 0 | 0 | 0 | 0 | 0 | 0 | 0 | 0 | 0 | 0 | 0 | 0 | 0 | 0 | 0 | 0
F4_Commercial_Retail (WA)_Existing_Food Preparation_Natural Gas_Steamer_E10 | F4 | Commercial | Retail (WA) | Existing | Food Preparation | Natural Gas | Steamer | E10 | RVT BC Ratio | 0 | 0 | 0 | 0 | 0 | 0 | 0 | 0 | 0 | 0 | 0 | 0 | 0 | 0 | 0 | 0 | 0 | 0 | 0 | 0 | 0 | 0 | 0 | 0 | 0 | 0 | 0
F5_Commercial_Retail (WA)_Existing_Food Preparation_Natural Gas_Steamer_E1 | F5 | Commercial | Retail (WA) | Existing | Food Preparation | Natural Gas | Steamer | E1 | RIM BC Ratio | [24 empty] | 1 | 1 | 1 | bar: 2019 to 2042
F5_Commercial_Retail (WA)_Existing_Food Preparation_Natural Gas_Steamer_E2 | F5 | Commercial | Retail (WA) | Existing | Food Preparation | Natural Gas | Steamer | E2 | RIM BC Ratio | 0.716 | 0.72254 | 0.73014 | 0.73827 | 0.74684 | 0.75622 | 0.76589 | 0.7758 | 0.786 | 0.79666 | 0.8008 | 0.805 | 0.80962 | 0.81449 | 0.8192 | 0.8239 | 0.82858 | 0.83341 | 0.83849 | 0.84374 | 0.84923 | 0.85082 | 0.85239 | 0.85396 | 0.8555 | 0.85702 | 0.85852
F5_Commercial_Retail (WA)_Existing_Food Preparation_Natural Gas_Steamer_E3 | F5 | Commercial | Retail (WA) | Existing | Food Preparation | Natural Gas | Steamer | E3 | RIM BC Ratio | 0 | 0 | 0 | 0 | 0 | 0 | 0 | 0 | 0 | 0 | 0 | 0 | 0 | 0 | 0 | 0 | 0 | 0 | 0 | 0 | 0 | 0 | 0 | 0 | 0 | 0 | 0
F5_Commercial_Retail (WA)_Existing_Food Preparation_Natural Gas_Steamer_E4 | F5 | Commercial | Retail (WA) | Existing | Food Preparation | Natural Gas | Steamer | E4 | RIM BC Ratio | 0 | 0 | 0 | 0 | 0 | 0 | 0 | 0 | 0 | 0 | 0 | 0 | 0 | 0 | 0 | 0 | 0 | 0 | 0 | 0 | 0 | 0 | 0 | 0 | 0 | 0 | 0
F5_Commercial_Retail (WA)_Existing_Food Preparation_Natural Gas_Steamer_E5 | F5 | Commercial | Retail (WA) | Existing | Food Preparation | Natural Gas | Steamer | E5 | RIM BC Ratio | 0 | 0 | 0 | 0 | 0 | 0 | 0 | 0 | 0 | 0 | 0 | 0 | 0 | 0 | 0 | 0 | 0 | 0 | 0 | 0 | 0 | 0 | 0 | 0 | 0 | 0 | 0
F5_Commercial_Retail (WA)_Existing_Food Preparation_Natural Gas_Steamer_E6 | F5 | Commercial | Retail (WA) | Existing | Food Preparation | Natural Gas | Steamer | E6 | RIM BC Ratio | 0 | 0 | 0 | 0 | 0 | 0 | 0 | 0 | 0 | 0 | 0 | 0 | 0 | 0 | 0 | 0 | 0 | 0 | 0 | 0 | 0 | 0 | 0 | 0 | 0 | 0 | 0
F5_Commercial_Retail (WA)_Existing_Food Preparation_Natural Gas_Steamer_E7 | F5 | Commercial | Retail (WA) | Existing | Food Preparation | Natural Gas | Steamer | E7 | RIM BC Ratio | 0 | 0 | 0 | 0 | 0 | 0 | 0 | 0 | 0 | 0 | 0 | 0 | 0 | 0 | 0 | 0 | 0 | 0 | 0 | 0 | 0 | 0 | 0 | 0 | 0 | 0 | 0
F5_Commercial_Retail (WA)_Existing_Food Preparation_Natural Gas_Steamer_E8 | F5 | Commercial | Retail (WA) | Existing | Food Preparation | Natural Gas | Steamer | E8 | RIM BC Ratio | 0 | 0 | 0 | 0 | 0 | 0 | 0 | 0 | 0 | 0 | 0 | 0 | 0 | 0 | 0 | 0 | 0 | 0 | 0 | 0 | 0 | 0 | 0 | 0 | 0 | 0 | 0
F5_Commercial_Retail (WA)_Existing_Food Preparation_Natural Gas_Steamer_E9 | F5 | Commercial | Retail (WA) | Existing | Food Preparation | Natural Gas | Steamer | E9 | RIM BC Ratio | 0 | 0 | 0 | 0 | 0 | 0 | 0 | 0 | 0 | 0 | 0 | 0 | 0 | 0 | 0 | 0 | 0 | 0 | 0 | 0 | 0 | 0 | 0 | 0 | 0 | 0 | 0
F5_Commercial_Retail (WA)_Existing_Food Preparation_Natural Gas_Steamer_E10 | F5 | Commercial | Retail (WA) | Existing | Food Preparation | Natural Gas | Steamer | E10 | RIM BC Ratio | 0 | 0 | 0 | 0 | 0 | 0 | 0 | 0 | 0 | 0 | 0 | 0 | 0 | 0 | 0 | 0 | 0 | 0 | 0 | 0 | 0 | 0 | 0 | 0 | 0 | 0 | 0
F0_Commercial_Retail (WA)_Existing_Food Preparation_Natural Gas_Food Prep Other_E0 | F0 | Commercial | Retail (WA) | Existing | Food Preparation | Natural Gas | Food Prep Other | E0 | Economic Unit | Standard | Standard | Standard | Standard | Standard | Standard | Standard | Standard | Standard | Standard | Standard | Standard | Standard | Standard | Standard | Standard | Standard | Standard | Standard | Standard | Standard | Standard | Standard | Standard | Standard | Standard | Standard
F1_Commercial_Retail (WA)_Existing_Food Preparation_Natural Gas_Food Prep Other_E1 | F1 | Commercial | Retail (WA) | Existing | Food Preparation | Natural Gas | Food Prep Other | E1 | CCE | 0 | 0 | 0 | 0 | 0 | 0 | 0 | 0 | 0 | 0 | 0 | 0 | 0 | 0 | 0 | 0 | 0 | 0 | 0 | 0 | 0 | 0 | 0 | 0 | 0 | 0 | 0
F1_Commercial_Retail (WA)_Existing_Food Preparation_Natural Gas_Food Prep Other_E2 | F1 | Commercial | Retail (WA) | Existing | Food Preparation | Natural Gas | Food Prep Other | E2 | CCE | 0.19058 | 0.19058 | 0.19058 | 0.19058 | 0.19058 | 0.19058 | 0.19058 | 0.19058 | 0.19058 | 0.19058 | 0.19058 | 0.19058 | 0.19058 | 0.19058 | 0.19058 | 0.19058 | 0.19058 | 0.19058 | 0.19058 | 0.19058 | 0.19058 | 0.19058 | 0.19058 | 0.19058 | 0.19058 | 0.19058 | 0.19058
F1_Commercial_Retail (WA)_Existing_Food Preparation_Natural Gas_Food Prep Other_E3 | F1 | Commercial | Retail (WA) | Existing | Food Preparation | Natural Gas | Food Prep Other | E3 | CCE | 0 | 0 | 0 | 0 | 0 | 0 | 0 | 0 | 0 | 0 | 0 | 0 | 0 | 0 | 0 | 0 | 0 | 0 | 0 | 0 | 0 | 0 | 0 | 0 | 0 | 0 | 0
F1_Commercial_Retail (WA)_Existing_Food Preparation_Natural Gas_Food Prep Other_E4 | F1 | Commercial | Retail (WA) | Existing | Food Preparation | Natural Gas | Food Prep Other | E4 | CCE | 0 | 0 | 0 | 0 | 0 | 0 | 0 | 0 | 0 | 0 | 0 | 0 | 0 | 0 | 0 | 0 | 0 | 0 | 0 | 0 | 0 | 0 | 0 | 0 | 0 | 0 | 0
F1_Commercial_Retail (WA)_Existing_Food Preparation_Natural Gas_Food Prep Other_E5 | F1 | Commercial | Retail (WA) | Existing | Food Preparation | Natural Gas | Food Prep Other | E5 | CCE | 0 | 0 | 0 | 0 | 0 | 0 | 0 | 0 | 0 | 0 | 0 | 0 | 0 | 0 | 0 | 0 | 0 | 0 | 0 | 0 | 0 | 0 | 0 | 0 | 0 | 0 | 0
F1_Commercial_Retail (WA)_Existing_Food Preparation_Natural Gas_Food Prep Other_E6 | F1 | Commercial | Retail (WA) | Existing | Food Preparation | Natural Gas | Food Prep Other | E6 | CCE | 0 | 0 | 0 | 0 | 0 | 0 | 0 | 0 | 0 | 0 | 0 | 0 | 0 | 0 | 0 | 0 | 0 | 0 | 0 | 0 | 0 | 0 | 0 | 0 | 0 | 0 | 0
F1_Commercial_Retail (WA)_Existing_Food Preparation_Natural Gas_Food Prep Other_E7 | F1 | Commercial | Retail (WA) | Existing | Food Preparation | Natural Gas | Food Prep Other | E7 | CCE | 0 | 0 | 0 | 0 | 0 | 0 | 0 | 0 | 0 | 0 | 0 | 0 | 0 | 0 | 0 | 0 | 0 | 0 | 0 | 0 | 0 | 0 | 0 | 0 | 0 | 0 | 0
F1_Commercial_Retail (WA)_Existing_Food Preparation_Natural Gas_Food Prep Other_E8 | F1 | Commercial | Retail (WA) | Existing | Food Preparation | Natural Gas | Food Prep Other | E8 | CCE | 0 | 0 | 0 | 0 | 0 | 0 | 0 | 0 | 0 | 0 | 0 | 0 | 0 | 0 | 0 | 0 | 0 | 0 | 0 | 0 | 0 | 0 | 0 | 0 | 0 | 0 | 0
F1_Commercial_Retail (WA)_Existing_Food Preparation_Natural Gas_Food Prep Other_E9 | F1 | Commercial | Retail (WA) | Existing | Food Preparation | Natural Gas | Food Prep Other | E9 | CCE | 0 | 0 | 0 | 0 | 0 | 0 | 0 | 0 | 0 | 0 | 0 | 0 | 0 | 0 | 0 | 0 | 0 | 0 | 0 | 0 | 0 | 0 | 0 | 0 | 0 | 0 | 0
F1_Commercial_Retail (WA)_Existing_Food Preparation_Natural Gas_Food Prep Other_E10 | F1 | Commercial | Retail (WA) | Existing | Food Preparation | Natural Gas | Food Prep Other | E10 | CCE | 0 | 0 | 0 | 0 | 0 | 0 | 0 | 0 | 0 | 0 | 0 | 0 | 0 | 0 | 0 | 0 | 0 | 0 | 0 | 0 | 0 | 0 | 0 | 0 | 0 | 0 | 0
F2_Commercial_Retail (WA)_Existing_Food Preparation_Natural Gas_Food Prep Other_E1 | F2 | Commercial | Retail (WA) | Existing | Food Preparation | Natural Gas | Food Prep Other | E1 | TRC BC Ratio | [24 empty] | 1 | 1 | 1 | bar: 2019 to 2042
F2_Commercial_Retail (WA)_Existing_Food Preparation_Natural Gas_Food Prep Other_E2 | F2 | Commercial | Retail (WA) | Existing | Food Preparation | Natural Gas | Food Prep Other | E2 | TRC BC Ratio | 0.018197 | 0.018618 | 0.019146 | 0.019769 | 0.020494 | 0.021409 | 0.022361 | 0.02331 | 0.024226 | 0.025155 | 0.025879 | 0.026553 | 0.02728 | 0.027988 | 0.028612 | 0.02919 | 0.0297 | 0.030201 | 0.03074 | 0.031263 | 0.0318 | 0.032361 | 0.032927 | 0.033512 | 0.034107 | 0.034713 | 0.03533
F2_Commercial_Retail (WA)_Existing_Food Preparation_Natural Gas_Food Prep Other_E3 | F2 | Commercial | Retail (WA) | Existing | Food Preparation | Natural Gas | Food Prep Other | E3 | TRC BC Ratio | 0 | 0 | 0 | 0 | 0 | 0 | 0 | 0 | 0 | 0 | 0 | 0 | 0 | 0 | 0 | 0 | 0 | 0 | 0 | 0 | 0 | 0 | 0 | 0 | 0 | 0 | 0
F2_Commercial_Retail (WA)_Existing_Food Preparation_Natural Gas_Food Prep Other_E4 | F2 | Commercial | Retail (WA) | Existing | Food Preparation | Natural Gas | Food Prep Other | E4 | TRC BC Ratio | 0 | 0 | 0 | 0 | 0 | 0 | 0 | 0 | 0 | 0 | 0 | 0 | 0 | 0 | 0 | 0 | 0 | 0 | 0 | 0 | 0 | 0 | 0 | 0 | 0 | 0 | 0
F2_Commercial_Retail (WA)_Existing_Food Preparation_Natural Gas_Food Prep Other_E5 | F2 | Commercial | Retail (WA) | Existing | Food Preparation | Natural Gas | Food Prep Other | E5 | TRC BC Ratio | 0 | 0 | 0 | 0 | 0 | 0 | 0 | 0 | 0 | 0 | 0 | 0 | 0 | 0 | 0 | 0 | 0 | 0 | 0 | 0 | 0 | 0 | 0 | 0 | 0 | 0 | 0
F2_Commercial_Retail (WA)_Existing_Food Preparation_Natural Gas_Food Prep Other_E6 | F2 | Commercial | Retail (WA) | Existing | Food Preparation | Natural Gas | Food Prep Other | E6 | TRC BC Ratio | 0 | 0 | 0 | 0 | 0 | 0 | 0 | 0 | 0 | 0 | 0 | 0 | 0 | 0 | 0 | 0 | 0 | 0 | 0 | 0 | 0 | 0 | 0 | 0 | 0 | 0 | 0
F2_Commercial_Retail (WA)_Existing_Food Preparation_Natural Gas_Food Prep Other_E7 | F2 | Commercial | Retail (WA) | Existing | Food Preparation | Natural Gas | Food Prep Other | E7 | TRC BC Ratio | 0 | 0 | 0 | 0 | 0 | 0 | 0 | 0 | 0 | 0 | 0 | 0 | 0 | 0 | 0 | 0 | 0 | 0 | 0 | 0 | 0 | 0 | 0 | 0 | 0 | 0 | 0
F2_Commercial_Retail (WA)_Existing_Food Preparation_Natural Gas_Food Prep Other_E8 | F2 | Commercial | Retail (WA) | Existing | Food Preparation | Natural Gas | Food Prep Other | E8 | TRC BC Ratio | 0 | 0 | 0 | 0 | 0 | 0 | 0 | 0 | 0 | 0 | 0 | 0 | 0 | 0 | 0 | 0 | 0 | 0 | 0 | 0 | 0 | 0 | 0 | 0 | 0 | 0 | 0
F2_Commercial_Retail (WA)_Existing_Food Preparation_Natural Gas_Food Prep Other_E9 | F2 | Commercial | Retail (WA) | Existing | Food Preparation | Natural Gas | Food Prep Other | E9 | TRC BC Ratio | 0 | 0 | 0 | 0 | 0 | 0 | 0 | 0 | 0 | 0 | 0 | 0 | 0 | 0 | 0 | 0 | 0 | 0 | 0 | 0 | 0 | 0 | 0 | 0 | 0 | 0 | 0
F2_Commercial_Retail (WA)_Existing_Food Preparation_Natural Gas_Food Prep Other_E10 | F2 | Commercial | Retail (WA) | Existing | Food Preparation | Natural Gas | Food Prep Other | E10 | TRC BC Ratio | 0 | 0 | 0 | 0 | 0 | 0 | 0 | 0 | 0 | 0 | 0 | 0 | 0 | 0 | 0 | 0 | 0 | 0 | 0 | 0 | 0 | 0 | 0 | 0 | 0 | 0 | 0
F3_Commercial_Retail (WA)_Existing_Food Preparation_Natural Gas_Food Prep Other_E1 | F3 | Commercial | Retail (WA) | Existing | Food Preparation | Natural Gas | Food Prep Other | E1 | PACT BC Ratio | [24 empty] | 1 | 1 | 1 | bar: 2019 to 2042
F3_Commercial_Retail (WA)_Existing_Food Preparation_Natural Gas_Food Prep Other_E2 | F3 | Commercial | Retail (WA) | Existing | Food Preparation | Natural Gas | Food Prep Other | E2 | PACT BC Ratio | 0.036674 | 0.037521 | 0.038586 | 0.039842 | 0.041303 | 0.043146 | 0.045065 | 0.046979 | 0.048825 | 0.050696 | 0.052156 | 0.053514 | 0.054979 | 0.056406 | 0.057664 | 0.058829 | 0.059856 | 0.060866 | 0.061953 | 0.063006 | 0.064089 | 0.065219 | 0.06636 | 0.067539 | 0.068739 | 0.06996 | 0.071203
F3_Commercial_Retail (WA)_Existing_Food Preparation_Natural Gas_Food Prep Other_E3 | F3 | Commercial | Retail (WA) | Existing | Food Preparation | Natural Gas | Food Prep Other | E3 | PACT BC Ratio | 0 | 0 | 0 | 0 | 0 | 0 | 0 | 0 | 0 | 0 | 0 | 0 | 0 | 0 | 0 | 0 | 0 | 0 | 0 | 0 | 0 | 0 | 0 | 0 | 0 | 0 | 0
F3_Commercial_Retail (WA)_Existing_Food Preparation_Natural Gas_Food Prep Other_E4 | F3 | Commercial | Retail (WA) | Existing | Food Preparation | Natural Gas | Food Prep Other | E4 | PACT BC Ratio | 0 | 0 | 0 | 0 | 0 | 0 | 0 | 0 | 0 | 0 | 0 | 0 | 0 | 0 | 0 | 0 | 0 | 0 | 0 | 0 | 0 | 0 | 0 | 0 | 0 | 0 | 0
F3_Commercial_Retail (WA)_Existing_Food Preparation_Natural Gas_Food Prep Other_E5 | F3 | Commercial | Retail (WA) | Existing | Food Preparation | Natural Gas | Food Prep Other | E5 | PACT BC Ratio | 0 | 0 | 0 | 0 | 0 | 0 | 0 | 0 | 0 | 0 | 0 | 0 | 0 | 0 | 0 | 0 | 0 | 0 | 0 | 0 | 0 | 0 | 0 | 0 | 0 | 0 | 0
F3_Commercial_Retail (WA)_Existing_Food Preparation_Natural Gas_Food Prep Other_E6 | F3 | Commercial | Retail (WA) | Existing | Food Preparation | Natural Gas | Food Prep Other | E6 | PACT BC Ratio | 0 | 0 | 0 | 0 | 0 | 0 | 0 | 0 | 0 | 0 | 0 | 0 | 0 | 0 | 0 | 0 | 0 | 0 | 0 | 0 | 0 | 0 | 0 | 0 | 0 | 0 | 0
F3_Commercial_Retail (WA)_Existing_Food Preparation_Natural Gas_Food Prep Other_E7 | F3 | Commercial | Retail (WA) | Existing | Food Preparation | Natural Gas | Food Prep Other | E7 | PACT BC Ratio | 0 | 0 | 0 | 0 | 0 | 0 | 0 | 0 | 0 | 0 | 0 | 0 | 0 | 0 | 0 | 0 | 0 | 0 | 0 | 0 | 0 | 0 | 0 | 0 | 0 | 0 | 0
F3_Commercial_Retail (WA)_Existing_Food Preparation_Natural Gas_Food Prep Other_E8 | F3 | Commercial | Retail (WA) | Existing | Food Preparation | Natural Gas | Food Prep Other | E8 | PACT BC Ratio | 0 | 0 | 0 | 0 | 0 | 0 | 0 | 0 | 0 | 0 | 0 | 0 | 0 | 0 | 0 | 0 | 0 | 0 | 0 | 0 | 0 | 0 | 0 | 0 | 0 | 0 | 0
F3_Commercial_Retail (WA)_Existing_Food Preparation_Natural Gas_Food Prep Other_E9 | F3 | Commercial | Retail (WA) | Existing | Food Preparation | Natural Gas | Food Prep Other | E9 | PACT BC Ratio | 0 | 0 | 0 | 0 | 0 | 0 | 0 | 0 | 0 | 0 | 0 | 0 | 0 | 0 | 0 | 0 | 0 | 0 | 0 | 0 | 0 | 0 | 0 | 0 | 0 | 0 | 0
F3_Commercial_Retail (WA)_Existing_Food Preparation_Natural Gas_Food Prep Other_E10 | F3 | Commercial | Retail (WA) | Existing | Food Preparation | Natural Gas | Food Prep Other | E10 | PACT BC Ratio | 0 | 0 | 0 | 0 | 0 | 0 | 0 | 0 | 0 | 0 | 0 | 0 | 0 | 0 | 0 | 0 | 0 | 0 | 0 | 0 | 0 | 0 | 0 | 0 | 0 | 0 | 0
F4_Commercial_Retail (WA)_Existing_Food Preparation_Natural Gas_Food Prep Other_E1 | F4 | Commercial | Retail (WA) | Existing | Food Preparation | Natural Gas | Food Prep Other | E1 | RVT BC Ratio | [24 empty] | 1 | 1 | 1 | bar: 2019 to 2042
F4_Commercial_Retail (WA)_Existing_Food Preparation_Natural Gas_Food Prep Other_E2 | F4 | Commercial | Retail (WA) | Existing | Food Preparation | Natural Gas | Food Prep Other | E2 | RVT BC Ratio | 0.4214 | 0.42184 | 0.42236 | 0.423 | 0.42376 | 0.42477 | 0.4258 | 0.4268 | 0.42772 | 0.42861 | 0.42951 | 0.43033 | 0.43117 | 0.43195 | 0.43261 | 0.43319 | 0.43367 | 0.43412 | 0.43461 | 0.43505 | 0.43549 | 0.4362 | 0.43691 | 0.43765 | 0.4384 | 0.43916 | 0.43994
F4_Commercial_Retail (WA)_Existing_Food Preparation_Natural Gas_Food Prep Other_E3 | F4 | Commercial | Retail (WA) | Existing | Food Preparation | Natural Gas | Food Prep Other | E3 | RVT BC Ratio | 0 | 0 | 0 | 0 | 0 | 0 | 0 | 0 | 0 | 0 | 0 | 0 | 0 | 0 | 0 | 0 | 0 | 0 | 0 | 0 | 0 | 0 | 0 | 0 | 0 | 0 | 0
F4_Commercial_Retail (WA)_Existing_Food Preparation_Natural Gas_Food Prep Other_E4 | F4 | Commercial | Retail (WA) | Existing | Food Preparation | Natural Gas | Food Prep Other | E4 | RVT BC Ratio | 0 | 0 | 0 | 0 | 0 | 0 | 0 | 0 | 0 | 0 | 0 | 0 | 0 | 0 | 0 | 0 | 0 | 0 | 0 | 0 | 0 | 0 | 0 | 0 | 0 | 0 | 0
F4_Commercial_Retail (WA)_Existing_Food Preparation_Natural Gas_Food Prep Other_E5 | F4 | Commercial | Retail (WA) | Existing | Food Preparation | Natural Gas | Food Prep Other | E5 | RVT BC Ratio | 0 | 0 | 0 | 0 | 0 | 0 | 0 | 0 | 0 | 0 | 0 | 0 | 0 | 0 | 0 | 0 | 0 | 0 | 0 | 0 | 0 | 0 | 0 | 0 | 0 | 0 | 0
F4_Commercial_Retail (WA)_Existing_Food Preparation_Natural Gas_Food Prep Other_E6 | F4 | Commercial | Retail (WA) | Existing | Food Preparation | Natural Gas | Food Prep Other | E6 | RVT BC Ratio | 0 | 0 | 0 | 0 | 0 | 0 | 0 | 0 | 0 | 0 | 0 | 0 | 0 | 0 | 0 | 0 | 0 | 0 | 0 | 0 | 0 | 0 | 0 | 0 | 0 | 0 | 0
F4_Commercial_Retail (WA)_Existing_Food Preparation_Natural Gas_Food Prep Other_E7 | F4 | Commercial | Retail (WA) | Existing | Food Preparation | Natural Gas | Food Prep Other | E7 | RVT BC Ratio | 0 | 0 | 0 | 0 | 0 | 0 | 0 | 0 | 0 | 0 | 0 | 0 | 0 | 0 | 0 | 0 | 0 | 0 | 0 | 0 | 0 | 0 | 0 | 0 | 0 | 0 | 0
F4_Commercial_Retail (WA)_Existing_Food Preparation_Natural Gas_Food Prep Other_E8 | F4 | Commercial | Retail (WA) | Existing | Food Preparation | Natural Gas | Food Prep Other | E8 | RVT BC Ratio | 0 | 0 | 0 | 0 | 0 | 0 | 0 | 0 | 0 | 0 | 0 | 0 | 0 | 0 | 0 | 0 | 0 | 0 | 0 | 0 | 0 | 0 | 0 | 0 | 0 | 0 | 0
F4_Commercial_Retail (WA)_Existing_Food Preparation_Natural Gas_Food Prep Other_E9 | F4 | Commercial | Retail (WA) | Existing | Food Preparation | Natural Gas | Food Prep Other | E9 | RVT BC Ratio | 0 | 0 | 0 | 0 | 0 | 0 | 0 | 0 | 0 | 0 | 0 | 0 | 0 | 0 | 0 | 0 | 0 | 0 | 0 | 0 | 0 | 0 | 0 | 0 | 0 | 0 | 0
F4_Commercial_Retail (WA)_Existing_Food Preparation_Natural Gas_Food Prep Other_E10 | F4 | Commercial | Retail (WA) | Existing | Food Preparation | Natural Gas | Food Prep Other | E10 | RVT BC Ratio | 0 | 0 | 0 | 0 | 0 | 0 | 0 | 0 | 0 | 0 | 0 | 0 | 0 | 0 | 0 | 0 | 0 | 0 | 0 | 0 | 0 | 0 | 0 | 0 | 0 | 0 | 0
F5_Commercial_Retail (WA)_Existing_Food Preparation_Natural Gas_Food Prep Other_E1 | F5 | Commercial | Retail (WA) | Existing | Food Preparation | Natural Gas | Food Prep Other | E1 | RIM BC Ratio | [24 empty] | 1 | 1 | 1 | bar: 2019 to 2042
F5_Commercial_Retail (WA)_Existing_Food Preparation_Natural Gas_Food Prep Other_E2 | F5 | Commercial | Retail (WA) | Existing | Food Preparation | Natural Gas | Food Prep Other | E2 | RIM BC Ratio | 0.035141 | 0.035928 | 0.036916 | 0.038079 | 0.039427 | 0.041119 | 0.042878 | 0.044627 | 0.046312 | 0.04802 | 0.049332 | 0.050551 | 0.051865 | 0.053145 | 0.054274 | 0.05532 | 0.056244 | 0.057152 | 0.058128 | 0.059074 | 0.060048 | 0.061039 | 0.062037 | 0.063066 | 0.064111 | 0.065172 | 0.06625
F5_Commercial_Retail (WA)_Existing_Food Preparation_Natural Gas_Food Prep Other_E3 | F5 | Commercial | Retail (WA) | Existing | Food Preparation | Natural Gas | Food Prep Other | E3 | RIM BC Ratio | 0 | 0 | 0 | 0 | 0 | 0 | 0 | 0 | 0 | 0 | 0 | 0 | 0 | 0 | 0 | 0 | 0 | 0 | 0 | 0 | 0 | 0 | 0 | 0 | 0 | 0 | 0
F5_Commercial_Retail (WA)_Existing_Food Preparation_Natural Gas_Food Prep Other_E4 | F5 | Commercial | Retail (WA) | Existing | Food Preparation | Natural Gas | Food Prep Other | E4 | RIM BC Ratio | 0 | 0 | 0 | 0 | 0 | 0 | 0 | 0 | 0 | 0 | 0 | 0 | 0 | 0 | 0 | 0 | 0 | 0 | 0 | 0 | 0 | 0 | 0 | 0 | 0 | 0 | 0
F5_Commercial_Retail (WA)_Existing_Food Preparation_Natural Gas_Food Prep Other_E5 | F5 | Commercial | Retail (WA) | Existing | Food Preparation | Natural Gas | Food Prep Other | E5 | RIM BC Ratio | 0 | 0 | 0 | 0 | 0 | 0 | 0 | 0 | 0 | 0 | 0 | 0 | 0 | 0 | 0 | 0 | 0 | 0 | 0 | 0 | 0 | 0 | 0 | 0 | 0 | 0 | 0
F5_Commercial_Retail (WA)_Existing_Food Preparation_Natural Gas_Food Prep Other_E6 | F5 | Commercial | Retail (WA) | Existing | Food Preparation | Natural Gas | Food Prep Other | E6 | RIM BC Ratio | 0 | 0 | 0 | 0 | 0 | 0 | 0 | 0 | 0 | 0 | 0 | 0 | 0 | 0 | 0 | 0 | 0 | 0 | 0 | 0 | 0 | 0 | 0 | 0 | 0 | 0 | 0
F5_Commercial_Retail (WA)_Existing_Food Preparation_Natural Gas_Food Prep Other_E7 | F5 | Commercial | Retail (WA) | Existing | Food Preparation | Natural Gas | Food Prep Other | E7 | RIM BC Ratio | 0 | 0 | 0 | 0 | 0 | 0 | 0 | 0 | 0 | 0 | 0 | 0 | 0 | 0 | 0 | 0 | 0 | 0 | 0 | 0 | 0 | 0 | 0 | 0 | 0 | 0 | 0
F5_Commercial_Retail (WA)_Existing_Food Preparation_Natural Gas_Food Prep Other_E8 | F5 | Commercial | Retail (WA) | Existing | Food Preparation | Natural Gas | Food Prep Other | E8 | RIM BC Ratio | 0 | 0 | 0 | 0 | 0 | 0 | 0 | 0 | 0 | 0 | 0 | 0 | 0 | 0 | 0 | 0 | 0 | 0 | 0 | 0 | 0 | 0 | 0 | 0 | 0 | 0 | 0
F5_Commercial_Retail (WA)_Existing_Food Preparation_Natural Gas_Food Prep Other_E9 | F5 | Commercial | Retail (WA) | Existing | Food Preparation | Natural Gas | Food Prep Other | E9 | RIM BC Ratio | 0 | 0 | 0 | 0 | 0 | 0 | 0 | 0 | 0 | 0 | 0 | 0 | 0 | 0 | 0 | 0 | 0 | 0 | 0 | 0 | 0 | 0 | 0 | 0 | 0 | 0 | 0
F5_Commercial_Retail (WA)_Existing_Food Preparation_Natural Gas_Food Prep Other_E10 | F5 | Commercial | Retail (WA) | Existing | Food Preparation | Natural Gas | Food Prep Other | E10 | RIM BC Ratio | 0 | 0 | 0 | 0 | 0 | 0 | 0 | 0 | 0 | 0 | 0 | 0 | 0 | 0 | 0 | 0 | 0 | 0 | 0 | 0 | 0 | 0 | 0 | 0 | 0 | 0 | 0
F0_Commercial_Retail (WA)_Existing_Miscellaneous_Natural Gas_Pool Heater_E0 | F0 | Commercial | Retail (WA) | Existing | Miscellaneous | Natural Gas | Pool Heater | E0 | Economic Unit | Standard (EF .82) | Standard (EF .82) | Standard (EF .82) | Standard (EF .82) | Standard (EF .82) | Standard (EF .82) | Standard (EF .82) | Standard (EF .82) | Standard (EF .82) | Standard (EF .82) | Standard (EF .82) | Standard (EF .82) | Standard (EF .82) | Standard (EF .82) | Standard (EF .82) | Standard (EF .82) | Standard (EF .82) | Standard (EF .82) | Standard (EF .82) | Standard (EF .82) | Standard (EF .82) | Standard (EF .82) | Standard (EF .82) | Standard (EF .82) | Standard (EF .82) | Standard (EF .82) | Standard (EF .82)
F1_Commercial_Retail (WA)_Existing_Miscellaneous_Natural Gas_Pool Heater_E1 | F1 | Commercial | Retail (WA) | Existing | Miscellaneous | Natural Gas | Pool Heater | E1 | CCE | 0 | 0 | 0 | 0 | 0 | 0 | 0 | 0 | 0 | 0 | 0 | 0 | 0 | 0 | 0 | 0 | 0 | 0 | 0 | 0 | 0 | 0 | 0 | 0 | 0 | 0 | 0
F1_Commercial_Retail (WA)_Existing_Miscellaneous_Natural Gas_Pool Heater_E2 | F1 | Commercial | Retail (WA) | Existing | Miscellaneous | Natural Gas | Pool Heater | E2 | CCE | 0.013474 | 0.013474 | 0.013474 | 0.013474 | 0.013474 | 0.013474 | 0.013474 | 0.013474 | 0.013474 | 0.013474 | 0.013474 | 0.013474 | 0.013474 | 0.013474 | 0.013474 | 0.013474 | 0.013474 | 0.013474 | 0.013474 | 0.013474 | 0.013474 | 0.013474 | 0.013474 | 0.013474 | 0.013474 | 0.013474 | 0.013474
F1_Commercial_Retail (WA)_Existing_Miscellaneous_Natural Gas_Pool Heater_E3 | F1 | Commercial | Retail (WA) | Existing | Miscellaneous | Natural Gas | Pool Heater | E3 | CCE | 0 | 0 | 0 | 0 | 0 | 0 | 0 | 0 | 0 | 0 | 0 | 0 | 0 | 0 | 0 | 0 | 0 | 0 | 0 | 0 | 0 | 0 | 0 | 0 | 0 | 0 | 0
F1_Commercial_Retail (WA)_Existing_Miscellaneous_Natural Gas_Pool Heater_E4 | F1 | Commercial | Retail (WA) | Existing | Miscellaneous | Natural Gas | Pool Heater | E4 | CCE | 0 | 0 | 0 | 0 | 0 | 0 | 0 | 0 | 0 | 0 | 0 | 0 | 0 | 0 | 0 | 0 | 0 | 0 | 0 | 0 | 0 | 0 | 0 | 0 | 0 | 0 | 0
F1_Commercial_Retail (WA)_Existing_Miscellaneous_Natural Gas_Pool Heater_E5 | F1 | Commercial | Retail (WA) | Existing | Miscellaneous | Natural Gas | Pool Heater | E5 | CCE | 0 | 0 | 0 | 0 | 0 | 0 | 0 | 0 | 0 | 0 | 0 | 0 | 0 | 0 | 0 | 0 | 0 | 0 | 0 | 0 | 0 | 0 | 0 | 0 | 0 | 0 | 0
F1_Commercial_Retail (WA)_Existing_Miscellaneous_Natural Gas_Pool Heater_E6 | F1 | Commercial | Retail (WA) | Existing | Miscellaneous | Natural Gas | Pool Heater | E6 | CCE | 0 | 0 | 0 | 0 | 0 | 0 | 0 | 0 | 0 | 0 | 0 | 0 | 0 | 0 | 0 | 0 | 0 | 0 | 0 | 0 | 0 | 0 | 0 | 0 | 0 | 0 | 0
F1_Commercial_Retail (WA)_Existing_Miscellaneous_Natural Gas_Pool Heater_E7 | F1 | Commercial | Retail (WA) | Existing | Miscellaneous | Natural Gas | Pool Heater | E7 | CCE | 0 | 0 | 0 | 0 | 0 | 0 | 0 | 0 | 0 | 0 | 0 | 0 | 0 | 0 | 0 | 0 | 0 | 0 | 0 | 0 | 0 | 0 | 0 | 0 | 0 | 0 | 0
F1_Commercial_Retail (WA)_Existing_Miscellaneous_Natural Gas_Pool Heater_E8 | F1 | Commercial | Retail (WA) | Existing | Miscellaneous | Natural Gas | Pool Heater | E8 | CCE | 0 | 0 | 0 | 0 | 0 | 0 | 0 | 0 | 0 | 0 | 0 | 0 | 0 | 0 | 0 | 0 | 0 | 0 | 0 | 0 | 0 | 0 | 0 | 0 | 0 | 0 | 0
F1_Commercial_Retail (WA)_Existing_Miscellaneous_Natural Gas_Pool Heater_E9 | F1 | Commercial | Retail (WA) | Existing | Miscellaneous | Natural Gas | Pool Heater | E9 | CCE | 0 | 0 | 0 | 0 | 0 | 0 | 0 | 0 | 0 | 0 | 0 | 0 | 0 | 0 | 0 | 0 | 0 | 0 | 0 | 0 | 0 | 0 | 0 | 0 | 0 | 0 | 0
F1_Commercial_Retail (WA)_Existing_Miscellaneous_Natural Gas_Pool Heater_E10 | F1 | Commercial | Retail (WA) | Existing | Miscellaneous | Natural Gas | Pool Heater | E10 | CCE | 0 | 0 | 0 | 0 | 0 | 0 | 0 | 0 | 0 | 0 | 0 | 0 | 0 | 0 | 0 | 0 | 0 | 0 | 0 | 0 | 0 | 0 | 0 | 0 | 0 | 0 | 0
F2_Commercial_Retail (WA)_Existing_Miscellaneous_Natural Gas_Pool Heater_E1 | F2 | Commercial | Retail (WA) | Existing | Miscellaneous | Natural Gas | Pool Heater | E1 | TRC BC Ratio | [24 empty] | 1 | 1 | 1 | bar: 2019 to 2042
F2_Commercial_Retail (WA)_Existing_Miscellaneous_Natural Gas_Pool Heater_E2 | F2 | Commercial | Retail (WA) | Existing | Miscellaneous | Natural Gas | Pool Heater | E2 | TRC BC Ratio | 0.24558 | 0.24744 | 0.25144 | 0.25792 | 0.26685 | 0.27983 | 0.29405 | 0.30832 | 0.32213 | 0.3369 | 0.34804 | 0.3585 | 0.37033 | 0.38173 | 0.39129 | 0.39986 | 0.40688 | 0.4136 | 0.42102 | 0.42801 | 0.43524 | 0.44289 | 0.45057 | 0.45857 | 0.46672 | 0.47501 | 0.48345
F2_Commercial_Retail (WA)_Existing_Miscellaneous_Natural Gas_Pool Heater_E3 | F2 | Commercial | Retail (WA) | Existing | Miscellaneous | Natural Gas | Pool Heater | E3 | TRC BC Ratio | 0 | 0 | 0 | 0 | 0 | 0 | 0 | 0 | 0 | 0 | 0 | 0 | 0 | 0 | 0 | 0 | 0 | 0 | 0 | 0 | 0 | 0 | 0 | 0 | 0 | 0 | 0
F2_Commercial_Retail (WA)_Existing_Miscellaneous_Natural Gas_Pool Heater_E4 | F2 | Commercial | Retail (WA) | Existing | Miscellaneous | Natural Gas | Pool Heater | E4 | TRC BC Ratio | 0 | 0 | 0 | 0 | 0 | 0 | 0 | 0 | 0 | 0 | 0 | 0 | 0 | 0 | 0 | 0 | 0 | 0 | 0 | 0 | 0 | 0 | 0 | 0 | 0 | 0 | 0
F2_Commercial_Retail (WA)_Existing_Miscellaneous_Natural Gas_Pool Heater_E5 | F2 | Commercial | Retail (WA) | Existing | Miscellaneous | Natural Gas | Pool Heater | E5 | TRC BC Ratio | 0 | 0 | 0 | 0 | 0 | 0 | 0 | 0 | 0 | 0 | 0 | 0 | 0 | 0 | 0 | 0 | 0 | 0 | 0 | 0 | 0 | 0 | 0 | 0 | 0 | 0 | 0
F2_Commercial_Retail (WA)_Existing_Miscellaneous_Natural Gas_Pool Heater_E6 | F2 | Commercial | Retail (WA) | Existing | Miscellaneous | Natural Gas | Pool Heater | E6 | TRC BC Ratio | 0 | 0 | 0 | 0 | 0 | 0 | 0 | 0 | 0 | 0 | 0 | 0 | 0 | 0 | 0 | 0 | 0 | 0 | 0 | 0 | 0 | 0 | 0 | 0 | 0 | 0 | 0
F2_Commercial_Retail (WA)_Existing_Miscellaneous_Natural Gas_Pool Heater_E7 | F2 | Commercial | Retail (WA) | Existing | Miscellaneous | Natural Gas | Pool Heater | E7 | TRC BC Ratio | 0 | 0 | 0 | 0 | 0 | 0 | 0 | 0 | 0 | 0 | 0 | 0 | 0 | 0 | 0 | 0 | 0 | 0 | 0 | 0 | 0 | 0 | 0 | 0 | 0 | 0 | 0
F2_Commercial_Retail (WA)_Existing_Miscellaneous_Natural Gas_Pool Heater_E8 | F2 | Commercial | Retail (WA) | Existing | Miscellaneous | Natural Gas | Pool Heater | E8 | TRC BC Ratio | 0 | 0 | 0 | 0 | 0 | 0 | 0 | 0 | 0 | 0 | 0 | 0 | 0 | 0 | 0 | 0 | 0 | 0 | 0 | 0 | 0 | 0 | 0 | 0 | 0 | 0 | 0
F2_Commercial_Retail (WA)_Existing_Miscellaneous_Natural Gas_Pool Heater_E9 | F2 | Commercial | Retail (WA) | Existing | Miscellaneous | Natural Gas | Pool Heater | E9 | TRC BC Ratio | 0 | 0 | 0 | 0 | 0 | 0 | 0 | 0 | 0 | 0 | 0 | 0 | 0 | 0 | 0 | 0 | 0 | 0 | 0 | 0 | 0 | 0 | 0 | 0 | 0 | 0 | 0
F2_Commercial_Retail (WA)_Existing_Miscellaneous_Natural Gas_Pool Heater_E10 | F2 | Commercial | Retail (WA) | Existing | Miscellaneous | Natural Gas | Pool Heater | E10 | TRC BC Ratio | 0 | 0 | 0 | 0 | 0 | 0 | 0 | 0 | 0 | 0 | 0 | 0 | 0 | 0 | 0 | 0 | 0 | 0 | 0 | 0 | 0 | 0 | 0 | 0 | 0 | 0 | 0
F3_Commercial_Retail (WA)_Existing_Miscellaneous_Natural Gas_Pool Heater_E1 | F3 | Commercial | Retail (WA) | Existing | Miscellaneous | Natural Gas | Pool Heater | E1 | PACT BC Ratio | [24 empty] | 1 | 1 | 1 | bar: 2019 to 2042
F3_Commercial_Retail (WA)_Existing_Miscellaneous_Natural Gas_Pool Heater_E2 | F3 | Commercial | Retail (WA) | Existing | Miscellaneous | Natural Gas | Pool Heater | E2 | PACT BC Ratio | 0.60931 | 0.61394 | 0.62387 | 0.63995 | 0.66211 | 0.69429 | 0.72958 | 0.76498 | 0.79925 | 0.8359 | 0.86355 | 0.8895 | 0.91884 | 0.94714 | 0.97086 | 0.99213 | 1.0095 | 1.0262 | 1.0446 | 1.062 | 1.0799 | 1.0989 | 1.1179 | 1.1378 | 1.158 | 1.1786 | 1.1995
F3_Commercial_Retail (WA)_Existing_Miscellaneous_Natural Gas_Pool Heater_E3 | F3 | Commercial | Retail (WA) | Existing | Miscellaneous | Natural Gas | Pool Heater | E3 | PACT BC Ratio | 0 | 0 | 0 | 0 | 0 | 0 | 0 | 0 | 0 | 0 | 0 | 0 | 0 | 0 | 0 | 0 | 0 | 0 | 0 | 0 | 0 | 0 | 0 | 0 | 0 | 0 | 0
F3_Commercial_Retail (WA)_Existing_Miscellaneous_Natural Gas_Pool Heater_E4 | F3 | Commercial | Retail (WA) | Existing | Miscellaneous | Natural Gas | Pool Heater | E4 | PACT BC Ratio | 0 | 0 | 0 | 0 | 0 | 0 | 0 | 0 | 0 | 0 | 0 | 0 | 0 | 0 | 0 | 0 | 0 | 0 | 0 | 0 | 0 | 0 | 0 | 0 | 0 | 0 | 0
F3_Commercial_Retail (WA)_Existing_Miscellaneous_Natural Gas_Pool Heater_E5 | F3 | Commercial | Retail (WA) | Existing | Miscellaneous | Natural Gas | Pool Heater | E5 | PACT BC Ratio | 0 | 0 | 0 | 0 | 0 | 0 | 0 | 0 | 0 | 0 | 0 | 0 | 0 | 0 | 0 | 0 | 0 | 0 | 0 | 0 | 0 | 0 | 0 | 0 | 0 | 0 | 0
F3_Commercial_Retail (WA)_Existing_Miscellaneous_Natural Gas_Pool Heater_E6 | F3 | Commercial | Retail (WA) | Existing | Miscellaneous | Natural Gas | Pool Heater | E6 | PACT BC Ratio | 0 | 0 | 0 | 0 | 0 | 0 | 0 | 0 | 0 | 0 | 0 | 0 | 0 | 0 | 0 | 0 | 0 | 0 | 0 | 0 | 0 | 0 | 0 | 0 | 0 | 0 | 0
F3_Commercial_Retail (WA)_Existing_Miscellaneous_Natural Gas_Pool Heater_E7 | F3 | Commercial | Retail (WA) | Existing | Miscellaneous | Natural Gas | Pool Heater | E7 | PACT BC Ratio | 0 | 0 | 0 | 0 | 0 | 0 | 0 | 0 | 0 | 0 | 0 | 0 | 0 | 0 | 0 | 0 | 0 | 0 | 0 | 0 | 0 | 0 | 0 | 0 | 0 | 0 | 0
F3_Commercial_Retail (WA)_Existing_Miscellaneous_Natural Gas_Pool Heater_E8 | F3 | Commercial | Retail (WA) | Existing | Miscellaneous | Natural Gas | Pool Heater | E8 | PACT BC Ratio | 0 | 0 | 0 | 0 | 0 | 0 | 0 | 0 | 0 | 0 | 0 | 0 | 0 | 0 | 0 | 0 | 0 | 0 | 0 | 0 | 0 | 0 | 0 | 0 | 0 | 0 | 0
F3_Commercial_Retail (WA)_Existing_Miscellaneous_Natural Gas_Pool Heater_E9 | F3 | Commercial | Retail (WA) | Existing | Miscellaneous | Natural Gas | Pool Heater | E9 | PACT BC Ratio | 0 | 0 | 0 | 0 | 0 | 0 | 0 | 0 | 0 | 0 | 0 | 0 | 0 | 0 | 0 | 0 | 0 | 0 | 0 | 0 | 0 | 0 | 0 | 0 | 0 | 0 | 0
F3_Commercial_Retail (WA)_Existing_Miscellaneous_Natural Gas_Pool Heater_E10 | F3 | Commercial | Retail (WA) | Existing | Miscellaneous | Natural Gas | Pool Heater | E10 | PACT BC Ratio | 0 | 0 | 0 | 0 | 0 | 0 | 0 | 0 | 0 | 0 | 0 | 0 | 0 | 0 | 0 | 0 | 0 | 0 | 0 | 0 | 0 | 0 | 0 | 0 | 0 | 0 | 0
F4_Commercial_Retail (WA)_Existing_Miscellaneous_Natural Gas_Pool Heater_E1 | F4 | Commercial | Retail (WA) | Existing | Miscellaneous | Natural Gas | Pool Heater | E1 | RVT BC Ratio | [24 empty] | 1 | 1 | 1 | bar: 2019 to 2042
F4_Commercial_Retail (WA)_Existing_Miscellaneous_Natural Gas_Pool Heater_E2 | F4 | Commercial | Retail (WA) | Existing | Miscellaneous | Natural Gas | Pool Heater | E2 | RVT BC Ratio | 0.63728 | 0.63996 | 0.6448 | 0.65211 | 0.66171 | 0.67568 | 0.68979 | 0.70332 | 0.71552 | 0.72835 | 0.74306 | 0.75687 | 0.77248 | 0.78692 | 0.7982 | 0.80735 | 0.81352 | 0.81821 | 0.82349 | 0.82781 | 0.83205 | 0.84168 | 0.85136 | 0.86145 | 0.87171 | 0.88216 | 0.89279
F4_Commercial_Retail (WA)_Existing_Miscellaneous_Natural Gas_Pool Heater_E3 | F4 | Commercial | Retail (WA) | Existing | Miscellaneous | Natural Gas | Pool Heater | E3 | RVT BC Ratio | 0 | 0 | 0 | 0 | 0 | 0 | 0 | 0 | 0 | 0 | 0 | 0 | 0 | 0 | 0 | 0 | 0 | 0 | 0 | 0 | 0 | 0 | 0 | 0 | 0 | 0 | 0
F4_Commercial_Retail (WA)_Existing_Miscellaneous_Natural Gas_Pool Heater_E4 | F4 | Commercial | Retail (WA) | Existing | Miscellaneous | Natural Gas | Pool Heater | E4 | RVT BC Ratio | 0 | 0 | 0 | 0 | 0 | 0 | 0 | 0 | 0 | 0 | 0 | 0 | 0 | 0 | 0 | 0 | 0 | 0 | 0 | 0 | 0 | 0 | 0 | 0 | 0 | 0 | 0
F4_Commercial_Retail (WA)_Existing_Miscellaneous_Natural Gas_Pool Heater_E5 | F4 | Commercial | Retail (WA) | Existing | Miscellaneous | Natural Gas | Pool Heater | E5 | RVT BC Ratio | 0 | 0 | 0 | 0 | 0 | 0 | 0 | 0 | 0 | 0 | 0 | 0 | 0 | 0 | 0 | 0 | 0 | 0 | 0 | 0 | 0 | 0 | 0 | 0 | 0 | 0 | 0
F4_Commercial_Retail (WA)_Existing_Miscellaneous_Natural Gas_Pool Heater_E6 | F4 | Commercial | Retail (WA) | Existing | Miscellaneous | Natural Gas | Pool Heater | E6 | RVT BC Ratio | 0 | 0 | 0 | 0 | 0 | 0 | 0 | 0 | 0 | 0 | 0 | 0 | 0 | 0 | 0 | 0 | 0 | 0 | 0 | 0 | 0 | 0 | 0 | 0 | 0 | 0 | 0
F4_Commercial_Retail (WA)_Existing_Miscellaneous_Natural Gas_Pool Heater_E7 | F4 | Commercial | Retail (WA) | Existing | Miscellaneous | Natural Gas | Pool Heater | E7 | RVT BC Ratio | 0 | 0 | 0 | 0 | 0 | 0 | 0 | 0 | 0 | 0 | 0 | 0 | 0 | 0 | 0 | 0 | 0 | 0 | 0 | 0 | 0 | 0 | 0 | 0 | 0 | 0 | 0
F4_Commercial_Retail (WA)_Existing_Miscellaneous_Natural Gas_Pool Heater_E8 | F4 | Commercial | Retail (WA) | Existing | Miscellaneous | Natural Gas | Pool Heater | E8 | RVT BC Ratio | 0 | 0 | 0 | 0 | 0 | 0 | 0 | 0 | 0 | 0 | 0 | 0 | 0 | 0 | 0 | 0 | 0 | 0 | 0 | 0 | 0 | 0 | 0 | 0 | 0 | 0 | 0
F4_Commercial_Retail (WA)_Existing_Miscellaneous_Natural Gas_Pool Heater_E9 | F4 | Commercial | Retail (WA) | Existing | Miscellaneous | Natural Gas | Pool Heater | E9 | RVT BC Ratio | 0 | 0 | 0 | 0 | 0 | 0 | 0 | 0 | 0 | 0 | 0 | 0 | 0 | 0 | 0 | 0 | 0 | 0 | 0 | 0 | 0 | 0 | 0 | 0 | 0 | 0 | 0
F4_Commercial_Retail (WA)_Existing_Miscellaneous_Natural Gas_Pool Heater_E10 | F4 | Commercial | Retail (WA) | Existing | Miscellaneous | Natural Gas | Pool Heater | E10 | RVT BC Ratio | 0 | 0 | 0 | 0 | 0 | 0 | 0 | 0 | 0 | 0 | 0 | 0 | 0 | 0 | 0 | 0 | 0 | 0 | 0 | 0 | 0 | 0 | 0 | 0 | 0 | 0 | 0
F5_Commercial_Retail (WA)_Existing_Miscellaneous_Natural Gas_Pool Heater_E1 | F5 | Commercial | Retail (WA) | Existing | Miscellaneous | Natural Gas | Pool Heater | E1 | RIM BC Ratio | [24 empty] | 1 | 1 | 1 | bar: 2019 to 2042
F5_Commercial_Retail (WA)_Existing_Miscellaneous_Natural Gas_Pool Heater_E2 | F5 | Commercial | Retail (WA) | Existing | Miscellaneous | Natural Gas | Pool Heater | E2 | RIM BC Ratio | 0.35197 | 0.3535 | 0.35717 | 0.36322 | 0.37161 | 0.38346 | 0.39657 | 0.40958 | 0.42222 | 0.43548 | 0.44287 | 0.4496 | 0.45697 | 0.46415 | 0.4704 | 0.47633 | 0.48175 | 0.48744 | 0.49363 | 0.49972 | 0.50607 | 0.5102 | 0.51427 | 0.51843 | 0.52259 | 0.52674 | 0.53088
F5_Commercial_Retail (WA)_Existing_Miscellaneous_Natural Gas_Pool Heater_E3 | F5 | Commercial | Retail (WA) | Existing | Miscellaneous | Natural Gas | Pool Heater | E3 | RIM BC Ratio | 0 | 0 | 0 | 0 | 0 | 0 | 0 | 0 | 0 | 0 | 0 | 0 | 0 | 0 | 0 | 0 | 0 | 0 | 0 | 0 | 0 | 0 | 0 | 0 | 0 | 0 | 0
F5_Commercial_Retail (WA)_Existing_Miscellaneous_Natural Gas_Pool Heater_E4 | F5 | Commercial | Retail (WA) | Existing | Miscellaneous | Natural Gas | Pool Heater | E4 | RIM BC Ratio | 0 | 0 | 0 | 0 | 0 | 0 | 0 | 0 | 0 | 0 | 0 | 0 | 0 | 0 | 0 | 0 | 0 | 0 | 0 | 0 | 0 | 0 | 0 | 0 | 0 | 0 | 0
F5_Commercial_Retail (WA)_Existing_Miscellaneous_Natural Gas_Pool Heater_E5 | F5 | Commercial | Retail (WA) | Existing | Miscellaneous | Natural Gas | Pool Heater | E5 | RIM BC Ratio | 0 | 0 | 0 | 0 | 0 | 0 | 0 | 0 | 0 | 0 | 0 | 0 | 0 | 0 | 0 | 0 | 0 | 0 | 0 | 0 | 0 | 0 | 0 | 0 | 0 | 0 | 0
F5_Commercial_Retail (WA)_Existing_Miscellaneous_Natural Gas_Pool Heater_E6 | F5 | Commercial | Retail (WA) | Existing | Miscellaneous | Natural Gas | Pool Heater | E6 | RIM BC Ratio | 0 | 0 | 0 | 0 | 0 | 0 | 0 | 0 | 0 | 0 | 0 | 0 | 0 | 0 | 0 | 0 | 0 | 0 | 0 | 0 | 0 | 0 | 0 | 0 | 0 | 0 | 0
F5_Commercial_Retail (WA)_Existing_Miscellaneous_Natural Gas_Pool Heater_E7 | F5 | Commercial | Retail (WA) | Existing | Miscellaneous | Natural Gas | Pool Heater | E7 | RIM BC Ratio | 0 | 0 | 0 | 0 | 0 | 0 | 0 | 0 | 0 | 0 | 0 | 0 | 0 | 0 | 0 | 0 | 0 | 0 | 0 | 0 | 0 | 0 | 0 | 0 | 0 | 0 | 0
F5_Commercial_Retail (WA)_Existing_Miscellaneous_Natural Gas_Pool Heater_E8 | F5 | Commercial | Retail (WA) | Existing | Miscellaneous | Natural Gas | Pool Heater | E8 | RIM BC Ratio | 0 | 0 | 0 | 0 | 0 | 0 | 0 | 0 | 0 | 0 | 0 | 0 | 0 | 0 | 0 | 0 | 0 | 0 | 0 | 0 | 0 | 0 | 0 | 0 | 0 | 0 | 0
F5_Commercial_Retail (WA)_Existing_Miscellaneous_Natural Gas_Pool Heater_E9 | F5 | Commercial | Retail (WA) | Existing | Miscellaneous | Natural Gas | Pool Heater | E9 | RIM BC Ratio | 0 | 0 | 0 | 0 | 0 | 0 | 0 | 0 | 0 | 0 | 0 | 0 | 0 | 0 | 0 | 0 | 0 | 0 | 0 | 0 | 0 | 0 | 0 | 0 | 0 | 0 | 0
F5_Commercial_Retail (WA)_Existing_Miscellaneous_Natural Gas_Pool Heater_E10 | F5 | Commercial | Retail (WA) | Existing | Miscellaneous | Natural Gas | Pool Heater | E10 | RIM BC Ratio | 0 | 0 | 0 | 0 | 0 | 0 | 0 | 0 | 0 | 0 | 0 | 0 | 0 | 0 | 0 | 0 | 0 | 0 | 0 | 0 | 0 | 0 | 0 | 0 | 0 | 0 | 0
F0_Commercial_Retail (WA)_Existing_Miscellaneous_Natural Gas_Miscellaneous_E0 | F0 | Commercial | Retail (WA) | Existing | Miscellaneous | Natural Gas | Miscellaneous | E0 | Economic Unit | Standard | Standard | Standard | Standard | Standard | Standard | Standard | Standard | Standard | Standard | Standard | Standard | Standard | Standard | Standard | Standard | Standard | Standard | Standard | Standard | Standard | Standard | Standard | Standard | Standard | Standard | Standard
F1_Commercial_Retail (WA)_Existing_Miscellaneous_Natural Gas_Miscellaneous_E1 | F1 | Commercial | Retail (WA) | Existing | Miscellaneous | Natural Gas | Miscellaneous | E1 | CCE | 0 | 0 | 0 | 0 | 0 | 0 | 0 | 0 | 0 | 0 | 0 | 0 | 0 | 0 | 0 | 0 | 0 | 0 | 0 | 0 | 0 | 0 | 0 | 0 | 0 | 0 | 0
F1_Commercial_Retail (WA)_Existing_Miscellaneous_Natural Gas_Miscellaneous_E2 | F1 | Commercial | Retail (WA) | Existing | Miscellaneous | Natural Gas | Miscellaneous | E2 | CCE | 0 | 0 | 0 | 0 | 0 | 0 | 0 | 0 | 0 | 0 | 0 | 0 | 0 | 0 | 0 | 0 | 0 | 0 | 0 | 0 | 0 | 0 | 0 | 0 | 0 | 0 | 0
F1_Commercial_Retail (WA)_Existing_Miscellaneous_Natural Gas_Miscellaneous_E3 | F1 | Commercial | Retail (WA) | Existing | Miscellaneous | Natural Gas | Miscellaneous | E3 | CCE | 0 | 0 | 0 | 0 | 0 | 0 | 0 | 0 | 0 | 0 | 0 | 0 | 0 | 0 | 0 | 0 | 0 | 0 | 0 | 0 | 0 | 0 | 0 | 0 | 0 | 0 | 0
F1_Commercial_Retail (WA)_Existing_Miscellaneous_Natural Gas_Miscellaneous_E4 | F1 | Commercial | Retail (WA) | Existing | Miscellaneous | Natural Gas | Miscellaneous | E4 | CCE | 0 | 0 | 0 | 0 | 0 | 0 | 0 | 0 | 0 | 0 | 0 | 0 | 0 | 0 | 0 | 0 | 0 | 0 | 0 | 0 | 0 | 0 | 0 | 0 | 0 | 0 | 0
F1_Commercial_Retail (WA)_Existing_Miscellaneous_Natural Gas_Miscellaneous_E5 | F1 | Commercial | Retail (WA) | Existing | Miscellaneous | Natural Gas | Miscellaneous | E5 | CCE | 0 | 0 | 0 | 0 | 0 | 0 | 0 | 0 | 0 | 0 | 0 | 0 | 0 | 0 | 0 | 0 | 0 | 0 | 0 | 0 | 0 | 0 | 0 | 0 | 0 | 0 | 0
F1_Commercial_Retail (WA)_Existing_Miscellaneous_Natural Gas_Miscellaneous_E6 | F1 | Commercial | Retail (WA) | Existing | Miscellaneous | Natural Gas | Miscellaneous | E6 | CCE | 0 | 0 | 0 | 0 | 0 | 0 | 0 | 0 | 0 | 0 | 0 | 0 | 0 | 0 | 0 | 0 | 0 | 0 | 0 | 0 | 0 | 0 | 0 | 0 | 0 | 0 | 0
F1_Commercial_Retail (WA)_Existing_Miscellaneous_Natural Gas_Miscellaneous_E7 | F1 | Commercial | Retail (WA) | Existing | Miscellaneous | Natural Gas | Miscellaneous | E7 | CCE | 0 | 0 | 0 | 0 | 0 | 0 | 0 | 0 | 0 | 0 | 0 | 0 | 0 | 0 | 0 | 0 | 0 | 0 | 0 | 0 | 0 | 0 | 0 | 0 | 0 | 0 | 0
F1_Commercial_Retail (WA)_Existing_Miscellaneous_Natural Gas_Miscellaneous_E8 | F1 | Commercial | Retail (WA) | Existing | Miscellaneous | Natural Gas | Miscellaneous | E8 | CCE | 0 | 0 | 0 | 0 | 0 | 0 | 0 | 0 | 0 | 0 | 0 | 0 | 0 | 0 | 0 | 0 | 0 | 0 | 0 | 0 | 0 | 0 | 0 | 0 | 0 | 0 | 0
F1_Commercial_Retail (WA)_Existing_Miscellaneous_Natural Gas_Miscellaneous_E9 | F1 | Commercial | Retail (WA) | Existing | Miscellaneous | Natural Gas | Miscellaneous | E9 | CCE | 0 | 0 | 0 | 0 | 0 | 0 | 0 | 0 | 0 | 0 | 0 | 0 | 0 | 0 | 0 | 0 | 0 | 0 | 0 | 0 | 0 | 0 | 0 | 0 | 0 | 0 | 0
F1_Commercial_Retail (WA)_Existing_Miscellaneous_Natural Gas_Miscellaneous_E10 | F1 | Commercial | Retail (WA) | Existing | Miscellaneous | Natural Gas | Miscellaneous | E10 | CCE | 0 | 0 | 0 | 0 | 0 | 0 | 0 | 0 | 0 | 0 | 0 | 0 | 0 | 0 | 0 | 0 | 0 | 0 | 0 | 0 | 0 | 0 | 0 | 0 | 0 | 0 | 0
F2_Commercial_Retail (WA)_Existing_Miscellaneous_Natural Gas_Miscellaneous_E1 | F2 | Commercial | Retail (WA) | Existing | Miscellaneous | Natural Gas | Miscellaneous | E1 | TRC BC Ratio | [24 empty] | 1 | 1 | 1 | bar: 2019 to 2042
F2_Commercial_Retail (WA)_Existing_Miscellaneous_Natural Gas_Miscellaneous_E2 | F2 | Commercial | Retail (WA) | Existing | Miscellaneous | Natural Gas | Miscellaneous | E2 | TRC BC Ratio | 0 | 0 | 0 | 0 | 0 | 0 | 0 | 0 | 0 | 0 | 0 | 0 | 0 | 0 | 0 | 0 | 0 | 0 | 0 | 0 | 0 | 0 | 0 | 0 | 0 | 0 | 0
F2_Commercial_Retail (WA)_Existing_Miscellaneous_Natural Gas_Miscellaneous_E3 | F2 | Commercial | Retail (WA) | Existing | Miscellaneous | Natural Gas | Miscellaneous | E3 | TRC BC Ratio | 0 | 0 | 0 | 0 | 0 | 0 | 0 | 0 | 0 | 0 | 0 | 0 | 0 | 0 | 0 | 0 | 0 | 0 | 0 | 0 | 0 | 0 | 0 | 0 | 0 | 0 | 0
F2_Commercial_Retail (WA)_Existing_Miscellaneous_Natural Gas_Miscellaneous_E4 | F2 | Commercial | Retail (WA) | Existing | Miscellaneous | Natural Gas | Miscellaneous | E4 | TRC BC Ratio | 0 | 0 | 0 | 0 | 0 | 0 | 0 | 0 | 0 | 0 | 0 | 0 | 0 | 0 | 0 | 0 | 0 | 0 | 0 | 0 | 0 | 0 | 0 | 0 | 0 | 0 | 0
F2_Commercial_Retail (WA)_Existing_Miscellaneous_Natural Gas_Miscellaneous_E5 | F2 | Commercial | Retail (WA) | Existing | Miscellaneous | Natural Gas | Miscellaneous | E5 | TRC BC Ratio | 0 | 0 | 0 | 0 | 0 | 0 | 0 | 0 | 0 | 0 | 0 | 0 | 0 | 0 | 0 | 0 | 0 | 0 | 0 | 0 | 0 | 0 | 0 | 0 | 0 | 0 | 0
F2_Commercial_Retail (WA)_Existing_Miscellaneous_Natural Gas_Miscellaneous_E6 | F2 | Commercial | Retail (WA) | Existing | Miscellaneous | Natural Gas | Miscellaneous | E6 | TRC BC Ratio | 0 | 0 | 0 | 0 | 0 | 0 | 0 | 0 | 0 | 0 | 0 | 0 | 0 | 0 | 0 | 0 | 0 | 0 | 0 | 0 | 0 | 0 | 0 | 0 | 0 | 0 | 0
F2_Commercial_Retail (WA)_Existing_Miscellaneous_Natural Gas_Miscellaneous_E7 | F2 | Commercial | Retail (WA) | Existing | Miscellaneous | Natural Gas | Miscellaneous | E7 | TRC BC Ratio | 0 | 0 | 0 | 0 | 0 | 0 | 0 | 0 | 0 | 0 | 0 | 0 | 0 | 0 | 0 | 0 | 0 | 0 | 0 | 0 | 0 | 0 | 0 | 0 | 0 | 0 | 0
F2_Commercial_Retail (WA)_Existing_Miscellaneous_Natural Gas_Miscellaneous_E8 | F2 | Commercial | Retail (WA) | Existing | Miscellaneous | Natural Gas | Miscellaneous | E8 | TRC BC Ratio | 0 | 0 | 0 | 0 | 0 | 0 | 0 | 0 | 0 | 0 | 0 | 0 | 0 | 0 | 0 | 0 | 0 | 0 | 0 | 0 | 0 | 0 | 0 | 0 | 0 | 0 | 0
F2_Commercial_Retail (WA)_Existing_Miscellaneous_Natural Gas_Miscellaneous_E9 | F2 | Commercial | Retail (WA) | Existing | Miscellaneous | Natural Gas | Miscellaneous | E9 | TRC BC Ratio | 0 | 0 | 0 | 0 | 0 | 0 | 0 | 0 | 0 | 0 | 0 | 0 | 0 | 0 | 0 | 0 | 0 | 0 | 0 | 0 | 0 | 0 | 0 | 0 | 0 | 0 | 0
F2_Commercial_Retail (WA)_Existing_Miscellaneous_Natural Gas_Miscellaneous_E10 | F2 | Commercial | Retail (WA) | Existing | Miscellaneous | Natural Gas | Miscellaneous | E10 | TRC BC Ratio | 0 | 0 | 0 | 0 | 0 | 0 | 0 | 0 | 0 | 0 | 0 | 0 | 0 | 0 | 0 | 0 | 0 | 0 | 0 | 0 | 0 | 0 | 0 | 0 | 0 | 0 | 0
F3_Commercial_Retail (WA)_Existing_Miscellaneous_Natural Gas_Miscellaneous_E1 | F3 | Commercial | Retail (WA) | Existing | Miscellaneous | Natural Gas | Miscellaneous | E1 | PACT BC Ratio | [24 empty] | 1 | 1 | 1 | bar: 2019 to 2042
F3_Commercial_Retail (WA)_Existing_Miscellaneous_Natural Gas_Miscellaneous_E2 | F3 | Commercial | Retail (WA) | Existing | Miscellaneous | Natural Gas | Miscellaneous | E2 | PACT BC Ratio | 0 | 0 | 0 | 0 | 0 | 0 | 0 | 0 | 0 | 0 | 0 | 0 | 0 | 0 | 0 | 0 | 0 | 0 | 0 | 0 | 0 | 0 | 0 | 0 | 0 | 0 | 0
F3_Commercial_Retail (WA)_Existing_Miscellaneous_Natural Gas_Miscellaneous_E3 | F3 | Commercial | Retail (WA) | Existing | Miscellaneous | Natural Gas | Miscellaneous | E3 | PACT BC Ratio | 0 | 0 | 0 | 0 | 0 | 0 | 0 | 0 | 0 | 0 | 0 | 0 | 0 | 0 | 0 | 0 | 0 | 0 | 0 | 0 | 0 | 0 | 0 | 0 | 0 | 0 | 0
F3_Commercial_Retail (WA)_Existing_Miscellaneous_Natural Gas_Miscellaneous_E4 | F3 | Commercial | Retail (WA) | Existing | Miscellaneous | Natural Gas | Miscellaneous | E4 | PACT BC Ratio | 0 | 0 | 0 | 0 | 0 | 0 | 0 | 0 | 0 | 0 | 0 | 0 | 0 | 0 | 0 | 0 | 0 | 0 | 0 | 0 | 0 | 0 | 0 | 0 | 0 | 0 | 0
F3_Commercial_Retail (WA)_Existing_Miscellaneous_Natural Gas_Miscellaneous_E5 | F3 | Commercial | Retail (WA) | Existing | Miscellaneous | Natural Gas | Miscellaneous | E5 | PACT BC Ratio | 0 | 0 | 0 | 0 | 0 | 0 | 0 | 0 | 0 | 0 | 0 | 0 | 0 | 0 | 0 | 0 | 0 | 0 | 0 | 0 | 0 | 0 | 0 | 0 | 0 | 0 | 0
F3_Commercial_Retail (WA)_Existing_Miscellaneous_Natural Gas_Miscellaneous_E6 | F3 | Commercial | Retail (WA) | Existing | Miscellaneous | Natural Gas | Miscellaneous | E6 | PACT BC Ratio | 0 | 0 | 0 | 0 | 0 | 0 | 0 | 0 | 0 | 0 | 0 | 0 | 0 | 0 | 0 | 0 | 0 | 0 | 0 | 0 | 0 | 0 | 0 | 0 | 0 | 0 | 0
F3_Commercial_Retail (WA)_Existing_Miscellaneous_Natural Gas_Miscellaneous_E7 | F3 | Commercial | Retail (WA) | Existing | Miscellaneous | Natural Gas | Miscellaneous | E7 | PACT BC Ratio | 0 | 0 | 0 | 0 | 0 | 0 | 0 | 0 | 0 | 0 | 0 | 0 | 0 | 0 | 0 | 0 | 0 | 0 | 0 | 0 | 0 | 0 | 0 | 0 | 0 | 0 | 0
F3_Commercial_Retail (WA)_Existing_Miscellaneous_Natural Gas_Miscellaneous_E8 | F3 | Commercial | Retail (WA) | Existing | Miscellaneous | Natural Gas | Miscellaneous | E8 | PACT BC Ratio | 0 | 0 | 0 | 0 | 0 | 0 | 0 | 0 | 0 | 0 | 0 | 0 | 0 | 0 | 0 | 0 | 0 | 0 | 0 | 0 | 0 | 0 | 0 | 0 | 0 | 0 | 0
F3_Commercial_Retail (WA)_Existing_Miscellaneous_Natural Gas_Miscellaneous_E9 | F3 | Commercial | Retail (WA) | Existing | Miscellaneous | Natural Gas | Miscellaneous | E9 | PACT BC Ratio | 0 | 0 | 0 | 0 | 0 | 0 | 0 | 0 | 0 | 0 | 0 | 0 | 0 | 0 | 0 | 0 | 0 | 0 | 0 | 0 | 0 | 0 | 0 | 0 | 0 | 0 | 0
F3_Commercial_Retail (WA)_Existing_Miscellaneous_Natural Gas_Miscellaneous_E10 | F3 | Commercial | Retail (WA) | Existing | Miscellaneous | Natural Gas | Miscellaneous | E10 | PACT BC Ratio | 0 | 0 | 0 | 0 | 0 | 0 | 0 | 0 | 0 | 0 | 0 | 0 | 0 | 0 | 0 | 0 | 0 | 0 | 0 | 0 | 0 | 0 | 0 | 0 | 0 | 0 | 0
F4_Commercial_Retail (WA)_Existing_Miscellaneous_Natural Gas_Miscellaneous_E1 | F4 | Commercial | Retail (WA) | Existing | Miscellaneous | Natural Gas | Miscellaneous | E1 | RVT BC Ratio | [24 empty] | 1 | 1 | 1 | bar: 2019 to 2042
F4_Commercial_Retail (WA)_Existing_Miscellaneous_Natural Gas_Miscellaneous_E2 | F4 | Commercial | Retail (WA) | Existing | Miscellaneous | Natural Gas | Miscellaneous | E2 | RVT BC Ratio | 0 | 0 | 0 | 0 | 0 | 0 | 0 | 0 | 0 | 0 | 0 | 0 | 0 | 0 | 0 | 0 | 0 | 0 | 0 | 0 | 0 | 0 | 0 | 0 | 0 | 0 | 0
F4_Commercial_Retail (WA)_Existing_Miscellaneous_Natural Gas_Miscellaneous_E3 | F4 | Commercial | Retail (WA) | Existing | Miscellaneous | Natural Gas | Miscellaneous | E3 | RVT BC Ratio | 0 | 0 | 0 | 0 | 0 | 0 | 0 | 0 | 0 | 0 | 0 | 0 | 0 | 0 | 0 | 0 | 0 | 0 | 0 | 0 | 0 | 0 | 0 | 0 | 0 | 0 | 0
F4_Commercial_Retail (WA)_Existing_Miscellaneous_Natural Gas_Miscellaneous_E4 | F4 | Commercial | Retail (WA) | Existing | Miscellaneous | Natural Gas | Miscellaneous | E4 | RVT BC Ratio | 0 | 0 | 0 | 0 | 0 | 0 | 0 | 0 | 0 | 0 | 0 | 0 | 0 | 0 | 0 | 0 | 0 | 0 | 0 | 0 | 0 | 0 | 0 | 0 | 0 | 0 | 0
F4_Commercial_Retail (WA)_Existing_Miscellaneous_Natural Gas_Miscellaneous_E5 | F4 | Commercial | Retail (WA) | Existing | Miscellaneous | Natural Gas | Miscellaneous | E5 | RVT BC Ratio | 0 | 0 | 0 | 0 | 0 | 0 | 0 | 0 | 0 | 0 | 0 | 0 | 0 | 0 | 0 | 0 | 0 | 0 | 0 | 0 | 0 | 0 | 0 | 0 | 0 | 0 | 0
F4_Commercial_Retail (WA)_Existing_Miscellaneous_Natural Gas_Miscellaneous_E6 | F4 | Commercial | Retail (WA) | Existing | Miscellaneous | Natural Gas | Miscellaneous | E6 | RVT BC Ratio | 0 | 0 | 0 | 0 | 0 | 0 | 0 | 0 | 0 | 0 | 0 | 0 | 0 | 0 | 0 | 0 | 0 | 0 | 0 | 0 | 0 | 0 | 0 | 0 | 0 | 0 | 0
F4_Commercial_Retail (WA)_Existing_Miscellaneous_Natural Gas_Miscellaneous_E7 | F4 | Commercial | Retail (WA) | Existing | Miscellaneous | Natural Gas | Miscellaneous | E7 | RVT BC Ratio | 0 | 0 | 0 | 0 | 0 | 0 | 0 | 0 | 0 | 0 | 0 | 0 | 0 | 0 | 0 | 0 | 0 | 0 | 0 | 0 | 0 | 0 | 0 | 0 | 0 | 0 | 0
F4_Commercial_Retail (WA)_Existing_Miscellaneous_Natural Gas_Miscellaneous_E8 | F4 | Commercial | Retail (WA) | Existing | Miscellaneous | Natural Gas | Miscellaneous | E8 | RVT BC Ratio | 0 | 0 | 0 | 0 | 0 | 0 | 0 | 0 | 0 | 0 | 0 | 0 | 0 | 0 | 0 | 0 | 0 | 0 | 0 | 0 | 0 | 0 | 0 | 0 | 0 | 0 | 0
F4_Commercial_Retail (WA)_Existing_Miscellaneous_Natural Gas_Miscellaneous_E9 | F4 | Commercial | Retail (WA) | Existing | Miscellaneous | Natural Gas | Miscellaneous | E9 | RVT BC Ratio | 0 | 0 | 0 | 0 | 0 | 0 | 0 | 0 | 0 | 0 | 0 | 0 | 0 | 0 | 0 | 0 | 0 | 0 | 0 | 0 | 0 | 0 | 0 | 0 | 0 | 0 | 0
F4_Commercial_Retail (WA)_Existing_Miscellaneous_Natural Gas_Miscellaneous_E10 | F4 | Commercial | Retail (WA) | Existing | Miscellaneous | Natural Gas | Miscellaneous | E10 | RVT BC Ratio | 0 | 0 | 0 | 0 | 0 | 0 | 0 | 0 | 0 | 0 | 0 | 0 | 0 | 0 | 0 | 0 | 0 | 0 | 0 | 0 | 0 | 0 | 0 | 0 | 0 | 0 | 0
F5_Commercial_Retail (WA)_Existing_Miscellaneous_Natural Gas_Miscellaneous_E1 | F5 | Commercial | Retail (WA) | Existing | Miscellaneous | Natural Gas | Miscellaneous | E1 | RIM BC Ratio | [24 empty] | 1 | 1 | 1 | bar: 2019 to 2042
F5_Commercial_Retail (WA)_Existing_Miscellaneous_Natural Gas_Miscellaneous_E2 | F5 | Commercial | Retail (WA) | Existing | Miscellaneous | Natural Gas | Miscellaneous | E2 | RIM BC Ratio | 0 | 0 | 0 | 0 | 0 | 0 | 0 | 0 | 0 | 0 | 0 | 0 | 0 | 0 | 0 | 0 | 0 | 0 | 0 | 0 | 0 | 0 | 0 | 0 | 0 | 0 | 0
F5_Commercial_Retail (WA)_Existing_Miscellaneous_Natural Gas_Miscellaneous_E3 | F5 | Commercial | Retail (WA) | Existing | Miscellaneous | Natural Gas | Miscellaneous | E3 | RIM BC Ratio | 0 | 0 | 0 | 0 | 0 | 0 | 0 | 0 | 0 | 0 | 0 | 0 | 0 | 0 | 0 | 0 | 0 | 0 | 0 | 0 | 0 | 0 | 0 | 0 | 0 | 0 | 0
F5_Commercial_Retail (WA)_Existing_Miscellaneous_Natural Gas_Miscellaneous_E4 | F5 | Commercial | Retail (WA) | Existing | Miscellaneous | Natural Gas | Miscellaneous | E4 | RIM BC Ratio | 0 | 0 | 0 | 0 | 0 | 0 | 0 | 0 | 0 | 0 | 0 | 0 | 0 | 0 | 0 | 0 | 0 | 0 | 0 | 0 | 0 | 0 | 0 | 0 | 0 | 0 | 0
F5_Commercial_Retail (WA)_Existing_Miscellaneous_Natural Gas_Miscellaneous_E5 | F5 | Commercial | Retail (WA) | Existing | Miscellaneous | Natural Gas | Miscellaneous | E5 | RIM BC Ratio | 0 | 0 | 0 | 0 | 0 | 0 | 0 | 0 | 0 | 0 | 0 | 0 | 0 | 0 | 0 | 0 | 0 | 0 | 0 | 0 | 0 | 0 | 0 | 0 | 0 | 0 | 0
F5_Commercial_Retail (WA)_Existing_Miscellaneous_Natural Gas_Miscellaneous_E6 | F5 | Commercial | Retail (WA) | Existing | Miscellaneous | Natural Gas | Miscellaneous | E6 | RIM BC Ratio | 0 | 0 | 0 | 0 | 0 | 0 | 0 | 0 | 0 | 0 | 0 | 0 | 0 | 0 | 0 | 0 | 0 | 0 | 0 | 0 | 0 | 0 | 0 | 0 | 0 | 0 | 0
F5_Commercial_Retail (WA)_Existing_Miscellaneous_Natural Gas_Miscellaneous_E7 | F5 | Commercial | Retail (WA) | Existing | Miscellaneous | Natural Gas | Miscellaneous | E7 | RIM BC Ratio | 0 | 0 | 0 | 0 | 0 | 0 | 0 | 0 | 0 | 0 | 0 | 0 | 0 | 0 | 0 | 0 | 0 | 0 | 0 | 0 | 0 | 0 | 0 | 0 | 0 | 0 | 0
F5_Commercial_Retail (WA)_Existing_Miscellaneous_Natural Gas_Miscellaneous_E8 | F5 | Commercial | Retail (WA) | Existing | Miscellaneous | Natural Gas | Miscellaneous | E8 | RIM BC Ratio | 0 | 0 | 0 | 0 | 0 | 0 | 0 | 0 | 0 | 0 | 0 | 0 | 0 | 0 | 0 | 0 | 0 | 0 | 0 | 0 | 0 | 0 | 0 | 0 | 0 | 0 | 0
F5_Commercial_Retail (WA)_Existing_Miscellaneous_Natural Gas_Miscellaneous_E9 | F5 | Commercial | Retail (WA) | Existing | Miscellaneous | Natural Gas | Miscellaneous | E9 | RIM BC Ratio | 0 | 0 | 0 | 0 | 0 | 0 | 0 | 0 | 0 | 0 | 0 | 0 | 0 | 0 | 0 | 0 | 0 | 0 | 0 | 0 | 0 | 0 | 0 | 0 | 0 | 0 | 0
F5_Commercial_Retail (WA)_Existing_Miscellaneous_Natural Gas_Miscellaneous_E10 | F5 | Commercial | Retail (WA) | Existing | Miscellaneous | Natural Gas | Miscellaneous | E10 | RIM BC Ratio | 0 | 0 | 0 | 0 | 0 | 0 | 0 | 0 | 0 | 0 | 0 | 0 | 0 | 0 | 0 | 0 | 0 | 0 | 0 | 0 | 0 | 0 | 0 | 0 | 0 | 0 | 0
F0_Commercial_Retail (WA)_New_Space Heating_Natural Gas_Furnace_E0 | F0 | Commercial | Retail (WA) | New | Space Heating | Natural Gas | Furnace | E0 | Economic Unit | AFUE 96% | AFUE 96% | AFUE 96% | AFUE 96% | AFUE 96% | AFUE 96% | AFUE 96% | AFUE 96% | AFUE 96% | AFUE 96% | AFUE 96% | AFUE 96% | AFUE 96% | AFUE 96% | AFUE 96% | AFUE 96% | AFUE 96% | AFUE 96% | AFUE 96% | AFUE 96% | AFUE 96% | AFUE 96% | AFUE 96% | AFUE 96% | AFUE 96% | AFUE 96% | AFUE 96%
F1_Commercial_Retail (WA)_New_Space Heating_Natural Gas_Furnace_E1 | F1 | Commercial | Retail (WA) | New | Space Heating | Natural Gas | Furnace | E1 | CCE | 0 | 0 | 0 | 0 | 0 | 0 | 0 | 0 | 0 | 0 | 0 | 0 | 0 | 0 | 0 | 0 | 0 | 0 | 0 | 0 | 0 | 0 | 0 | 0 | 0 | 0 | 0
F1_Commercial_Retail (WA)_New_Space Heating_Natural Gas_Furnace_E2 | F1 | Commercial | Retail (WA) | New | Space Heating | Natural Gas | Furnace | E2 | CCE | 0.023568 | 0.024458 | 0.024458 | 0.024458 | 0.024458 | 0.024458 | 0.024458 | 0.024458 | 0.024458 | 0.024458 | 0.024458 | 0.024458 | 0.024458 | 0.024458 | 0.024458 | 0.024458 | 0.024458 | 0.024458 | 0.024458 | 0.024458 | 0.024458 | 0.024458 | 0.024458 | 0.024458 | 0.024458 | 0.024458 | 0.024458
F1_Commercial_Retail (WA)_New_Space Heating_Natural Gas_Furnace_E3 | F1 | Commercial | Retail (WA) | New | Space Heating | Natural Gas | Furnace | E3 | CCE | 0.0035145 | 0.0036472 | 0.0036472 | 0.0036472 | 0.0036472 | 0.0036472 | 0.0036472 | 0.0036472 | 0.0036472 | 0.0036472 | 0.0036472 | 0.0036472 | 0.0036472 | 0.0036472 | 0.0036472 | 0.0036472 | 0.0036472 | 0.0036472 | 0.0036472 | 0.0036472 | 0.0036472 | 0.0036472 | 0.0036472 | 0.0036472 | 0.0036472 | 0.0036472 | 0.0036472
F1_Commercial_Retail (WA)_New_Space Heating_Natural Gas_Furnace_E4 | F1 | Commercial | Retail (WA) | New | Space Heating | Natural Gas | Furnace | E4 | CCE | 0 | 0 | 0 | 0 | 0 | 0 | 0 | 0 | 0 | 0 | 0 | 0 | 0 | 0 | 0 | 0 | 0 | 0 | 0 | 0 | 0 | 0 | 0 | 0 | 0 | 0 | 0
F1_Commercial_Retail (WA)_New_Space Heating_Natural Gas_Furnace_E5 | F1 | Commercial | Retail (WA) | New | Space Heating | Natural Gas | Furnace | E5 | CCE | 0 | 0 | 0 | 0 | 0 | 0 | 0 | 0 | 0 | 0 | 0 | 0 | 0 | 0 | 0 | 0 | 0 | 0 | 0 | 0 | 0 | 0 | 0 | 0 | 0 | 0 | 0
F1_Commercial_Retail (WA)_New_Space Heating_Natural Gas_Furnace_E6 | F1 | Commercial | Retail (WA) | New | Space Heating | Natural Gas | Furnace | E6 | CCE | 0 | 0 | 0 | 0 | 0 | 0 | 0 | 0 | 0 | 0 | 0 | 0 | 0 | 0 | 0 | 0 | 0 | 0 | 0 | 0 | 0 | 0 | 0 | 0 | 0 | 0 | 0
F1_Commercial_Retail (WA)_New_Space Heating_Natural Gas_Furnace_E7 | F1 | Commercial | Retail (WA) | New | Space Heating | Natural Gas | Furnace | E7 | CCE | 0 | 0 | 0 | 0 | 0 | 0 | 0 | 0 | 0 | 0 | 0 | 0 | 0 | 0 | 0 | 0 | 0 | 0 | 0 | 0 | 0 | 0 | 0 | 0 | 0 | 0 | 0
F1_Commercial_Retail (WA)_New_Space Heating_Natural Gas_Furnace_E8 | F1 | Commercial | Retail (WA) | New | Space Heating | Natural Gas | Furnace | E8 | CCE | 0 | 0 | 0 | 0 | 0 | 0 | 0 | 0 | 0 | 0 | 0 | 0 | 0 | 0 | 0 | 0 | 0 | 0 | 0 | 0 | 0 | 0 | 0 | 0 | 0 | 0 | 0
F1_Commercial_Retail (WA)_New_Space Heating_Natural Gas_Furnace_E9 | F1 | Commercial | Retail (WA) | New | Space Heating | Natural Gas | Furnace | E9 | CCE | 0 | 0 | 0 | 0 | 0 | 0 | 0 | 0 | 0 | 0 | 0 | 0 | 0 | 0 | 0 | 0 | 0 | 0 | 0 | 0 | 0 | 0 | 0 | 0 | 0 | 0 | 0
F1_Commercial_Retail (WA)_New_Space Heating_Natural Gas_Furnace_E10 | F1 | Commercial | Retail (WA) | New | Space Heating | Natural Gas | Furnace | E10 | CCE | 0 | 0 | 0 | 0 | 0 | 0 | 0 | 0 | 0 | 0 | 0 | 0 | 0 | 0 | 0 | 0 | 0 | 0 | 0 | 0 | 0 | 0 | 0 | 0 | 0 | 0 | 0
F2_Commercial_Retail (WA)_New_Space Heating_Natural Gas_Furnace_E1 | F2 | Commercial | Retail (WA) | New | Space Heating | Natural Gas | Furnace | E1 | TRC BC Ratio | [24 empty] | 1 | 1 | 1 | bar: 2019 to 2042
F2_Commercial_Retail (WA)_New_Space Heating_Natural Gas_Furnace_E2 | F2 | Commercial | Retail (WA) | New | Space Heating | Natural Gas | Furnace | E2 | TRC BC Ratio | 0.15957 | 0.16189 | 0.16518 | 0.16893 | 0.17319 | 0.17938 | 0.1857 | 0.19242 | 0.19873 | 0.20513 | 0.21074 | 0.2158 | 0.22143 | 0.22726 | 0.2326 | 0.23782 | 0.2426 | 0.24755 | 0.25271 | 0.25802 | 0.26343 | 0.26917 | 0.27598 | 0.28184 | 0.28782 | 0.29393 | 0.30017
F2_Commercial_Retail (WA)_New_Space Heating_Natural Gas_Furnace_E3 | F2 | Commercial | Retail (WA) | New | Space Heating | Natural Gas | Furnace | E3 | TRC BC Ratio | 1.0701 | 1.0857 | 1.1077 | 1.1329 | 1.1614 | 1.203 | 1.2454 | 1.2904 | 1.3327 | 1.3757 | 1.4132 | 1.4472 | 1.4849 | 1.524 | 1.5598 | 1.5948 | 1.6269 | 1.6601 | 1.6947 | 1.7303 | 1.7666 | 1.8051 | 1.8508 | 1.8901 | 1.9302 | 1.9711 | 2.013
F2_Commercial_Retail (WA)_New_Space Heating_Natural Gas_Furnace_E4 | F2 | Commercial | Retail (WA) | New | Space Heating | Natural Gas | Furnace | E4 | TRC BC Ratio | 0 | 0 | 0 | 0 | 0 | 0 | 0 | 0 | 0 | 0 | 0 | 0 | 0 | 0 | 0 | 0 | 0 | 0 | 0 | 0 | 0 | 0 | 0 | 0 | 0 | 0 | 0
F2_Commercial_Retail (WA)_New_Space Heating_Natural Gas_Furnace_E5 | F2 | Commercial | Retail (WA) | New | Space Heating | Natural Gas | Furnace | E5 | TRC BC Ratio | 0 | 0 | 0 | 0 | 0 | 0 | 0 | 0 | 0 | 0 | 0 | 0 | 0 | 0 | 0 | 0 | 0 | 0 | 0 | 0 | 0 | 0 | 0 | 0 | 0 | 0 | 0
F2_Commercial_Retail (WA)_New_Space Heating_Natural Gas_Furnace_E6 | F2 | Commercial | Retail (WA) | New | Space Heating | Natural Gas | Furnace | E6 | TRC BC Ratio | 0 | 0 | 0 | 0 | 0 | 0 | 0 | 0 | 0 | 0 | 0 | 0 | 0 | 0 | 0 | 0 | 0 | 0 | 0 | 0 | 0 | 0 | 0 | 0 | 0 | 0 | 0
F2_Commercial_Retail (WA)_New_Space Heating_Natural Gas_Furnace_E7 | F2 | Commercial | Retail (WA) | New | Space Heating | Natural Gas | Furnace | E7 | TRC BC Ratio | 0 | 0 | 0 | 0 | 0 | 0 | 0 | 0 | 0 | 0 | 0 | 0 | 0 | 0 | 0 | 0 | 0 | 0 | 0 | 0 | 0 | 0 | 0 | 0 | 0 | 0 | 0
F2_Commercial_Retail (WA)_New_Space Heating_Natural Gas_Furnace_E8 | F2 | Commercial | Retail (WA) | New | Space Heating | Natural Gas | Furnace | E8 | TRC BC Ratio | 0 | 0 | 0 | 0 | 0 | 0 | 0 | 0 | 0 | 0 | 0 | 0 | 0 | 0 | 0 | 0 | 0 | 0 | 0 | 0 | 0 | 0 | 0 | 0 | 0 | 0 | 0
F2_Commercial_Retail (WA)_New_Space Heating_Natural Gas_Furnace_E9 | F2 | Commercial | Retail (WA) | New | Space Heating | Natural Gas | Furnace | E9 | TRC BC Ratio | 0 | 0 | 0 | 0 | 0 | 0 | 0 | 0 | 0 | 0 | 0 | 0 | 0 | 0 | 0 | 0 | 0 | 0 | 0 | 0 | 0 | 0 | 0 | 0 | 0 | 0 | 0
F2_Commercial_Retail (WA)_New_Space Heating_Natural Gas_Furnace_E10 | F2 | Commercial | Retail (WA) | New | Space Heating | Natural Gas | Furnace | E10 | TRC BC Ratio | 0 | 0 | 0 | 0 | 0 | 0 | 0 | 0 | 0 | 0 | 0 | 0 | 0 | 0 | 0 | 0 | 0 | 0 | 0 | 0 | 0 | 0 | 0 | 0 | 0 | 0 | 0
F3_Commercial_Retail (WA)_New_Space Heating_Natural Gas_Furnace_E1 | F3 | Commercial | Retail (WA) | New | Space Heating | Natural Gas | Furnace | E1 | PACT BC Ratio | [24 empty] | 1 | 1 | 1 | bar: 2019 to 2042
F3_Commercial_Retail (WA)_New_Space Heating_Natural Gas_Furnace_E2 | F3 | Commercial | Retail (WA) | New | Space Heating | Natural Gas | Furnace | E2 | PACT BC Ratio | 0.44694 | 0.45344 | 0.46265 | 0.47316 | 0.48509 | 0.50243 | 0.52014 | 0.53894 | 0.55663 | 0.57456 | 0.59026 | 0.60445 | 0.6202 | 0.63653 | 0.65148 | 0.66611 | 0.67951 | 0.69335 | 0.70783 | 0.72269 | 0.73784 | 0.75392 | 0.773 | 0.78941 | 0.80617 | 0.82328 | 0.84075
F3_Commercial_Retail (WA)_New_Space Heating_Natural Gas_Furnace_E3 | F3 | Commercial | Retail (WA) | New | Space Heating | Natural Gas | Furnace | E3 | PACT BC Ratio | 2.9972 | 3.0408 | 3.1026 | 3.1731 | 3.253 | 3.3694 | 3.4881 | 3.6142 | 3.7328 | 3.8531 | 3.9584 | 4.0535 | 4.1591 | 4.2686 | 4.3689 | 4.467 | 4.5569 | 4.6497 | 4.7468 | 4.8464 | 4.948 | 5.0559 | 5.1838 | 5.2939 | 5.4062 | 5.521 | 5.6382
F3_Commercial_Retail (WA)_New_Space Heating_Natural Gas_Furnace_E4 | F3 | Commercial | Retail (WA) | New | Space Heating | Natural Gas | Furnace | E4 | PACT BC Ratio | 0 | 0 | 0 | 0 | 0 | 0 | 0 | 0 | 0 | 0 | 0 | 0 | 0 | 0 | 0 | 0 | 0 | 0 | 0 | 0 | 0 | 0 | 0 | 0 | 0 | 0 | 0
F3_Commercial_Retail (WA)_New_Space Heating_Natural Gas_Furnace_E5 | F3 | Commercial | Retail (WA) | New | Space Heating | Natural Gas | Furnace | E5 | PACT BC Ratio | 0 | 0 | 0 | 0 | 0 | 0 | 0 | 0 | 0 | 0 | 0 | 0 | 0 | 0 | 0 | 0 | 0 | 0 | 0 | 0 | 0 | 0 | 0 | 0 | 0 | 0 | 0
F3_Commercial_Retail (WA)_New_Space Heating_Natural Gas_Furnace_E6 | F3 | Commercial | Retail (WA) | New | Space Heating | Natural Gas | Furnace | E6 | PACT BC Ratio | 0 | 0 | 0 | 0 | 0 | 0 | 0 | 0 | 0 | 0 | 0 | 0 | 0 | 0 | 0 | 0 | 0 | 0 | 0 | 0 | 0 | 0 | 0 | 0 | 0 | 0 | 0
F3_Commercial_Retail (WA)_New_Space Heating_Natural Gas_Furnace_E7 | F3 | Commercial | Retail (WA) | New | Space Heating | Natural Gas | Furnace | E7 | PACT BC Ratio | 0 | 0 | 0 | 0 | 0 | 0 | 0 | 0 | 0 | 0 | 0 | 0 | 0 | 0 | 0 | 0 | 0 | 0 | 0 | 0 | 0 | 0 | 0 | 0 | 0 | 0 | 0
F3_Commercial_Retail (WA)_New_Space Heating_Natural Gas_Furnace_E8 | F3 | Commercial | Retail (WA) | New | Space Heating | Natural Gas | Furnace | E8 | PACT BC Ratio | 0 | 0 | 0 | 0 | 0 | 0 | 0 | 0 | 0 | 0 | 0 | 0 | 0 | 0 | 0 | 0 | 0 | 0 | 0 | 0 | 0 | 0 | 0 | 0 | 0 | 0 | 0
F3_Commercial_Retail (WA)_New_Space Heating_Natural Gas_Furnace_E9 | F3 | Commercial | Retail (WA) | New | Space Heating | Natural Gas | Furnace | E9 | PACT BC Ratio | 0 | 0 | 0 | 0 | 0 | 0 | 0 | 0 | 0 | 0 | 0 | 0 | 0 | 0 | 0 | 0 | 0 | 0 | 0 | 0 | 0 | 0 | 0 | 0 | 0 | 0 | 0
F3_Commercial_Retail (WA)_New_Space Heating_Natural Gas_Furnace_E10 | F3 | Commercial | Retail (WA) | New | Space Heating | Natural Gas | Furnace | E10 | PACT BC Ratio | 0 | 0 | 0 | 0 | 0 | 0 | 0 | 0 | 0 | 0 | 0 | 0 | 0 | 0 | 0 | 0 | 0 | 0 | 0 | 0 | 0 | 0 | 0 | 0 | 0 | 0 | 0
F4_Commercial_Retail (WA)_New_Space Heating_Natural Gas_Furnace_E1 | F4 | Commercial | Retail (WA) | New | Space Heating | Natural Gas | Furnace | E1 | RVT BC Ratio | [24 empty] | 1 | 1 | 1 | bar: 2019 to 2042
F4_Commercial_Retail (WA)_New_Space Heating_Natural Gas_Furnace_E2 | F4 | Commercial | Retail (WA) | New | Space Heating | Natural Gas | Furnace | E2 | RVT BC Ratio | 0.45194 | 0.4538 | 0.45689 | 0.46046 | 0.46456 | 0.47122 | 0.47784 | 0.48475 | 0.49082 | 0.49671 | 0.50339 | 0.50922 | 0.51571 | 0.5224 | 0.52835 | 0.53406 | 0.5391 | 0.54424 | 0.54956 | 0.55496 | 0.56035 | 0.56759 | 0.57617 | 0.58355 | 0.59109 | 0.59879 | 0.60665
F4_Commercial_Retail (WA)_New_Space Heating_Natural Gas_Furnace_E3 | F4 | Commercial | Retail (WA) | New | Space Heating | Natural Gas | Furnace | E3 | RVT BC Ratio | 1.7273 | 1.7398 | 1.7605 | 1.7845 | 1.8119 | 1.8566 | 1.901 | 1.9474 | 1.9881 | 2.0275 | 2.0723 | 2.1114 | 2.155 | 2.1998 | 2.2397 | 2.278 | 2.3118 | 2.3462 | 2.382 | 2.4181 | 2.4543 | 2.5028 | 2.5604 | 2.6099 | 2.6604 | 2.7121 | 2.7648
F4_Commercial_Retail (WA)_New_Space Heating_Natural Gas_Furnace_E4 | F4 | Commercial | Retail (WA) | New | Space Heating | Natural Gas | Furnace | E4 | RVT BC Ratio | 0 | 0 | 0 | 0 | 0 | 0 | 0 | 0 | 0 | 0 | 0 | 0 | 0 | 0 | 0 | 0 | 0 | 0 | 0 | 0 | 0 | 0 | 0 | 0 | 0 | 0 | 0
F4_Commercial_Retail (WA)_New_Space Heating_Natural Gas_Furnace_E5 | F4 | Commercial | Retail (WA) | New | Space Heating | Natural Gas | Furnace | E5 | RVT BC Ratio | 0 | 0 | 0 | 0 | 0 | 0 | 0 | 0 | 0 | 0 | 0 | 0 | 0 | 0 | 0 | 0 | 0 | 0 | 0 | 0 | 0 | 0 | 0 | 0 | 0 | 0 | 0
F4_Commercial_Retail (WA)_New_Space Heating_Natural Gas_Furnace_E6 | F4 | Commercial | Retail (WA) | New | Space Heating | Natural Gas | Furnace | E6 | RVT BC Ratio | 0 | 0 | 0 | 0 | 0 | 0 | 0 | 0 | 0 | 0 | 0 | 0 | 0 | 0 | 0 | 0 | 0 | 0 | 0 | 0 | 0 | 0 | 0 | 0 | 0 | 0 | 0
F4_Commercial_Retail (WA)_New_Space Heating_Natural Gas_Furnace_E7 | F4 | Commercial | Retail (WA) | New | Space Heating | Natural Gas | Furnace | E7 | RVT BC Ratio | 0 | 0 | 0 | 0 | 0 | 0 | 0 | 0 | 0 | 0 | 0 | 0 | 0 | 0 | 0 | 0 | 0 | 0 | 0 | 0 | 0 | 0 | 0 | 0 | 0 | 0 | 0
F4_Commercial_Retail (WA)_New_Space Heating_Natural Gas_Furnace_E8 | F4 | Commercial | Retail (WA) | New | Space Heating | Natural Gas | Furnace | E8 | RVT BC Ratio | 0 | 0 | 0 | 0 | 0 | 0 | 0 | 0 | 0 | 0 | 0 | 0 | 0 | 0 | 0 | 0 | 0 | 0 | 0 | 0 | 0 | 0 | 0 | 0 | 0 | 0 | 0
F4_Commercial_Retail (WA)_New_Space Heating_Natural Gas_Furnace_E9 | F4 | Commercial | Retail (WA) | New | Space Heating | Natural Gas | Furnace | E9 | RVT BC Ratio | 0 | 0 | 0 | 0 | 0 | 0 | 0 | 0 | 0 | 0 | 0 | 0 | 0 | 0 | 0 | 0 | 0 | 0 | 0 | 0 | 0 | 0 | 0 | 0 | 0 | 0 | 0
F4_Commercial_Retail (WA)_New_Space Heating_Natural Gas_Furnace_E10 | F4 | Commercial | Retail (WA) | New | Space Heating | Natural Gas | Furnace | E10 | RVT BC Ratio | 0 | 0 | 0 | 0 | 0 | 0 | 0 | 0 | 0 | 0 | 0 | 0 | 0 | 0 | 0 | 0 | 0 | 0 | 0 | 0 | 0 | 0 | 0 | 0 | 0 | 0 | 0
F5_Commercial_Retail (WA)_New_Space Heating_Natural Gas_Furnace_E1 | F5 | Commercial | Retail (WA) | New | Space Heating | Natural Gas | Furnace | E1 | RIM BC Ratio | [24 empty] | 1 | 1 | 1 | bar: 2019 to 2042
F5_Commercial_Retail (WA)_New_Space Heating_Natural Gas_Furnace_E2 | F5 | Commercial | Retail (WA) | New | Space Heating | Natural Gas | Furnace | E2 | RIM BC Ratio | 0.29371 | 0.29714 | 0.30175 | 0.30693 | 0.31273 | 0.3207 | 0.32876 | 0.3372 | 0.34521 | 0.35332 | 0.35953 | 0.36514 | 0.37126 | 0.37751 | 0.38322 | 0.38877 | 0.39389 | 0.39914 | 0.40458 | 0.41012 | 0.41575 | 0.42081 | 0.42668 | 0.43164 | 0.4366 | 0.44157 | 0.44655
F5_Commercial_Retail (WA)_New_Space Heating_Natural Gas_Furnace_E3 | F5 | Commercial | Retail (WA) | New | Space Heating | Natural Gas | Furnace | E3 | RIM BC Ratio | 0.66627 | 0.67161 | 0.67801 | 0.68505 | 0.69272 | 0.7019 | 0.7113 | 0.72109 | 0.7309 | 0.74108 | 0.74632 | 0.75133 | 0.75666 | 0.76207 | 0.76721 | 0.77232 | 0.77726 | 0.78236 | 0.78764 | 0.79308 | 0.79866 | 0.80142 | 0.80457 | 0.80717 | 0.80974 | 0.81226 | 0.81476
F5_Commercial_Retail (WA)_New_Space Heating_Natural Gas_Furnace_E4 | F5 | Commercial | Retail (WA) | New | Space Heating | Natural Gas | Furnace | E4 | RIM BC Ratio | 0 | 0 | 0 | 0 | 0 | 0 | 0 | 0 | 0 | 0 | 0 | 0 | 0 | 0 | 0 | 0 | 0 | 0 | 0 | 0 | 0 | 0 | 0 | 0 | 0 | 0 | 0
F5_Commercial_Retail (WA)_New_Space Heating_Natural Gas_Furnace_E5 | F5 | Commercial | Retail (WA) | New | Space Heating | Natural Gas | Furnace | E5 | RIM BC Ratio | 0 | 0 | 0 | 0 | 0 | 0 | 0 | 0 | 0 | 0 | 0 | 0 | 0 | 0 | 0 | 0 | 0 | 0 | 0 | 0 | 0 | 0 | 0 | 0 | 0 | 0 | 0
F5_Commercial_Retail (WA)_New_Space Heating_Natural Gas_Furnace_E6 | F5 | Commercial | Retail (WA) | New | Space Heating | Natural Gas | Furnace | E6 | RIM BC Ratio | 0 | 0 | 0 | 0 | 0 | 0 | 0 | 0 | 0 | 0 | 0 | 0 | 0 | 0 | 0 | 0 | 0 | 0 | 0 | 0 | 0 | 0 | 0 | 0 | 0 | 0 | 0
F5_Commercial_Retail (WA)_New_Space Heating_Natural Gas_Furnace_E7 | F5 | Commercial | Retail (WA) | New | Space Heating | Natural Gas | Furnace | E7 | RIM BC Ratio | 0 | 0 | 0 | 0 | 0 | 0 | 0 | 0 | 0 | 0 | 0 | 0 | 0 | 0 | 0 | 0 | 0 | 0 | 0 | 0 | 0 | 0 | 0 | 0 | 0 | 0 | 0
F5_Commercial_Retail (WA)_New_Space Heating_Natural Gas_Furnace_E8 | F5 | Commercial | Retail (WA) | New | Space Heating | Natural Gas | Furnace | E8 | RIM BC Ratio | 0 | 0 | 0 | 0 | 0 | 0 | 0 | 0 | 0 | 0 | 0 | 0 | 0 | 0 | 0 | 0 | 0 | 0 | 0 | 0 | 0 | 0 | 0 | 0 | 0 | 0 | 0
F5_Commercial_Retail (WA)_New_Space Heating_Natural Gas_Furnace_E9 | F5 | Commercial | Retail (WA) | New | Space Heating | Natural Gas | Furnace | E9 | RIM BC Ratio | 0 | 0 | 0 | 0 | 0 | 0 | 0 | 0 | 0 | 0 | 0 | 0 | 0 | 0 | 0 | 0 | 0 | 0 | 0 | 0 | 0 | 0 | 0 | 0 | 0 | 0 | 0
F5_Commercial_Retail (WA)_New_Space Heating_Natural Gas_Furnace_E10 | F5 | Commercial | Retail (WA) | New | Space Heating | Natural Gas | Furnace | E10 | RIM BC Ratio | 0 | 0 | 0 | 0 | 0 | 0 | 0 | 0 | 0 | 0 | 0 | 0 | 0 | 0 | 0 | 0 | 0 | 0 | 0 | 0 | 0 | 0 | 0 | 0 | 0 | 0 | 0
F0_Commercial_Retail (WA)_New_Space Heating_Natural Gas_Boiler_E0 | F0 | Commercial | Retail (WA) | New | Space Heating | Natural Gas | Boiler | E0 | Economic Unit | AFUE 97% | AFUE 97% | AFUE 97% | AFUE 97% | AFUE 97% | AFUE 97% | AFUE 97% | AFUE 97% | AFUE 97% | AFUE 97% | AFUE 97% | AFUE 97% | AFUE 97% | AFUE 97% | AFUE 97% | AFUE 97% | AFUE 97% | AFUE 97% | AFUE 97% | AFUE 97% | AFUE 97% | AFUE 97% | AFUE 97% | AFUE 97% | AFUE 97% | AFUE 97% | AFUE 97%
F1_Commercial_Retail (WA)_New_Space Heating_Natural Gas_Boiler_E1 | F1 | Commercial | Retail (WA) | New | Space Heating | Natural Gas | Boiler | E1 | CCE | 0 | 0 | 0 | 0 | 0 | 0 | 0 | 0 | 0 | 0 | 0 | 0 | 0 | 0 | 0 | 0 | 0 | 0 | 0 | 0 | 0 | 0 | 0 | 0 | 0 | 0 | 0
F1_Commercial_Retail (WA)_New_Space Heating_Natural Gas_Boiler_E2 | F1 | Commercial | Retail (WA) | New | Space Heating | Natural Gas | Boiler | E2 | CCE | 0.00097925 | 0.0010162 | 0.0010162 | 0.0010162 | 0.0010162 | 0.0010162 | 0.0010162 | 0.0010162 | 0.0010162 | 0.0010162 | 0.0010162 | 0.0010162 | 0.0010162 | 0.0010162 | 0.0010162 | 0.0010162 | 0.0010162 | 0.0010162 | 0.0010162 | 0.0010162 | 0.0010162 | 0.0010162 | 0.0010162 | 0.0010162 | 0.0010162 | 0.0010162 | 0.0010162
F1_Commercial_Retail (WA)_New_Space Heating_Natural Gas_Boiler_E3 | F1 | Commercial | Retail (WA) | New | Space Heating | Natural Gas | Boiler | E3 | CCE | -0.00021399 | -0.00022207 | -0.00022207 | -0.00022207 | -0.00022207 | -0.00022207 | -0.00022207 | -0.00022207 | -0.00022207 | -0.00022207 | -0.00022207 | -0.00022207 | -0.00022207 | -0.00022207 | -0.00022207 | -0.00022207 | -0.00022207 | -0.00022207 | -0.00022207 | -0.00022207 | -0.00022207 | -0.00022207 | -0.00022207 | -0.00022207 | -0.00022207 | -0.00022207 | -0.00022207
F1_Commercial_Retail (WA)_New_Space Heating_Natural Gas_Boiler_E4 | F1 | Commercial | Retail (WA) | New | Space Heating | Natural Gas | Boiler | E4 | CCE | 0.022506 | 0.023356 | 0.023356 | 0.023356 | 0.023356 | 0.023356 | 0.023356 | 0.023356 | 0.023356 | 0.023356 | 0.023356 | 0.023356 | 0.023356 | 0.023356 | 0.023356 | 0.023356 | 0.023356 | 0.023356 | 0.023356 | 0.023356 | 0.023356 | 0.023356 | 0.023356 | 0.023356 | 0.023356 | 0.023356 | 0.023356
F1_Commercial_Retail (WA)_New_Space Heating_Natural Gas_Boiler_E5 | F1 | Commercial | Retail (WA) | New | Space Heating | Natural Gas | Boiler | E5 | CCE | 0 | 0 | 0 | 0 | 0 | 0 | 0 | 0 | 0 | 0 | 0 | 0 | 0 | 0 | 0 | 0 | 0 | 0 | 0 | 0 | 0 | 0 | 0 | 0 | 0 | 0 | 0
F1_Commercial_Retail (WA)_New_Space Heating_Natural Gas_Boiler_E6 | F1 | Commercial | Retail (WA) | New | Space Heating | Natural Gas | Boiler | E6 | CCE | 0 | 0 | 0 | 0 | 0 | 0 | 0 | 0 | 0 | 0 | 0 | 0 | 0 | 0 | 0 | 0 | 0 | 0 | 0 | 0 | 0 | 0 | 0 | 0 | 0 | 0 | 0
F1_Commercial_Retail (WA)_New_Space Heating_Natural Gas_Boiler_E7 | F1 | Commercial | Retail (WA) | New | Space Heating | Natural Gas | Boiler | E7 | CCE | 0 | 0 | 0 | 0 | 0 | 0 | 0 | 0 | 0 | 0 | 0 | 0 | 0 | 0 | 0 | 0 | 0 | 0 | 0 | 0 | 0 | 0 | 0 | 0 | 0 | 0 | 0
F1_Commercial_Retail (WA)_New_Space Heating_Natural Gas_Boiler_E8 | F1 | Commercial | Retail (WA) | New | Space Heating | Natural Gas | Boiler | E8 | CCE | 0 | 0 | 0 | 0 | 0 | 0 | 0 | 0 | 0 | 0 | 0 | 0 | 0 | 0 | 0 | 0 | 0 | 0 | 0 | 0 | 0 | 0 | 0 | 0 | 0 | 0 | 0
F1_Commercial_Retail (WA)_New_Space Heating_Natural Gas_Boiler_E9 | F1 | Commercial | Retail (WA) | New | Space Heating | Natural Gas | Boiler | E9 | CCE | 0 | 0 | 0 | 0 | 0 | 0 | 0 | 0 | 0 | 0 | 0 | 0 | 0 | 0 | 0 | 0 | 0 | 0 | 0 | 0 | 0 | 0 | 0 | 0 | 0 | 0 | 0
F1_Commercial_Retail (WA)_New_Space Heating_Natural Gas_Boiler_E10 | F1 | Commercial | Retail (WA) | New | Space Heating | Natural Gas | Boiler | E10 | CCE | 0 | 0 | 0 | 0 | 0 | 0 | 0 | 0 | 0 | 0 | 0 | 0 | 0 | 0 | 0 | 0 | 0 | 0 | 0 | 0 | 0 | 0 | 0 | 0 | 0 | 0 | 0
F2_Commercial_Retail (WA)_New_Space Heating_Natural Gas_Boiler_E1 | F2 | Commercial | Retail (WA) | New | Space Heating | Natural Gas | Boiler | E1 | TRC BC Ratio | [24 empty] | 1 | 1 | 1 | bar: 2019 to 2042
F2_Commercial_Retail (WA)_New_Space Heating_Natural Gas_Boiler_E2 | F2 | Commercial | Retail (WA) | New | Space Heating | Natural Gas | Boiler | E2 | TRC BC Ratio | 4.3367 | 4.4123 | 4.5058 | 4.6075 | 4.7179 | 4.8627 | 5.0104 | 5.1659 | 5.3155 | 5.4675 | 5.6065 | 5.7368 | 5.8779 | 6.0225 | 6.1594 | 6.2952 | 6.4242 | 6.5569 | 6.6945 | 6.8356 | 6.9795 | 7.1295 | 7.2983 | 7.45 | 7.6033 | 7.7204 | 7.8258
F2_Commercial_Retail (WA)_New_Space Heating_Natural Gas_Boiler_E3 | F2 | Commercial | Retail (WA) | New | Space Heating | Natural Gas | Boiler | E3 | TRC BC Ratio | [24 empty] | 1 | 1 | 1 | bar: 2019 to 2042
F2_Commercial_Retail (WA)_New_Space Heating_Natural Gas_Boiler_E4 | F2 | Commercial | Retail (WA) | New | Space Heating | Natural Gas | Boiler | E4 | TRC BC Ratio | 0.21748 | 0.22192 | 0.22682 | 0.2319 | 0.23717 | 0.24322 | 0.24939 | 0.25581 | 0.26217 | 0.26867 | 0.27495 | 0.28111 | 0.28758 | 0.29412 | 0.30057 | 0.30706 | 0.31348 | 0.32005 | 0.32681 | 0.33372 | 0.34078 | 0.34799 | 0.35562 | 0.36284 | 0.37004 | 0.37341 | 0.37539
F2_Commercial_Retail (WA)_New_Space Heating_Natural Gas_Boiler_E5 | F2 | Commercial | Retail (WA) | New | Space Heating | Natural Gas | Boiler | E5 | TRC BC Ratio | 0 | 0 | 0 | 0 | 0 | 0 | 0 | 0 | 0 | 0 | 0 | 0 | 0 | 0 | 0 | 0 | 0 | 0 | 0 | 0 | 0 | 0 | 0 | 0 | 0 | 0 | 0
F2_Commercial_Retail (WA)_New_Space Heating_Natural Gas_Boiler_E6 | F2 | Commercial | Retail (WA) | New | Space Heating | Natural Gas | Boiler | E6 | TRC BC Ratio | 0 | 0 | 0 | 0 | 0 | 0 | 0 | 0 | 0 | 0 | 0 | 0 | 0 | 0 | 0 | 0 | 0 | 0 | 0 | 0 | 0 | 0 | 0 | 0 | 0 | 0 | 0
F2_Commercial_Retail (WA)_New_Space Heating_Natural Gas_Boiler_E7 | F2 | Commercial | Retail (WA) | New | Space Heating | Natural Gas | Boiler | E7 | TRC BC Ratio | 0 | 0 | 0 | 0 | 0 | 0 | 0 | 0 | 0 | 0 | 0 | 0 | 0 | 0 | 0 | 0 | 0 | 0 | 0 | 0 | 0 | 0 | 0 | 0 | 0 | 0 | 0
F2_Commercial_Retail (WA)_New_Space Heating_Natural Gas_Boiler_E8 | F2 | Commercial | Retail (WA) | New | Space Heating | Natural Gas | Boiler | E8 | TRC BC Ratio | 0 | 0 | 0 | 0 | 0 | 0 | 0 | 0 | 0 | 0 | 0 | 0 | 0 | 0 | 0 | 0 | 0 | 0 | 0 | 0 | 0 | 0 | 0 | 0 | 0 | 0 | 0
F2_Commercial_Retail (WA)_New_Space Heating_Natural Gas_Boiler_E9 | F2 | Commercial | Retail (WA) | New | Space Heating | Natural Gas | Boiler | E9 | TRC BC Ratio | 0 | 0 | 0 | 0 | 0 | 0 | 0 | 0 | 0 | 0 | 0 | 0 | 0 | 0 | 0 | 0 | 0 | 0 | 0 | 0 | 0 | 0 | 0 | 0 | 0 | 0 | 0
F2_Commercial_Retail (WA)_New_Space Heating_Natural Gas_Boiler_E10 | F2 | Commercial | Retail (WA) | New | Space Heating | Natural Gas | Boiler | E10 | TRC BC Ratio | 0 | 0 | 0 | 0 | 0 | 0 | 0 | 0 | 0 | 0 | 0 | 0 | 0 | 0 | 0 | 0 | 0 | 0 | 0 | 0 | 0 | 0 | 0 | 0 | 0 | 0 | 0
F3_Commercial_Retail (WA)_New_Space Heating_Natural Gas_Boiler_E1 | F3 | Commercial | Retail (WA) | New | Space Heating | Natural Gas | Boiler | E1 | PACT BC Ratio | [24 empty] | 1 | 1 | 1 | bar: 2019 to 2042
F3_Commercial_Retail (WA)_New_Space Heating_Natural Gas_Boiler_E2 | F3 | Commercial | Retail (WA) | New | Space Heating | Natural Gas | Boiler | E2 | PACT BC Ratio | 12.1466 | 12.3585 | 12.6204 | 12.9051 | 13.2144 | 13.6201 | 14.0337 | 14.4693 | 14.8882 | 15.3141 | 15.7032 | 16.0684 | 16.4633 | 16.8685 | 17.252 | 17.6323 | 17.9936 | 18.3652 | 18.7508 | 19.146 | 19.5489 | 19.9691 | 20.442 | 20.8669 | 21.2961 | 21.6241 | 21.9193
F3_Commercial_Retail (WA)_New_Space Heating_Natural Gas_Boiler_E3 | F3 | Commercial | Retail (WA) | New | Space Heating | Natural Gas | Boiler | E3 | PACT BC Ratio | [24 empty] | 1 | 1 | 1 | bar: 2019 to 2042
F3_Commercial_Retail (WA)_New_Space Heating_Natural Gas_Boiler_E4 | F3 | Commercial | Retail (WA) | New | Space Heating | Natural Gas | Boiler | E4 | PACT BC Ratio | 0.60913 | 0.62157 | 0.6353 | 0.64953 | 0.66428 | 0.68125 | 0.69852 | 0.71649 | 0.73433 | 0.75252 | 0.7701 | 0.78737 | 0.80548 | 0.82382 | 0.84187 | 0.86005 | 0.87802 | 0.89642 | 0.91536 | 0.93472 | 0.95449 | 0.97469 | 0.99605 | 1.0163 | 1.0365 | 1.0459 | 1.0514
F3_Commercial_Retail (WA)_New_Space Heating_Natural Gas_Boiler_E5 | F3 | Commercial | Retail (WA) | New | Space Heating | Natural Gas | Boiler | E5 | PACT BC Ratio | 0 | 0 | 0 | 0 | 0 | 0 | 0 | 0 | 0 | 0 | 0 | 0 | 0 | 0 | 0 | 0 | 0 | 0 | 0 | 0 | 0 | 0 | 0 | 0 | 0 | 0 | 0
F3_Commercial_Retail (WA)_New_Space Heating_Natural Gas_Boiler_E6 | F3 | Commercial | Retail (WA) | New | Space Heating | Natural Gas | Boiler | E6 | PACT BC Ratio | 0 | 0 | 0 | 0 | 0 | 0 | 0 | 0 | 0 | 0 | 0 | 0 | 0 | 0 | 0 | 0 | 0 | 0 | 0 | 0 | 0 | 0 | 0 | 0 | 0 | 0 | 0
F3_Commercial_Retail (WA)_New_Space Heating_Natural Gas_Boiler_E7 | F3 | Commercial | Retail (WA) | New | Space Heating | Natural Gas | Boiler | E7 | PACT BC Ratio | 0 | 0 | 0 | 0 | 0 | 0 | 0 | 0 | 0 | 0 | 0 | 0 | 0 | 0 | 0 | 0 | 0 | 0 | 0 | 0 | 0 | 0 | 0 | 0 | 0 | 0 | 0
F3_Commercial_Retail (WA)_New_Space Heating_Natural Gas_Boiler_E8 | F3 | Commercial | Retail (WA) | New | Space Heating | Natural Gas | Boiler | E8 | PACT BC Ratio | 0 | 0 | 0 | 0 | 0 | 0 | 0 | 0 | 0 | 0 | 0 | 0 | 0 | 0 | 0 | 0 | 0 | 0 | 0 | 0 | 0 | 0 | 0 | 0 | 0 | 0 | 0
F3_Commercial_Retail (WA)_New_Space Heating_Natural Gas_Boiler_E9 | F3 | Commercial | Retail (WA) | New | Space Heating | Natural Gas | Boiler | E9 | PACT BC Ratio | 0 | 0 | 0 | 0 | 0 | 0 | 0 | 0 | 0 | 0 | 0 | 0 | 0 | 0 | 0 | 0 | 0 | 0 | 0 | 0 | 0 | 0 | 0 | 0 | 0 | 0 | 0
F3_Commercial_Retail (WA)_New_Space Heating_Natural Gas_Boiler_E10 | F3 | Commercial | Retail (WA) | New | Space Heating | Natural Gas | Boiler | E10 | PACT BC Ratio | 0 | 0 | 0 | 0 | 0 | 0 | 0 | 0 | 0 | 0 | 0 | 0 | 0 | 0 | 0 | 0 | 0 | 0 | 0 | 0 | 0 | 0 | 0 | 0 | 0 | 0 | 0
F4_Commercial_Retail (WA)_New_Space Heating_Natural Gas_Boiler_E1 | F4 | Commercial | Retail (WA) | New | Space Heating | Natural Gas | Boiler | E1 | RVT BC Ratio | [24 empty] | 1 | 1 | 1 | bar: 2019 to 2042
F4_Commercial_Retail (WA)_New_Space Heating_Natural Gas_Boiler_E2 | F4 | Commercial | Retail (WA) | New | Space Heating | Natural Gas | Boiler | E2 | RVT BC Ratio | 6.128 | 6.1991 | 6.293 | 6.3954 | 6.5072 | 6.665 | 6.823 | 6.9881 | 7.1403 | 7.2914 | 7.4585 | 7.6131 | 7.7803 | 7.951 | 8.1099 | 8.2656 | 8.4107 | 8.5587 | 8.7113 | 8.8663 | 9.0226 | 9.2116 | 9.4243 | 9.6155 | 9.8086 | 9.9561 | 10.0889
F4_Commercial_Retail (WA)_New_Space Heating_Natural Gas_Boiler_E3 | F4 | Commercial | Retail (WA) | New | Space Heating | Natural Gas | Boiler | E3 | RVT BC Ratio | [24 empty] | 1 | 1 | 1 | bar: 2019 to 2042
F4_Commercial_Retail (WA)_New_Space Heating_Natural Gas_Boiler_E4 | F4 | Commercial | Retail (WA) | New | Space Heating | Natural Gas | Boiler | E4 | RVT BC Ratio | 0.5153 | 0.51993 | 0.52514 | 0.53056 | 0.53619 | 0.5429 | 0.54971 | 0.55682 | 0.5638 | 0.57091 | 0.57855 | 0.5861 | 0.59402 | 0.60201 | 0.60983 | 0.61767 | 0.62536 | 0.63322 | 0.64127 | 0.64948 | 0.65781 | 0.6669 | 0.67651 | 0.68561 | 0.69469 | 0.69892 | 0.70143
F4_Commercial_Retail (WA)_New_Space Heating_Natural Gas_Boiler_E5 | F4 | Commercial | Retail (WA) | New | Space Heating | Natural Gas | Boiler | E5 | RVT BC Ratio | 0 | 0 | 0 | 0 | 0 | 0 | 0 | 0 | 0 | 0 | 0 | 0 | 0 | 0 | 0 | 0 | 0 | 0 | 0 | 0 | 0 | 0 | 0 | 0 | 0 | 0 | 0
F4_Commercial_Retail (WA)_New_Space Heating_Natural Gas_Boiler_E6 | F4 | Commercial | Retail (WA) | New | Space Heating | Natural Gas | Boiler | E6 | RVT BC Ratio | 0 | 0 | 0 | 0 | 0 | 0 | 0 | 0 | 0 | 0 | 0 | 0 | 0 | 0 | 0 | 0 | 0 | 0 | 0 | 0 | 0 | 0 | 0 | 0 | 0 | 0 | 0
F4_Commercial_Retail (WA)_New_Space Heating_Natural Gas_Boiler_E7 | F4 | Commercial | Retail (WA) | New | Space Heating | Natural Gas | Boiler | E7 | RVT BC Ratio | 0 | 0 | 0 | 0 | 0 | 0 | 0 | 0 | 0 | 0 | 0 | 0 | 0 | 0 | 0 | 0 | 0 | 0 | 0 | 0 | 0 | 0 | 0 | 0 | 0 | 0 | 0
F4_Commercial_Retail (WA)_New_Space Heating_Natural Gas_Boiler_E8 | F4 | Commercial | Retail (WA) | New | Space Heating | Natural Gas | Boiler | E8 | RVT BC Ratio | 0 | 0 | 0 | 0 | 0 | 0 | 0 | 0 | 0 | 0 | 0 | 0 | 0 | 0 | 0 | 0 | 0 | 0 | 0 | 0 | 0 | 0 | 0 | 0 | 0 | 0 | 0
F4_Commercial_Retail (WA)_New_Space Heating_Natural Gas_Boiler_E9 | F4 | Commercial | Retail (WA) | New | Space Heating | Natural Gas | Boiler | E9 | RVT BC Ratio | 0 | 0 | 0 | 0 | 0 | 0 | 0 | 0 | 0 | 0 | 0 | 0 | 0 | 0 | 0 | 0 | 0 | 0 | 0 | 0 | 0 | 0 | 0 | 0 | 0 | 0 | 0
F4_Commercial_Retail (WA)_New_Space Heating_Natural Gas_Boiler_E10 | F4 | Commercial | Retail (WA) | New | Space Heating | Natural Gas | Boiler | E10 | RVT BC Ratio | 0 | 0 | 0 | 0 | 0 | 0 | 0 | 0 | 0 | 0 | 0 | 0 | 0 | 0 | 0 | 0 | 0 | 0 | 0 | 0 | 0 | 0 | 0 | 0 | 0 | 0 | 0
F5_Commercial_Retail (WA)_New_Space Heating_Natural Gas_Boiler_E1 | F5 | Commercial | Retail (WA) | New | Space Heating | Natural Gas | Boiler | E1 | RIM BC Ratio | [24 empty] | 1 | 1 | 1 | bar: 2019 to 2042
F5_Commercial_Retail (WA)_New_Space Heating_Natural Gas_Boiler_E2 | F5 | Commercial | Retail (WA) | New | Space Heating | Natural Gas | Boiler | E2 | RIM BC Ratio | 0.82238 | 0.82743 | 0.83275 | 0.8383 | 0.84409 | 0.85001 | 0.85612 | 0.86241 | 0.86898 | 0.87581 | 0.87847 | 0.88111 | 0.88385 | 0.88664 | 0.88946 | 0.89234 | 0.89529 | 0.89834 | 0.90149 | 0.90476 | 0.90814 | 0.90903 | 0.90999 | 0.91081 | 0.91161 | 0.91221 | 0.91272
F5_Commercial_Retail (WA)_New_Space Heating_Natural Gas_Boiler_E3 | F5 | Commercial | Retail (WA) | New | Space Heating | Natural Gas | Boiler | E3 | RIM BC Ratio | [24 empty] | 1 | 1 | 1 | bar: 2019 to 2042
F5_Commercial_Retail (WA)_New_Space Heating_Natural Gas_Boiler_E4 | F5 | Commercial | Retail (WA) | New | Space Heating | Natural Gas | Boiler | E4 | RIM BC Ratio | 0.36484 | 0.3699 | 0.37535 | 0.38091 | 0.38658 | 0.39288 | 0.39918 | 0.40561 | 0.4119 | 0.41821 | 0.42378 | 0.42912 | 0.43462 | 0.44008 | 0.44538 | 0.45064 | 0.45576 | 0.46093 | 0.46616 | 0.47143 | 0.47672 | 0.4817 | 0.48686 | 0.49165 | 0.49632 | 0.49847 | 0.49973
F5_Commercial_Retail (WA)_New_Space Heating_Natural Gas_Boiler_E5 | F5 | Commercial | Retail (WA) | New | Space Heating | Natural Gas | Boiler | E5 | RIM BC Ratio | 0 | 0 | 0 | 0 | 0 | 0 | 0 | 0 | 0 | 0 | 0 | 0 | 0 | 0 | 0 | 0 | 0 | 0 | 0 | 0 | 0 | 0 | 0 | 0 | 0 | 0 | 0
F5_Commercial_Retail (WA)_New_Space Heating_Natural Gas_Boiler_E6 | F5 | Commercial | Retail (WA) | New | Space Heating | Natural Gas | Boiler | E6 | RIM BC Ratio | 0 | 0 | 0 | 0 | 0 | 0 | 0 | 0 | 0 | 0 | 0 | 0 | 0 | 0 | 0 | 0 | 0 | 0 | 0 | 0 | 0 | 0 | 0 | 0 | 0 | 0 | 0
F5_Commercial_Retail (WA)_New_Space Heating_Natural Gas_Boiler_E7 | F5 | Commercial | Retail (WA) | New | Space Heating | Natural Gas | Boiler | E7 | RIM BC Ratio | 0 | 0 | 0 | 0 | 0 | 0 | 0 | 0 | 0 | 0 | 0 | 0 | 0 | 0 | 0 | 0 | 0 | 0 | 0 | 0 | 0 | 0 | 0 | 0 | 0 | 0 | 0
F5_Commercial_Retail (WA)_New_Space Heating_Natural Gas_Boiler_E8 | F5 | Commercial | Retail (WA) | New | Space Heating | Natural Gas | Boiler | E8 | RIM BC Ratio | 0 | 0 | 0 | 0 | 0 | 0 | 0 | 0 | 0 | 0 | 0 | 0 | 0 | 0 | 0 | 0 | 0 | 0 | 0 | 0 | 0 | 0 | 0 | 0 | 0 | 0 | 0
F5_Commercial_Retail (WA)_New_Space Heating_Natural Gas_Boiler_E9 | F5 | Commercial | Retail (WA) | New | Space Heating | Natural Gas | Boiler | E9 | RIM BC Ratio | 0 | 0 | 0 | 0 | 0 | 0 | 0 | 0 | 0 | 0 | 0 | 0 | 0 | 0 | 0 | 0 | 0 | 0 | 0 | 0 | 0 | 0 | 0 | 0 | 0 | 0 | 0
F5_Commercial_Retail (WA)_New_Space Heating_Natural Gas_Boiler_E10 | F5 | Commercial | Retail (WA) | New | Space Heating | Natural Gas | Boiler | E10 | RIM BC Ratio | 0 | 0 | 0 | 0 | 0 | 0 | 0 | 0 | 0 | 0 | 0 | 0 | 0 | 0 | 0 | 0 | 0 | 0 | 0 | 0 | 0 | 0 | 0 | 0 | 0 | 0 | 0
F0_Commercial_Retail (WA)_New_Space Heating_Natural Gas_Unit Heater_E0 | F0 | Commercial | Retail (WA) | New | Space Heating | Natural Gas | Unit Heater | E0 | Economic Unit | Infrared Radiant | Infrared Radiant | Infrared Radiant | Infrared Radiant | Infrared Radiant | Infrared Radiant | Infrared Radiant | Infrared Radiant | Infrared Radiant | Infrared Radiant | Infrared Radiant | Infrared Radiant | Infrared Radiant | Infrared Radiant | Infrared Radiant | Infrared Radiant | Infrared Radiant | Infrared Radiant | Infrared Radiant | Infrared Radiant | Infrared Radiant | Infrared Radiant | Infrared Radiant | Infrared Radiant | Infrared Radiant | Infrared Radiant | Infrared Radiant
F1_Commercial_Retail (WA)_New_Space Heating_Natural Gas_Unit Heater_E1 | F1 | Commercial | Retail (WA) | New | Space Heating | Natural Gas | Unit Heater | E1 | CCE | 0 | 0 | 0 | 0 | 0 | 0 | 0 | 0 | 0 | 0 | 0 | 0 | 0 | 0 | 0 | 0 | 0 | 0 | 0 | 0 | 0 | 0 | 0 | 0 | 0 | 0 | 0
F1_Commercial_Retail (WA)_New_Space Heating_Natural Gas_Unit Heater_E2 | F1 | Commercial | Retail (WA) | New | Space Heating | Natural Gas | Unit Heater | E2 | CCE | 0.00048274 | 0.00050097 | 0.00050097 | 0.00050097 | 0.00050097 | 0.00050097 | 0.00050097 | 0.00050097 | 0.00050097 | 0.00050097 | 0.00050097 | 0.00050097 | 0.00050097 | 0.00050097 | 0.00050097 | 0.00050097 | 0.00050097 | 0.00050097 | 0.00050097 | 0.00050097 | 0.00050097 | 0.00050097 | 0.00050097 | 0.00050097 | 0.00050097 | 0.00050097 | 0.00050097
F1_Commercial_Retail (WA)_New_Space Heating_Natural Gas_Unit Heater_E3 | F1 | Commercial | Retail (WA) | New | Space Heating | Natural Gas | Unit Heater | E3 | CCE | 0.00015151 | 0.00015723 | 0.00015723 | 0.00015723 | 0.00015723 | 0.00015723 | 0.00015723 | 0.00015723 | 0.00015723 | 0.00015723 | 0.00015723 | 0.00015723 | 0.00015723 | 0.00015723 | 0.00015723 | 0.00015723 | 0.00015723 | 0.00015723 | 0.00015723 | 0.00015723 | 0.00015723 | 0.00015723 | 0.00015723 | 0.00015723 | 0.00015723 | 0.00015723 | 0.00015723
F1_Commercial_Retail (WA)_New_Space Heating_Natural Gas_Unit Heater_E4 | F1 | Commercial | Retail (WA) | New | Space Heating | Natural Gas | Unit Heater | E4 | CCE | 0 | 0 | 0 | 0 | 0 | 0 | 0 | 0 | 0 | 0 | 0 | 0 | 0 | 0 | 0 | 0 | 0 | 0 | 0 | 0 | 0 | 0 | 0 | 0 | 0 | 0 | 0
F1_Commercial_Retail (WA)_New_Space Heating_Natural Gas_Unit Heater_E5 | F1 | Commercial | Retail (WA) | New | Space Heating | Natural Gas | Unit Heater | E5 | CCE | 0 | 0 | 0 | 0 | 0 | 0 | 0 | 0 | 0 | 0 | 0 | 0 | 0 | 0 | 0 | 0 | 0 | 0 | 0 | 0 | 0 | 0 | 0 | 0 | 0 | 0 | 0
F1_Commercial_Retail (WA)_New_Space Heating_Natural Gas_Unit Heater_E6 | F1 | Commercial | Retail (WA) | New | Space Heating | Natural Gas | Unit Heater | E6 | CCE | 0 | 0 | 0 | 0 | 0 | 0 | 0 | 0 | 0 | 0 | 0 | 0 | 0 | 0 | 0 | 0 | 0 | 0 | 0 | 0 | 0 | 0 | 0 | 0 | 0 | 0 | 0
F1_Commercial_Retail (WA)_New_Space Heating_Natural Gas_Unit Heater_E7 | F1 | Commercial | Retail (WA) | New | Space Heating | Natural Gas | Unit Heater | E7 | CCE | 0 | 0 | 0 | 0 | 0 | 0 | 0 | 0 | 0 | 0 | 0 | 0 | 0 | 0 | 0 | 0 | 0 | 0 | 0 | 0 | 0 | 0 | 0 | 0 | 0 | 0 | 0
F1_Commercial_Retail (WA)_New_Space Heating_Natural Gas_Unit Heater_E8 | F1 | Commercial | Retail (WA) | New | Space Heating | Natural Gas | Unit Heater | E8 | CCE | 0 | 0 | 0 | 0 | 0 | 0 | 0 | 0 | 0 | 0 | 0 | 0 | 0 | 0 | 0 | 0 | 0 | 0 | 0 | 0 | 0 | 0 | 0 | 0 | 0 | 0 | 0
F1_Commercial_Retail (WA)_New_Space Heating_Natural Gas_Unit Heater_E9 | F1 | Commercial | Retail (WA) | New | Space Heating | Natural Gas | Unit Heater | E9 | CCE | 0 | 0 | 0 | 0 | 0 | 0 | 0 | 0 | 0 | 0 | 0 | 0 | 0 | 0 | 0 | 0 | 0 | 0 | 0 | 0 | 0 | 0 | 0 | 0 | 0 | 0 | 0
F1_Commercial_Retail (WA)_New_Space Heating_Natural Gas_Unit Heater_E10 | F1 | Commercial | Retail (WA) | New | Space Heating | Natural Gas | Unit Heater | E10 | CCE | 0 | 0 | 0 | 0 | 0 | 0 | 0 | 0 | 0 | 0 | 0 | 0 | 0 | 0 | 0 | 0 | 0 | 0 | 0 | 0 | 0 | 0 | 0 | 0 | 0 | 0 | 0
F2_Commercial_Retail (WA)_New_Space Heating_Natural Gas_Unit Heater_E1 | F2 | Commercial | Retail (WA) | New | Space Heating | Natural Gas | Unit Heater | E1 | TRC BC Ratio | [24 empty] | 1 | 1 | 1 | bar: 2019 to 2042
F2_Commercial_Retail (WA)_New_Space Heating_Natural Gas_Unit Heater_E2 | F2 | Commercial | Retail (WA) | New | Space Heating | Natural Gas | Unit Heater | E2 | TRC BC Ratio | 8.2118 | 8.3468 | 8.5229 | 8.7171 | 8.9308 | 9.2254 | 9.5254 | 9.8431 | 10.1471 | 10.4558 | 10.7322 | 10.9871 | 11.2662 | 11.5527 | 11.8195 | 12.0824 | 12.3278 | 12.5807 | 12.8442 | 13.1144 | 13.3898 | 13.6804 | 14.0169 | 14.3144 | 14.6182 | 14.9285 | 15.2453
F2_Commercial_Retail (WA)_New_Space Heating_Natural Gas_Unit Heater_E3 | F2 | Commercial | Retail (WA) | New | Space Heating | Natural Gas | Unit Heater | E3 | TRC BC Ratio | 36.4528 | 37.4136 | 38.355 | 39.2407 | 40.0672 | 40.8155 | 41.5594 | 42.3293 | 43.1907 | 44.0799 | 45.0274 | 46.0261 | 47.0257 | 47.9841 | 48.9846 | 50.0142 | 51.085 | 52.1766 | 53.2871 | 54.4201 | 55.5776 | 56.7519 | 57.918 | 59.1473 | 60.4027 | 61.6848 | 62.994
F2_Commercial_Retail (WA)_New_Space Heating_Natural Gas_Unit Heater_E4 | F2 | Commercial | Retail (WA) | New | Space Heating | Natural Gas | Unit Heater | E4 | TRC BC Ratio | 0 | 0 | 0 | 0 | 0 | 0 | 0 | 0 | 0 | 0 | 0 | 0 | 0 | 0 | 0 | 0 | 0 | 0 | 0 | 0 | 0 | 0 | 0 | 0 | 0 | 0 | 0
F2_Commercial_Retail (WA)_New_Space Heating_Natural Gas_Unit Heater_E5 | F2 | Commercial | Retail (WA) | New | Space Heating | Natural Gas | Unit Heater | E5 | TRC BC Ratio | 0 | 0 | 0 | 0 | 0 | 0 | 0 | 0 | 0 | 0 | 0 | 0 | 0 | 0 | 0 | 0 | 0 | 0 | 0 | 0 | 0 | 0 | 0 | 0 | 0 | 0 | 0
F2_Commercial_Retail (WA)_New_Space Heating_Natural Gas_Unit Heater_E6 | F2 | Commercial | Retail (WA) | New | Space Heating | Natural Gas | Unit Heater | E6 | TRC BC Ratio | 0 | 0 | 0 | 0 | 0 | 0 | 0 | 0 | 0 | 0 | 0 | 0 | 0 | 0 | 0 | 0 | 0 | 0 | 0 | 0 | 0 | 0 | 0 | 0 | 0 | 0 | 0
F2_Commercial_Retail (WA)_New_Space Heating_Natural Gas_Unit Heater_E7 | F2 | Commercial | Retail (WA) | New | Space Heating | Natural Gas | Unit Heater | E7 | TRC BC Ratio | 0 | 0 | 0 | 0 | 0 | 0 | 0 | 0 | 0 | 0 | 0 | 0 | 0 | 0 | 0 | 0 | 0 | 0 | 0 | 0 | 0 | 0 | 0 | 0 | 0 | 0 | 0
F2_Commercial_Retail (WA)_New_Space Heating_Natural Gas_Unit Heater_E8 | F2 | Commercial | Retail (WA) | New | Space Heating | Natural Gas | Unit Heater | E8 | TRC BC Ratio | 0 | 0 | 0 | 0 | 0 | 0 | 0 | 0 | 0 | 0 | 0 | 0 | 0 | 0 | 0 | 0 | 0 | 0 | 0 | 0 | 0 | 0 | 0 | 0 | 0 | 0 | 0
F2_Commercial_Retail (WA)_New_Space Heating_Natural Gas_Unit Heater_E9 | F2 | Commercial | Retail (WA) | New | Space Heating | Natural Gas | Unit Heater | E9 | TRC BC Ratio | 0 | 0 | 0 | 0 | 0 | 0 | 0 | 0 | 0 | 0 | 0 | 0 | 0 | 0 | 0 | 0 | 0 | 0 | 0 | 0 | 0 | 0 | 0 | 0 | 0 | 0 | 0
F2_Commercial_Retail (WA)_New_Space Heating_Natural Gas_Unit Heater_E10 | F2 | Commercial | Retail (WA) | New | Space Heating | Natural Gas | Unit Heater | E10 | TRC BC Ratio | 0 | 0 | 0 | 0 | 0 | 0 | 0 | 0 | 0 | 0 | 0 | 0 | 0 | 0 | 0 | 0 | 0 | 0 | 0 | 0 | 0 | 0 | 0 | 0 | 0 | 0 | 0
F3_Commercial_Retail (WA)_New_Space Heating_Natural Gas_Unit Heater_E1 | F3 | Commercial | Retail (WA) | New | Space Heating | Natural Gas | Unit Heater | E1 | PACT BC Ratio | [24 empty] | 1 | 1 | 1 | bar: 2019 to 2042
F3_Commercial_Retail (WA)_New_Space Heating_Natural Gas_Unit Heater_E2 | F3 | Commercial | Retail (WA) | New | Space Heating | Natural Gas | Unit Heater | E2 | PACT BC Ratio | 23.0005 | 23.3785 | 23.8718 | 24.4157 | 25.0145 | 25.8396 | 26.6799 | 27.5697 | 28.4211 | 29.2859 | 30.06 | 30.774 | 31.5555 | 32.3581 | 33.1053 | 33.8418 | 34.5291 | 35.2375 | 35.9754 | 36.7323 | 37.5037 | 38.3176 | 39.26 | 40.0933 | 40.9442 | 41.8133 | 42.7008
F3_Commercial_Retail (WA)_New_Space Heating_Natural Gas_Unit Heater_E3 | F3 | Commercial | Retail (WA) | New | Space Heating | Natural Gas | Unit Heater | E3 | PACT BC Ratio | 102.1009 | 104.792 | 107.4289 | 109.9097 | 112.2245 | 114.3205 | 116.404 | 118.5605 | 120.9733 | 123.4638 | 126.1177 | 128.9148 | 131.7147 | 134.3992 | 137.2013 | 140.0851 | 143.0844 | 146.1419 | 149.2522 | 152.4258 | 155.6679 | 158.957 | 162.2229 | 165.6662 | 169.1825 | 172.7734 | 176.4406
F3_Commercial_Retail (WA)_New_Space Heating_Natural Gas_Unit Heater_E4 | F3 | Commercial | Retail (WA) | New | Space Heating | Natural Gas | Unit Heater | E4 | PACT BC Ratio | 0 | 0 | 0 | 0 | 0 | 0 | 0 | 0 | 0 | 0 | 0 | 0 | 0 | 0 | 0 | 0 | 0 | 0 | 0 | 0 | 0 | 0 | 0 | 0 | 0 | 0 | 0
F3_Commercial_Retail (WA)_New_Space Heating_Natural Gas_Unit Heater_E5 | F3 | Commercial | Retail (WA) | New | Space Heating | Natural Gas | Unit Heater | E5 | PACT BC Ratio | 0 | 0 | 0 | 0 | 0 | 0 | 0 | 0 | 0 | 0 | 0 | 0 | 0 | 0 | 0 | 0 | 0 | 0 | 0 | 0 | 0 | 0 | 0 | 0 | 0 | 0 | 0
F3_Commercial_Retail (WA)_New_Space Heating_Natural Gas_Unit Heater_E6 | F3 | Commercial | Retail (WA) | New | Space Heating | Natural Gas | Unit Heater | E6 | PACT BC Ratio | 0 | 0 | 0 | 0 | 0 | 0 | 0 | 0 | 0 | 0 | 0 | 0 | 0 | 0 | 0 | 0 | 0 | 0 | 0 | 0 | 0 | 0 | 0 | 0 | 0 | 0 | 0
F3_Commercial_Retail (WA)_New_Space Heating_Natural Gas_Unit Heater_E7 | F3 | Commercial | Retail (WA) | New | Space Heating | Natural Gas | Unit Heater | E7 | PACT BC Ratio | 0 | 0 | 0 | 0 | 0 | 0 | 0 | 0 | 0 | 0 | 0 | 0 | 0 | 0 | 0 | 0 | 0 | 0 | 0 | 0 | 0 | 0 | 0 | 0 | 0 | 0 | 0
F3_Commercial_Retail (WA)_New_Space Heating_Natural Gas_Unit Heater_E8 | F3 | Commercial | Retail (WA) | New | Space Heating | Natural Gas | Unit Heater | E8 | PACT BC Ratio | 0 | 0 | 0 | 0 | 0 | 0 | 0 | 0 | 0 | 0 | 0 | 0 | 0 | 0 | 0 | 0 | 0 | 0 | 0 | 0 | 0 | 0 | 0 | 0 | 0 | 0 | 0
F3_Commercial_Retail (WA)_New_Space Heating_Natural Gas_Unit Heater_E9 | F3 | Commercial | Retail (WA) | New | Space Heating | Natural Gas | Unit Heater | E9 | PACT BC Ratio | 0 | 0 | 0 | 0 | 0 | 0 | 0 | 0 | 0 | 0 | 0 | 0 | 0 | 0 | 0 | 0 | 0 | 0 | 0 | 0 | 0 | 0 | 0 | 0 | 0 | 0 | 0
F3_Commercial_Retail (WA)_New_Space Heating_Natural Gas_Unit Heater_E10 | F3 | Commercial | Retail (WA) | New | Space Heating | Natural Gas | Unit Heater | E10 | PACT BC Ratio | 0 | 0 | 0 | 0 | 0 | 0 | 0 | 0 | 0 | 0 | 0 | 0 | 0 | 0 | 0 | 0 | 0 | 0 | 0 | 0 | 0 | 0 | 0 | 0 | 0 | 0 | 0
F4_Commercial_Retail (WA)_New_Space Heating_Natural Gas_Unit Heater_E1 | F4 | Commercial | Retail (WA) | New | Space Heating | Natural Gas | Unit Heater | E1 | RVT BC Ratio | [24 empty] | 1 | 1 | 1 | bar: 2019 to 2042
F4_Commercial_Retail (WA)_New_Space Heating_Natural Gas_Unit Heater_E2 | F4 | Commercial | Retail (WA) | New | Space Heating | Natural Gas | Unit Heater | E2 | RVT BC Ratio | 11.5876 | 11.7072 | 11.8784 | 12.0672 | 12.2751 | 12.5893 | 12.9005 | 13.2275 | 13.5242 | 13.8168 | 14.1461 | 14.4442 | 14.771 | 15.1043 | 15.408 | 15.7029 | 15.9704 | 16.2435 | 16.5258 | 16.812 | 17.0996 | 17.4658 | 17.8897 | 18.2645 | 18.6474 | 19.0383 | 19.4376
F4_Commercial_Retail (WA)_New_Space Heating_Natural Gas_Unit Heater_E3 | F4 | Commercial | Retail (WA) | New | Space Heating | Natural Gas | Unit Heater | E3 | RVT BC Ratio | 47.3375 | 48.4246 | 49.4666 | 50.4187 | 51.2751 | 52.0038 | 52.7084 | 53.4904 | 54.4459 | 55.5014 | 56.6323 | 57.91 | 59.1903 | 60.4211 | 61.7087 | 63.0366 | 64.4207 | 65.8342 | 67.275 | 68.7481 | 70.2563 | 71.7359 | 73.2051 | 74.754 | 76.3358 | 77.9512 | 79.6009
F4_Commercial_Retail (WA)_New_Space Heating_Natural Gas_Unit Heater_E4 | F4 | Commercial | Retail (WA) | New | Space Heating | Natural Gas | Unit Heater | E4 | RVT BC Ratio | 0 | 0 | 0 | 0 | 0 | 0 | 0 | 0 | 0 | 0 | 0 | 0 | 0 | 0 | 0 | 0 | 0 | 0 | 0 | 0 | 0 | 0 | 0 | 0 | 0 | 0 | 0
F4_Commercial_Retail (WA)_New_Space Heating_Natural Gas_Unit Heater_E5 | F4 | Commercial | Retail (WA) | New | Space Heating | Natural Gas | Unit Heater | E5 | RVT BC Ratio | 0 | 0 | 0 | 0 | 0 | 0 | 0 | 0 | 0 | 0 | 0 | 0 | 0 | 0 | 0 | 0 | 0 | 0 | 0 | 0 | 0 | 0 | 0 | 0 | 0 | 0 | 0
F4_Commercial_Retail (WA)_New_Space Heating_Natural Gas_Unit Heater_E6 | F4 | Commercial | Retail (WA) | New | Space Heating | Natural Gas | Unit Heater | E6 | RVT BC Ratio | 0 | 0 | 0 | 0 | 0 | 0 | 0 | 0 | 0 | 0 | 0 | 0 | 0 | 0 | 0 | 0 | 0 | 0 | 0 | 0 | 0 | 0 | 0 | 0 | 0 | 0 | 0
F4_Commercial_Retail (WA)_New_Space Heating_Natural Gas_Unit Heater_E7 | F4 | Commercial | Retail (WA) | New | Space Heating | Natural Gas | Unit Heater | E7 | RVT BC Ratio | 0 | 0 | 0 | 0 | 0 | 0 | 0 | 0 | 0 | 0 | 0 | 0 | 0 | 0 | 0 | 0 | 0 | 0 | 0 | 0 | 0 | 0 | 0 | 0 | 0 | 0 | 0
F4_Commercial_Retail (WA)_New_Space Heating_Natural Gas_Unit Heater_E8 | F4 | Commercial | Retail (WA) | New | Space Heating | Natural Gas | Unit Heater | E8 | RVT BC Ratio | 0 | 0 | 0 | 0 | 0 | 0 | 0 | 0 | 0 | 0 | 0 | 0 | 0 | 0 | 0 | 0 | 0 | 0 | 0 | 0 | 0 | 0 | 0 | 0 | 0 | 0 | 0
F4_Commercial_Retail (WA)_New_Space Heating_Natural Gas_Unit Heater_E9 | F4 | Commercial | Retail (WA) | New | Space Heating | Natural Gas | Unit Heater | E9 | RVT BC Ratio | 0 | 0 | 0 | 0 | 0 | 0 | 0 | 0 | 0 | 0 | 0 | 0 | 0 | 0 | 0 | 0 | 0 | 0 | 0 | 0 | 0 | 0 | 0 | 0 | 0 | 0 | 0
F4_Commercial_Retail (WA)_New_Space Heating_Natural Gas_Unit Heater_E10 | F4 | Commercial | Retail (WA) | New | Space Heating | Natural Gas | Unit Heater | E10 | RVT BC Ratio | 0 | 0 | 0 | 0 | 0 | 0 | 0 | 0 | 0 | 0 | 0 | 0 | 0 | 0 | 0 | 0 | 0 | 0 | 0 | 0 | 0 | 0 | 0 | 0 | 0 | 0 | 0
F5_Commercial_Retail (WA)_New_Space Heating_Natural Gas_Unit Heater_E1 | F5 | Commercial | Retail (WA) | New | Space Heating | Natural Gas | Unit Heater | E1 | RIM BC Ratio | [24 empty] | 1 | 1 | 1 | bar: 2019 to 2042
F5_Commercial_Retail (WA)_New_Space Heating_Natural Gas_Unit Heater_E2 | F5 | Commercial | Retail (WA) | New | Space Heating | Natural Gas | Unit Heater | E2 | RIM BC Ratio | 0.83597 | 0.84118 | 0.84676 | 0.85272 | 0.85907 | 0.86561 | 0.87253 | 0.87967 | 0.88723 | 0.89514 | 0.89771 | 0.90033 | 0.90304 | 0.90584 | 0.90872 | 0.91172 | 0.91484 | 0.91811 | 0.92151 | 0.92507 | 0.92879 | 0.92928 | 0.92982 | 0.93028 | 0.93073 | 0.93117 | 0.9316
F5_Commercial_Retail (WA)_New_Space Heating_Natural Gas_Unit Heater_E3 | F5 | Commercial | Retail (WA) | New | Space Heating | Natural Gas | Unit Heater | E3 | RIM BC Ratio | 0.92019 | 0.92332 | 0.9267 | 0.93027 | 0.93406 | 0.93822 | 0.9426 | 0.94608 | 0.94845 | 0.94963 | 0.95074 | 0.95046 | 0.95017 | 0.94985 | 0.94949 | 0.94909 | 0.94864 | 0.94817 | 0.94768 | 0.94715 | 0.94659 | 0.94671 | 0.94682 | 0.94694 | 0.94705 | 0.94716 | 0.94727
F5_Commercial_Retail (WA)_New_Space Heating_Natural Gas_Unit Heater_E4 | F5 | Commercial | Retail (WA) | New | Space Heating | Natural Gas | Unit Heater | E4 | RIM BC Ratio | 0 | 0 | 0 | 0 | 0 | 0 | 0 | 0 | 0 | 0 | 0 | 0 | 0 | 0 | 0 | 0 | 0 | 0 | 0 | 0 | 0 | 0 | 0 | 0 | 0 | 0 | 0
F5_Commercial_Retail (WA)_New_Space Heating_Natural Gas_Unit Heater_E5 | F5 | Commercial | Retail (WA) | New | Space Heating | Natural Gas | Unit Heater | E5 | RIM BC Ratio | 0 | 0 | 0 | 0 | 0 | 0 | 0 | 0 | 0 | 0 | 0 | 0 | 0 | 0 | 0 | 0 | 0 | 0 | 0 | 0 | 0 | 0 | 0 | 0 | 0 | 0 | 0
F5_Commercial_Retail (WA)_New_Space Heating_Natural Gas_Unit Heater_E6 | F5 | Commercial | Retail (WA) | New | Space Heating | Natural Gas | Unit Heater | E6 | RIM BC Ratio | 0 | 0 | 0 | 0 | 0 | 0 | 0 | 0 | 0 | 0 | 0 | 0 | 0 | 0 | 0 | 0 | 0 | 0 | 0 | 0 | 0 | 0 | 0 | 0 | 0 | 0 | 0
F5_Commercial_Retail (WA)_New_Space Heating_Natural Gas_Unit Heater_E7 | F5 | Commercial | Retail (WA) | New | Space Heating | Natural Gas | Unit Heater | E7 | RIM BC Ratio | 0 | 0 | 0 | 0 | 0 | 0 | 0 | 0 | 0 | 0 | 0 | 0 | 0 | 0 | 0 | 0 | 0 | 0 | 0 | 0 | 0 | 0 | 0 | 0 | 0 | 0 | 0
F5_Commercial_Retail (WA)_New_Space Heating_Natural Gas_Unit Heater_E8 | F5 | Commercial | Retail (WA) | New | Space Heating | Natural Gas | Unit Heater | E8 | RIM BC Ratio | 0 | 0 | 0 | 0 | 0 | 0 | 0 | 0 | 0 | 0 | 0 | 0 | 0 | 0 | 0 | 0 | 0 | 0 | 0 | 0 | 0 | 0 | 0 | 0 | 0 | 0 | 0
F5_Commercial_Retail (WA)_New_Space Heating_Natural Gas_Unit Heater_E9 | F5 | Commercial | Retail (WA) | New | Space Heating | Natural Gas | Unit Heater | E9 | RIM BC Ratio | 0 | 0 | 0 | 0 | 0 | 0 | 0 | 0 | 0 | 0 | 0 | 0 | 0 | 0 | 0 | 0 | 0 | 0 | 0 | 0 | 0 | 0 | 0 | 0 | 0 | 0 | 0
F5_Commercial_Retail (WA)_New_Space Heating_Natural Gas_Unit Heater_E10 | F5 | Commercial | Retail (WA) | New | Space Heating | Natural Gas | Unit Heater | E10 | RIM BC Ratio | 0 | 0 | 0 | 0 | 0 | 0 | 0 | 0 | 0 | 0 | 0 | 0 | 0 | 0 | 0 | 0 | 0 | 0 | 0 | 0 | 0 | 0 | 0 | 0 | 0 | 0 | 0
F0_Commercial_Retail (WA)_New_Water Heating_Natural Gas_Water Heater_E0 | F0 | Commercial | Retail (WA) | New | Water Heating | Natural Gas | Water Heater | E0 | Economic Unit | Gas-Fired Absorption HPWH | Gas-Fired Absorption HPWH | Gas-Fired Absorption HPWH | Gas-Fired Absorption HPWH | Gas-Fired Absorption HPWH | Gas-Fired Absorption HPWH | Gas-Fired Absorption HPWH | Gas-Fired Absorption HPWH | Gas-Fired Absorption HPWH | Gas-Fired Absorption HPWH | Gas-Fired Absorption HPWH | Gas-Fired Absorption HPWH | Gas-Fired Absorption HPWH | Gas-Fired Absorption HPWH | Gas-Fired Absorption HPWH | Gas-Fired Absorption HPWH | Gas-Fired Absorption HPWH | Gas-Fired Absorption HPWH | Gas-Fired Absorption HPWH | Gas-Fired Absorption HPWH | Gas-Fired Absorption HPWH | Gas-Fired Absorption HPWH | Gas-Fired Absorption HPWH | Gas-Fired Absorption HPWH | Gas-Fired Absorption HPWH | Gas-Fired Absorption HPWH | Gas-Fired Absorption HPWH
F1_Commercial_Retail (WA)_New_Water Heating_Natural Gas_Water Heater_E1 | F1 | Commercial | Retail (WA) | New | Water Heating | Natural Gas | Water Heater | E1 | CCE | 0 | 0 | 0 | 0 | 0 | 0 | 0 | 0 | 0 | 0 | 0 | 0 | 0 | 0 | 0 | 0 | 0 | 0 | 0 | 0 | 0 | 0 | 0 | 0 | 0 | 0 | 0
F1_Commercial_Retail (WA)_New_Water Heating_Natural Gas_Water Heater_E2 | F1 | Commercial | Retail (WA) | New | Water Heating | Natural Gas | Water Heater | E2 | CCE | 0.00096426 | 0.00096426 | 0.00096426 | 0.00096426 | 0.00096426 | 0.00096426 | 0.00096426 | 0.00096426 | 0.00096426 | 0.00096426 | 0.00096426 | 0.00096426 | 0.00096426 | 0.00096426 | 0.00096426 | 0.00096426 | 0.00096426 | 0.00096426 | 0.00096426 | 0.00096426 | 0.00096426 | 0.00096426 | 0.00096426 | 0.00096426 | 0.00096426 | 0.00096426 | 0.00096426
F1_Commercial_Retail (WA)_New_Water Heating_Natural Gas_Water Heater_E3 | F1 | Commercial | Retail (WA) | New | Water Heating | Natural Gas | Water Heater | E3 | CCE | 0.0017089 | 0.0017089 | 0.0017089 | 0.0017089 | 0.0017089 | 0.0017089 | 0.0017089 | 0.0017089 | 0.0017089 | 0.0017089 | 0.0017089 | 0.0017089 | 0.0017089 | 0.0017089 | 0.0017089 | 0.0017089 | 0.0017089 | 0.0017089 | 0.0017089 | 0.0017089 | 0.0017089 | 0.0017089 | 0.0017089 | 0.0017089 | 0.0017089 | 0.0017089 | 0.0017089
F1_Commercial_Retail (WA)_New_Water Heating_Natural Gas_Water Heater_E4 | F1 | Commercial | Retail (WA) | New | Water Heating | Natural Gas | Water Heater | E4 | CCE | 0.0017403 | 0.0017403 | 0.0017403 | 0.0017403 | 0.0017403 | 0.0017403 | 0.0017403 | 0.0017403 | 0.0017403 | 0.0017403 | 0.0017403 | 0.0017403 | 0.0017403 | 0.0017403 | 0.0017403 | 0.0017403 | 0.0017403 | 0.0017403 | 0.0017403 | 0.0017403 | 0.0017403 | 0.0017403 | 0.0017403 | 0.0017403 | 0.0017403 | 0.0017403 | 0.0017403
F1_Commercial_Retail (WA)_New_Water Heating_Natural Gas_Water Heater_E5 | F1 | Commercial | Retail (WA) | New | Water Heating | Natural Gas | Water Heater | E5 | CCE | 0.0025362 | 0.0025362 | 0.0025362 | 0.0025362 | 0.0025362 | 0.0025362 | 0.0025362 | 0.0025362 | 0.0025362 | 0.0025362 | 0.0025362 | 0.0025362 | 0.0025362 | 0.0025362 | 0.0025362 | 0.0025362 | 0.0025362 | 0.0025362 | 0.0025362 | 0.0025362 | 0.0025362 | 0.0025362 | 0.0025362 | 0.0025362 | 0.0025362 | 0.0025362 | 0.0025362
F1_Commercial_Retail (WA)_New_Water Heating_Natural Gas_Water Heater_E6 | F1 | Commercial | Retail (WA) | New | Water Heating | Natural Gas | Water Heater | E6 | CCE | 0 | 0 | 0 | 0 | 0 | 0 | 0 | 0 | 0 | 0 | 0 | 0 | 0 | 0 | 0 | 0 | 0 | 0 | 0 | 0 | 0 | 0 | 0 | 0 | 0 | 0 | 0
F1_Commercial_Retail (WA)_New_Water Heating_Natural Gas_Water Heater_E7 | F1 | Commercial | Retail (WA) | New | Water Heating | Natural Gas | Water Heater | E7 | CCE | 0 | 0 | 0 | 0 | 0 | 0 | 0 | 0 | 0 | 0 | 0 | 0 | 0 | 0 | 0 | 0 | 0 | 0 | 0 | 0 | 0 | 0 | 0 | 0 | 0 | 0 | 0
F1_Commercial_Retail (WA)_New_Water Heating_Natural Gas_Water Heater_E8 | F1 | Commercial | Retail (WA) | New | Water Heating | Natural Gas | Water Heater | E8 | CCE | 0 | 0 | 0 | 0 | 0 | 0 | 0 | 0 | 0 | 0 | 0 | 0 | 0 | 0 | 0 | 0 | 0 | 0 | 0 | 0 | 0 | 0 | 0 | 0 | 0 | 0 | 0
F1_Commercial_Retail (WA)_New_Water Heating_Natural Gas_Water Heater_E9 | F1 | Commercial | Retail (WA) | New | Water Heating | Natural Gas | Water Heater | E9 | CCE | 0 | 0 | 0 | 0 | 0 | 0 | 0 | 0 | 0 | 0 | 0 | 0 | 0 | 0 | 0 | 0 | 0 | 0 | 0 | 0 | 0 | 0 | 0 | 0 | 0 | 0 | 0
F1_Commercial_Retail (WA)_New_Water Heating_Natural Gas_Water Heater_E10 | F1 | Commercial | Retail (WA) | New | Water Heating | Natural Gas | Water Heater | E10 | CCE | 0 | 0 | 0 | 0 | 0 | 0 | 0 | 0 | 0 | 0 | 0 | 0 | 0 | 0 | 0 | 0 | 0 | 0 | 0 | 0 | 0 | 0 | 0 | 0 | 0 | 0 | 0
F2_Commercial_Retail (WA)_New_Water Heating_Natural Gas_Water Heater_E1 | F2 | Commercial | Retail (WA) | New | Water Heating | Natural Gas | Water Heater | E1 | TRC BC Ratio | [24 empty] | 1 | 1 | 1 | bar: 2019 to 2042
F2_Commercial_Retail (WA)_New_Water Heating_Natural Gas_Water Heater_E2 | F2 | Commercial | Retail (WA) | New | Water Heating | Natural Gas | Water Heater | E2 | TRC BC Ratio | 3.8451 | 3.9461 | 4.0594 | 4.1864 | 4.3278 | 4.495 | 4.6654 | 4.8332 | 4.9946 | 5.1583 | 5.2916 | 5.4174 | 5.552 | 5.6844 | 5.8046 | 5.9183 | 6.0221 | 6.1251 | 6.2343 | 6.3414 | 6.4514 | 6.5653 | 6.6806 | 6.7993 | 6.9201 | 7.043 | 7.1682
F2_Commercial_Retail (WA)_New_Water Heating_Natural Gas_Water Heater_E3 | F2 | Commercial | Retail (WA) | New | Water Heating | Natural Gas | Water Heater | E3 | TRC BC Ratio | 2.1696 | 2.2266 | 2.2905 | 2.3622 | 2.4419 | 2.5363 | 2.6324 | 2.7271 | 2.8182 | 2.9106 | 2.9858 | 3.0568 | 3.1327 | 3.2074 | 3.2752 | 3.3394 | 3.398 | 3.4561 | 3.5177 | 3.5781 | 3.6402 | 3.7045 | 3.7695 | 3.8365 | 3.9047 | 3.974 | 4.0446
F2_Commercial_Retail (WA)_New_Water Heating_Natural Gas_Water Heater_E4 | F2 | Commercial | Retail (WA) | New | Water Heating | Natural Gas | Water Heater | E4 | TRC BC Ratio | 1.3693 | 1.411 | 1.4674 | 1.5411 | 1.6323 | 1.7511 | 1.8738 | 1.9931 | 2.1048 | 2.2181 | 2.2997 | 2.3725 | 2.4531 | 2.5304 | 2.5945 | 2.6512 | 2.697 | 2.7409 | 2.7899 | 2.8359 | 2.8836 | 2.9342 | 2.9849 | 3.038 | 3.0919 | 3.1469 | 3.2028
F2_Commercial_Retail (WA)_New_Water Heating_Natural Gas_Water Heater_E5 | F2 | Commercial | Retail (WA) | New | Water Heating | Natural Gas | Water Heater | E5 | TRC BC Ratio | 1.4998 | 1.5391 | 1.5825 | 1.6301 | 1.6822 | 1.7429 | 1.8046 | 1.8654 | 1.9242 | 1.9839 | 2.0333 | 2.0802 | 2.1302 | 2.1796 | 2.2249 | 2.268 | 2.3078 | 2.3475 | 2.3893 | 2.4305 | 2.4728 | 2.5165 | 2.5607 | 2.6062 | 2.6525 | 2.6996 | 2.7476
F2_Commercial_Retail (WA)_New_Water Heating_Natural Gas_Water Heater_E6 | F2 | Commercial | Retail (WA) | New | Water Heating | Natural Gas | Water Heater | E6 | TRC BC Ratio | 0 | 0 | 0 | 0 | 0 | 0 | 0 | 0 | 0 | 0 | 0 | 0 | 0 | 0 | 0 | 0 | 0 | 0 | 0 | 0 | 0 | 0 | 0 | 0 | 0 | 0 | 0
F2_Commercial_Retail (WA)_New_Water Heating_Natural Gas_Water Heater_E7 | F2 | Commercial | Retail (WA) | New | Water Heating | Natural Gas | Water Heater | E7 | TRC BC Ratio | 0 | 0 | 0 | 0 | 0 | 0 | 0 | 0 | 0 | 0 | 0 | 0 | 0 | 0 | 0 | 0 | 0 | 0 | 0 | 0 | 0 | 0 | 0 | 0 | 0 | 0 | 0
F2_Commercial_Retail (WA)_New_Water Heating_Natural Gas_Water Heater_E8 | F2 | Commercial | Retail (WA) | New | Water Heating | Natural Gas | Water Heater | E8 | TRC BC Ratio | 0 | 0 | 0 | 0 | 0 | 0 | 0 | 0 | 0 | 0 | 0 | 0 | 0 | 0 | 0 | 0 | 0 | 0 | 0 | 0 | 0 | 0 | 0 | 0 | 0 | 0 | 0
F2_Commercial_Retail (WA)_New_Water Heating_Natural Gas_Water Heater_E9 | F2 | Commercial | Retail (WA) | New | Water Heating | Natural Gas | Water Heater | E9 | TRC BC Ratio | 0 | 0 | 0 | 0 | 0 | 0 | 0 | 0 | 0 | 0 | 0 | 0 | 0 | 0 | 0 | 0 | 0 | 0 | 0 | 0 | 0 | 0 | 0 | 0 | 0 | 0 | 0
F2_Commercial_Retail (WA)_New_Water Heating_Natural Gas_Water Heater_E10 | F2 | Commercial | Retail (WA) | New | Water Heating | Natural Gas | Water Heater | E10 | TRC BC Ratio | 0 | 0 | 0 | 0 | 0 | 0 | 0 | 0 | 0 | 0 | 0 | 0 | 0 | 0 | 0 | 0 | 0 | 0 | 0 | 0 | 0 | 0 | 0 | 0 | 0 | 0 | 0
F3_Commercial_Retail (WA)_New_Water Heating_Natural Gas_Water Heater_E1 | F3 | Commercial | Retail (WA) | New | Water Heating | Natural Gas | Water Heater | E1 | PACT BC Ratio | [24 empty] | 1 | 1 | 1 | bar: 2019 to 2042
F3_Commercial_Retail (WA)_New_Water Heating_Natural Gas_Water Heater_E2 | F3 | Commercial | Retail (WA) | New | Water Heating | Natural Gas | Water Heater | E2 | PACT BC Ratio | 9.5402 | 9.7908 | 10.072 | 10.3871 | 10.7379 | 11.1529 | 11.5755 | 11.9919 | 12.3923 | 12.7987 | 13.1294 | 13.4415 | 13.7754 | 14.1039 | 14.4021 | 14.6843 | 14.9418 | 15.1973 | 15.4682 | 15.7341 | 16.0069 | 16.2896 | 16.5757 | 16.8702 | 17.1699 | 17.4749 | 17.7854
F3_Commercial_Retail (WA)_New_Water Heating_Natural Gas_Water Heater_E3 | F3 | Commercial | Retail (WA) | New | Water Heating | Natural Gas | Water Heater | E3 | PACT BC Ratio | 5.383 | 5.5244 | 5.6831 | 5.8609 | 6.0588 | 6.293 | 6.5315 | 6.7664 | 6.9924 | 7.2216 | 7.4082 | 7.5844 | 7.7728 | 7.9581 | 8.1263 | 8.2856 | 8.4309 | 8.575 | 8.7279 | 8.8779 | 9.0319 | 9.1914 | 9.3528 | 9.519 | 9.6881 | 9.8602 | 10.0354
F3_Commercial_Retail (WA)_New_Water Heating_Natural Gas_Water Heater_E4 | F3 | Commercial | Retail (WA) | New | Water Heating | Natural Gas | Water Heater | E4 | PACT BC Ratio | 3.3975 | 3.501 | 3.6409 | 3.8238 | 4.05 | 4.3448 | 4.6492 | 4.9452 | 5.2223 | 5.5035 | 5.7059 | 5.8866 | 6.0866 | 6.2783 | 6.4374 | 6.5781 | 6.6916 | 6.8005 | 6.9222 | 7.0363 | 7.1546 | 7.2801 | 7.4061 | 7.5377 | 7.6716 | 7.8079 | 7.9466
F3_Commercial_Retail (WA)_New_Water Heating_Natural Gas_Water Heater_E5 | F3 | Commercial | Retail (WA) | New | Water Heating | Natural Gas | Water Heater | E5 | PACT BC Ratio | 3.7212 | 3.8189 | 3.9264 | 4.0445 | 4.1737 | 4.3244 | 4.4774 | 4.6284 | 4.7743 | 4.9224 | 5.0449 | 5.1614 | 5.2855 | 5.4079 | 5.5202 | 5.6273 | 5.7261 | 5.8244 | 5.9282 | 6.0305 | 6.1353 | 6.2438 | 6.3536 | 6.4664 | 6.5813 | 6.6982 | 6.8172
F3_Commercial_Retail (WA)_New_Water Heating_Natural Gas_Water Heater_E6 | F3 | Commercial | Retail (WA) | New | Water Heating | Natural Gas | Water Heater | E6 | PACT BC Ratio | 0 | 0 | 0 | 0 | 0 | 0 | 0 | 0 | 0 | 0 | 0 | 0 | 0 | 0 | 0 | 0 | 0 | 0 | 0 | 0 | 0 | 0 | 0 | 0 | 0 | 0 | 0
F3_Commercial_Retail (WA)_New_Water Heating_Natural Gas_Water Heater_E7 | F3 | Commercial | Retail (WA) | New | Water Heating | Natural Gas | Water Heater | E7 | PACT BC Ratio | 0 | 0 | 0 | 0 | 0 | 0 | 0 | 0 | 0 | 0 | 0 | 0 | 0 | 0 | 0 | 0 | 0 | 0 | 0 | 0 | 0 | 0 | 0 | 0 | 0 | 0 | 0
F3_Commercial_Retail (WA)_New_Water Heating_Natural Gas_Water Heater_E8 | F3 | Commercial | Retail (WA) | New | Water Heating | Natural Gas | Water Heater | E8 | PACT BC Ratio | 0 | 0 | 0 | 0 | 0 | 0 | 0 | 0 | 0 | 0 | 0 | 0 | 0 | 0 | 0 | 0 | 0 | 0 | 0 | 0 | 0 | 0 | 0 | 0 | 0 | 0 | 0
F3_Commercial_Retail (WA)_New_Water Heating_Natural Gas_Water Heater_E9 | F3 | Commercial | Retail (WA) | New | Water Heating | Natural Gas | Water Heater | E9 | PACT BC Ratio | 0 | 0 | 0 | 0 | 0 | 0 | 0 | 0 | 0 | 0 | 0 | 0 | 0 | 0 | 0 | 0 | 0 | 0 | 0 | 0 | 0 | 0 | 0 | 0 | 0 | 0 | 0
F3_Commercial_Retail (WA)_New_Water Heating_Natural Gas_Water Heater_E10 | F3 | Commercial | Retail (WA) | New | Water Heating | Natural Gas | Water Heater | E10 | PACT BC Ratio | 0 | 0 | 0 | 0 | 0 | 0 | 0 | 0 | 0 | 0 | 0 | 0 | 0 | 0 | 0 | 0 | 0 | 0 | 0 | 0 | 0 | 0 | 0 | 0 | 0 | 0 | 0
F4_Commercial_Retail (WA)_New_Water Heating_Natural Gas_Water Heater_E1 | F4 | Commercial | Retail (WA) | New | Water Heating | Natural Gas | Water Heater | E1 | RVT BC Ratio | [24 empty] | 1 | 1 | 1 | bar: 2019 to 2042
F4_Commercial_Retail (WA)_New_Water Heating_Natural Gas_Water Heater_E2 | F4 | Commercial | Retail (WA) | New | Water Heating | Natural Gas | Water Heater | E2 | RVT BC Ratio | 5.6625 | 5.7706 | 5.8923 | 6.0289 | 6.1813 | 6.3655 | 6.5482 | 6.721 | 6.8777 | 7.0303 | 7.1884 | 7.3333 | 7.488 | 7.638 | 7.7699 | 7.8911 | 7.9969 | 8.0992 | 8.207 | 8.3094 | 8.4124 | 8.556 | 8.7012 | 8.8508 | 9.003 | 9.1579 | 9.3155
F4_Commercial_Retail (WA)_New_Water Heating_Natural Gas_Water Heater_E3 | F4 | Commercial | Retail (WA) | New | Water Heating | Natural Gas | Water Heater | E3 | RVT BC Ratio | 3.3187 | 3.3797 | 3.4483 | 3.5254 | 3.6114 | 3.7153 | 3.8184 | 3.9159 | 4.0043 | 4.0904 | 4.1796 | 4.2614 | 4.3487 | 4.4333 | 4.5077 | 4.5761 | 4.6359 | 4.6936 | 4.7544 | 4.8122 | 4.8703 | 4.9513 | 5.0333 | 5.1176 | 5.2035 | 5.2909 | 5.3799
F4_Commercial_Retail (WA)_New_Water Heating_Natural Gas_Water Heater_E4 | F4 | Commercial | Retail (WA) | New | Water Heating | Natural Gas | Water Heater | E4 | RVT BC Ratio | 2.4268 | 2.4697 | 2.5303 | 2.6119 | 2.7145 | 2.8526 | 2.9918 | 3.1178 | 3.2234 | 3.3208 | 3.4182 | 3.4964 | 3.5831 | 3.6637 | 3.725 | 3.7744 | 3.8071 | 3.8349 | 3.8671 | 3.8924 | 3.917 | 3.9807 | 4.0447 | 4.1115 | 4.1795 | 4.2487 | 4.3191
F4_Commercial_Retail (WA)_New_Water Heating_Natural Gas_Water Heater_E5 | F4 | Commercial | Retail (WA) | New | Water Heating | Natural Gas | Water Heater | E5 | RVT BC Ratio | 2.3668 | 2.4097 | 2.4565 | 2.5072 | 2.5621 | 2.6277 | 2.6929 | 2.755 | 2.812 | 2.8681 | 2.9265 | 2.981 | 3.0389 | 3.0954 | 3.1458 | 3.1926 | 3.2343 | 3.2748 | 3.3174 | 3.3582 | 3.3993 | 3.4544 | 3.5102 | 3.5675 | 3.6258 | 3.6852 | 3.7456
F4_Commercial_Retail (WA)_New_Water Heating_Natural Gas_Water Heater_E6 | F4 | Commercial | Retail (WA) | New | Water Heating | Natural Gas | Water Heater | E6 | RVT BC Ratio | 0 | 0 | 0 | 0 | 0 | 0 | 0 | 0 | 0 | 0 | 0 | 0 | 0 | 0 | 0 | 0 | 0 | 0 | 0 | 0 | 0 | 0 | 0 | 0 | 0 | 0 | 0
F4_Commercial_Retail (WA)_New_Water Heating_Natural Gas_Water Heater_E7 | F4 | Commercial | Retail (WA) | New | Water Heating | Natural Gas | Water Heater | E7 | RVT BC Ratio | 0 | 0 | 0 | 0 | 0 | 0 | 0 | 0 | 0 | 0 | 0 | 0 | 0 | 0 | 0 | 0 | 0 | 0 | 0 | 0 | 0 | 0 | 0 | 0 | 0 | 0 | 0
F4_Commercial_Retail (WA)_New_Water Heating_Natural Gas_Water Heater_E8 | F4 | Commercial | Retail (WA) | New | Water Heating | Natural Gas | Water Heater | E8 | RVT BC Ratio | 0 | 0 | 0 | 0 | 0 | 0 | 0 | 0 | 0 | 0 | 0 | 0 | 0 | 0 | 0 | 0 | 0 | 0 | 0 | 0 | 0 | 0 | 0 | 0 | 0 | 0 | 0
F4_Commercial_Retail (WA)_New_Water Heating_Natural Gas_Water Heater_E9 | F4 | Commercial | Retail (WA) | New | Water Heating | Natural Gas | Water Heater | E9 | RVT BC Ratio | 0 | 0 | 0 | 0 | 0 | 0 | 0 | 0 | 0 | 0 | 0 | 0 | 0 | 0 | 0 | 0 | 0 | 0 | 0 | 0 | 0 | 0 | 0 | 0 | 0 | 0 | 0
F4_Commercial_Retail (WA)_New_Water Heating_Natural Gas_Water Heater_E10 | F4 | Commercial | Retail (WA) | New | Water Heating | Natural Gas | Water Heater | E10 | RVT BC Ratio | 0 | 0 | 0 | 0 | 0 | 0 | 0 | 0 | 0 | 0 | 0 | 0 | 0 | 0 | 0 | 0 | 0 | 0 | 0 | 0 | 0 | 0 | 0 | 0 | 0 | 0 | 0
F5_Commercial_Retail (WA)_New_Water Heating_Natural Gas_Water Heater_E1 | F5 | Commercial | Retail (WA) | New | Water Heating | Natural Gas | Water Heater | E1 | RIM BC Ratio | [24 empty] | 1 | 1 | 1 | bar: 2019 to 2042
F5_Commercial_Retail (WA)_New_Water Heating_Natural Gas_Water Heater_E2 | F5 | Commercial | Retail (WA) | New | Water Heating | Natural Gas | Water Heater | E2 | RIM BC Ratio | 0.78705 | 0.79309 | 0.79958 | 0.8065 | 0.81384 | 0.82158 | 0.82962 | 0.838 | 0.84681 | 0.85612 | 0.85945 | 0.86296 | 0.8666 | 0.87028 | 0.87398 | 0.87775 | 0.88161 | 0.88564 | 0.88986 | 0.89427 | 0.8989 | 0.89978 | 0.90063 | 0.90149 | 0.90233 | 0.90316 | 0.90397
F5_Commercial_Retail (WA)_New_Water Heating_Natural Gas_Water Heater_E3 | F5 | Commercial | Retail (WA) | New | Water Heating | Natural Gas | Water Heater | E3 | RIM BC Ratio | 0.73991 | 0.7464 | 0.75339 | 0.76088 | 0.76884 | 0.77735 | 0.78611 | 0.79509 | 0.80436 | 0.81406 | 0.8181 | 0.8222 | 0.82645 | 0.8307 | 0.83485 | 0.83902 | 0.84319 | 0.8475 | 0.85201 | 0.85667 | 0.86153 | 0.86296 | 0.86436 | 0.86576 | 0.86714 | 0.86849 | 0.86983
F5_Commercial_Retail (WA)_New_Water Heating_Natural Gas_Water Heater_E4 | F5 | Commercial | Retail (WA) | New | Water Heating | Natural Gas | Water Heater | E4 | RIM BC Ratio | 0.62555 | 0.63424 | 0.64495 | 0.65768 | 0.67207 | 0.68836 | 0.70447 | 0.72088 | 0.73779 | 0.756 | 0.76271 | 0.77022 | 0.77813 | 0.7859 | 0.79324 | 0.8005 | 0.80766 | 0.81514 | 0.82318 | 0.83157 | 0.8405 | 0.8422 | 0.84386 | 0.84555 | 0.84721 | 0.84884 | 0.85046
F5_Commercial_Retail (WA)_New_Water Heating_Natural Gas_Water Heater_E5 | F5 | Commercial | Retail (WA) | New | Water Heating | Natural Gas | Water Heater | E5 | RIM BC Ratio | 0.70117 | 0.70773 | 0.71486 | 0.72255 | 0.73082 | 0.73963 | 0.74854 | 0.75753 | 0.76662 | 0.77595 | 0.78041 | 0.78475 | 0.78924 | 0.79369 | 0.79797 | 0.80222 | 0.8064 | 0.81067 | 0.81513 | 0.81969 | 0.82441 | 0.82634 | 0.82823 | 0.83012 | 0.83198 | 0.83382 | 0.83564
F5_Commercial_Retail (WA)_New_Water Heating_Natural Gas_Water Heater_E6 | F5 | Commercial | Retail (WA) | New | Water Heating | Natural Gas | Water Heater | E6 | RIM BC Ratio | 0 | 0 | 0 | 0 | 0 | 0 | 0 | 0 | 0 | 0 | 0 | 0 | 0 | 0 | 0 | 0 | 0 | 0 | 0 | 0 | 0 | 0 | 0 | 0 | 0 | 0 | 0
F5_Commercial_Retail (WA)_New_Water Heating_Natural Gas_Water Heater_E7 | F5 | Commercial | Retail (WA) | New | Water Heating | Natural Gas | Water Heater | E7 | RIM BC Ratio | 0 | 0 | 0 | 0 | 0 | 0 | 0 | 0 | 0 | 0 | 0 | 0 | 0 | 0 | 0 | 0 | 0 | 0 | 0 | 0 | 0 | 0 | 0 | 0 | 0 | 0 | 0
F5_Commercial_Retail (WA)_New_Water Heating_Natural Gas_Water Heater_E8 | F5 | Commercial | Retail (WA) | New | Water Heating | Natural Gas | Water Heater | E8 | RIM BC Ratio | 0 | 0 | 0 | 0 | 0 | 0 | 0 | 0 | 0 | 0 | 0 | 0 | 0 | 0 | 0 | 0 | 0 | 0 | 0 | 0 | 0 | 0 | 0 | 0 | 0 | 0 | 0
F5_Commercial_Retail (WA)_New_Water Heating_Natural Gas_Water Heater_E9 | F5 | Commercial | Retail (WA) | New | Water Heating | Natural Gas | Water Heater | E9 | RIM BC Ratio | 0 | 0 | 0 | 0 | 0 | 0 | 0 | 0 | 0 | 0 | 0 | 0 | 0 | 0 | 0 | 0 | 0 | 0 | 0 | 0 | 0 | 0 | 0 | 0 | 0 | 0 | 0
F5_Commercial_Retail (WA)_New_Water Heating_Natural Gas_Water Heater_E10 | F5 | Commercial | Retail (WA) | New | Water Heating | Natural Gas | Water Heater | E10 | RIM BC Ratio | 0 | 0 | 0 | 0 | 0 | 0 | 0 | 0 | 0 | 0 | 0 | 0 | 0 | 0 | 0 | 0 | 0 | 0 | 0 | 0 | 0 | 0 | 0 | 0 | 0 | 0 | 0
F0_Commercial_Retail (WA)_New_Food Preparation_Natural Gas_Oven_E0 | F0 | Commercial | Retail (WA) | New | Food Preparation | Natural Gas | Oven | E0 | Economic Unit | ENERGY STAR (>42% Baking Efficiency) | ENERGY STAR (>42% Baking Efficiency) | ENERGY STAR (>42% Baking Efficiency) | ENERGY STAR (>42% Baking Efficiency) | ENERGY STAR (>42% Baking Efficiency) | ENERGY STAR (>42% Baking Efficiency) | ENERGY STAR (>42% Baking Efficiency) | ENERGY STAR (>42% Baking Efficiency) | ENERGY STAR (>42% Baking Efficiency) | ENERGY STAR (>42% Baking Efficiency) | ENERGY STAR (>42% Baking Efficiency) | ENERGY STAR (>42% Baking Efficiency) | ENERGY STAR (>42% Baking Efficiency) | ENERGY STAR (>42% Baking Efficiency) | ENERGY STAR (>42% Baking Efficiency) | ENERGY STAR (>42% Baking Efficiency) | ENERGY STAR (>42% Baking Efficiency) | ENERGY STAR (>42% Baking Efficiency) | ENERGY STAR (>42% Baking Efficiency) | ENERGY STAR (>42% Baking Efficiency) | ENERGY STAR (>42% Baking Efficiency) | ENERGY STAR (>42% Baking Efficiency) | ENERGY STAR (>42% Baking Efficiency) | ENERGY STAR (>42% Baking Efficiency) | ENERGY STAR (>42% Baking Efficiency) | ENERGY STAR (>42% Baking Efficiency) | ENERGY STAR (>42% Baking Efficiency)
F1_Commercial_Retail (WA)_New_Food Preparation_Natural Gas_Oven_E1 | F1 | Commercial | Retail (WA) | New | Food Preparation | Natural Gas | Oven | E1 | CCE | 0 | 0 | 0 | 0 | 0 | 0 | 0 | 0 | 0 | 0 | 0 | 0 | 0 | 0 | 0 | 0 | 0 | 0 | 0 | 0 | 0 | 0 | 0 | 0 | 0 | 0 | 0
F1_Commercial_Retail (WA)_New_Food Preparation_Natural Gas_Oven_E2 | F1 | Commercial | Retail (WA) | New | Food Preparation | Natural Gas | Oven | E2 | CCE | 1.7329e-05 | 1.7329e-05 | 1.7329e-05 | 1.7329e-05 | 1.7329e-05 | 1.7329e-05 | 1.7329e-05 | 1.7329e-05 | 1.7329e-05 | 1.7329e-05 | 1.7329e-05 | 1.7329e-05 | 1.7329e-05 | 1.7329e-05 | 1.7329e-05 | 1.7329e-05 | 1.7329e-05 | 1.7329e-05 | 1.7329e-05 | 1.7329e-05 | 1.7329e-05 | 1.7329e-05 | 1.7329e-05 | 1.7329e-05 | 1.7329e-05 | 1.7329e-05 | 1.7329e-05
F1_Commercial_Retail (WA)_New_Food Preparation_Natural Gas_Oven_E3 | F1 | Commercial | Retail (WA) | New | Food Preparation | Natural Gas | Oven | E3 | CCE | 0 | 0 | 0 | 0 | 0 | 0 | 0 | 0 | 0 | 0 | 0 | 0 | 0 | 0 | 0 | 0 | 0 | 0 | 0 | 0 | 0 | 0 | 0 | 0 | 0 | 0 | 0
F1_Commercial_Retail (WA)_New_Food Preparation_Natural Gas_Oven_E4 | F1 | Commercial | Retail (WA) | New | Food Preparation | Natural Gas | Oven | E4 | CCE | 0 | 0 | 0 | 0 | 0 | 0 | 0 | 0 | 0 | 0 | 0 | 0 | 0 | 0 | 0 | 0 | 0 | 0 | 0 | 0 | 0 | 0 | 0 | 0 | 0 | 0 | 0
F1_Commercial_Retail (WA)_New_Food Preparation_Natural Gas_Oven_E5 | F1 | Commercial | Retail (WA) | New | Food Preparation | Natural Gas | Oven | E5 | CCE | 0 | 0 | 0 | 0 | 0 | 0 | 0 | 0 | 0 | 0 | 0 | 0 | 0 | 0 | 0 | 0 | 0 | 0 | 0 | 0 | 0 | 0 | 0 | 0 | 0 | 0 | 0
F1_Commercial_Retail (WA)_New_Food Preparation_Natural Gas_Oven_E6 | F1 | Commercial | Retail (WA) | New | Food Preparation | Natural Gas | Oven | E6 | CCE | 0 | 0 | 0 | 0 | 0 | 0 | 0 | 0 | 0 | 0 | 0 | 0 | 0 | 0 | 0 | 0 | 0 | 0 | 0 | 0 | 0 | 0 | 0 | 0 | 0 | 0 | 0
F1_Commercial_Retail (WA)_New_Food Preparation_Natural Gas_Oven_E7 | F1 | Commercial | Retail (WA) | New | Food Preparation | Natural Gas | Oven | E7 | CCE | 0 | 0 | 0 | 0 | 0 | 0 | 0 | 0 | 0 | 0 | 0 | 0 | 0 | 0 | 0 | 0 | 0 | 0 | 0 | 0 | 0 | 0 | 0 | 0 | 0 | 0 | 0
F1_Commercial_Retail (WA)_New_Food Preparation_Natural Gas_Oven_E8 | F1 | Commercial | Retail (WA) | New | Food Preparation | Natural Gas | Oven | E8 | CCE | 0 | 0 | 0 | 0 | 0 | 0 | 0 | 0 | 0 | 0 | 0 | 0 | 0 | 0 | 0 | 0 | 0 | 0 | 0 | 0 | 0 | 0 | 0 | 0 | 0 | 0 | 0
F1_Commercial_Retail (WA)_New_Food Preparation_Natural Gas_Oven_E9 | F1 | Commercial | Retail (WA) | New | Food Preparation | Natural Gas | Oven | E9 | CCE | 0 | 0 | 0 | 0 | 0 | 0 | 0 | 0 | 0 | 0 | 0 | 0 | 0 | 0 | 0 | 0 | 0 | 0 | 0 | 0 | 0 | 0 | 0 | 0 | 0 | 0 | 0
F1_Commercial_Retail (WA)_New_Food Preparation_Natural Gas_Oven_E10 | F1 | Commercial | Retail (WA) | New | Food Preparation | Natural Gas | Oven | E10 | CCE | 0 | 0 | 0 | 0 | 0 | 0 | 0 | 0 | 0 | 0 | 0 | 0 | 0 | 0 | 0 | 0 | 0 | 0 | 0 | 0 | 0 | 0 | 0 | 0 | 0 | 0 | 0
F2_Commercial_Retail (WA)_New_Food Preparation_Natural Gas_Oven_E1 | F2 | Commercial | Retail (WA) | New | Food Preparation | Natural Gas | Oven | E1 | TRC BC Ratio | [24 empty] | 1 | 1 | 1 | bar: 2019 to 2042
F2_Commercial_Retail (WA)_New_Food Preparation_Natural Gas_Oven_E2 | F2 | Commercial | Retail (WA) | New | Food Preparation | Natural Gas | Oven | E2 | TRC BC Ratio | 200.1361 | 204.7564 | 210.5683 | 217.4243 | 225.3971 | 235.4523 | 245.9256 | 256.3681 | 266.4403 | 276.6511 | 284.6203 | 292.0334 | 300.0256 | 307.8113 | 314.6777 | 321.0355 | 326.6423 | 332.1537 | 338.0812 | 343.8287 | 349.7412 | 355.907 | 362.1319 | 368.5655 | 375.1134 | 381.7776 | 388.5602
F2_Commercial_Retail (WA)_New_Food Preparation_Natural Gas_Oven_E3 | F2 | Commercial | Retail (WA) | New | Food Preparation | Natural Gas | Oven | E3 | TRC BC Ratio | 0 | 0 | 0 | 0 | 0 | 0 | 0 | 0 | 0 | 0 | 0 | 0 | 0 | 0 | 0 | 0 | 0 | 0 | 0 | 0 | 0 | 0 | 0 | 0 | 0 | 0 | 0
F2_Commercial_Retail (WA)_New_Food Preparation_Natural Gas_Oven_E4 | F2 | Commercial | Retail (WA) | New | Food Preparation | Natural Gas | Oven | E4 | TRC BC Ratio | 0 | 0 | 0 | 0 | 0 | 0 | 0 | 0 | 0 | 0 | 0 | 0 | 0 | 0 | 0 | 0 | 0 | 0 | 0 | 0 | 0 | 0 | 0 | 0 | 0 | 0 | 0
F2_Commercial_Retail (WA)_New_Food Preparation_Natural Gas_Oven_E5 | F2 | Commercial | Retail (WA) | New | Food Preparation | Natural Gas | Oven | E5 | TRC BC Ratio | 0 | 0 | 0 | 0 | 0 | 0 | 0 | 0 | 0 | 0 | 0 | 0 | 0 | 0 | 0 | 0 | 0 | 0 | 0 | 0 | 0 | 0 | 0 | 0 | 0 | 0 | 0
F2_Commercial_Retail (WA)_New_Food Preparation_Natural Gas_Oven_E6 | F2 | Commercial | Retail (WA) | New | Food Preparation | Natural Gas | Oven | E6 | TRC BC Ratio | 0 | 0 | 0 | 0 | 0 | 0 | 0 | 0 | 0 | 0 | 0 | 0 | 0 | 0 | 0 | 0 | 0 | 0 | 0 | 0 | 0 | 0 | 0 | 0 | 0 | 0 | 0
F2_Commercial_Retail (WA)_New_Food Preparation_Natural Gas_Oven_E7 | F2 | Commercial | Retail (WA) | New | Food Preparation | Natural Gas | Oven | E7 | TRC BC Ratio | 0 | 0 | 0 | 0 | 0 | 0 | 0 | 0 | 0 | 0 | 0 | 0 | 0 | 0 | 0 | 0 | 0 | 0 | 0 | 0 | 0 | 0 | 0 | 0 | 0 | 0 | 0
F2_Commercial_Retail (WA)_New_Food Preparation_Natural Gas_Oven_E8 | F2 | Commercial | Retail (WA) | New | Food Preparation | Natural Gas | Oven | E8 | TRC BC Ratio | 0 | 0 | 0 | 0 | 0 | 0 | 0 | 0 | 0 | 0 | 0 | 0 | 0 | 0 | 0 | 0 | 0 | 0 | 0 | 0 | 0 | 0 | 0 | 0 | 0 | 0 | 0
F2_Commercial_Retail (WA)_New_Food Preparation_Natural Gas_Oven_E9 | F2 | Commercial | Retail (WA) | New | Food Preparation | Natural Gas | Oven | E9 | TRC BC Ratio | 0 | 0 | 0 | 0 | 0 | 0 | 0 | 0 | 0 | 0 | 0 | 0 | 0 | 0 | 0 | 0 | 0 | 0 | 0 | 0 | 0 | 0 | 0 | 0 | 0 | 0 | 0
F2_Commercial_Retail (WA)_New_Food Preparation_Natural Gas_Oven_E10 | F2 | Commercial | Retail (WA) | New | Food Preparation | Natural Gas | Oven | E10 | TRC BC Ratio | 0 | 0 | 0 | 0 | 0 | 0 | 0 | 0 | 0 | 0 | 0 | 0 | 0 | 0 | 0 | 0 | 0 | 0 | 0 | 0 | 0 | 0 | 0 | 0 | 0 | 0 | 0
F3_Commercial_Retail (WA)_New_Food Preparation_Natural Gas_Oven_E1 | F3 | Commercial | Retail (WA) | New | Food Preparation | Natural Gas | Oven | E1 | PACT BC Ratio | [24 empty] | 1 | 1 | 1 | bar: 2019 to 2042
F3_Commercial_Retail (WA)_New_Food Preparation_Natural Gas_Oven_E2 | F3 | Commercial | Retail (WA) | New | Food Preparation | Natural Gas | Oven | E2 | PACT BC Ratio | 403.347 | 412.6586 | 424.3717 | 438.189 | 454.257 | 474.5219 | 495.6294 | 516.6749 | 536.9741 | 557.5526 | 573.6135 | 588.5535 | 604.6608 | 620.3516 | 634.1899 | 647.0032 | 658.303 | 669.4104 | 681.3566 | 692.9398 | 704.8557 | 717.2819 | 729.8274 | 742.7934 | 755.9898 | 769.4207 | 783.0901
F3_Commercial_Retail (WA)_New_Food Preparation_Natural Gas_Oven_E3 | F3 | Commercial | Retail (WA) | New | Food Preparation | Natural Gas | Oven | E3 | PACT BC Ratio | 0 | 0 | 0 | 0 | 0 | 0 | 0 | 0 | 0 | 0 | 0 | 0 | 0 | 0 | 0 | 0 | 0 | 0 | 0 | 0 | 0 | 0 | 0 | 0 | 0 | 0 | 0
F3_Commercial_Retail (WA)_New_Food Preparation_Natural Gas_Oven_E4 | F3 | Commercial | Retail (WA) | New | Food Preparation | Natural Gas | Oven | E4 | PACT BC Ratio | 0 | 0 | 0 | 0 | 0 | 0 | 0 | 0 | 0 | 0 | 0 | 0 | 0 | 0 | 0 | 0 | 0 | 0 | 0 | 0 | 0 | 0 | 0 | 0 | 0 | 0 | 0
F3_Commercial_Retail (WA)_New_Food Preparation_Natural Gas_Oven_E5 | F3 | Commercial | Retail (WA) | New | Food Preparation | Natural Gas | Oven | E5 | PACT BC Ratio | 0 | 0 | 0 | 0 | 0 | 0 | 0 | 0 | 0 | 0 | 0 | 0 | 0 | 0 | 0 | 0 | 0 | 0 | 0 | 0 | 0 | 0 | 0 | 0 | 0 | 0 | 0
F3_Commercial_Retail (WA)_New_Food Preparation_Natural Gas_Oven_E6 | F3 | Commercial | Retail (WA) | New | Food Preparation | Natural Gas | Oven | E6 | PACT BC Ratio | 0 | 0 | 0 | 0 | 0 | 0 | 0 | 0 | 0 | 0 | 0 | 0 | 0 | 0 | 0 | 0 | 0 | 0 | 0 | 0 | 0 | 0 | 0 | 0 | 0 | 0 | 0
F3_Commercial_Retail (WA)_New_Food Preparation_Natural Gas_Oven_E7 | F3 | Commercial | Retail (WA) | New | Food Preparation | Natural Gas | Oven | E7 | PACT BC Ratio | 0 | 0 | 0 | 0 | 0 | 0 | 0 | 0 | 0 | 0 | 0 | 0 | 0 | 0 | 0 | 0 | 0 | 0 | 0 | 0 | 0 | 0 | 0 | 0 | 0 | 0 | 0
F3_Commercial_Retail (WA)_New_Food Preparation_Natural Gas_Oven_E8 | F3 | Commercial | Retail (WA) | New | Food Preparation | Natural Gas | Oven | E8 | PACT BC Ratio | 0 | 0 | 0 | 0 | 0 | 0 | 0 | 0 | 0 | 0 | 0 | 0 | 0 | 0 | 0 | 0 | 0 | 0 | 0 | 0 | 0 | 0 | 0 | 0 | 0 | 0 | 0
F3_Commercial_Retail (WA)_New_Food Preparation_Natural Gas_Oven_E9 | F3 | Commercial | Retail (WA) | New | Food Preparation | Natural Gas | Oven | E9 | PACT BC Ratio | 0 | 0 | 0 | 0 | 0 | 0 | 0 | 0 | 0 | 0 | 0 | 0 | 0 | 0 | 0 | 0 | 0 | 0 | 0 | 0 | 0 | 0 | 0 | 0 | 0 | 0 | 0
F3_Commercial_Retail (WA)_New_Food Preparation_Natural Gas_Oven_E10 | F3 | Commercial | Retail (WA) | New | Food Preparation | Natural Gas | Oven | E10 | PACT BC Ratio | 0 | 0 | 0 | 0 | 0 | 0 | 0 | 0 | 0 | 0 | 0 | 0 | 0 | 0 | 0 | 0 | 0 | 0 | 0 | 0 | 0 | 0 | 0 | 0 | 0 | 0 | 0
F4_Commercial_Retail (WA)_New_Food Preparation_Natural Gas_Oven_E1 | F4 | Commercial | Retail (WA) | New | Food Preparation | Natural Gas | Oven | E1 | RVT BC Ratio | [24 empty] | 1 | 1 | 1 | bar: 2019 to 2042
F4_Commercial_Retail (WA)_New_Food Preparation_Natural Gas_Oven_E2 | F4 | Commercial | Retail (WA) | New | Food Preparation | Natural Gas | Oven | E2 | RVT BC Ratio | 286.0889 | 290.8443 | 296.6396 | 303.6835 | 312.0629 | 323.139 | 334.5009 | 345.4918 | 355.6089 | 365.3251 | 375.3057 | 384.2205 | 393.5202 | 402.1147 | 409.3536 | 415.7689 | 421.0292 | 425.9878 | 431.3075 | 436.1876 | 441.0693 | 448.8382 | 456.6816 | 464.7879 | 473.0383 | 481.4352 | 489.9813
F4_Commercial_Retail (WA)_New_Food Preparation_Natural Gas_Oven_E3 | F4 | Commercial | Retail (WA) | New | Food Preparation | Natural Gas | Oven | E3 | RVT BC Ratio | 0 | 0 | 0 | 0 | 0 | 0 | 0 | 0 | 0 | 0 | 0 | 0 | 0 | 0 | 0 | 0 | 0 | 0 | 0 | 0 | 0 | 0 | 0 | 0 | 0 | 0 | 0
F4_Commercial_Retail (WA)_New_Food Preparation_Natural Gas_Oven_E4 | F4 | Commercial | Retail (WA) | New | Food Preparation | Natural Gas | Oven | E4 | RVT BC Ratio | 0 | 0 | 0 | 0 | 0 | 0 | 0 | 0 | 0 | 0 | 0 | 0 | 0 | 0 | 0 | 0 | 0 | 0 | 0 | 0 | 0 | 0 | 0 | 0 | 0 | 0 | 0
F4_Commercial_Retail (WA)_New_Food Preparation_Natural Gas_Oven_E5 | F4 | Commercial | Retail (WA) | New | Food Preparation | Natural Gas | Oven | E5 | RVT BC Ratio | 0 | 0 | 0 | 0 | 0 | 0 | 0 | 0 | 0 | 0 | 0 | 0 | 0 | 0 | 0 | 0 | 0 | 0 | 0 | 0 | 0 | 0 | 0 | 0 | 0 | 0 | 0
F4_Commercial_Retail (WA)_New_Food Preparation_Natural Gas_Oven_E6 | F4 | Commercial | Retail (WA) | New | Food Preparation | Natural Gas | Oven | E6 | RVT BC Ratio | 0 | 0 | 0 | 0 | 0 | 0 | 0 | 0 | 0 | 0 | 0 | 0 | 0 | 0 | 0 | 0 | 0 | 0 | 0 | 0 | 0 | 0 | 0 | 0 | 0 | 0 | 0
F4_Commercial_Retail (WA)_New_Food Preparation_Natural Gas_Oven_E7 | F4 | Commercial | Retail (WA) | New | Food Preparation | Natural Gas | Oven | E7 | RVT BC Ratio | 0 | 0 | 0 | 0 | 0 | 0 | 0 | 0 | 0 | 0 | 0 | 0 | 0 | 0 | 0 | 0 | 0 | 0 | 0 | 0 | 0 | 0 | 0 | 0 | 0 | 0 | 0
F4_Commercial_Retail (WA)_New_Food Preparation_Natural Gas_Oven_E8 | F4 | Commercial | Retail (WA) | New | Food Preparation | Natural Gas | Oven | E8 | RVT BC Ratio | 0 | 0 | 0 | 0 | 0 | 0 | 0 | 0 | 0 | 0 | 0 | 0 | 0 | 0 | 0 | 0 | 0 | 0 | 0 | 0 | 0 | 0 | 0 | 0 | 0 | 0 | 0
F4_Commercial_Retail (WA)_New_Food Preparation_Natural Gas_Oven_E9 | F4 | Commercial | Retail (WA) | New | Food Preparation | Natural Gas | Oven | E9 | RVT BC Ratio | 0 | 0 | 0 | 0 | 0 | 0 | 0 | 0 | 0 | 0 | 0 | 0 | 0 | 0 | 0 | 0 | 0 | 0 | 0 | 0 | 0 | 0 | 0 | 0 | 0 | 0 | 0
F4_Commercial_Retail (WA)_New_Food Preparation_Natural Gas_Oven_E10 | F4 | Commercial | Retail (WA) | New | Food Preparation | Natural Gas | Oven | E10 | RVT BC Ratio | 0 | 0 | 0 | 0 | 0 | 0 | 0 | 0 | 0 | 0 | 0 | 0 | 0 | 0 | 0 | 0 | 0 | 0 | 0 | 0 | 0 | 0 | 0 | 0 | 0 | 0 | 0
F5_Commercial_Retail (WA)_New_Food Preparation_Natural Gas_Oven_E1 | F5 | Commercial | Retail (WA) | New | Food Preparation | Natural Gas | Oven | E1 | RIM BC Ratio | [24 empty] | 1 | 1 | 1 | bar: 2019 to 2042
F5_Commercial_Retail (WA)_New_Food Preparation_Natural Gas_Oven_E2 | F5 | Commercial | Retail (WA) | New | Food Preparation | Natural Gas | Oven | E2 | RIM BC Ratio | 0.83888 | 0.84423 | 0.85124 | 0.85858 | 0.86618 | 0.87383 | 0.88171 | 0.88993 | 0.8986 | 0.90823 | 0.90956 | 0.91161 | 0.91443 | 0.91812 | 0.92201 | 0.92613 | 0.93054 | 0.93523 | 0.94019 | 0.94548 | 0.9511 | 0.95112 | 0.95114 | 0.95116 | 0.95118 | 0.9512 | 0.95122
F5_Commercial_Retail (WA)_New_Food Preparation_Natural Gas_Oven_E3 | F5 | Commercial | Retail (WA) | New | Food Preparation | Natural Gas | Oven | E3 | RIM BC Ratio | 0 | 0 | 0 | 0 | 0 | 0 | 0 | 0 | 0 | 0 | 0 | 0 | 0 | 0 | 0 | 0 | 0 | 0 | 0 | 0 | 0 | 0 | 0 | 0 | 0 | 0 | 0
F5_Commercial_Retail (WA)_New_Food Preparation_Natural Gas_Oven_E4 | F5 | Commercial | Retail (WA) | New | Food Preparation | Natural Gas | Oven | E4 | RIM BC Ratio | 0 | 0 | 0 | 0 | 0 | 0 | 0 | 0 | 0 | 0 | 0 | 0 | 0 | 0 | 0 | 0 | 0 | 0 | 0 | 0 | 0 | 0 | 0 | 0 | 0 | 0 | 0
F5_Commercial_Retail (WA)_New_Food Preparation_Natural Gas_Oven_E5 | F5 | Commercial | Retail (WA) | New | Food Preparation | Natural Gas | Oven | E5 | RIM BC Ratio | 0 | 0 | 0 | 0 | 0 | 0 | 0 | 0 | 0 | 0 | 0 | 0 | 0 | 0 | 0 | 0 | 0 | 0 | 0 | 0 | 0 | 0 | 0 | 0 | 0 | 0 | 0
F5_Commercial_Retail (WA)_New_Food Preparation_Natural Gas_Oven_E6 | F5 | Commercial | Retail (WA) | New | Food Preparation | Natural Gas | Oven | E6 | RIM BC Ratio | 0 | 0 | 0 | 0 | 0 | 0 | 0 | 0 | 0 | 0 | 0 | 0 | 0 | 0 | 0 | 0 | 0 | 0 | 0 | 0 | 0 | 0 | 0 | 0 | 0 | 0 | 0
F5_Commercial_Retail (WA)_New_Food Preparation_Natural Gas_Oven_E7 | F5 | Commercial | Retail (WA) | New | Food Preparation | Natural Gas | Oven | E7 | RIM BC Ratio | 0 | 0 | 0 | 0 | 0 | 0 | 0 | 0 | 0 | 0 | 0 | 0 | 0 | 0 | 0 | 0 | 0 | 0 | 0 | 0 | 0 | 0 | 0 | 0 | 0 | 0 | 0
F5_Commercial_Retail (WA)_New_Food Preparation_Natural Gas_Oven_E8 | F5 | Commercial | Retail (WA) | New | Food Preparation | Natural Gas | Oven | E8 | RIM BC Ratio | 0 | 0 | 0 | 0 | 0 | 0 | 0 | 0 | 0 | 0 | 0 | 0 | 0 | 0 | 0 | 0 | 0 | 0 | 0 | 0 | 0 | 0 | 0 | 0 | 0 | 0 | 0
F5_Commercial_Retail (WA)_New_Food Preparation_Natural Gas_Oven_E9 | F5 | Commercial | Retail (WA) | New | Food Preparation | Natural Gas | Oven | E9 | RIM BC Ratio | 0 | 0 | 0 | 0 | 0 | 0 | 0 | 0 | 0 | 0 | 0 | 0 | 0 | 0 | 0 | 0 | 0 | 0 | 0 | 0 | 0 | 0 | 0 | 0 | 0 | 0 | 0
F5_Commercial_Retail (WA)_New_Food Preparation_Natural Gas_Oven_E10 | F5 | Commercial | Retail (WA) | New | Food Preparation | Natural Gas | Oven | E10 | RIM BC Ratio | 0 | 0 | 0 | 0 | 0 | 0 | 0 | 0 | 0 | 0 | 0 | 0 | 0 | 0 | 0 | 0 | 0 | 0 | 0 | 0 | 0 | 0 | 0 | 0 | 0 | 0 | 0
F0_Commercial_Retail (WA)_New_Food Preparation_Natural Gas_Conveyor Oven_E0 | F0 | Commercial | Retail (WA) | New | Food Preparation | Natural Gas | Conveyor Oven | E0 | Economic Unit | ENERGY STAR (>42% Baking Efficiency) | ENERGY STAR (>42% Baking Efficiency) | ENERGY STAR (>42% Baking Efficiency) | ENERGY STAR (>42% Baking Efficiency) | ENERGY STAR (>42% Baking Efficiency) | ENERGY STAR (>42% Baking Efficiency) | ENERGY STAR (>42% Baking Efficiency) | ENERGY STAR (>42% Baking Efficiency) | ENERGY STAR (>42% Baking Efficiency) | ENERGY STAR (>42% Baking Efficiency) | ENERGY STAR (>42% Baking Efficiency) | ENERGY STAR (>42% Baking Efficiency) | ENERGY STAR (>42% Baking Efficiency) | ENERGY STAR (>42% Baking Efficiency) | ENERGY STAR (>42% Baking Efficiency) | ENERGY STAR (>42% Baking Efficiency) | ENERGY STAR (>42% Baking Efficiency) | ENERGY STAR (>42% Baking Efficiency) | ENERGY STAR (>42% Baking Efficiency) | ENERGY STAR (>42% Baking Efficiency) | ENERGY STAR (>42% Baking Efficiency) | ENERGY STAR (>42% Baking Efficiency) | ENERGY STAR (>42% Baking Efficiency) | ENERGY STAR (>42% Baking Efficiency) | ENERGY STAR (>42% Baking Efficiency) | ENERGY STAR (>42% Baking Efficiency) | ENERGY STAR (>42% Baking Efficiency)
F1_Commercial_Retail (WA)_New_Food Preparation_Natural Gas_Conveyor Oven_E1 | F1 | Commercial | Retail (WA) | New | Food Preparation | Natural Gas | Conveyor Oven | E1 | CCE | 0 | 0 | 0 | 0 | 0 | 0 | 0 | 0 | 0 | 0 | 0 | 0 | 0 | 0 | 0 | 0 | 0 | 0 | 0 | 0 | 0 | 0 | 0 | 0 | 0 | 0 | 0
F1_Commercial_Retail (WA)_New_Food Preparation_Natural Gas_Conveyor Oven_E2 | F1 | Commercial | Retail (WA) | New | Food Preparation | Natural Gas | Conveyor Oven | E2 | CCE | 2.7101e-05 | 2.7101e-05 | 2.7101e-05 | 2.7101e-05 | 2.7101e-05 | 2.7101e-05 | 2.7101e-05 | 2.7101e-05 | 2.7101e-05 | 2.7101e-05 | 2.7101e-05 | 2.7101e-05 | 2.7101e-05 | 2.7101e-05 | 2.7101e-05 | 2.7101e-05 | 2.7101e-05 | 2.7101e-05 | 2.7101e-05 | 2.7101e-05 | 2.7101e-05 | 2.7101e-05 | 2.7101e-05 | 2.7101e-05 | 2.7101e-05 | 2.7101e-05 | 2.7101e-05
F1_Commercial_Retail (WA)_New_Food Preparation_Natural Gas_Conveyor Oven_E3 | F1 | Commercial | Retail (WA) | New | Food Preparation | Natural Gas | Conveyor Oven | E3 | CCE | 0 | 0 | 0 | 0 | 0 | 0 | 0 | 0 | 0 | 0 | 0 | 0 | 0 | 0 | 0 | 0 | 0 | 0 | 0 | 0 | 0 | 0 | 0 | 0 | 0 | 0 | 0
F1_Commercial_Retail (WA)_New_Food Preparation_Natural Gas_Conveyor Oven_E4 | F1 | Commercial | Retail (WA) | New | Food Preparation | Natural Gas | Conveyor Oven | E4 | CCE | 0 | 0 | 0 | 0 | 0 | 0 | 0 | 0 | 0 | 0 | 0 | 0 | 0 | 0 | 0 | 0 | 0 | 0 | 0 | 0 | 0 | 0 | 0 | 0 | 0 | 0 | 0
F1_Commercial_Retail (WA)_New_Food Preparation_Natural Gas_Conveyor Oven_E5 | F1 | Commercial | Retail (WA) | New | Food Preparation | Natural Gas | Conveyor Oven | E5 | CCE | 0 | 0 | 0 | 0 | 0 | 0 | 0 | 0 | 0 | 0 | 0 | 0 | 0 | 0 | 0 | 0 | 0 | 0 | 0 | 0 | 0 | 0 | 0 | 0 | 0 | 0 | 0
F1_Commercial_Retail (WA)_New_Food Preparation_Natural Gas_Conveyor Oven_E6 | F1 | Commercial | Retail (WA) | New | Food Preparation | Natural Gas | Conveyor Oven | E6 | CCE | 0 | 0 | 0 | 0 | 0 | 0 | 0 | 0 | 0 | 0 | 0 | 0 | 0 | 0 | 0 | 0 | 0 | 0 | 0 | 0 | 0 | 0 | 0 | 0 | 0 | 0 | 0
F1_Commercial_Retail (WA)_New_Food Preparation_Natural Gas_Conveyor Oven_E7 | F1 | Commercial | Retail (WA) | New | Food Preparation | Natural Gas | Conveyor Oven | E7 | CCE | 0 | 0 | 0 | 0 | 0 | 0 | 0 | 0 | 0 | 0 | 0 | 0 | 0 | 0 | 0 | 0 | 0 | 0 | 0 | 0 | 0 | 0 | 0 | 0 | 0 | 0 | 0
F1_Commercial_Retail (WA)_New_Food Preparation_Natural Gas_Conveyor Oven_E8 | F1 | Commercial | Retail (WA) | New | Food Preparation | Natural Gas | Conveyor Oven | E8 | CCE | 0 | 0 | 0 | 0 | 0 | 0 | 0 | 0 | 0 | 0 | 0 | 0 | 0 | 0 | 0 | 0 | 0 | 0 | 0 | 0 | 0 | 0 | 0 | 0 | 0 | 0 | 0
F1_Commercial_Retail (WA)_New_Food Preparation_Natural Gas_Conveyor Oven_E9 | F1 | Commercial | Retail (WA) | New | Food Preparation | Natural Gas | Conveyor Oven | E9 | CCE | 0 | 0 | 0 | 0 | 0 | 0 | 0 | 0 | 0 | 0 | 0 | 0 | 0 | 0 | 0 | 0 | 0 | 0 | 0 | 0 | 0 | 0 | 0 | 0 | 0 | 0 | 0
F1_Commercial_Retail (WA)_New_Food Preparation_Natural Gas_Conveyor Oven_E10 | F1 | Commercial | Retail (WA) | New | Food Preparation | Natural Gas | Conveyor Oven | E10 | CCE | 0 | 0 | 0 | 0 | 0 | 0 | 0 | 0 | 0 | 0 | 0 | 0 | 0 | 0 | 0 | 0 | 0 | 0 | 0 | 0 | 0 | 0 | 0 | 0 | 0 | 0 | 0
F2_Commercial_Retail (WA)_New_Food Preparation_Natural Gas_Conveyor Oven_E1 | F2 | Commercial | Retail (WA) | New | Food Preparation | Natural Gas | Conveyor Oven | E1 | TRC BC Ratio | [24 empty] | 1 | 1 | 1 | bar: 2019 to 2042
F2_Commercial_Retail (WA)_New_Food Preparation_Natural Gas_Conveyor Oven_E2 | F2 | Commercial | Retail (WA) | New | Food Preparation | Natural Gas | Conveyor Oven | E2 | TRC BC Ratio | 141.5598 | 145.3583 | 149.5331 | 154.1063 | 159.1163 | 164.9526 | 170.8722 | 176.7123 | 182.3465 | 188.0631 | 192.7793 | 197.2556 | 202.0296 | 206.7385 | 211.0478 | 215.1494 | 218.9274 | 222.6829 | 226.6513 | 230.5591 | 234.5653 | 238.7106 | 242.9065 | 247.222 | 251.6141 | 256.0842 | 260.6338
F2_Commercial_Retail (WA)_New_Food Preparation_Natural Gas_Conveyor Oven_E3 | F2 | Commercial | Retail (WA) | New | Food Preparation | Natural Gas | Conveyor Oven | E3 | TRC BC Ratio | 0 | 0 | 0 | 0 | 0 | 0 | 0 | 0 | 0 | 0 | 0 | 0 | 0 | 0 | 0 | 0 | 0 | 0 | 0 | 0 | 0 | 0 | 0 | 0 | 0 | 0 | 0
F2_Commercial_Retail (WA)_New_Food Preparation_Natural Gas_Conveyor Oven_E4 | F2 | Commercial | Retail (WA) | New | Food Preparation | Natural Gas | Conveyor Oven | E4 | TRC BC Ratio | 0 | 0 | 0 | 0 | 0 | 0 | 0 | 0 | 0 | 0 | 0 | 0 | 0 | 0 | 0 | 0 | 0 | 0 | 0 | 0 | 0 | 0 | 0 | 0 | 0 | 0 | 0
F2_Commercial_Retail (WA)_New_Food Preparation_Natural Gas_Conveyor Oven_E5 | F2 | Commercial | Retail (WA) | New | Food Preparation | Natural Gas | Conveyor Oven | E5 | TRC BC Ratio | 0 | 0 | 0 | 0 | 0 | 0 | 0 | 0 | 0 | 0 | 0 | 0 | 0 | 0 | 0 | 0 | 0 | 0 | 0 | 0 | 0 | 0 | 0 | 0 | 0 | 0 | 0
F2_Commercial_Retail (WA)_New_Food Preparation_Natural Gas_Conveyor Oven_E6 | F2 | Commercial | Retail (WA) | New | Food Preparation | Natural Gas | Conveyor Oven | E6 | TRC BC Ratio | 0 | 0 | 0 | 0 | 0 | 0 | 0 | 0 | 0 | 0 | 0 | 0 | 0 | 0 | 0 | 0 | 0 | 0 | 0 | 0 | 0 | 0 | 0 | 0 | 0 | 0 | 0
F2_Commercial_Retail (WA)_New_Food Preparation_Natural Gas_Conveyor Oven_E7 | F2 | Commercial | Retail (WA) | New | Food Preparation | Natural Gas | Conveyor Oven | E7 | TRC BC Ratio | 0 | 0 | 0 | 0 | 0 | 0 | 0 | 0 | 0 | 0 | 0 | 0 | 0 | 0 | 0 | 0 | 0 | 0 | 0 | 0 | 0 | 0 | 0 | 0 | 0 | 0 | 0
F2_Commercial_Retail (WA)_New_Food Preparation_Natural Gas_Conveyor Oven_E8 | F2 | Commercial | Retail (WA) | New | Food Preparation | Natural Gas | Conveyor Oven | E8 | TRC BC Ratio | 0 | 0 | 0 | 0 | 0 | 0 | 0 | 0 | 0 | 0 | 0 | 0 | 0 | 0 | 0 | 0 | 0 | 0 | 0 | 0 | 0 | 0 | 0 | 0 | 0 | 0 | 0
F2_Commercial_Retail (WA)_New_Food Preparation_Natural Gas_Conveyor Oven_E9 | F2 | Commercial | Retail (WA) | New | Food Preparation | Natural Gas | Conveyor Oven | E9 | TRC BC Ratio | 0 | 0 | 0 | 0 | 0 | 0 | 0 | 0 | 0 | 0 | 0 | 0 | 0 | 0 | 0 | 0 | 0 | 0 | 0 | 0 | 0 | 0 | 0 | 0 | 0 | 0 | 0
F2_Commercial_Retail (WA)_New_Food Preparation_Natural Gas_Conveyor Oven_E10 | F2 | Commercial | Retail (WA) | New | Food Preparation | Natural Gas | Conveyor Oven | E10 | TRC BC Ratio | 0 | 0 | 0 | 0 | 0 | 0 | 0 | 0 | 0 | 0 | 0 | 0 | 0 | 0 | 0 | 0 | 0 | 0 | 0 | 0 | 0 | 0 | 0 | 0 | 0 | 0 | 0
F3_Commercial_Retail (WA)_New_Food Preparation_Natural Gas_Conveyor Oven_E1 | F3 | Commercial | Retail (WA) | New | Food Preparation | Natural Gas | Conveyor Oven | E1 | PACT BC Ratio | [24 empty] | 1 | 1 | 1 | bar: 2019 to 2042
F3_Commercial_Retail (WA)_New_Food Preparation_Natural Gas_Conveyor Oven_E2 | F3 | Commercial | Retail (WA) | New | Food Preparation | Natural Gas | Conveyor Oven | E2 | PACT BC Ratio | 285.2944 | 292.9499 | 301.3635 | 310.5802 | 320.6773 | 332.4394 | 344.3695 | 356.1395 | 367.4944 | 379.0156 | 388.5204 | 397.5418 | 407.1631 | 416.6532 | 425.338 | 433.6043 | 441.2183 | 448.787 | 456.7847 | 464.6604 | 472.7343 | 481.0887 | 489.5449 | 498.2421 | 507.0939 | 516.1028 | 525.2719
F3_Commercial_Retail (WA)_New_Food Preparation_Natural Gas_Conveyor Oven_E3 | F3 | Commercial | Retail (WA) | New | Food Preparation | Natural Gas | Conveyor Oven | E3 | PACT BC Ratio | 0 | 0 | 0 | 0 | 0 | 0 | 0 | 0 | 0 | 0 | 0 | 0 | 0 | 0 | 0 | 0 | 0 | 0 | 0 | 0 | 0 | 0 | 0 | 0 | 0 | 0 | 0
F3_Commercial_Retail (WA)_New_Food Preparation_Natural Gas_Conveyor Oven_E4 | F3 | Commercial | Retail (WA) | New | Food Preparation | Natural Gas | Conveyor Oven | E4 | PACT BC Ratio | 0 | 0 | 0 | 0 | 0 | 0 | 0 | 0 | 0 | 0 | 0 | 0 | 0 | 0 | 0 | 0 | 0 | 0 | 0 | 0 | 0 | 0 | 0 | 0 | 0 | 0 | 0
F3_Commercial_Retail (WA)_New_Food Preparation_Natural Gas_Conveyor Oven_E5 | F3 | Commercial | Retail (WA) | New | Food Preparation | Natural Gas | Conveyor Oven | E5 | PACT BC Ratio | 0 | 0 | 0 | 0 | 0 | 0 | 0 | 0 | 0 | 0 | 0 | 0 | 0 | 0 | 0 | 0 | 0 | 0 | 0 | 0 | 0 | 0 | 0 | 0 | 0 | 0 | 0
F3_Commercial_Retail (WA)_New_Food Preparation_Natural Gas_Conveyor Oven_E6 | F3 | Commercial | Retail (WA) | New | Food Preparation | Natural Gas | Conveyor Oven | E6 | PACT BC Ratio | 0 | 0 | 0 | 0 | 0 | 0 | 0 | 0 | 0 | 0 | 0 | 0 | 0 | 0 | 0 | 0 | 0 | 0 | 0 | 0 | 0 | 0 | 0 | 0 | 0 | 0 | 0
F3_Commercial_Retail (WA)_New_Food Preparation_Natural Gas_Conveyor Oven_E7 | F3 | Commercial | Retail (WA) | New | Food Preparation | Natural Gas | Conveyor Oven | E7 | PACT BC Ratio | 0 | 0 | 0 | 0 | 0 | 0 | 0 | 0 | 0 | 0 | 0 | 0 | 0 | 0 | 0 | 0 | 0 | 0 | 0 | 0 | 0 | 0 | 0 | 0 | 0 | 0 | 0
F3_Commercial_Retail (WA)_New_Food Preparation_Natural Gas_Conveyor Oven_E8 | F3 | Commercial | Retail (WA) | New | Food Preparation | Natural Gas | Conveyor Oven | E8 | PACT BC Ratio | 0 | 0 | 0 | 0 | 0 | 0 | 0 | 0 | 0 | 0 | 0 | 0 | 0 | 0 | 0 | 0 | 0 | 0 | 0 | 0 | 0 | 0 | 0 | 0 | 0 | 0 | 0
F3_Commercial_Retail (WA)_New_Food Preparation_Natural Gas_Conveyor Oven_E9 | F3 | Commercial | Retail (WA) | New | Food Preparation | Natural Gas | Conveyor Oven | E9 | PACT BC Ratio | 0 | 0 | 0 | 0 | 0 | 0 | 0 | 0 | 0 | 0 | 0 | 0 | 0 | 0 | 0 | 0 | 0 | 0 | 0 | 0 | 0 | 0 | 0 | 0 | 0 | 0 | 0
F3_Commercial_Retail (WA)_New_Food Preparation_Natural Gas_Conveyor Oven_E10 | F3 | Commercial | Retail (WA) | New | Food Preparation | Natural Gas | Conveyor Oven | E10 | PACT BC Ratio | 0 | 0 | 0 | 0 | 0 | 0 | 0 | 0 | 0 | 0 | 0 | 0 | 0 | 0 | 0 | 0 | 0 | 0 | 0 | 0 | 0 | 0 | 0 | 0 | 0 | 0 | 0
F4_Commercial_Retail (WA)_New_Food Preparation_Natural Gas_Conveyor Oven_E1 | F4 | Commercial | Retail (WA) | New | Food Preparation | Natural Gas | Conveyor Oven | E1 | RVT BC Ratio | [24 empty] | 1 | 1 | 1 | bar: 2019 to 2042
F4_Commercial_Retail (WA)_New_Food Preparation_Natural Gas_Conveyor Oven_E2 | F4 | Commercial | Retail (WA) | New | Food Preparation | Natural Gas | Conveyor Oven | E2 | RVT BC Ratio | 197.319 | 201.5274 | 206.1049 | 211.0658 | 216.4443 | 222.7802 | 228.9797 | 234.8818 | 240.2914 | 245.6096 | 251.1689 | 256.3574 | 261.8808 | 267.256 | 272.0372 | 276.4729 | 280.4049 | 284.2253 | 288.2389 | 292.0787 | 295.9477 | 301.1708 | 306.4576 | 311.8951 | 317.4292 | 323.0616 | 328.794
F4_Commercial_Retail (WA)_New_Food Preparation_Natural Gas_Conveyor Oven_E3 | F4 | Commercial | Retail (WA) | New | Food Preparation | Natural Gas | Conveyor Oven | E3 | RVT BC Ratio | 0 | 0 | 0 | 0 | 0 | 0 | 0 | 0 | 0 | 0 | 0 | 0 | 0 | 0 | 0 | 0 | 0 | 0 | 0 | 0 | 0 | 0 | 0 | 0 | 0 | 0 | 0
F4_Commercial_Retail (WA)_New_Food Preparation_Natural Gas_Conveyor Oven_E4 | F4 | Commercial | Retail (WA) | New | Food Preparation | Natural Gas | Conveyor Oven | E4 | RVT BC Ratio | 0 | 0 | 0 | 0 | 0 | 0 | 0 | 0 | 0 | 0 | 0 | 0 | 0 | 0 | 0 | 0 | 0 | 0 | 0 | 0 | 0 | 0 | 0 | 0 | 0 | 0 | 0
F4_Commercial_Retail (WA)_New_Food Preparation_Natural Gas_Conveyor Oven_E5 | F4 | Commercial | Retail (WA) | New | Food Preparation | Natural Gas | Conveyor Oven | E5 | RVT BC Ratio | 0 | 0 | 0 | 0 | 0 | 0 | 0 | 0 | 0 | 0 | 0 | 0 | 0 | 0 | 0 | 0 | 0 | 0 | 0 | 0 | 0 | 0 | 0 | 0 | 0 | 0 | 0
F4_Commercial_Retail (WA)_New_Food Preparation_Natural Gas_Conveyor Oven_E6 | F4 | Commercial | Retail (WA) | New | Food Preparation | Natural Gas | Conveyor Oven | E6 | RVT BC Ratio | 0 | 0 | 0 | 0 | 0 | 0 | 0 | 0 | 0 | 0 | 0 | 0 | 0 | 0 | 0 | 0 | 0 | 0 | 0 | 0 | 0 | 0 | 0 | 0 | 0 | 0 | 0
F4_Commercial_Retail (WA)_New_Food Preparation_Natural Gas_Conveyor Oven_E7 | F4 | Commercial | Retail (WA) | New | Food Preparation | Natural Gas | Conveyor Oven | E7 | RVT BC Ratio | 0 | 0 | 0 | 0 | 0 | 0 | 0 | 0 | 0 | 0 | 0 | 0 | 0 | 0 | 0 | 0 | 0 | 0 | 0 | 0 | 0 | 0 | 0 | 0 | 0 | 0 | 0
F4_Commercial_Retail (WA)_New_Food Preparation_Natural Gas_Conveyor Oven_E8 | F4 | Commercial | Retail (WA) | New | Food Preparation | Natural Gas | Conveyor Oven | E8 | RVT BC Ratio | 0 | 0 | 0 | 0 | 0 | 0 | 0 | 0 | 0 | 0 | 0 | 0 | 0 | 0 | 0 | 0 | 0 | 0 | 0 | 0 | 0 | 0 | 0 | 0 | 0 | 0 | 0
F4_Commercial_Retail (WA)_New_Food Preparation_Natural Gas_Conveyor Oven_E9 | F4 | Commercial | Retail (WA) | New | Food Preparation | Natural Gas | Conveyor Oven | E9 | RVT BC Ratio | 0 | 0 | 0 | 0 | 0 | 0 | 0 | 0 | 0 | 0 | 0 | 0 | 0 | 0 | 0 | 0 | 0 | 0 | 0 | 0 | 0 | 0 | 0 | 0 | 0 | 0 | 0
F4_Commercial_Retail (WA)_New_Food Preparation_Natural Gas_Conveyor Oven_E10 | F4 | Commercial | Retail (WA) | New | Food Preparation | Natural Gas | Conveyor Oven | E10 | RVT BC Ratio | 0 | 0 | 0 | 0 | 0 | 0 | 0 | 0 | 0 | 0 | 0 | 0 | 0 | 0 | 0 | 0 | 0 | 0 | 0 | 0 | 0 | 0 | 0 | 0 | 0 | 0 | 0
F5_Commercial_Retail (WA)_New_Food Preparation_Natural Gas_Conveyor Oven_E1 | F5 | Commercial | Retail (WA) | New | Food Preparation | Natural Gas | Conveyor Oven | E1 | RIM BC Ratio | [24 empty] | 1 | 1 | 1 | bar: 2019 to 2042
F5_Commercial_Retail (WA)_New_Food Preparation_Natural Gas_Conveyor Oven_E2 | F5 | Commercial | Retail (WA) | New | Food Preparation | Natural Gas | Conveyor Oven | E2 | RIM BC Ratio | 0.86003 | 0.86468 | 0.86978 | 0.87533 | 0.88135 | 0.88772 | 0.8947 | 0.90205 | 0.90987 | 0.91809 | 0.9203 | 0.92263 | 0.92504 | 0.92758 | 0.93028 | 0.93316 | 0.93624 | 0.93951 | 0.94294 | 0.9466 | 0.95047 | 0.9505 | 0.95053 | 0.95056 | 0.9506 | 0.95063 | 0.95066
F5_Commercial_Retail (WA)_New_Food Preparation_Natural Gas_Conveyor Oven_E3 | F5 | Commercial | Retail (WA) | New | Food Preparation | Natural Gas | Conveyor Oven | E3 | RIM BC Ratio | 0 | 0 | 0 | 0 | 0 | 0 | 0 | 0 | 0 | 0 | 0 | 0 | 0 | 0 | 0 | 0 | 0 | 0 | 0 | 0 | 0 | 0 | 0 | 0 | 0 | 0 | 0
F5_Commercial_Retail (WA)_New_Food Preparation_Natural Gas_Conveyor Oven_E4 | F5 | Commercial | Retail (WA) | New | Food Preparation | Natural Gas | Conveyor Oven | E4 | RIM BC Ratio | 0 | 0 | 0 | 0 | 0 | 0 | 0 | 0 | 0 | 0 | 0 | 0 | 0 | 0 | 0 | 0 | 0 | 0 | 0 | 0 | 0 | 0 | 0 | 0 | 0 | 0 | 0
F5_Commercial_Retail (WA)_New_Food Preparation_Natural Gas_Conveyor Oven_E5 | F5 | Commercial | Retail (WA) | New | Food Preparation | Natural Gas | Conveyor Oven | E5 | RIM BC Ratio | 0 | 0 | 0 | 0 | 0 | 0 | 0 | 0 | 0 | 0 | 0 | 0 | 0 | 0 | 0 | 0 | 0 | 0 | 0 | 0 | 0 | 0 | 0 | 0 | 0 | 0 | 0
F5_Commercial_Retail (WA)_New_Food Preparation_Natural Gas_Conveyor Oven_E6 | F5 | Commercial | Retail (WA) | New | Food Preparation | Natural Gas | Conveyor Oven | E6 | RIM BC Ratio | 0 | 0 | 0 | 0 | 0 | 0 | 0 | 0 | 0 | 0 | 0 | 0 | 0 | 0 | 0 | 0 | 0 | 0 | 0 | 0 | 0 | 0 | 0 | 0 | 0 | 0 | 0
F5_Commercial_Retail (WA)_New_Food Preparation_Natural Gas_Conveyor Oven_E7 | F5 | Commercial | Retail (WA) | New | Food Preparation | Natural Gas | Conveyor Oven | E7 | RIM BC Ratio | 0 | 0 | 0 | 0 | 0 | 0 | 0 | 0 | 0 | 0 | 0 | 0 | 0 | 0 | 0 | 0 | 0 | 0 | 0 | 0 | 0 | 0 | 0 | 0 | 0 | 0 | 0
F5_Commercial_Retail (WA)_New_Food Preparation_Natural Gas_Conveyor Oven_E8 | F5 | Commercial | Retail (WA) | New | Food Preparation | Natural Gas | Conveyor Oven | E8 | RIM BC Ratio | 0 | 0 | 0 | 0 | 0 | 0 | 0 | 0 | 0 | 0 | 0 | 0 | 0 | 0 | 0 | 0 | 0 | 0 | 0 | 0 | 0 | 0 | 0 | 0 | 0 | 0 | 0
F5_Commercial_Retail (WA)_New_Food Preparation_Natural Gas_Conveyor Oven_E9 | F5 | Commercial | Retail (WA) | New | Food Preparation | Natural Gas | Conveyor Oven | E9 | RIM BC Ratio | 0 | 0 | 0 | 0 | 0 | 0 | 0 | 0 | 0 | 0 | 0 | 0 | 0 | 0 | 0 | 0 | 0 | 0 | 0 | 0 | 0 | 0 | 0 | 0 | 0 | 0 | 0
F5_Commercial_Retail (WA)_New_Food Preparation_Natural Gas_Conveyor Oven_E10 | F5 | Commercial | Retail (WA) | New | Food Preparation | Natural Gas | Conveyor Oven | E10 | RIM BC Ratio | 0 | 0 | 0 | 0 | 0 | 0 | 0 | 0 | 0 | 0 | 0 | 0 | 0 | 0 | 0 | 0 | 0 | 0 | 0 | 0 | 0 | 0 | 0 | 0 | 0 | 0 | 0
F0_Commercial_Retail (WA)_New_Food Preparation_Natural Gas_Double Rack Oven_E0 | F0 | Commercial | Retail (WA) | New | Food Preparation | Natural Gas | Double Rack Oven | E0 | Economic Unit | FTSC Qualified (>50% Cooking Efficiency) | FTSC Qualified (>50% Cooking Efficiency) | FTSC Qualified (>50% Cooking Efficiency) | FTSC Qualified (>50% Cooking Efficiency) | FTSC Qualified (>50% Cooking Efficiency) | FTSC Qualified (>50% Cooking Efficiency) | FTSC Qualified (>50% Cooking Efficiency) | FTSC Qualified (>50% Cooking Efficiency) | FTSC Qualified (>50% Cooking Efficiency) | FTSC Qualified (>50% Cooking Efficiency) | FTSC Qualified (>50% Cooking Efficiency) | FTSC Qualified (>50% Cooking Efficiency) | FTSC Qualified (>50% Cooking Efficiency) | FTSC Qualified (>50% Cooking Efficiency) | FTSC Qualified (>50% Cooking Efficiency) | FTSC Qualified (>50% Cooking Efficiency) | FTSC Qualified (>50% Cooking Efficiency) | FTSC Qualified (>50% Cooking Efficiency) | FTSC Qualified (>50% Cooking Efficiency) | FTSC Qualified (>50% Cooking Efficiency) | FTSC Qualified (>50% Cooking Efficiency) | FTSC Qualified (>50% Cooking Efficiency) | FTSC Qualified (>50% Cooking Efficiency) | FTSC Qualified (>50% Cooking Efficiency) | FTSC Qualified (>50% Cooking Efficiency) | FTSC Qualified (>50% Cooking Efficiency) | FTSC Qualified (>50% Cooking Efficiency)
F1_Commercial_Retail (WA)_New_Food Preparation_Natural Gas_Double Rack Oven_E1 | F1 | Commercial | Retail (WA) | New | Food Preparation | Natural Gas | Double Rack Oven | E1 | CCE | 0 | 0 | 0 | 0 | 0 | 0 | 0 | 0 | 0 | 0 | 0 | 0 | 0 | 0 | 0 | 0 | 0 | 0 | 0 | 0 | 0 | 0 | 0 | 0 | 0 | 0 | 0
F1_Commercial_Retail (WA)_New_Food Preparation_Natural Gas_Double Rack Oven_E2 | F1 | Commercial | Retail (WA) | New | Food Preparation | Natural Gas | Double Rack Oven | E2 | CCE | 5.6907e-05 | 5.6907e-05 | 5.6907e-05 | 5.6907e-05 | 5.6907e-05 | 5.6907e-05 | 5.6907e-05 | 5.6907e-05 | 5.6907e-05 | 5.6907e-05 | 5.6907e-05 | 5.6907e-05 | 5.6907e-05 | 5.6907e-05 | 5.6907e-05 | 5.6907e-05 | 5.6907e-05 | 5.6907e-05 | 5.6907e-05 | 5.6907e-05 | 5.6907e-05 | 5.6907e-05 | 5.6907e-05 | 5.6907e-05 | 5.6907e-05 | 5.6907e-05 | 5.6907e-05
F1_Commercial_Retail (WA)_New_Food Preparation_Natural Gas_Double Rack Oven_E3 | F1 | Commercial | Retail (WA) | New | Food Preparation | Natural Gas | Double Rack Oven | E3 | CCE | 0 | 0 | 0 | 0 | 0 | 0 | 0 | 0 | 0 | 0 | 0 | 0 | 0 | 0 | 0 | 0 | 0 | 0 | 0 | 0 | 0 | 0 | 0 | 0 | 0 | 0 | 0
F1_Commercial_Retail (WA)_New_Food Preparation_Natural Gas_Double Rack Oven_E4 | F1 | Commercial | Retail (WA) | New | Food Preparation | Natural Gas | Double Rack Oven | E4 | CCE | 0 | 0 | 0 | 0 | 0 | 0 | 0 | 0 | 0 | 0 | 0 | 0 | 0 | 0 | 0 | 0 | 0 | 0 | 0 | 0 | 0 | 0 | 0 | 0 | 0 | 0 | 0
F1_Commercial_Retail (WA)_New_Food Preparation_Natural Gas_Double Rack Oven_E5 | F1 | Commercial | Retail (WA) | New | Food Preparation | Natural Gas | Double Rack Oven | E5 | CCE | 0 | 0 | 0 | 0 | 0 | 0 | 0 | 0 | 0 | 0 | 0 | 0 | 0 | 0 | 0 | 0 | 0 | 0 | 0 | 0 | 0 | 0 | 0 | 0 | 0 | 0 | 0
F1_Commercial_Retail (WA)_New_Food Preparation_Natural Gas_Double Rack Oven_E6 | F1 | Commercial | Retail (WA) | New | Food Preparation | Natural Gas | Double Rack Oven | E6 | CCE | 0 | 0 | 0 | 0 | 0 | 0 | 0 | 0 | 0 | 0 | 0 | 0 | 0 | 0 | 0 | 0 | 0 | 0 | 0 | 0 | 0 | 0 | 0 | 0 | 0 | 0 | 0
F1_Commercial_Retail (WA)_New_Food Preparation_Natural Gas_Double Rack Oven_E7 | F1 | Commercial | Retail (WA) | New | Food Preparation | Natural Gas | Double Rack Oven | E7 | CCE | 0 | 0 | 0 | 0 | 0 | 0 | 0 | 0 | 0 | 0 | 0 | 0 | 0 | 0 | 0 | 0 | 0 | 0 | 0 | 0 | 0 | 0 | 0 | 0 | 0 | 0 | 0
F1_Commercial_Retail (WA)_New_Food Preparation_Natural Gas_Double Rack Oven_E8 | F1 | Commercial | Retail (WA) | New | Food Preparation | Natural Gas | Double Rack Oven | E8 | CCE | 0 | 0 | 0 | 0 | 0 | 0 | 0 | 0 | 0 | 0 | 0 | 0 | 0 | 0 | 0 | 0 | 0 | 0 | 0 | 0 | 0 | 0 | 0 | 0 | 0 | 0 | 0
F1_Commercial_Retail (WA)_New_Food Preparation_Natural Gas_Double Rack Oven_E9 | F1 | Commercial | Retail (WA) | New | Food Preparation | Natural Gas | Double Rack Oven | E9 | CCE | 0 | 0 | 0 | 0 | 0 | 0 | 0 | 0 | 0 | 0 | 0 | 0 | 0 | 0 | 0 | 0 | 0 | 0 | 0 | 0 | 0 | 0 | 0 | 0 | 0 | 0 | 0
F1_Commercial_Retail (WA)_New_Food Preparation_Natural Gas_Double Rack Oven_E10 | F1 | Commercial | Retail (WA) | New | Food Preparation | Natural Gas | Double Rack Oven | E10 | CCE | 0 | 0 | 0 | 0 | 0 | 0 | 0 | 0 | 0 | 0 | 0 | 0 | 0 | 0 | 0 | 0 | 0 | 0 | 0 | 0 | 0 | 0 | 0 | 0 | 0 | 0 | 0
F2_Commercial_Retail (WA)_New_Food Preparation_Natural Gas_Double Rack Oven_E1 | F2 | Commercial | Retail (WA) | New | Food Preparation | Natural Gas | Double Rack Oven | E1 | TRC BC Ratio | [24 empty] | 1 | 1 | 1 | bar: 2019 to 2042
F2_Commercial_Retail (WA)_New_Food Preparation_Natural Gas_Double Rack Oven_E2 | F2 | Commercial | Retail (WA) | New | Food Preparation | Natural Gas | Double Rack Oven | E2 | TRC BC Ratio | 62.5406 | 64.1168 | 65.9841 | 68.1241 | 70.5441 | 73.4885 | 76.5191 | 79.5204 | 82.4098 | 85.3394 | 87.6704 | 89.8541 | 92.2005 | 94.4973 | 96.5509 | 98.4727 | 100.1961 | 101.8977 | 103.7151 | 105.4881 | 107.3094 | 109.2031 | 111.1168 | 113.0908 | 115.1 | 117.1449 | 119.226
F2_Commercial_Retail (WA)_New_Food Preparation_Natural Gas_Double Rack Oven_E3 | F2 | Commercial | Retail (WA) | New | Food Preparation | Natural Gas | Double Rack Oven | E3 | TRC BC Ratio | 0 | 0 | 0 | 0 | 0 | 0 | 0 | 0 | 0 | 0 | 0 | 0 | 0 | 0 | 0 | 0 | 0 | 0 | 0 | 0 | 0 | 0 | 0 | 0 | 0 | 0 | 0
F2_Commercial_Retail (WA)_New_Food Preparation_Natural Gas_Double Rack Oven_E4 | F2 | Commercial | Retail (WA) | New | Food Preparation | Natural Gas | Double Rack Oven | E4 | TRC BC Ratio | 0 | 0 | 0 | 0 | 0 | 0 | 0 | 0 | 0 | 0 | 0 | 0 | 0 | 0 | 0 | 0 | 0 | 0 | 0 | 0 | 0 | 0 | 0 | 0 | 0 | 0 | 0
F2_Commercial_Retail (WA)_New_Food Preparation_Natural Gas_Double Rack Oven_E5 | F2 | Commercial | Retail (WA) | New | Food Preparation | Natural Gas | Double Rack Oven | E5 | TRC BC Ratio | 0 | 0 | 0 | 0 | 0 | 0 | 0 | 0 | 0 | 0 | 0 | 0 | 0 | 0 | 0 | 0 | 0 | 0 | 0 | 0 | 0 | 0 | 0 | 0 | 0 | 0 | 0
F2_Commercial_Retail (WA)_New_Food Preparation_Natural Gas_Double Rack Oven_E6 | F2 | Commercial | Retail (WA) | New | Food Preparation | Natural Gas | Double Rack Oven | E6 | TRC BC Ratio | 0 | 0 | 0 | 0 | 0 | 0 | 0 | 0 | 0 | 0 | 0 | 0 | 0 | 0 | 0 | 0 | 0 | 0 | 0 | 0 | 0 | 0 | 0 | 0 | 0 | 0 | 0
F2_Commercial_Retail (WA)_New_Food Preparation_Natural Gas_Double Rack Oven_E7 | F2 | Commercial | Retail (WA) | New | Food Preparation | Natural Gas | Double Rack Oven | E7 | TRC BC Ratio | 0 | 0 | 0 | 0 | 0 | 0 | 0 | 0 | 0 | 0 | 0 | 0 | 0 | 0 | 0 | 0 | 0 | 0 | 0 | 0 | 0 | 0 | 0 | 0 | 0 | 0 | 0
F2_Commercial_Retail (WA)_New_Food Preparation_Natural Gas_Double Rack Oven_E8 | F2 | Commercial | Retail (WA) | New | Food Preparation | Natural Gas | Double Rack Oven | E8 | TRC BC Ratio | 0 | 0 | 0 | 0 | 0 | 0 | 0 | 0 | 0 | 0 | 0 | 0 | 0 | 0 | 0 | 0 | 0 | 0 | 0 | 0 | 0 | 0 | 0 | 0 | 0 | 0 | 0
F2_Commercial_Retail (WA)_New_Food Preparation_Natural Gas_Double Rack Oven_E9 | F2 | Commercial | Retail (WA) | New | Food Preparation | Natural Gas | Double Rack Oven | E9 | TRC BC Ratio | 0 | 0 | 0 | 0 | 0 | 0 | 0 | 0 | 0 | 0 | 0 | 0 | 0 | 0 | 0 | 0 | 0 | 0 | 0 | 0 | 0 | 0 | 0 | 0 | 0 | 0 | 0
F2_Commercial_Retail (WA)_New_Food Preparation_Natural Gas_Double Rack Oven_E10 | F2 | Commercial | Retail (WA) | New | Food Preparation | Natural Gas | Double Rack Oven | E10 | TRC BC Ratio | 0 | 0 | 0 | 0 | 0 | 0 | 0 | 0 | 0 | 0 | 0 | 0 | 0 | 0 | 0 | 0 | 0 | 0 | 0 | 0 | 0 | 0 | 0 | 0 | 0 | 0 | 0
F3_Commercial_Retail (WA)_New_Food Preparation_Natural Gas_Double Rack Oven_E1 | F3 | Commercial | Retail (WA) | New | Food Preparation | Natural Gas | Double Rack Oven | E1 | PACT BC Ratio | [24 empty] | 1 | 1 | 1 | bar: 2019 to 2042
F3_Commercial_Retail (WA)_New_Food Preparation_Natural Gas_Double Rack Oven_E2 | F3 | Commercial | Retail (WA) | New | Food Preparation | Natural Gas | Double Rack Oven | E2 | PACT BC Ratio | 126.0421 | 129.2186 | 132.982 | 137.2948 | 142.1719 | 148.106 | 154.2138 | 160.2626 | 166.0857 | 171.9898 | 176.6877 | 181.0888 | 185.8175 | 190.4464 | 194.5852 | 198.4583 | 201.9316 | 205.3609 | 209.0237 | 212.5968 | 216.2676 | 220.0839 | 223.9407 | 227.9192 | 231.9684 | 236.0895 | 240.2838
F3_Commercial_Retail (WA)_New_Food Preparation_Natural Gas_Double Rack Oven_E3 | F3 | Commercial | Retail (WA) | New | Food Preparation | Natural Gas | Double Rack Oven | E3 | PACT BC Ratio | 0 | 0 | 0 | 0 | 0 | 0 | 0 | 0 | 0 | 0 | 0 | 0 | 0 | 0 | 0 | 0 | 0 | 0 | 0 | 0 | 0 | 0 | 0 | 0 | 0 | 0 | 0
F3_Commercial_Retail (WA)_New_Food Preparation_Natural Gas_Double Rack Oven_E4 | F3 | Commercial | Retail (WA) | New | Food Preparation | Natural Gas | Double Rack Oven | E4 | PACT BC Ratio | 0 | 0 | 0 | 0 | 0 | 0 | 0 | 0 | 0 | 0 | 0 | 0 | 0 | 0 | 0 | 0 | 0 | 0 | 0 | 0 | 0 | 0 | 0 | 0 | 0 | 0 | 0
F3_Commercial_Retail (WA)_New_Food Preparation_Natural Gas_Double Rack Oven_E5 | F3 | Commercial | Retail (WA) | New | Food Preparation | Natural Gas | Double Rack Oven | E5 | PACT BC Ratio | 0 | 0 | 0 | 0 | 0 | 0 | 0 | 0 | 0 | 0 | 0 | 0 | 0 | 0 | 0 | 0 | 0 | 0 | 0 | 0 | 0 | 0 | 0 | 0 | 0 | 0 | 0
F3_Commercial_Retail (WA)_New_Food Preparation_Natural Gas_Double Rack Oven_E6 | F3 | Commercial | Retail (WA) | New | Food Preparation | Natural Gas | Double Rack Oven | E6 | PACT BC Ratio | 0 | 0 | 0 | 0 | 0 | 0 | 0 | 0 | 0 | 0 | 0 | 0 | 0 | 0 | 0 | 0 | 0 | 0 | 0 | 0 | 0 | 0 | 0 | 0 | 0 | 0 | 0
F3_Commercial_Retail (WA)_New_Food Preparation_Natural Gas_Double Rack Oven_E7 | F3 | Commercial | Retail (WA) | New | Food Preparation | Natural Gas | Double Rack Oven | E7 | PACT BC Ratio | 0 | 0 | 0 | 0 | 0 | 0 | 0 | 0 | 0 | 0 | 0 | 0 | 0 | 0 | 0 | 0 | 0 | 0 | 0 | 0 | 0 | 0 | 0 | 0 | 0 | 0 | 0
F3_Commercial_Retail (WA)_New_Food Preparation_Natural Gas_Double Rack Oven_E8 | F3 | Commercial | Retail (WA) | New | Food Preparation | Natural Gas | Double Rack Oven | E8 | PACT BC Ratio | 0 | 0 | 0 | 0 | 0 | 0 | 0 | 0 | 0 | 0 | 0 | 0 | 0 | 0 | 0 | 0 | 0 | 0 | 0 | 0 | 0 | 0 | 0 | 0 | 0 | 0 | 0
F3_Commercial_Retail (WA)_New_Food Preparation_Natural Gas_Double Rack Oven_E9 | F3 | Commercial | Retail (WA) | New | Food Preparation | Natural Gas | Double Rack Oven | E9 | PACT BC Ratio | 0 | 0 | 0 | 0 | 0 | 0 | 0 | 0 | 0 | 0 | 0 | 0 | 0 | 0 | 0 | 0 | 0 | 0 | 0 | 0 | 0 | 0 | 0 | 0 | 0 | 0 | 0
F3_Commercial_Retail (WA)_New_Food Preparation_Natural Gas_Double Rack Oven_E10 | F3 | Commercial | Retail (WA) | New | Food Preparation | Natural Gas | Double Rack Oven | E10 | PACT BC Ratio | 0 | 0 | 0 | 0 | 0 | 0 | 0 | 0 | 0 | 0 | 0 | 0 | 0 | 0 | 0 | 0 | 0 | 0 | 0 | 0 | 0 | 0 | 0 | 0 | 0 | 0 | 0
F4_Commercial_Retail (WA)_New_Food Preparation_Natural Gas_Double Rack Oven_E1 | F4 | Commercial | Retail (WA) | New | Food Preparation | Natural Gas | Double Rack Oven | E1 | RVT BC Ratio | [24 empty] | 1 | 1 | 1 | bar: 2019 to 2042
F4_Commercial_Retail (WA)_New_Food Preparation_Natural Gas_Double Rack Oven_E2 | F4 | Commercial | Retail (WA) | New | Food Preparation | Natural Gas | Double Rack Oven | E2 | RVT BC Ratio | 88.7876 | 90.4574 | 92.4174 | 94.7023 | 97.3196 | 100.5865 | 103.8625 | 106.9729 | 109.7886 | 112.5179 | 115.3461 | 117.9164 | 120.6294 | 123.1963 | 125.4037 | 127.3958 | 129.0818 | 130.6914 | 132.4031 | 134.0015 | 135.6053 | 137.9913 | 140.4025 | 142.8899 | 145.4214 | 147.998 | 150.6202
F4_Commercial_Retail (WA)_New_Food Preparation_Natural Gas_Double Rack Oven_E3 | F4 | Commercial | Retail (WA) | New | Food Preparation | Natural Gas | Double Rack Oven | E3 | RVT BC Ratio | 0 | 0 | 0 | 0 | 0 | 0 | 0 | 0 | 0 | 0 | 0 | 0 | 0 | 0 | 0 | 0 | 0 | 0 | 0 | 0 | 0 | 0 | 0 | 0 | 0 | 0 | 0
F4_Commercial_Retail (WA)_New_Food Preparation_Natural Gas_Double Rack Oven_E4 | F4 | Commercial | Retail (WA) | New | Food Preparation | Natural Gas | Double Rack Oven | E4 | RVT BC Ratio | 0 | 0 | 0 | 0 | 0 | 0 | 0 | 0 | 0 | 0 | 0 | 0 | 0 | 0 | 0 | 0 | 0 | 0 | 0 | 0 | 0 | 0 | 0 | 0 | 0 | 0 | 0
F4_Commercial_Retail (WA)_New_Food Preparation_Natural Gas_Double Rack Oven_E5 | F4 | Commercial | Retail (WA) | New | Food Preparation | Natural Gas | Double Rack Oven | E5 | RVT BC Ratio | 0 | 0 | 0 | 0 | 0 | 0 | 0 | 0 | 0 | 0 | 0 | 0 | 0 | 0 | 0 | 0 | 0 | 0 | 0 | 0 | 0 | 0 | 0 | 0 | 0 | 0 | 0
F4_Commercial_Retail (WA)_New_Food Preparation_Natural Gas_Double Rack Oven_E6 | F4 | Commercial | Retail (WA) | New | Food Preparation | Natural Gas | Double Rack Oven | E6 | RVT BC Ratio | 0 | 0 | 0 | 0 | 0 | 0 | 0 | 0 | 0 | 0 | 0 | 0 | 0 | 0 | 0 | 0 | 0 | 0 | 0 | 0 | 0 | 0 | 0 | 0 | 0 | 0 | 0
F4_Commercial_Retail (WA)_New_Food Preparation_Natural Gas_Double Rack Oven_E7 | F4 | Commercial | Retail (WA) | New | Food Preparation | Natural Gas | Double Rack Oven | E7 | RVT BC Ratio | 0 | 0 | 0 | 0 | 0 | 0 | 0 | 0 | 0 | 0 | 0 | 0 | 0 | 0 | 0 | 0 | 0 | 0 | 0 | 0 | 0 | 0 | 0 | 0 | 0 | 0 | 0
F4_Commercial_Retail (WA)_New_Food Preparation_Natural Gas_Double Rack Oven_E8 | F4 | Commercial | Retail (WA) | New | Food Preparation | Natural Gas | Double Rack Oven | E8 | RVT BC Ratio | 0 | 0 | 0 | 0 | 0 | 0 | 0 | 0 | 0 | 0 | 0 | 0 | 0 | 0 | 0 | 0 | 0 | 0 | 0 | 0 | 0 | 0 | 0 | 0 | 0 | 0 | 0
F4_Commercial_Retail (WA)_New_Food Preparation_Natural Gas_Double Rack Oven_E9 | F4 | Commercial | Retail (WA) | New | Food Preparation | Natural Gas | Double Rack Oven | E9 | RVT BC Ratio | 0 | 0 | 0 | 0 | 0 | 0 | 0 | 0 | 0 | 0 | 0 | 0 | 0 | 0 | 0 | 0 | 0 | 0 | 0 | 0 | 0 | 0 | 0 | 0 | 0 | 0 | 0
F4_Commercial_Retail (WA)_New_Food Preparation_Natural Gas_Double Rack Oven_E10 | F4 | Commercial | Retail (WA) | New | Food Preparation | Natural Gas | Double Rack Oven | E10 | RVT BC Ratio | 0 | 0 | 0 | 0 | 0 | 0 | 0 | 0 | 0 | 0 | 0 | 0 | 0 | 0 | 0 | 0 | 0 | 0 | 0 | 0 | 0 | 0 | 0 | 0 | 0 | 0 | 0
F5_Commercial_Retail (WA)_New_Food Preparation_Natural Gas_Double Rack Oven_E1 | F5 | Commercial | Retail (WA) | New | Food Preparation | Natural Gas | Double Rack Oven | E1 | RIM BC Ratio | [24 empty] | 1 | 1 | 1 | bar: 2019 to 2042
F5_Commercial_Retail (WA)_New_Food Preparation_Natural Gas_Double Rack Oven_E2 | F5 | Commercial | Retail (WA) | New | Food Preparation | Natural Gas | Double Rack Oven | E2 | RIM BC Ratio | 0.84336 | 0.84869 | 0.85493 | 0.8614 | 0.86806 | 0.87498 | 0.88238 | 0.89038 | 0.89911 | 0.90853 | 0.9105 | 0.91287 | 0.91568 | 0.91896 | 0.92243 | 0.92611 | 0.93003 | 0.93419 | 0.93858 | 0.94325 | 0.94821 | 0.94828 | 0.94835 | 0.94842 | 0.94849 | 0.94855 | 0.94862
F5_Commercial_Retail (WA)_New_Food Preparation_Natural Gas_Double Rack Oven_E3 | F5 | Commercial | Retail (WA) | New | Food Preparation | Natural Gas | Double Rack Oven | E3 | RIM BC Ratio | 0 | 0 | 0 | 0 | 0 | 0 | 0 | 0 | 0 | 0 | 0 | 0 | 0 | 0 | 0 | 0 | 0 | 0 | 0 | 0 | 0 | 0 | 0 | 0 | 0 | 0 | 0
F5_Commercial_Retail (WA)_New_Food Preparation_Natural Gas_Double Rack Oven_E4 | F5 | Commercial | Retail (WA) | New | Food Preparation | Natural Gas | Double Rack Oven | E4 | RIM BC Ratio | 0 | 0 | 0 | 0 | 0 | 0 | 0 | 0 | 0 | 0 | 0 | 0 | 0 | 0 | 0 | 0 | 0 | 0 | 0 | 0 | 0 | 0 | 0 | 0 | 0 | 0 | 0
F5_Commercial_Retail (WA)_New_Food Preparation_Natural Gas_Double Rack Oven_E5 | F5 | Commercial | Retail (WA) | New | Food Preparation | Natural Gas | Double Rack Oven | E5 | RIM BC Ratio | 0 | 0 | 0 | 0 | 0 | 0 | 0 | 0 | 0 | 0 | 0 | 0 | 0 | 0 | 0 | 0 | 0 | 0 | 0 | 0 | 0 | 0 | 0 | 0 | 0 | 0 | 0
F5_Commercial_Retail (WA)_New_Food Preparation_Natural Gas_Double Rack Oven_E6 | F5 | Commercial | Retail (WA) | New | Food Preparation | Natural Gas | Double Rack Oven | E6 | RIM BC Ratio | 0 | 0 | 0 | 0 | 0 | 0 | 0 | 0 | 0 | 0 | 0 | 0 | 0 | 0 | 0 | 0 | 0 | 0 | 0 | 0 | 0 | 0 | 0 | 0 | 0 | 0 | 0
F5_Commercial_Retail (WA)_New_Food Preparation_Natural Gas_Double Rack Oven_E7 | F5 | Commercial | Retail (WA) | New | Food Preparation | Natural Gas | Double Rack Oven | E7 | RIM BC Ratio | 0 | 0 | 0 | 0 | 0 | 0 | 0 | 0 | 0 | 0 | 0 | 0 | 0 | 0 | 0 | 0 | 0 | 0 | 0 | 0 | 0 | 0 | 0 | 0 | 0 | 0 | 0
F5_Commercial_Retail (WA)_New_Food Preparation_Natural Gas_Double Rack Oven_E8 | F5 | Commercial | Retail (WA) | New | Food Preparation | Natural Gas | Double Rack Oven | E8 | RIM BC Ratio | 0 | 0 | 0 | 0 | 0 | 0 | 0 | 0 | 0 | 0 | 0 | 0 | 0 | 0 | 0 | 0 | 0 | 0 | 0 | 0 | 0 | 0 | 0 | 0 | 0 | 0 | 0
F5_Commercial_Retail (WA)_New_Food Preparation_Natural Gas_Double Rack Oven_E9 | F5 | Commercial | Retail (WA) | New | Food Preparation | Natural Gas | Double Rack Oven | E9 | RIM BC Ratio | 0 | 0 | 0 | 0 | 0 | 0 | 0 | 0 | 0 | 0 | 0 | 0 | 0 | 0 | 0 | 0 | 0 | 0 | 0 | 0 | 0 | 0 | 0 | 0 | 0 | 0 | 0
F5_Commercial_Retail (WA)_New_Food Preparation_Natural Gas_Double Rack Oven_E10 | F5 | Commercial | Retail (WA) | New | Food Preparation | Natural Gas | Double Rack Oven | E10 | RIM BC Ratio | 0 | 0 | 0 | 0 | 0 | 0 | 0 | 0 | 0 | 0 | 0 | 0 | 0 | 0 | 0 | 0 | 0 | 0 | 0 | 0 | 0 | 0 | 0 | 0 | 0 | 0 | 0
F0_Commercial_Retail (WA)_New_Food Preparation_Natural Gas_Fryer_E0 | F0 | Commercial | Retail (WA) | New | Food Preparation | Natural Gas | Fryer | E0 | Economic Unit | ENERGY STAR | ENERGY STAR | ENERGY STAR | ENERGY STAR | ENERGY STAR | ENERGY STAR | ENERGY STAR | ENERGY STAR | ENERGY STAR | ENERGY STAR | ENERGY STAR | ENERGY STAR | ENERGY STAR | ENERGY STAR | ENERGY STAR | ENERGY STAR | ENERGY STAR | ENERGY STAR | ENERGY STAR | ENERGY STAR | ENERGY STAR | ENERGY STAR | ENERGY STAR | ENERGY STAR | ENERGY STAR | ENERGY STAR | ENERGY STAR
F1_Commercial_Retail (WA)_New_Food Preparation_Natural Gas_Fryer_E1 | F1 | Commercial | Retail (WA) | New | Food Preparation | Natural Gas | Fryer | E1 | CCE | 0 | 0 | 0 | 0 | 0 | 0 | 0 | 0 | 0 | 0 | 0 | 0 | 0 | 0 | 0 | 0 | 0 | 0 | 0 | 0 | 0 | 0 | 0 | 0 | 0 | 0 | 0
F1_Commercial_Retail (WA)_New_Food Preparation_Natural Gas_Fryer_E2 | F1 | Commercial | Retail (WA) | New | Food Preparation | Natural Gas | Fryer | E2 | CCE | 0.00011477 | 0.00011477 | 0.00011477 | 0.00011477 | 0.00011477 | 0.00011477 | 0.00011477 | 0.00011477 | 0.00011477 | 0.00011477 | 0.00011477 | 0.00011477 | 0.00011477 | 0.00011477 | 0.00011477 | 0.00011477 | 0.00011477 | 0.00011477 | 0.00011477 | 0.00011477 | 0.00011477 | 0.00011477 | 0.00011477 | 0.00011477 | 0.00011477 | 0.00011477 | 0.00011477
F1_Commercial_Retail (WA)_New_Food Preparation_Natural Gas_Fryer_E3 | F1 | Commercial | Retail (WA) | New | Food Preparation | Natural Gas | Fryer | E3 | CCE | 0 | 0 | 0 | 0 | 0 | 0 | 0 | 0 | 0 | 0 | 0 | 0 | 0 | 0 | 0 | 0 | 0 | 0 | 0 | 0 | 0 | 0 | 0 | 0 | 0 | 0 | 0
F1_Commercial_Retail (WA)_New_Food Preparation_Natural Gas_Fryer_E4 | F1 | Commercial | Retail (WA) | New | Food Preparation | Natural Gas | Fryer | E4 | CCE | 0 | 0 | 0 | 0 | 0 | 0 | 0 | 0 | 0 | 0 | 0 | 0 | 0 | 0 | 0 | 0 | 0 | 0 | 0 | 0 | 0 | 0 | 0 | 0 | 0 | 0 | 0
F1_Commercial_Retail (WA)_New_Food Preparation_Natural Gas_Fryer_E5 | F1 | Commercial | Retail (WA) | New | Food Preparation | Natural Gas | Fryer | E5 | CCE | 0 | 0 | 0 | 0 | 0 | 0 | 0 | 0 | 0 | 0 | 0 | 0 | 0 | 0 | 0 | 0 | 0 | 0 | 0 | 0 | 0 | 0 | 0 | 0 | 0 | 0 | 0
F1_Commercial_Retail (WA)_New_Food Preparation_Natural Gas_Fryer_E6 | F1 | Commercial | Retail (WA) | New | Food Preparation | Natural Gas | Fryer | E6 | CCE | 0 | 0 | 0 | 0 | 0 | 0 | 0 | 0 | 0 | 0 | 0 | 0 | 0 | 0 | 0 | 0 | 0 | 0 | 0 | 0 | 0 | 0 | 0 | 0 | 0 | 0 | 0
F1_Commercial_Retail (WA)_New_Food Preparation_Natural Gas_Fryer_E7 | F1 | Commercial | Retail (WA) | New | Food Preparation | Natural Gas | Fryer | E7 | CCE | 0 | 0 | 0 | 0 | 0 | 0 | 0 | 0 | 0 | 0 | 0 | 0 | 0 | 0 | 0 | 0 | 0 | 0 | 0 | 0 | 0 | 0 | 0 | 0 | 0 | 0 | 0
F1_Commercial_Retail (WA)_New_Food Preparation_Natural Gas_Fryer_E8 | F1 | Commercial | Retail (WA) | New | Food Preparation | Natural Gas | Fryer | E8 | CCE | 0 | 0 | 0 | 0 | 0 | 0 | 0 | 0 | 0 | 0 | 0 | 0 | 0 | 0 | 0 | 0 | 0 | 0 | 0 | 0 | 0 | 0 | 0 | 0 | 0 | 0 | 0
F1_Commercial_Retail (WA)_New_Food Preparation_Natural Gas_Fryer_E9 | F1 | Commercial | Retail (WA) | New | Food Preparation | Natural Gas | Fryer | E9 | CCE | 0 | 0 | 0 | 0 | 0 | 0 | 0 | 0 | 0 | 0 | 0 | 0 | 0 | 0 | 0 | 0 | 0 | 0 | 0 | 0 | 0 | 0 | 0 | 0 | 0 | 0 | 0
F1_Commercial_Retail (WA)_New_Food Preparation_Natural Gas_Fryer_E10 | F1 | Commercial | Retail (WA) | New | Food Preparation | Natural Gas | Fryer | E10 | CCE | 0 | 0 | 0 | 0 | 0 | 0 | 0 | 0 | 0 | 0 | 0 | 0 | 0 | 0 | 0 | 0 | 0 | 0 | 0 | 0 | 0 | 0 | 0 | 0 | 0 | 0 | 0
F2_Commercial_Retail (WA)_New_Food Preparation_Natural Gas_Fryer_E1 | F2 | Commercial | Retail (WA) | New | Food Preparation | Natural Gas | Fryer | E1 | TRC BC Ratio | [24 empty] | 1 | 1 | 1 | bar: 2019 to 2042
F2_Commercial_Retail (WA)_New_Food Preparation_Natural Gas_Fryer_E2 | F2 | Commercial | Retail (WA) | New | Food Preparation | Natural Gas | Fryer | E2 | TRC BC Ratio | 32.3037 | 33.1522 | 34.1046 | 35.1713 | 36.3592 | 37.7644 | 39.1955 | 40.6053 | 41.9612 | 43.3371 | 44.457 | 45.5138 | 46.6445 | 47.7567 | 48.7663 | 49.7219 | 50.594 | 51.4589 | 52.3762 | 53.2766 | 54.2004 | 55.1577 | 56.1263 | 57.1234 | 58.1382 | 59.1711 | 60.2224
F2_Commercial_Retail (WA)_New_Food Preparation_Natural Gas_Fryer_E3 | F2 | Commercial | Retail (WA) | New | Food Preparation | Natural Gas | Fryer | E3 | TRC BC Ratio | 0 | 0 | 0 | 0 | 0 | 0 | 0 | 0 | 0 | 0 | 0 | 0 | 0 | 0 | 0 | 0 | 0 | 0 | 0 | 0 | 0 | 0 | 0 | 0 | 0 | 0 | 0
F2_Commercial_Retail (WA)_New_Food Preparation_Natural Gas_Fryer_E4 | F2 | Commercial | Retail (WA) | New | Food Preparation | Natural Gas | Fryer | E4 | TRC BC Ratio | 0 | 0 | 0 | 0 | 0 | 0 | 0 | 0 | 0 | 0 | 0 | 0 | 0 | 0 | 0 | 0 | 0 | 0 | 0 | 0 | 0 | 0 | 0 | 0 | 0 | 0 | 0
F2_Commercial_Retail (WA)_New_Food Preparation_Natural Gas_Fryer_E5 | F2 | Commercial | Retail (WA) | New | Food Preparation | Natural Gas | Fryer | E5 | TRC BC Ratio | 0 | 0 | 0 | 0 | 0 | 0 | 0 | 0 | 0 | 0 | 0 | 0 | 0 | 0 | 0 | 0 | 0 | 0 | 0 | 0 | 0 | 0 | 0 | 0 | 0 | 0 | 0
F2_Commercial_Retail (WA)_New_Food Preparation_Natural Gas_Fryer_E6 | F2 | Commercial | Retail (WA) | New | Food Preparation | Natural Gas | Fryer | E6 | TRC BC Ratio | 0 | 0 | 0 | 0 | 0 | 0 | 0 | 0 | 0 | 0 | 0 | 0 | 0 | 0 | 0 | 0 | 0 | 0 | 0 | 0 | 0 | 0 | 0 | 0 | 0 | 0 | 0
F2_Commercial_Retail (WA)_New_Food Preparation_Natural Gas_Fryer_E7 | F2 | Commercial | Retail (WA) | New | Food Preparation | Natural Gas | Fryer | E7 | TRC BC Ratio | 0 | 0 | 0 | 0 | 0 | 0 | 0 | 0 | 0 | 0 | 0 | 0 | 0 | 0 | 0 | 0 | 0 | 0 | 0 | 0 | 0 | 0 | 0 | 0 | 0 | 0 | 0
F2_Commercial_Retail (WA)_New_Food Preparation_Natural Gas_Fryer_E8 | F2 | Commercial | Retail (WA) | New | Food Preparation | Natural Gas | Fryer | E8 | TRC BC Ratio | 0 | 0 | 0 | 0 | 0 | 0 | 0 | 0 | 0 | 0 | 0 | 0 | 0 | 0 | 0 | 0 | 0 | 0 | 0 | 0 | 0 | 0 | 0 | 0 | 0 | 0 | 0
F2_Commercial_Retail (WA)_New_Food Preparation_Natural Gas_Fryer_E9 | F2 | Commercial | Retail (WA) | New | Food Preparation | Natural Gas | Fryer | E9 | TRC BC Ratio | 0 | 0 | 0 | 0 | 0 | 0 | 0 | 0 | 0 | 0 | 0 | 0 | 0 | 0 | 0 | 0 | 0 | 0 | 0 | 0 | 0 | 0 | 0 | 0 | 0 | 0 | 0
F2_Commercial_Retail (WA)_New_Food Preparation_Natural Gas_Fryer_E10 | F2 | Commercial | Retail (WA) | New | Food Preparation | Natural Gas | Fryer | E10 | TRC BC Ratio | 0 | 0 | 0 | 0 | 0 | 0 | 0 | 0 | 0 | 0 | 0 | 0 | 0 | 0 | 0 | 0 | 0 | 0 | 0 | 0 | 0 | 0 | 0 | 0 | 0 | 0 | 0
F3_Commercial_Retail (WA)_New_Food Preparation_Natural Gas_Fryer_E1 | F3 | Commercial | Retail (WA) | New | Food Preparation | Natural Gas | Fryer | E1 | PACT BC Ratio | [24 empty] | 1 | 1 | 1 | bar: 2019 to 2042
F3_Commercial_Retail (WA)_New_Food Preparation_Natural Gas_Fryer_E2 | F3 | Commercial | Retail (WA) | New | Food Preparation | Natural Gas | Fryer | E2 | PACT BC Ratio | 65.1037 | 66.8137 | 68.7331 | 70.8829 | 73.277 | 76.109 | 78.9931 | 81.8345 | 84.5671 | 87.3399 | 89.597 | 91.7269 | 94.0056 | 96.2471 | 98.2818 | 100.2076 | 101.9653 | 103.7084 | 105.5571 | 107.3718 | 109.2334 | 111.1629 | 113.1148 | 115.1244 | 117.1697 | 119.2513 | 121.3699
F3_Commercial_Retail (WA)_New_Food Preparation_Natural Gas_Fryer_E3 | F3 | Commercial | Retail (WA) | New | Food Preparation | Natural Gas | Fryer | E3 | PACT BC Ratio | 0 | 0 | 0 | 0 | 0 | 0 | 0 | 0 | 0 | 0 | 0 | 0 | 0 | 0 | 0 | 0 | 0 | 0 | 0 | 0 | 0 | 0 | 0 | 0 | 0 | 0 | 0
F3_Commercial_Retail (WA)_New_Food Preparation_Natural Gas_Fryer_E4 | F3 | Commercial | Retail (WA) | New | Food Preparation | Natural Gas | Fryer | E4 | PACT BC Ratio | 0 | 0 | 0 | 0 | 0 | 0 | 0 | 0 | 0 | 0 | 0 | 0 | 0 | 0 | 0 | 0 | 0 | 0 | 0 | 0 | 0 | 0 | 0 | 0 | 0 | 0 | 0
F3_Commercial_Retail (WA)_New_Food Preparation_Natural Gas_Fryer_E5 | F3 | Commercial | Retail (WA) | New | Food Preparation | Natural Gas | Fryer | E5 | PACT BC Ratio | 0 | 0 | 0 | 0 | 0 | 0 | 0 | 0 | 0 | 0 | 0 | 0 | 0 | 0 | 0 | 0 | 0 | 0 | 0 | 0 | 0 | 0 | 0 | 0 | 0 | 0 | 0
F3_Commercial_Retail (WA)_New_Food Preparation_Natural Gas_Fryer_E6 | F3 | Commercial | Retail (WA) | New | Food Preparation | Natural Gas | Fryer | E6 | PACT BC Ratio | 0 | 0 | 0 | 0 | 0 | 0 | 0 | 0 | 0 | 0 | 0 | 0 | 0 | 0 | 0 | 0 | 0 | 0 | 0 | 0 | 0 | 0 | 0 | 0 | 0 | 0 | 0
F3_Commercial_Retail (WA)_New_Food Preparation_Natural Gas_Fryer_E7 | F3 | Commercial | Retail (WA) | New | Food Preparation | Natural Gas | Fryer | E7 | PACT BC Ratio | 0 | 0 | 0 | 0 | 0 | 0 | 0 | 0 | 0 | 0 | 0 | 0 | 0 | 0 | 0 | 0 | 0 | 0 | 0 | 0 | 0 | 0 | 0 | 0 | 0 | 0 | 0
F3_Commercial_Retail (WA)_New_Food Preparation_Natural Gas_Fryer_E8 | F3 | Commercial | Retail (WA) | New | Food Preparation | Natural Gas | Fryer | E8 | PACT BC Ratio | 0 | 0 | 0 | 0 | 0 | 0 | 0 | 0 | 0 | 0 | 0 | 0 | 0 | 0 | 0 | 0 | 0 | 0 | 0 | 0 | 0 | 0 | 0 | 0 | 0 | 0 | 0
F3_Commercial_Retail (WA)_New_Food Preparation_Natural Gas_Fryer_E9 | F3 | Commercial | Retail (WA) | New | Food Preparation | Natural Gas | Fryer | E9 | PACT BC Ratio | 0 | 0 | 0 | 0 | 0 | 0 | 0 | 0 | 0 | 0 | 0 | 0 | 0 | 0 | 0 | 0 | 0 | 0 | 0 | 0 | 0 | 0 | 0 | 0 | 0 | 0 | 0
F3_Commercial_Retail (WA)_New_Food Preparation_Natural Gas_Fryer_E10 | F3 | Commercial | Retail (WA) | New | Food Preparation | Natural Gas | Fryer | E10 | PACT BC Ratio | 0 | 0 | 0 | 0 | 0 | 0 | 0 | 0 | 0 | 0 | 0 | 0 | 0 | 0 | 0 | 0 | 0 | 0 | 0 | 0 | 0 | 0 | 0 | 0 | 0 | 0 | 0
F4_Commercial_Retail (WA)_New_Food Preparation_Natural Gas_Fryer_E1 | F4 | Commercial | Retail (WA) | New | Food Preparation | Natural Gas | Fryer | E1 | RVT BC Ratio | [24 empty] | 1 | 1 | 1 | bar: 2019 to 2042
F4_Commercial_Retail (WA)_New_Food Preparation_Natural Gas_Fryer_E2 | F4 | Commercial | Retail (WA) | New | Food Preparation | Natural Gas | Fryer | E2 | RVT BC Ratio | 45.5852 | 46.4934 | 47.5157 | 48.6636 | 49.9436 | 51.4911 | 53.0265 | 54.4782 | 55.7946 | 57.0767 | 58.4047 | 59.6219 | 60.922 | 62.1821 | 63.2899 | 64.3085 | 65.1976 | 66.0566 | 66.9625 | 67.8225 | 68.6879 | 69.8942 | 71.1145 | 72.3709 | 73.6496 | 74.951 | 76.2756
F4_Commercial_Retail (WA)_New_Food Preparation_Natural Gas_Fryer_E3 | F4 | Commercial | Retail (WA) | New | Food Preparation | Natural Gas | Fryer | E3 | RVT BC Ratio | 0 | 0 | 0 | 0 | 0 | 0 | 0 | 0 | 0 | 0 | 0 | 0 | 0 | 0 | 0 | 0 | 0 | 0 | 0 | 0 | 0 | 0 | 0 | 0 | 0 | 0 | 0
F4_Commercial_Retail (WA)_New_Food Preparation_Natural Gas_Fryer_E4 | F4 | Commercial | Retail (WA) | New | Food Preparation | Natural Gas | Fryer | E4 | RVT BC Ratio | 0 | 0 | 0 | 0 | 0 | 0 | 0 | 0 | 0 | 0 | 0 | 0 | 0 | 0 | 0 | 0 | 0 | 0 | 0 | 0 | 0 | 0 | 0 | 0 | 0 | 0 | 0
F4_Commercial_Retail (WA)_New_Food Preparation_Natural Gas_Fryer_E5 | F4 | Commercial | Retail (WA) | New | Food Preparation | Natural Gas | Fryer | E5 | RVT BC Ratio | 0 | 0 | 0 | 0 | 0 | 0 | 0 | 0 | 0 | 0 | 0 | 0 | 0 | 0 | 0 | 0 | 0 | 0 | 0 | 0 | 0 | 0 | 0 | 0 | 0 | 0 | 0
F4_Commercial_Retail (WA)_New_Food Preparation_Natural Gas_Fryer_E6 | F4 | Commercial | Retail (WA) | New | Food Preparation | Natural Gas | Fryer | E6 | RVT BC Ratio | 0 | 0 | 0 | 0 | 0 | 0 | 0 | 0 | 0 | 0 | 0 | 0 | 0 | 0 | 0 | 0 | 0 | 0 | 0 | 0 | 0 | 0 | 0 | 0 | 0 | 0 | 0
F4_Commercial_Retail (WA)_New_Food Preparation_Natural Gas_Fryer_E7 | F4 | Commercial | Retail (WA) | New | Food Preparation | Natural Gas | Fryer | E7 | RVT BC Ratio | 0 | 0 | 0 | 0 | 0 | 0 | 0 | 0 | 0 | 0 | 0 | 0 | 0 | 0 | 0 | 0 | 0 | 0 | 0 | 0 | 0 | 0 | 0 | 0 | 0 | 0 | 0
F4_Commercial_Retail (WA)_New_Food Preparation_Natural Gas_Fryer_E8 | F4 | Commercial | Retail (WA) | New | Food Preparation | Natural Gas | Fryer | E8 | RVT BC Ratio | 0 | 0 | 0 | 0 | 0 | 0 | 0 | 0 | 0 | 0 | 0 | 0 | 0 | 0 | 0 | 0 | 0 | 0 | 0 | 0 | 0 | 0 | 0 | 0 | 0 | 0 | 0
F4_Commercial_Retail (WA)_New_Food Preparation_Natural Gas_Fryer_E9 | F4 | Commercial | Retail (WA) | New | Food Preparation | Natural Gas | Fryer | E9 | RVT BC Ratio | 0 | 0 | 0 | 0 | 0 | 0 | 0 | 0 | 0 | 0 | 0 | 0 | 0 | 0 | 0 | 0 | 0 | 0 | 0 | 0 | 0 | 0 | 0 | 0 | 0 | 0 | 0
F4_Commercial_Retail (WA)_New_Food Preparation_Natural Gas_Fryer_E10 | F4 | Commercial | Retail (WA) | New | Food Preparation | Natural Gas | Fryer | E10 | RVT BC Ratio | 0 | 0 | 0 | 0 | 0 | 0 | 0 | 0 | 0 | 0 | 0 | 0 | 0 | 0 | 0 | 0 | 0 | 0 | 0 | 0 | 0 | 0 | 0 | 0 | 0 | 0 | 0
F5_Commercial_Retail (WA)_New_Food Preparation_Natural Gas_Fryer_E1 | F5 | Commercial | Retail (WA) | New | Food Preparation | Natural Gas | Fryer | E1 | RIM BC Ratio | [24 empty] | 1 | 1 | 1 | bar: 2019 to 2042
F5_Commercial_Retail (WA)_New_Food Preparation_Natural Gas_Fryer_E2 | F5 | Commercial | Retail (WA) | New | Food Preparation | Natural Gas | Fryer | E2 | RIM BC Ratio | 0.84666 | 0.852 | 0.85769 | 0.86374 | 0.87012 | 0.87669 | 0.88367 | 0.89115 | 0.89926 | 0.90795 | 0.91031 | 0.91299 | 0.91577 | 0.91866 | 0.92171 | 0.92494 | 0.92836 | 0.93199 | 0.93581 | 0.93986 | 0.94415 | 0.94429 | 0.94443 | 0.94457 | 0.9447 | 0.94484 | 0.94497
F5_Commercial_Retail (WA)_New_Food Preparation_Natural Gas_Fryer_E3 | F5 | Commercial | Retail (WA) | New | Food Preparation | Natural Gas | Fryer | E3 | RIM BC Ratio | 0 | 0 | 0 | 0 | 0 | 0 | 0 | 0 | 0 | 0 | 0 | 0 | 0 | 0 | 0 | 0 | 0 | 0 | 0 | 0 | 0 | 0 | 0 | 0 | 0 | 0 | 0
F5_Commercial_Retail (WA)_New_Food Preparation_Natural Gas_Fryer_E4 | F5 | Commercial | Retail (WA) | New | Food Preparation | Natural Gas | Fryer | E4 | RIM BC Ratio | 0 | 0 | 0 | 0 | 0 | 0 | 0 | 0 | 0 | 0 | 0 | 0 | 0 | 0 | 0 | 0 | 0 | 0 | 0 | 0 | 0 | 0 | 0 | 0 | 0 | 0 | 0
F5_Commercial_Retail (WA)_New_Food Preparation_Natural Gas_Fryer_E5 | F5 | Commercial | Retail (WA) | New | Food Preparation | Natural Gas | Fryer | E5 | RIM BC Ratio | 0 | 0 | 0 | 0 | 0 | 0 | 0 | 0 | 0 | 0 | 0 | 0 | 0 | 0 | 0 | 0 | 0 | 0 | 0 | 0 | 0 | 0 | 0 | 0 | 0 | 0 | 0
F5_Commercial_Retail (WA)_New_Food Preparation_Natural Gas_Fryer_E6 | F5 | Commercial | Retail (WA) | New | Food Preparation | Natural Gas | Fryer | E6 | RIM BC Ratio | 0 | 0 | 0 | 0 | 0 | 0 | 0 | 0 | 0 | 0 | 0 | 0 | 0 | 0 | 0 | 0 | 0 | 0 | 0 | 0 | 0 | 0 | 0 | 0 | 0 | 0 | 0
F5_Commercial_Retail (WA)_New_Food Preparation_Natural Gas_Fryer_E7 | F5 | Commercial | Retail (WA) | New | Food Preparation | Natural Gas | Fryer | E7 | RIM BC Ratio | 0 | 0 | 0 | 0 | 0 | 0 | 0 | 0 | 0 | 0 | 0 | 0 | 0 | 0 | 0 | 0 | 0 | 0 | 0 | 0 | 0 | 0 | 0 | 0 | 0 | 0 | 0
F5_Commercial_Retail (WA)_New_Food Preparation_Natural Gas_Fryer_E8 | F5 | Commercial | Retail (WA) | New | Food Preparation | Natural Gas | Fryer | E8 | RIM BC Ratio | 0 | 0 | 0 | 0 | 0 | 0 | 0 | 0 | 0 | 0 | 0 | 0 | 0 | 0 | 0 | 0 | 0 | 0 | 0 | 0 | 0 | 0 | 0 | 0 | 0 | 0 | 0
F5_Commercial_Retail (WA)_New_Food Preparation_Natural Gas_Fryer_E9 | F5 | Commercial | Retail (WA) | New | Food Preparation | Natural Gas | Fryer | E9 | RIM BC Ratio | 0 | 0 | 0 | 0 | 0 | 0 | 0 | 0 | 0 | 0 | 0 | 0 | 0 | 0 | 0 | 0 | 0 | 0 | 0 | 0 | 0 | 0 | 0 | 0 | 0 | 0 | 0
F5_Commercial_Retail (WA)_New_Food Preparation_Natural Gas_Fryer_E10 | F5 | Commercial | Retail (WA) | New | Food Preparation | Natural Gas | Fryer | E10 | RIM BC Ratio | 0 | 0 | 0 | 0 | 0 | 0 | 0 | 0 | 0 | 0 | 0 | 0 | 0 | 0 | 0 | 0 | 0 | 0 | 0 | 0 | 0 | 0 | 0 | 0 | 0 | 0 | 0
F0_Commercial_Retail (WA)_New_Food Preparation_Natural Gas_Broiler_E0 | F0 | Commercial | Retail (WA) | New | Food Preparation | Natural Gas | Broiler | E0 | Economic Unit | Standard | Standard | Standard | Standard | Standard | Standard | Standard | Standard | Standard | Standard | Standard | Standard | Standard | Standard | Standard | Standard | Standard | Standard | Standard | Standard | Standard | Standard | Standard | Standard | Standard | Standard | Standard
F1_Commercial_Retail (WA)_New_Food Preparation_Natural Gas_Broiler_E1 | F1 | Commercial | Retail (WA) | New | Food Preparation | Natural Gas | Broiler | E1 | CCE | 0 | 0 | 0 | 0 | 0 | 0 | 0 | 0 | 0 | 0 | 0 | 0 | 0 | 0 | 0 | 0 | 0 | 0 | 0 | 0 | 0 | 0 | 0 | 0 | 0 | 0 | 0
F1_Commercial_Retail (WA)_New_Food Preparation_Natural Gas_Broiler_E2 | F1 | Commercial | Retail (WA) | New | Food Preparation | Natural Gas | Broiler | E2 | CCE | 0.0069043 | 0.0069043 | 0.0069043 | 0.0069043 | 0.0069043 | 0.0069043 | 0.0069043 | 0.0069043 | 0.0069043 | 0.0069043 | 0.0069043 | 0.0069043 | 0.0069043 | 0.0069043 | 0.0069043 | 0.0069043 | 0.0069043 | 0.0069043 | 0.0069043 | 0.0069043 | 0.0069043 | 0.0069043 | 0.0069043 | 0.0069043 | 0.0069043 | 0.0069043 | 0.0069043
F1_Commercial_Retail (WA)_New_Food Preparation_Natural Gas_Broiler_E3 | F1 | Commercial | Retail (WA) | New | Food Preparation | Natural Gas | Broiler | E3 | CCE | 0 | 0 | 0 | 0 | 0 | 0 | 0 | 0 | 0 | 0 | 0 | 0 | 0 | 0 | 0 | 0 | 0 | 0 | 0 | 0 | 0 | 0 | 0 | 0 | 0 | 0 | 0
F1_Commercial_Retail (WA)_New_Food Preparation_Natural Gas_Broiler_E4 | F1 | Commercial | Retail (WA) | New | Food Preparation | Natural Gas | Broiler | E4 | CCE | 0 | 0 | 0 | 0 | 0 | 0 | 0 | 0 | 0 | 0 | 0 | 0 | 0 | 0 | 0 | 0 | 0 | 0 | 0 | 0 | 0 | 0 | 0 | 0 | 0 | 0 | 0
F1_Commercial_Retail (WA)_New_Food Preparation_Natural Gas_Broiler_E5 | F1 | Commercial | Retail (WA) | New | Food Preparation | Natural Gas | Broiler | E5 | CCE | 0 | 0 | 0 | 0 | 0 | 0 | 0 | 0 | 0 | 0 | 0 | 0 | 0 | 0 | 0 | 0 | 0 | 0 | 0 | 0 | 0 | 0 | 0 | 0 | 0 | 0 | 0
F1_Commercial_Retail (WA)_New_Food Preparation_Natural Gas_Broiler_E6 | F1 | Commercial | Retail (WA) | New | Food Preparation | Natural Gas | Broiler | E6 | CCE | 0 | 0 | 0 | 0 | 0 | 0 | 0 | 0 | 0 | 0 | 0 | 0 | 0 | 0 | 0 | 0 | 0 | 0 | 0 | 0 | 0 | 0 | 0 | 0 | 0 | 0 | 0
F1_Commercial_Retail (WA)_New_Food Preparation_Natural Gas_Broiler_E7 | F1 | Commercial | Retail (WA) | New | Food Preparation | Natural Gas | Broiler | E7 | CCE | 0 | 0 | 0 | 0 | 0 | 0 | 0 | 0 | 0 | 0 | 0 | 0 | 0 | 0 | 0 | 0 | 0 | 0 | 0 | 0 | 0 | 0 | 0 | 0 | 0 | 0 | 0
F1_Commercial_Retail (WA)_New_Food Preparation_Natural Gas_Broiler_E8 | F1 | Commercial | Retail (WA) | New | Food Preparation | Natural Gas | Broiler | E8 | CCE | 0 | 0 | 0 | 0 | 0 | 0 | 0 | 0 | 0 | 0 | 0 | 0 | 0 | 0 | 0 | 0 | 0 | 0 | 0 | 0 | 0 | 0 | 0 | 0 | 0 | 0 | 0
F1_Commercial_Retail (WA)_New_Food Preparation_Natural Gas_Broiler_E9 | F1 | Commercial | Retail (WA) | New | Food Preparation | Natural Gas | Broiler | E9 | CCE | 0 | 0 | 0 | 0 | 0 | 0 | 0 | 0 | 0 | 0 | 0 | 0 | 0 | 0 | 0 | 0 | 0 | 0 | 0 | 0 | 0 | 0 | 0 | 0 | 0 | 0 | 0
F1_Commercial_Retail (WA)_New_Food Preparation_Natural Gas_Broiler_E10 | F1 | Commercial | Retail (WA) | New | Food Preparation | Natural Gas | Broiler | E10 | CCE | 0 | 0 | 0 | 0 | 0 | 0 | 0 | 0 | 0 | 0 | 0 | 0 | 0 | 0 | 0 | 0 | 0 | 0 | 0 | 0 | 0 | 0 | 0 | 0 | 0 | 0 | 0
F2_Commercial_Retail (WA)_New_Food Preparation_Natural Gas_Broiler_E1 | F2 | Commercial | Retail (WA) | New | Food Preparation | Natural Gas | Broiler | E1 | TRC BC Ratio | [24 empty] | 1 | 1 | 1 | bar: 2019 to 2042
F2_Commercial_Retail (WA)_New_Food Preparation_Natural Gas_Broiler_E2 | F2 | Commercial | Retail (WA) | New | Food Preparation | Natural Gas | Broiler | E2 | TRC BC Ratio | 0.51548 | 0.52847 | 0.54386 | 0.5615 | 0.58144 | 0.60571 | 0.63069 | 0.65543 | 0.67924 | 0.70339 | 0.7226 | 0.7406 | 0.75994 | 0.77887 | 0.7958 | 0.81164 | 0.82584 | 0.83987 | 0.85485 | 0.86946 | 0.88447 | 0.90008 | 0.91585 | 0.93212 | 0.94868 | 0.96554 | 0.98269
F2_Commercial_Retail (WA)_New_Food Preparation_Natural Gas_Broiler_E3 | F2 | Commercial | Retail (WA) | New | Food Preparation | Natural Gas | Broiler | E3 | TRC BC Ratio | 0 | 0 | 0 | 0 | 0 | 0 | 0 | 0 | 0 | 0 | 0 | 0 | 0 | 0 | 0 | 0 | 0 | 0 | 0 | 0 | 0 | 0 | 0 | 0 | 0 | 0 | 0
F2_Commercial_Retail (WA)_New_Food Preparation_Natural Gas_Broiler_E4 | F2 | Commercial | Retail (WA) | New | Food Preparation | Natural Gas | Broiler | E4 | TRC BC Ratio | 0 | 0 | 0 | 0 | 0 | 0 | 0 | 0 | 0 | 0 | 0 | 0 | 0 | 0 | 0 | 0 | 0 | 0 | 0 | 0 | 0 | 0 | 0 | 0 | 0 | 0 | 0
F2_Commercial_Retail (WA)_New_Food Preparation_Natural Gas_Broiler_E5 | F2 | Commercial | Retail (WA) | New | Food Preparation | Natural Gas | Broiler | E5 | TRC BC Ratio | 0 | 0 | 0 | 0 | 0 | 0 | 0 | 0 | 0 | 0 | 0 | 0 | 0 | 0 | 0 | 0 | 0 | 0 | 0 | 0 | 0 | 0 | 0 | 0 | 0 | 0 | 0
F2_Commercial_Retail (WA)_New_Food Preparation_Natural Gas_Broiler_E6 | F2 | Commercial | Retail (WA) | New | Food Preparation | Natural Gas | Broiler | E6 | TRC BC Ratio | 0 | 0 | 0 | 0 | 0 | 0 | 0 | 0 | 0 | 0 | 0 | 0 | 0 | 0 | 0 | 0 | 0 | 0 | 0 | 0 | 0 | 0 | 0 | 0 | 0 | 0 | 0
F2_Commercial_Retail (WA)_New_Food Preparation_Natural Gas_Broiler_E7 | F2 | Commercial | Retail (WA) | New | Food Preparation | Natural Gas | Broiler | E7 | TRC BC Ratio | 0 | 0 | 0 | 0 | 0 | 0 | 0 | 0 | 0 | 0 | 0 | 0 | 0 | 0 | 0 | 0 | 0 | 0 | 0 | 0 | 0 | 0 | 0 | 0 | 0 | 0 | 0
F2_Commercial_Retail (WA)_New_Food Preparation_Natural Gas_Broiler_E8 | F2 | Commercial | Retail (WA) | New | Food Preparation | Natural Gas | Broiler | E8 | TRC BC Ratio | 0 | 0 | 0 | 0 | 0 | 0 | 0 | 0 | 0 | 0 | 0 | 0 | 0 | 0 | 0 | 0 | 0 | 0 | 0 | 0 | 0 | 0 | 0 | 0 | 0 | 0 | 0
F2_Commercial_Retail (WA)_New_Food Preparation_Natural Gas_Broiler_E9 | F2 | Commercial | Retail (WA) | New | Food Preparation | Natural Gas | Broiler | E9 | TRC BC Ratio | 0 | 0 | 0 | 0 | 0 | 0 | 0 | 0 | 0 | 0 | 0 | 0 | 0 | 0 | 0 | 0 | 0 | 0 | 0 | 0 | 0 | 0 | 0 | 0 | 0 | 0 | 0
F2_Commercial_Retail (WA)_New_Food Preparation_Natural Gas_Broiler_E10 | F2 | Commercial | Retail (WA) | New | Food Preparation | Natural Gas | Broiler | E10 | TRC BC Ratio | 0 | 0 | 0 | 0 | 0 | 0 | 0 | 0 | 0 | 0 | 0 | 0 | 0 | 0 | 0 | 0 | 0 | 0 | 0 | 0 | 0 | 0 | 0 | 0 | 0 | 0 | 0
F3_Commercial_Retail (WA)_New_Food Preparation_Natural Gas_Broiler_E1 | F3 | Commercial | Retail (WA) | New | Food Preparation | Natural Gas | Broiler | E1 | PACT BC Ratio | [24 empty] | 1 | 1 | 1 | bar: 2019 to 2042
F3_Commercial_Retail (WA)_New_Food Preparation_Natural Gas_Broiler_E2 | F3 | Commercial | Retail (WA) | New | Food Preparation | Natural Gas | Broiler | E2 | PACT BC Ratio | 1.0389 | 1.0651 | 1.0961 | 1.1316 | 1.1718 | 1.2207 | 1.2711 | 1.3209 | 1.3689 | 1.4176 | 1.4563 | 1.4926 | 1.5316 | 1.5697 | 1.6038 | 1.6357 | 1.6644 | 1.6926 | 1.7228 | 1.7523 | 1.7825 | 1.814 | 1.8458 | 1.8786 | 1.9119 | 1.9459 | 1.9805
F3_Commercial_Retail (WA)_New_Food Preparation_Natural Gas_Broiler_E3 | F3 | Commercial | Retail (WA) | New | Food Preparation | Natural Gas | Broiler | E3 | PACT BC Ratio | 0 | 0 | 0 | 0 | 0 | 0 | 0 | 0 | 0 | 0 | 0 | 0 | 0 | 0 | 0 | 0 | 0 | 0 | 0 | 0 | 0 | 0 | 0 | 0 | 0 | 0 | 0
F3_Commercial_Retail (WA)_New_Food Preparation_Natural Gas_Broiler_E4 | F3 | Commercial | Retail (WA) | New | Food Preparation | Natural Gas | Broiler | E4 | PACT BC Ratio | 0 | 0 | 0 | 0 | 0 | 0 | 0 | 0 | 0 | 0 | 0 | 0 | 0 | 0 | 0 | 0 | 0 | 0 | 0 | 0 | 0 | 0 | 0 | 0 | 0 | 0 | 0
F3_Commercial_Retail (WA)_New_Food Preparation_Natural Gas_Broiler_E5 | F3 | Commercial | Retail (WA) | New | Food Preparation | Natural Gas | Broiler | E5 | PACT BC Ratio | 0 | 0 | 0 | 0 | 0 | 0 | 0 | 0 | 0 | 0 | 0 | 0 | 0 | 0 | 0 | 0 | 0 | 0 | 0 | 0 | 0 | 0 | 0 | 0 | 0 | 0 | 0
F3_Commercial_Retail (WA)_New_Food Preparation_Natural Gas_Broiler_E6 | F3 | Commercial | Retail (WA) | New | Food Preparation | Natural Gas | Broiler | E6 | PACT BC Ratio | 0 | 0 | 0 | 0 | 0 | 0 | 0 | 0 | 0 | 0 | 0 | 0 | 0 | 0 | 0 | 0 | 0 | 0 | 0 | 0 | 0 | 0 | 0 | 0 | 0 | 0 | 0
F3_Commercial_Retail (WA)_New_Food Preparation_Natural Gas_Broiler_E7 | F3 | Commercial | Retail (WA) | New | Food Preparation | Natural Gas | Broiler | E7 | PACT BC Ratio | 0 | 0 | 0 | 0 | 0 | 0 | 0 | 0 | 0 | 0 | 0 | 0 | 0 | 0 | 0 | 0 | 0 | 0 | 0 | 0 | 0 | 0 | 0 | 0 | 0 | 0 | 0
F3_Commercial_Retail (WA)_New_Food Preparation_Natural Gas_Broiler_E8 | F3 | Commercial | Retail (WA) | New | Food Preparation | Natural Gas | Broiler | E8 | PACT BC Ratio | 0 | 0 | 0 | 0 | 0 | 0 | 0 | 0 | 0 | 0 | 0 | 0 | 0 | 0 | 0 | 0 | 0 | 0 | 0 | 0 | 0 | 0 | 0 | 0 | 0 | 0 | 0
F3_Commercial_Retail (WA)_New_Food Preparation_Natural Gas_Broiler_E9 | F3 | Commercial | Retail (WA) | New | Food Preparation | Natural Gas | Broiler | E9 | PACT BC Ratio | 0 | 0 | 0 | 0 | 0 | 0 | 0 | 0 | 0 | 0 | 0 | 0 | 0 | 0 | 0 | 0 | 0 | 0 | 0 | 0 | 0 | 0 | 0 | 0 | 0 | 0 | 0
F3_Commercial_Retail (WA)_New_Food Preparation_Natural Gas_Broiler_E10 | F3 | Commercial | Retail (WA) | New | Food Preparation | Natural Gas | Broiler | E10 | PACT BC Ratio | 0 | 0 | 0 | 0 | 0 | 0 | 0 | 0 | 0 | 0 | 0 | 0 | 0 | 0 | 0 | 0 | 0 | 0 | 0 | 0 | 0 | 0 | 0 | 0 | 0 | 0 | 0
F4_Commercial_Retail (WA)_New_Food Preparation_Natural Gas_Broiler_E1 | F4 | Commercial | Retail (WA) | New | Food Preparation | Natural Gas | Broiler | E1 | RVT BC Ratio | [24 empty] | 1 | 1 | 1 | bar: 2019 to 2042
F4_Commercial_Retail (WA)_New_Food Preparation_Natural Gas_Broiler_E2 | F4 | Commercial | Retail (WA) | New | Food Preparation | Natural Gas | Broiler | E2 | RVT BC Ratio | 1.124 | 1.1377 | 1.1539 | 1.1727 | 1.1943 | 1.2212 | 1.2482 | 1.2739 | 1.2971 | 1.3196 | 1.3429 | 1.3641 | 1.3864 | 1.4076 | 1.4258 | 1.4422 | 1.4561 | 1.4694 | 1.4835 | 1.4966 | 1.5099 | 1.5295 | 1.5494 | 1.5699 | 1.5908 | 1.612 | 1.6336
F4_Commercial_Retail (WA)_New_Food Preparation_Natural Gas_Broiler_E3 | F4 | Commercial | Retail (WA) | New | Food Preparation | Natural Gas | Broiler | E3 | RVT BC Ratio | 0 | 0 | 0 | 0 | 0 | 0 | 0 | 0 | 0 | 0 | 0 | 0 | 0 | 0 | 0 | 0 | 0 | 0 | 0 | 0 | 0 | 0 | 0 | 0 | 0 | 0 | 0
F4_Commercial_Retail (WA)_New_Food Preparation_Natural Gas_Broiler_E4 | F4 | Commercial | Retail (WA) | New | Food Preparation | Natural Gas | Broiler | E4 | RVT BC Ratio | 0 | 0 | 0 | 0 | 0 | 0 | 0 | 0 | 0 | 0 | 0 | 0 | 0 | 0 | 0 | 0 | 0 | 0 | 0 | 0 | 0 | 0 | 0 | 0 | 0 | 0 | 0
F4_Commercial_Retail (WA)_New_Food Preparation_Natural Gas_Broiler_E5 | F4 | Commercial | Retail (WA) | New | Food Preparation | Natural Gas | Broiler | E5 | RVT BC Ratio | 0 | 0 | 0 | 0 | 0 | 0 | 0 | 0 | 0 | 0 | 0 | 0 | 0 | 0 | 0 | 0 | 0 | 0 | 0 | 0 | 0 | 0 | 0 | 0 | 0 | 0 | 0
F4_Commercial_Retail (WA)_New_Food Preparation_Natural Gas_Broiler_E6 | F4 | Commercial | Retail (WA) | New | Food Preparation | Natural Gas | Broiler | E6 | RVT BC Ratio | 0 | 0 | 0 | 0 | 0 | 0 | 0 | 0 | 0 | 0 | 0 | 0 | 0 | 0 | 0 | 0 | 0 | 0 | 0 | 0 | 0 | 0 | 0 | 0 | 0 | 0 | 0
F4_Commercial_Retail (WA)_New_Food Preparation_Natural Gas_Broiler_E7 | F4 | Commercial | Retail (WA) | New | Food Preparation | Natural Gas | Broiler | E7 | RVT BC Ratio | 0 | 0 | 0 | 0 | 0 | 0 | 0 | 0 | 0 | 0 | 0 | 0 | 0 | 0 | 0 | 0 | 0 | 0 | 0 | 0 | 0 | 0 | 0 | 0 | 0 | 0 | 0
F4_Commercial_Retail (WA)_New_Food Preparation_Natural Gas_Broiler_E8 | F4 | Commercial | Retail (WA) | New | Food Preparation | Natural Gas | Broiler | E8 | RVT BC Ratio | 0 | 0 | 0 | 0 | 0 | 0 | 0 | 0 | 0 | 0 | 0 | 0 | 0 | 0 | 0 | 0 | 0 | 0 | 0 | 0 | 0 | 0 | 0 | 0 | 0 | 0 | 0
F4_Commercial_Retail (WA)_New_Food Preparation_Natural Gas_Broiler_E9 | F4 | Commercial | Retail (WA) | New | Food Preparation | Natural Gas | Broiler | E9 | RVT BC Ratio | 0 | 0 | 0 | 0 | 0 | 0 | 0 | 0 | 0 | 0 | 0 | 0 | 0 | 0 | 0 | 0 | 0 | 0 | 0 | 0 | 0 | 0 | 0 | 0 | 0 | 0 | 0
F4_Commercial_Retail (WA)_New_Food Preparation_Natural Gas_Broiler_E10 | F4 | Commercial | Retail (WA) | New | Food Preparation | Natural Gas | Broiler | E10 | RVT BC Ratio | 0 | 0 | 0 | 0 | 0 | 0 | 0 | 0 | 0 | 0 | 0 | 0 | 0 | 0 | 0 | 0 | 0 | 0 | 0 | 0 | 0 | 0 | 0 | 0 | 0 | 0 | 0
F5_Commercial_Retail (WA)_New_Food Preparation_Natural Gas_Broiler_E1 | F5 | Commercial | Retail (WA) | New | Food Preparation | Natural Gas | Broiler | E1 | RIM BC Ratio | [24 empty] | 1 | 1 | 1 | bar: 2019 to 2042
F5_Commercial_Retail (WA)_New_Food Preparation_Natural Gas_Broiler_E2 | F5 | Commercial | Retail (WA) | New | Food Preparation | Natural Gas | Broiler | E2 | RIM BC Ratio | 0.46721 | 0.47405 | 0.48204 | 0.49084 | 0.50042 | 0.51143 | 0.52259 | 0.53364 | 0.54446 | 0.55546 | 0.56202 | 0.56821 | 0.57483 | 0.5814 | 0.58739 | 0.59309 | 0.5984 | 0.60373 | 0.60935 | 0.61495 | 0.62073 | 0.6245 | 0.62823 | 0.63198 | 0.63572 | 0.63943 | 0.64312
F5_Commercial_Retail (WA)_New_Food Preparation_Natural Gas_Broiler_E3 | F5 | Commercial | Retail (WA) | New | Food Preparation | Natural Gas | Broiler | E3 | RIM BC Ratio | 0 | 0 | 0 | 0 | 0 | 0 | 0 | 0 | 0 | 0 | 0 | 0 | 0 | 0 | 0 | 0 | 0 | 0 | 0 | 0 | 0 | 0 | 0 | 0 | 0 | 0 | 0
F5_Commercial_Retail (WA)_New_Food Preparation_Natural Gas_Broiler_E4 | F5 | Commercial | Retail (WA) | New | Food Preparation | Natural Gas | Broiler | E4 | RIM BC Ratio | 0 | 0 | 0 | 0 | 0 | 0 | 0 | 0 | 0 | 0 | 0 | 0 | 0 | 0 | 0 | 0 | 0 | 0 | 0 | 0 | 0 | 0 | 0 | 0 | 0 | 0 | 0
F5_Commercial_Retail (WA)_New_Food Preparation_Natural Gas_Broiler_E5 | F5 | Commercial | Retail (WA) | New | Food Preparation | Natural Gas | Broiler | E5 | RIM BC Ratio | 0 | 0 | 0 | 0 | 0 | 0 | 0 | 0 | 0 | 0 | 0 | 0 | 0 | 0 | 0 | 0 | 0 | 0 | 0 | 0 | 0 | 0 | 0 | 0 | 0 | 0 | 0
F5_Commercial_Retail (WA)_New_Food Preparation_Natural Gas_Broiler_E6 | F5 | Commercial | Retail (WA) | New | Food Preparation | Natural Gas | Broiler | E6 | RIM BC Ratio | 0 | 0 | 0 | 0 | 0 | 0 | 0 | 0 | 0 | 0 | 0 | 0 | 0 | 0 | 0 | 0 | 0 | 0 | 0 | 0 | 0 | 0 | 0 | 0 | 0 | 0 | 0
F5_Commercial_Retail (WA)_New_Food Preparation_Natural Gas_Broiler_E7 | F5 | Commercial | Retail (WA) | New | Food Preparation | Natural Gas | Broiler | E7 | RIM BC Ratio | 0 | 0 | 0 | 0 | 0 | 0 | 0 | 0 | 0 | 0 | 0 | 0 | 0 | 0 | 0 | 0 | 0 | 0 | 0 | 0 | 0 | 0 | 0 | 0 | 0 | 0 | 0
F5_Commercial_Retail (WA)_New_Food Preparation_Natural Gas_Broiler_E8 | F5 | Commercial | Retail (WA) | New | Food Preparation | Natural Gas | Broiler | E8 | RIM BC Ratio | 0 | 0 | 0 | 0 | 0 | 0 | 0 | 0 | 0 | 0 | 0 | 0 | 0 | 0 | 0 | 0 | 0 | 0 | 0 | 0 | 0 | 0 | 0 | 0 | 0 | 0 | 0
F5_Commercial_Retail (WA)_New_Food Preparation_Natural Gas_Broiler_E9 | F5 | Commercial | Retail (WA) | New | Food Preparation | Natural Gas | Broiler | E9 | RIM BC Ratio | 0 | 0 | 0 | 0 | 0 | 0 | 0 | 0 | 0 | 0 | 0 | 0 | 0 | 0 | 0 | 0 | 0 | 0 | 0 | 0 | 0 | 0 | 0 | 0 | 0 | 0 | 0
F5_Commercial_Retail (WA)_New_Food Preparation_Natural Gas_Broiler_E10 | F5 | Commercial | Retail (WA) | New | Food Preparation | Natural Gas | Broiler | E10 | RIM BC Ratio | 0 | 0 | 0 | 0 | 0 | 0 | 0 | 0 | 0 | 0 | 0 | 0 | 0 | 0 | 0 | 0 | 0 | 0 | 0 | 0 | 0 | 0 | 0 | 0 | 0 | 0 | 0
F0_Commercial_Retail (WA)_New_Food Preparation_Natural Gas_Griddle_E0 | F0 | Commercial | Retail (WA) | New | Food Preparation | Natural Gas | Griddle | E0 | Economic Unit | Standard | Standard | Standard | ENERGY STAR | ENERGY STAR | ENERGY STAR | ENERGY STAR | ENERGY STAR | ENERGY STAR | ENERGY STAR | ENERGY STAR | ENERGY STAR | ENERGY STAR | ENERGY STAR | ENERGY STAR | ENERGY STAR | ENERGY STAR | ENERGY STAR | ENERGY STAR | ENERGY STAR | ENERGY STAR | ENERGY STAR | ENERGY STAR | ENERGY STAR | ENERGY STAR | ENERGY STAR | ENERGY STAR
F1_Commercial_Retail (WA)_New_Food Preparation_Natural Gas_Griddle_E1 | F1 | Commercial | Retail (WA) | New | Food Preparation | Natural Gas | Griddle | E1 | CCE | 0 | 0 | 0 | 0 | 0 | 0 | 0 | 0 | 0 | 0 | 0 | 0 | 0 | 0 | 0 | 0 | 0 | 0 | 0 | 0 | 0 | 0 | 0 | 0 | 0 | 0 | 0
F1_Commercial_Retail (WA)_New_Food Preparation_Natural Gas_Griddle_E2 | F1 | Commercial | Retail (WA) | New | Food Preparation | Natural Gas | Griddle | E2 | CCE | 0.0038679 | 0.0038679 | 0.0038679 | 0.0038679 | 0.0038679 | 0.0038679 | 0.0038679 | 0.0038679 | 0.0038679 | 0.0038679 | 0.0038679 | 0.0038679 | 0.0038679 | 0.0038679 | 0.0038679 | 0.0038679 | 0.0038679 | 0.0038679 | 0.0038679 | 0.0038679 | 0.0038679 | 0.0038679 | 0.0038679 | 0.0038679 | 0.0038679 | 0.0038679 | 0.0038679
F1_Commercial_Retail (WA)_New_Food Preparation_Natural Gas_Griddle_E3 | F1 | Commercial | Retail (WA) | New | Food Preparation | Natural Gas | Griddle | E3 | CCE | 0 | 0 | 0 | 0 | 0 | 0 | 0 | 0 | 0 | 0 | 0 | 0 | 0 | 0 | 0 | 0 | 0 | 0 | 0 | 0 | 0 | 0 | 0 | 0 | 0 | 0 | 0
F1_Commercial_Retail (WA)_New_Food Preparation_Natural Gas_Griddle_E4 | F1 | Commercial | Retail (WA) | New | Food Preparation | Natural Gas | Griddle | E4 | CCE | 0 | 0 | 0 | 0 | 0 | 0 | 0 | 0 | 0 | 0 | 0 | 0 | 0 | 0 | 0 | 0 | 0 | 0 | 0 | 0 | 0 | 0 | 0 | 0 | 0 | 0 | 0
F1_Commercial_Retail (WA)_New_Food Preparation_Natural Gas_Griddle_E5 | F1 | Commercial | Retail (WA) | New | Food Preparation | Natural Gas | Griddle | E5 | CCE | 0 | 0 | 0 | 0 | 0 | 0 | 0 | 0 | 0 | 0 | 0 | 0 | 0 | 0 | 0 | 0 | 0 | 0 | 0 | 0 | 0 | 0 | 0 | 0 | 0 | 0 | 0
F1_Commercial_Retail (WA)_New_Food Preparation_Natural Gas_Griddle_E6 | F1 | Commercial | Retail (WA) | New | Food Preparation | Natural Gas | Griddle | E6 | CCE | 0 | 0 | 0 | 0 | 0 | 0 | 0 | 0 | 0 | 0 | 0 | 0 | 0 | 0 | 0 | 0 | 0 | 0 | 0 | 0 | 0 | 0 | 0 | 0 | 0 | 0 | 0
F1_Commercial_Retail (WA)_New_Food Preparation_Natural Gas_Griddle_E7 | F1 | Commercial | Retail (WA) | New | Food Preparation | Natural Gas | Griddle | E7 | CCE | 0 | 0 | 0 | 0 | 0 | 0 | 0 | 0 | 0 | 0 | 0 | 0 | 0 | 0 | 0 | 0 | 0 | 0 | 0 | 0 | 0 | 0 | 0 | 0 | 0 | 0 | 0
F1_Commercial_Retail (WA)_New_Food Preparation_Natural Gas_Griddle_E8 | F1 | Commercial | Retail (WA) | New | Food Preparation | Natural Gas | Griddle | E8 | CCE | 0 | 0 | 0 | 0 | 0 | 0 | 0 | 0 | 0 | 0 | 0 | 0 | 0 | 0 | 0 | 0 | 0 | 0 | 0 | 0 | 0 | 0 | 0 | 0 | 0 | 0 | 0
F1_Commercial_Retail (WA)_New_Food Preparation_Natural Gas_Griddle_E9 | F1 | Commercial | Retail (WA) | New | Food Preparation | Natural Gas | Griddle | E9 | CCE | 0 | 0 | 0 | 0 | 0 | 0 | 0 | 0 | 0 | 0 | 0 | 0 | 0 | 0 | 0 | 0 | 0 | 0 | 0 | 0 | 0 | 0 | 0 | 0 | 0 | 0 | 0
F1_Commercial_Retail (WA)_New_Food Preparation_Natural Gas_Griddle_E10 | F1 | Commercial | Retail (WA) | New | Food Preparation | Natural Gas | Griddle | E10 | CCE | 0 | 0 | 0 | 0 | 0 | 0 | 0 | 0 | 0 | 0 | 0 | 0 | 0 | 0 | 0 | 0 | 0 | 0 | 0 | 0 | 0 | 0 | 0 | 0 | 0 | 0 | 0
F2_Commercial_Retail (WA)_New_Food Preparation_Natural Gas_Griddle_E1 | F2 | Commercial | Retail (WA) | New | Food Preparation | Natural Gas | Griddle | E1 | TRC BC Ratio | [24 empty] | 1 | 1 | 1 | bar: 2019 to 2042
F2_Commercial_Retail (WA)_New_Food Preparation_Natural Gas_Griddle_E2 | F2 | Commercial | Retail (WA) | New | Food Preparation | Natural Gas | Griddle | E2 | TRC BC Ratio | 0.92015 | 0.94334 | 0.97081 | 1.0023 | 1.0379 | 1.0812 | 1.1258 | 1.17 | 1.2125 | 1.2556 | 1.2899 | 1.322 | 1.3565 | 1.3903 | 1.4205 | 1.4488 | 1.4742 | 1.4992 | 1.5259 | 1.552 | 1.5788 | 1.6067 | 1.6348 | 1.6639 | 1.6934 | 1.7235 | 1.7542
F2_Commercial_Retail (WA)_New_Food Preparation_Natural Gas_Griddle_E3 | F2 | Commercial | Retail (WA) | New | Food Preparation | Natural Gas | Griddle | E3 | TRC BC Ratio | 0 | 0 | 0 | 0 | 0 | 0 | 0 | 0 | 0 | 0 | 0 | 0 | 0 | 0 | 0 | 0 | 0 | 0 | 0 | 0 | 0 | 0 | 0 | 0 | 0 | 0 | 0
F2_Commercial_Retail (WA)_New_Food Preparation_Natural Gas_Griddle_E4 | F2 | Commercial | Retail (WA) | New | Food Preparation | Natural Gas | Griddle | E4 | TRC BC Ratio | 0 | 0 | 0 | 0 | 0 | 0 | 0 | 0 | 0 | 0 | 0 | 0 | 0 | 0 | 0 | 0 | 0 | 0 | 0 | 0 | 0 | 0 | 0 | 0 | 0 | 0 | 0
F2_Commercial_Retail (WA)_New_Food Preparation_Natural Gas_Griddle_E5 | F2 | Commercial | Retail (WA) | New | Food Preparation | Natural Gas | Griddle | E5 | TRC BC Ratio | 0 | 0 | 0 | 0 | 0 | 0 | 0 | 0 | 0 | 0 | 0 | 0 | 0 | 0 | 0 | 0 | 0 | 0 | 0 | 0 | 0 | 0 | 0 | 0 | 0 | 0 | 0
F2_Commercial_Retail (WA)_New_Food Preparation_Natural Gas_Griddle_E6 | F2 | Commercial | Retail (WA) | New | Food Preparation | Natural Gas | Griddle | E6 | TRC BC Ratio | 0 | 0 | 0 | 0 | 0 | 0 | 0 | 0 | 0 | 0 | 0 | 0 | 0 | 0 | 0 | 0 | 0 | 0 | 0 | 0 | 0 | 0 | 0 | 0 | 0 | 0 | 0
F2_Commercial_Retail (WA)_New_Food Preparation_Natural Gas_Griddle_E7 | F2 | Commercial | Retail (WA) | New | Food Preparation | Natural Gas | Griddle | E7 | TRC BC Ratio | 0 | 0 | 0 | 0 | 0 | 0 | 0 | 0 | 0 | 0 | 0 | 0 | 0 | 0 | 0 | 0 | 0 | 0 | 0 | 0 | 0 | 0 | 0 | 0 | 0 | 0 | 0
F2_Commercial_Retail (WA)_New_Food Preparation_Natural Gas_Griddle_E8 | F2 | Commercial | Retail (WA) | New | Food Preparation | Natural Gas | Griddle | E8 | TRC BC Ratio | 0 | 0 | 0 | 0 | 0 | 0 | 0 | 0 | 0 | 0 | 0 | 0 | 0 | 0 | 0 | 0 | 0 | 0 | 0 | 0 | 0 | 0 | 0 | 0 | 0 | 0 | 0
F2_Commercial_Retail (WA)_New_Food Preparation_Natural Gas_Griddle_E9 | F2 | Commercial | Retail (WA) | New | Food Preparation | Natural Gas | Griddle | E9 | TRC BC Ratio | 0 | 0 | 0 | 0 | 0 | 0 | 0 | 0 | 0 | 0 | 0 | 0 | 0 | 0 | 0 | 0 | 0 | 0 | 0 | 0 | 0 | 0 | 0 | 0 | 0 | 0 | 0
F2_Commercial_Retail (WA)_New_Food Preparation_Natural Gas_Griddle_E10 | F2 | Commercial | Retail (WA) | New | Food Preparation | Natural Gas | Griddle | E10 | TRC BC Ratio | 0 | 0 | 0 | 0 | 0 | 0 | 0 | 0 | 0 | 0 | 0 | 0 | 0 | 0 | 0 | 0 | 0 | 0 | 0 | 0 | 0 | 0 | 0 | 0 | 0 | 0 | 0
F3_Commercial_Retail (WA)_New_Food Preparation_Natural Gas_Griddle_E1 | F3 | Commercial | Retail (WA) | New | Food Preparation | Natural Gas | Griddle | E1 | PACT BC Ratio | [24 empty] | 1 | 1 | 1 | bar: 2019 to 2042
F3_Commercial_Retail (WA)_New_Food Preparation_Natural Gas_Griddle_E2 | F3 | Commercial | Retail (WA) | New | Food Preparation | Natural Gas | Griddle | E2 | PACT BC Ratio | 1.8544 | 1.9012 | 1.9565 | 2.02 | 2.0918 | 2.1791 | 2.2689 | 2.3579 | 2.4436 | 2.5305 | 2.5996 | 2.6643 | 2.7339 | 2.802 | 2.8629 | 2.9199 | 2.971 | 3.0214 | 3.0753 | 3.1279 | 3.1819 | 3.2381 | 3.2948 | 3.3533 | 3.4129 | 3.4735 | 3.5353
F3_Commercial_Retail (WA)_New_Food Preparation_Natural Gas_Griddle_E3 | F3 | Commercial | Retail (WA) | New | Food Preparation | Natural Gas | Griddle | E3 | PACT BC Ratio | 0 | 0 | 0 | 0 | 0 | 0 | 0 | 0 | 0 | 0 | 0 | 0 | 0 | 0 | 0 | 0 | 0 | 0 | 0 | 0 | 0 | 0 | 0 | 0 | 0 | 0 | 0
F3_Commercial_Retail (WA)_New_Food Preparation_Natural Gas_Griddle_E4 | F3 | Commercial | Retail (WA) | New | Food Preparation | Natural Gas | Griddle | E4 | PACT BC Ratio | 0 | 0 | 0 | 0 | 0 | 0 | 0 | 0 | 0 | 0 | 0 | 0 | 0 | 0 | 0 | 0 | 0 | 0 | 0 | 0 | 0 | 0 | 0 | 0 | 0 | 0 | 0
F3_Commercial_Retail (WA)_New_Food Preparation_Natural Gas_Griddle_E5 | F3 | Commercial | Retail (WA) | New | Food Preparation | Natural Gas | Griddle | E5 | PACT BC Ratio | 0 | 0 | 0 | 0 | 0 | 0 | 0 | 0 | 0 | 0 | 0 | 0 | 0 | 0 | 0 | 0 | 0 | 0 | 0 | 0 | 0 | 0 | 0 | 0 | 0 | 0 | 0
F3_Commercial_Retail (WA)_New_Food Preparation_Natural Gas_Griddle_E6 | F3 | Commercial | Retail (WA) | New | Food Preparation | Natural Gas | Griddle | E6 | PACT BC Ratio | 0 | 0 | 0 | 0 | 0 | 0 | 0 | 0 | 0 | 0 | 0 | 0 | 0 | 0 | 0 | 0 | 0 | 0 | 0 | 0 | 0 | 0 | 0 | 0 | 0 | 0 | 0
F3_Commercial_Retail (WA)_New_Food Preparation_Natural Gas_Griddle_E7 | F3 | Commercial | Retail (WA) | New | Food Preparation | Natural Gas | Griddle | E7 | PACT BC Ratio | 0 | 0 | 0 | 0 | 0 | 0 | 0 | 0 | 0 | 0 | 0 | 0 | 0 | 0 | 0 | 0 | 0 | 0 | 0 | 0 | 0 | 0 | 0 | 0 | 0 | 0 | 0
F3_Commercial_Retail (WA)_New_Food Preparation_Natural Gas_Griddle_E8 | F3 | Commercial | Retail (WA) | New | Food Preparation | Natural Gas | Griddle | E8 | PACT BC Ratio | 0 | 0 | 0 | 0 | 0 | 0 | 0 | 0 | 0 | 0 | 0 | 0 | 0 | 0 | 0 | 0 | 0 | 0 | 0 | 0 | 0 | 0 | 0 | 0 | 0 | 0 | 0
F3_Commercial_Retail (WA)_New_Food Preparation_Natural Gas_Griddle_E9 | F3 | Commercial | Retail (WA) | New | Food Preparation | Natural Gas | Griddle | E9 | PACT BC Ratio | 0 | 0 | 0 | 0 | 0 | 0 | 0 | 0 | 0 | 0 | 0 | 0 | 0 | 0 | 0 | 0 | 0 | 0 | 0 | 0 | 0 | 0 | 0 | 0 | 0 | 0 | 0
F3_Commercial_Retail (WA)_New_Food Preparation_Natural Gas_Griddle_E10 | F3 | Commercial | Retail (WA) | New | Food Preparation | Natural Gas | Griddle | E10 | PACT BC Ratio | 0 | 0 | 0 | 0 | 0 | 0 | 0 | 0 | 0 | 0 | 0 | 0 | 0 | 0 | 0 | 0 | 0 | 0 | 0 | 0 | 0 | 0 | 0 | 0 | 0 | 0 | 0
F4_Commercial_Retail (WA)_New_Food Preparation_Natural Gas_Griddle_E1 | F4 | Commercial | Retail (WA) | New | Food Preparation | Natural Gas | Griddle | E1 | RVT BC Ratio | [24 empty] | 1 | 1 | 1 | bar: 2019 to 2042
F4_Commercial_Retail (WA)_New_Food Preparation_Natural Gas_Griddle_E2 | F4 | Commercial | Retail (WA) | New | Food Preparation | Natural Gas | Griddle | E2 | RVT BC Ratio | 1.6959 | 1.7205 | 1.7493 | 1.7829 | 1.8215 | 1.8695 | 1.9177 | 1.9635 | 2.0049 | 2.0451 | 2.0867 | 2.1245 | 2.1644 | 2.2022 | 2.2347 | 2.264 | 2.2888 | 2.3124 | 2.3376 | 2.3611 | 2.3847 | 2.4198 | 2.4553 | 2.4919 | 2.5292 | 2.5671 | 2.6057
F4_Commercial_Retail (WA)_New_Food Preparation_Natural Gas_Griddle_E3 | F4 | Commercial | Retail (WA) | New | Food Preparation | Natural Gas | Griddle | E3 | RVT BC Ratio | 0 | 0 | 0 | 0 | 0 | 0 | 0 | 0 | 0 | 0 | 0 | 0 | 0 | 0 | 0 | 0 | 0 | 0 | 0 | 0 | 0 | 0 | 0 | 0 | 0 | 0 | 0
F4_Commercial_Retail (WA)_New_Food Preparation_Natural Gas_Griddle_E4 | F4 | Commercial | Retail (WA) | New | Food Preparation | Natural Gas | Griddle | E4 | RVT BC Ratio | 0 | 0 | 0 | 0 | 0 | 0 | 0 | 0 | 0 | 0 | 0 | 0 | 0 | 0 | 0 | 0 | 0 | 0 | 0 | 0 | 0 | 0 | 0 | 0 | 0 | 0 | 0
F4_Commercial_Retail (WA)_New_Food Preparation_Natural Gas_Griddle_E5 | F4 | Commercial | Retail (WA) | New | Food Preparation | Natural Gas | Griddle | E5 | RVT BC Ratio | 0 | 0 | 0 | 0 | 0 | 0 | 0 | 0 | 0 | 0 | 0 | 0 | 0 | 0 | 0 | 0 | 0 | 0 | 0 | 0 | 0 | 0 | 0 | 0 | 0 | 0 | 0
F4_Commercial_Retail (WA)_New_Food Preparation_Natural Gas_Griddle_E6 | F4 | Commercial | Retail (WA) | New | Food Preparation | Natural Gas | Griddle | E6 | RVT BC Ratio | 0 | 0 | 0 | 0 | 0 | 0 | 0 | 0 | 0 | 0 | 0 | 0 | 0 | 0 | 0 | 0 | 0 | 0 | 0 | 0 | 0 | 0 | 0 | 0 | 0 | 0 | 0
F4_Commercial_Retail (WA)_New_Food Preparation_Natural Gas_Griddle_E7 | F4 | Commercial | Retail (WA) | New | Food Preparation | Natural Gas | Griddle | E7 | RVT BC Ratio | 0 | 0 | 0 | 0 | 0 | 0 | 0 | 0 | 0 | 0 | 0 | 0 | 0 | 0 | 0 | 0 | 0 | 0 | 0 | 0 | 0 | 0 | 0 | 0 | 0 | 0 | 0
F4_Commercial_Retail (WA)_New_Food Preparation_Natural Gas_Griddle_E8 | F4 | Commercial | Retail (WA) | New | Food Preparation | Natural Gas | Griddle | E8 | RVT BC Ratio | 0 | 0 | 0 | 0 | 0 | 0 | 0 | 0 | 0 | 0 | 0 | 0 | 0 | 0 | 0 | 0 | 0 | 0 | 0 | 0 | 0 | 0 | 0 | 0 | 0 | 0 | 0
F4_Commercial_Retail (WA)_New_Food Preparation_Natural Gas_Griddle_E9 | F4 | Commercial | Retail (WA) | New | Food Preparation | Natural Gas | Griddle | E9 | RVT BC Ratio | 0 | 0 | 0 | 0 | 0 | 0 | 0 | 0 | 0 | 0 | 0 | 0 | 0 | 0 | 0 | 0 | 0 | 0 | 0 | 0 | 0 | 0 | 0 | 0 | 0 | 0 | 0
F4_Commercial_Retail (WA)_New_Food Preparation_Natural Gas_Griddle_E10 | F4 | Commercial | Retail (WA) | New | Food Preparation | Natural Gas | Griddle | E10 | RVT BC Ratio | 0 | 0 | 0 | 0 | 0 | 0 | 0 | 0 | 0 | 0 | 0 | 0 | 0 | 0 | 0 | 0 | 0 | 0 | 0 | 0 | 0 | 0 | 0 | 0 | 0 | 0 | 0
F5_Commercial_Retail (WA)_New_Food Preparation_Natural Gas_Griddle_E1 | F5 | Commercial | Retail (WA) | New | Food Preparation | Natural Gas | Griddle | E1 | RIM BC Ratio | [24 empty] | 1 | 1 | 1 | bar: 2019 to 2042
F5_Commercial_Retail (WA)_New_Food Preparation_Natural Gas_Griddle_E2 | F5 | Commercial | Retail (WA) | New | Food Preparation | Natural Gas | Griddle | E2 | RIM BC Ratio | 0.5824 | 0.58944 | 0.59763 | 0.60655 | 0.61613 | 0.62694 | 0.63794 | 0.64894 | 0.65988 | 0.67112 | 0.6769 | 0.68248 | 0.68847 | 0.69453 | 0.70016 | 0.7056 | 0.71079 | 0.71605 | 0.72159 | 0.72719 | 0.73299 | 0.73593 | 0.73882 | 0.74172 | 0.7446 | 0.74745 | 0.75026
F5_Commercial_Retail (WA)_New_Food Preparation_Natural Gas_Griddle_E3 | F5 | Commercial | Retail (WA) | New | Food Preparation | Natural Gas | Griddle | E3 | RIM BC Ratio | 0 | 0 | 0 | 0 | 0 | 0 | 0 | 0 | 0 | 0 | 0 | 0 | 0 | 0 | 0 | 0 | 0 | 0 | 0 | 0 | 0 | 0 | 0 | 0 | 0 | 0 | 0
F5_Commercial_Retail (WA)_New_Food Preparation_Natural Gas_Griddle_E4 | F5 | Commercial | Retail (WA) | New | Food Preparation | Natural Gas | Griddle | E4 | RIM BC Ratio | 0 | 0 | 0 | 0 | 0 | 0 | 0 | 0 | 0 | 0 | 0 | 0 | 0 | 0 | 0 | 0 | 0 | 0 | 0 | 0 | 0 | 0 | 0 | 0 | 0 | 0 | 0
F5_Commercial_Retail (WA)_New_Food Preparation_Natural Gas_Griddle_E5 | F5 | Commercial | Retail (WA) | New | Food Preparation | Natural Gas | Griddle | E5 | RIM BC Ratio | 0 | 0 | 0 | 0 | 0 | 0 | 0 | 0 | 0 | 0 | 0 | 0 | 0 | 0 | 0 | 0 | 0 | 0 | 0 | 0 | 0 | 0 | 0 | 0 | 0 | 0 | 0
F5_Commercial_Retail (WA)_New_Food Preparation_Natural Gas_Griddle_E6 | F5 | Commercial | Retail (WA) | New | Food Preparation | Natural Gas | Griddle | E6 | RIM BC Ratio | 0 | 0 | 0 | 0 | 0 | 0 | 0 | 0 | 0 | 0 | 0 | 0 | 0 | 0 | 0 | 0 | 0 | 0 | 0 | 0 | 0 | 0 | 0 | 0 | 0 | 0 | 0
F5_Commercial_Retail (WA)_New_Food Preparation_Natural Gas_Griddle_E7 | F5 | Commercial | Retail (WA) | New | Food Preparation | Natural Gas | Griddle | E7 | RIM BC Ratio | 0 | 0 | 0 | 0 | 0 | 0 | 0 | 0 | 0 | 0 | 0 | 0 | 0 | 0 | 0 | 0 | 0 | 0 | 0 | 0 | 0 | 0 | 0 | 0 | 0 | 0 | 0
F5_Commercial_Retail (WA)_New_Food Preparation_Natural Gas_Griddle_E8 | F5 | Commercial | Retail (WA) | New | Food Preparation | Natural Gas | Griddle | E8 | RIM BC Ratio | 0 | 0 | 0 | 0 | 0 | 0 | 0 | 0 | 0 | 0 | 0 | 0 | 0 | 0 | 0 | 0 | 0 | 0 | 0 | 0 | 0 | 0 | 0 | 0 | 0 | 0 | 0
F5_Commercial_Retail (WA)_New_Food Preparation_Natural Gas_Griddle_E9 | F5 | Commercial | Retail (WA) | New | Food Preparation | Natural Gas | Griddle | E9 | RIM BC Ratio | 0 | 0 | 0 | 0 | 0 | 0 | 0 | 0 | 0 | 0 | 0 | 0 | 0 | 0 | 0 | 0 | 0 | 0 | 0 | 0 | 0 | 0 | 0 | 0 | 0 | 0 | 0
F5_Commercial_Retail (WA)_New_Food Preparation_Natural Gas_Griddle_E10 | F5 | Commercial | Retail (WA) | New | Food Preparation | Natural Gas | Griddle | E10 | RIM BC Ratio | 0 | 0 | 0 | 0 | 0 | 0 | 0 | 0 | 0 | 0 | 0 | 0 | 0 | 0 | 0 | 0 | 0 | 0 | 0 | 0 | 0 | 0 | 0 | 0 | 0 | 0 | 0
F0_Commercial_Retail (WA)_New_Food Preparation_Natural Gas_Range_E0 | F0 | Commercial | Retail (WA) | New | Food Preparation | Natural Gas | Range | E0 | Economic Unit | High Efficiency | High Efficiency | High Efficiency | High Efficiency | High Efficiency | High Efficiency | High Efficiency | High Efficiency | High Efficiency | High Efficiency | High Efficiency | High Efficiency | High Efficiency | High Efficiency | High Efficiency | High Efficiency | High Efficiency | High Efficiency | High Efficiency | High Efficiency | High Efficiency | High Efficiency | High Efficiency | High Efficiency | High Efficiency | High Efficiency | High Efficiency
F1_Commercial_Retail (WA)_New_Food Preparation_Natural Gas_Range_E1 | F1 | Commercial | Retail (WA) | New | Food Preparation | Natural Gas | Range | E1 | CCE | 0 | 0 | 0 | 0 | 0 | 0 | 0 | 0 | 0 | 0 | 0 | 0 | 0 | 0 | 0 | 0 | 0 | 0 | 0 | 0 | 0 | 0 | 0 | 0 | 0 | 0 | 0
F1_Commercial_Retail (WA)_New_Food Preparation_Natural Gas_Range_E2 | F1 | Commercial | Retail (WA) | New | Food Preparation | Natural Gas | Range | E2 | CCE | 0.0010372 | 0.0010372 | 0.0010372 | 0.0010372 | 0.0010372 | 0.0010372 | 0.0010372 | 0.0010372 | 0.0010372 | 0.0010372 | 0.0010372 | 0.0010372 | 0.0010372 | 0.0010372 | 0.0010372 | 0.0010372 | 0.0010372 | 0.0010372 | 0.0010372 | 0.0010372 | 0.0010372 | 0.0010372 | 0.0010372 | 0.0010372 | 0.0010372 | 0.0010372 | 0.0010372
F1_Commercial_Retail (WA)_New_Food Preparation_Natural Gas_Range_E3 | F1 | Commercial | Retail (WA) | New | Food Preparation | Natural Gas | Range | E3 | CCE | 0 | 0 | 0 | 0 | 0 | 0 | 0 | 0 | 0 | 0 | 0 | 0 | 0 | 0 | 0 | 0 | 0 | 0 | 0 | 0 | 0 | 0 | 0 | 0 | 0 | 0 | 0
F1_Commercial_Retail (WA)_New_Food Preparation_Natural Gas_Range_E4 | F1 | Commercial | Retail (WA) | New | Food Preparation | Natural Gas | Range | E4 | CCE | 0 | 0 | 0 | 0 | 0 | 0 | 0 | 0 | 0 | 0 | 0 | 0 | 0 | 0 | 0 | 0 | 0 | 0 | 0 | 0 | 0 | 0 | 0 | 0 | 0 | 0 | 0
F1_Commercial_Retail (WA)_New_Food Preparation_Natural Gas_Range_E5 | F1 | Commercial | Retail (WA) | New | Food Preparation | Natural Gas | Range | E5 | CCE | 0 | 0 | 0 | 0 | 0 | 0 | 0 | 0 | 0 | 0 | 0 | 0 | 0 | 0 | 0 | 0 | 0 | 0 | 0 | 0 | 0 | 0 | 0 | 0 | 0 | 0 | 0
F1_Commercial_Retail (WA)_New_Food Preparation_Natural Gas_Range_E6 | F1 | Commercial | Retail (WA) | New | Food Preparation | Natural Gas | Range | E6 | CCE | 0 | 0 | 0 | 0 | 0 | 0 | 0 | 0 | 0 | 0 | 0 | 0 | 0 | 0 | 0 | 0 | 0 | 0 | 0 | 0 | 0 | 0 | 0 | 0 | 0 | 0 | 0
F1_Commercial_Retail (WA)_New_Food Preparation_Natural Gas_Range_E7 | F1 | Commercial | Retail (WA) | New | Food Preparation | Natural Gas | Range | E7 | CCE | 0 | 0 | 0 | 0 | 0 | 0 | 0 | 0 | 0 | 0 | 0 | 0 | 0 | 0 | 0 | 0 | 0 | 0 | 0 | 0 | 0 | 0 | 0 | 0 | 0 | 0 | 0
F1_Commercial_Retail (WA)_New_Food Preparation_Natural Gas_Range_E8 | F1 | Commercial | Retail (WA) | New | Food Preparation | Natural Gas | Range | E8 | CCE | 0 | 0 | 0 | 0 | 0 | 0 | 0 | 0 | 0 | 0 | 0 | 0 | 0 | 0 | 0 | 0 | 0 | 0 | 0 | 0 | 0 | 0 | 0 | 0 | 0 | 0 | 0
F1_Commercial_Retail (WA)_New_Food Preparation_Natural Gas_Range_E9 | F1 | Commercial | Retail (WA) | New | Food Preparation | Natural Gas | Range | E9 | CCE | 0 | 0 | 0 | 0 | 0 | 0 | 0 | 0 | 0 | 0 | 0 | 0 | 0 | 0 | 0 | 0 | 0 | 0 | 0 | 0 | 0 | 0 | 0 | 0 | 0 | 0 | 0
F1_Commercial_Retail (WA)_New_Food Preparation_Natural Gas_Range_E10 | F1 | Commercial | Retail (WA) | New | Food Preparation | Natural Gas | Range | E10 | CCE | 0 | 0 | 0 | 0 | 0 | 0 | 0 | 0 | 0 | 0 | 0 | 0 | 0 | 0 | 0 | 0 | 0 | 0 | 0 | 0 | 0 | 0 | 0 | 0 | 0 | 0 | 0
F2_Commercial_Retail (WA)_New_Food Preparation_Natural Gas_Range_E1 | F2 | Commercial | Retail (WA) | New | Food Preparation | Natural Gas | Range | E1 | TRC BC Ratio | [24 empty] | 1 | 1 | 1 | bar: 2019 to 2042
F2_Commercial_Retail (WA)_New_Food Preparation_Natural Gas_Range_E2 | F2 | Commercial | Retail (WA) | New | Food Preparation | Natural Gas | Range | E2 | TRC BC Ratio | 3.3438 | 3.421 | 3.5181 | 3.6326 | 3.7658 | 3.9338 | 4.1088 | 4.2833 | 4.4516 | 4.6222 | 4.7553 | 4.8792 | 5.0127 | 5.1428 | 5.2575 | 5.3637 | 5.4574 | 5.5495 | 5.6485 | 5.7445 | 5.8433 | 5.9463 | 6.0503 | 6.1578 | 6.2672 | 6.3786 | 6.4919
F2_Commercial_Retail (WA)_New_Food Preparation_Natural Gas_Range_E3 | F2 | Commercial | Retail (WA) | New | Food Preparation | Natural Gas | Range | E3 | TRC BC Ratio | 0 | 0 | 0 | 0 | 0 | 0 | 0 | 0 | 0 | 0 | 0 | 0 | 0 | 0 | 0 | 0 | 0 | 0 | 0 | 0 | 0 | 0 | 0 | 0 | 0 | 0 | 0
F2_Commercial_Retail (WA)_New_Food Preparation_Natural Gas_Range_E4 | F2 | Commercial | Retail (WA) | New | Food Preparation | Natural Gas | Range | E4 | TRC BC Ratio | 0 | 0 | 0 | 0 | 0 | 0 | 0 | 0 | 0 | 0 | 0 | 0 | 0 | 0 | 0 | 0 | 0 | 0 | 0 | 0 | 0 | 0 | 0 | 0 | 0 | 0 | 0
F2_Commercial_Retail (WA)_New_Food Preparation_Natural Gas_Range_E5 | F2 | Commercial | Retail (WA) | New | Food Preparation | Natural Gas | Range | E5 | TRC BC Ratio | 0 | 0 | 0 | 0 | 0 | 0 | 0 | 0 | 0 | 0 | 0 | 0 | 0 | 0 | 0 | 0 | 0 | 0 | 0 | 0 | 0 | 0 | 0 | 0 | 0 | 0 | 0
F2_Commercial_Retail (WA)_New_Food Preparation_Natural Gas_Range_E6 | F2 | Commercial | Retail (WA) | New | Food Preparation | Natural Gas | Range | E6 | TRC BC Ratio | 0 | 0 | 0 | 0 | 0 | 0 | 0 | 0 | 0 | 0 | 0 | 0 | 0 | 0 | 0 | 0 | 0 | 0 | 0 | 0 | 0 | 0 | 0 | 0 | 0 | 0 | 0
F2_Commercial_Retail (WA)_New_Food Preparation_Natural Gas_Range_E7 | F2 | Commercial | Retail (WA) | New | Food Preparation | Natural Gas | Range | E7 | TRC BC Ratio | 0 | 0 | 0 | 0 | 0 | 0 | 0 | 0 | 0 | 0 | 0 | 0 | 0 | 0 | 0 | 0 | 0 | 0 | 0 | 0 | 0 | 0 | 0 | 0 | 0 | 0 | 0
F2_Commercial_Retail (WA)_New_Food Preparation_Natural Gas_Range_E8 | F2 | Commercial | Retail (WA) | New | Food Preparation | Natural Gas | Range | E8 | TRC BC Ratio | 0 | 0 | 0 | 0 | 0 | 0 | 0 | 0 | 0 | 0 | 0 | 0 | 0 | 0 | 0 | 0 | 0 | 0 | 0 | 0 | 0 | 0 | 0 | 0 | 0 | 0 | 0
F2_Commercial_Retail (WA)_New_Food Preparation_Natural Gas_Range_E9 | F2 | Commercial | Retail (WA) | New | Food Preparation | Natural Gas | Range | E9 | TRC BC Ratio | 0 | 0 | 0 | 0 | 0 | 0 | 0 | 0 | 0 | 0 | 0 | 0 | 0 | 0 | 0 | 0 | 0 | 0 | 0 | 0 | 0 | 0 | 0 | 0 | 0 | 0 | 0
F2_Commercial_Retail (WA)_New_Food Preparation_Natural Gas_Range_E10 | F2 | Commercial | Retail (WA) | New | Food Preparation | Natural Gas | Range | E10 | TRC BC Ratio | 0 | 0 | 0 | 0 | 0 | 0 | 0 | 0 | 0 | 0 | 0 | 0 | 0 | 0 | 0 | 0 | 0 | 0 | 0 | 0 | 0 | 0 | 0 | 0 | 0 | 0 | 0
F3_Commercial_Retail (WA)_New_Food Preparation_Natural Gas_Range_E1 | F3 | Commercial | Retail (WA) | New | Food Preparation | Natural Gas | Range | E1 | PACT BC Ratio | [24 empty] | 1 | 1 | 1 | bar: 2019 to 2042
F3_Commercial_Retail (WA)_New_Food Preparation_Natural Gas_Range_E2 | F3 | Commercial | Retail (WA) | New | Food Preparation | Natural Gas | Range | E2 | PACT BC Ratio | 6.7389 | 6.8945 | 7.0902 | 7.3211 | 7.5895 | 7.9281 | 8.2807 | 8.6324 | 8.9715 | 9.3153 | 9.5837 | 9.8333 | 10.1024 | 10.3645 | 10.5957 | 10.8098 | 10.9986 | 11.1842 | 11.3838 | 11.5773 | 11.7764 | 11.984 | 12.1936 | 12.4102 | 12.6307 | 12.8551 | 13.0835
F3_Commercial_Retail (WA)_New_Food Preparation_Natural Gas_Range_E3 | F3 | Commercial | Retail (WA) | New | Food Preparation | Natural Gas | Range | E3 | PACT BC Ratio | 0 | 0 | 0 | 0 | 0 | 0 | 0 | 0 | 0 | 0 | 0 | 0 | 0 | 0 | 0 | 0 | 0 | 0 | 0 | 0 | 0 | 0 | 0 | 0 | 0 | 0 | 0
F3_Commercial_Retail (WA)_New_Food Preparation_Natural Gas_Range_E4 | F3 | Commercial | Retail (WA) | New | Food Preparation | Natural Gas | Range | E4 | PACT BC Ratio | 0 | 0 | 0 | 0 | 0 | 0 | 0 | 0 | 0 | 0 | 0 | 0 | 0 | 0 | 0 | 0 | 0 | 0 | 0 | 0 | 0 | 0 | 0 | 0 | 0 | 0 | 0
F3_Commercial_Retail (WA)_New_Food Preparation_Natural Gas_Range_E5 | F3 | Commercial | Retail (WA) | New | Food Preparation | Natural Gas | Range | E5 | PACT BC Ratio | 0 | 0 | 0 | 0 | 0 | 0 | 0 | 0 | 0 | 0 | 0 | 0 | 0 | 0 | 0 | 0 | 0 | 0 | 0 | 0 | 0 | 0 | 0 | 0 | 0 | 0 | 0
F3_Commercial_Retail (WA)_New_Food Preparation_Natural Gas_Range_E6 | F3 | Commercial | Retail (WA) | New | Food Preparation | Natural Gas | Range | E6 | PACT BC Ratio | 0 | 0 | 0 | 0 | 0 | 0 | 0 | 0 | 0 | 0 | 0 | 0 | 0 | 0 | 0 | 0 | 0 | 0 | 0 | 0 | 0 | 0 | 0 | 0 | 0 | 0 | 0
F3_Commercial_Retail (WA)_New_Food Preparation_Natural Gas_Range_E7 | F3 | Commercial | Retail (WA) | New | Food Preparation | Natural Gas | Range | E7 | PACT BC Ratio | 0 | 0 | 0 | 0 | 0 | 0 | 0 | 0 | 0 | 0 | 0 | 0 | 0 | 0 | 0 | 0 | 0 | 0 | 0 | 0 | 0 | 0 | 0 | 0 | 0 | 0 | 0
F3_Commercial_Retail (WA)_New_Food Preparation_Natural Gas_Range_E8 | F3 | Commercial | Retail (WA) | New | Food Preparation | Natural Gas | Range | E8 | PACT BC Ratio | 0 | 0 | 0 | 0 | 0 | 0 | 0 | 0 | 0 | 0 | 0 | 0 | 0 | 0 | 0 | 0 | 0 | 0 | 0 | 0 | 0 | 0 | 0 | 0 | 0 | 0 | 0
F3_Commercial_Retail (WA)_New_Food Preparation_Natural Gas_Range_E9 | F3 | Commercial | Retail (WA) | New | Food Preparation | Natural Gas | Range | E9 | PACT BC Ratio | 0 | 0 | 0 | 0 | 0 | 0 | 0 | 0 | 0 | 0 | 0 | 0 | 0 | 0 | 0 | 0 | 0 | 0 | 0 | 0 | 0 | 0 | 0 | 0 | 0 | 0 | 0
F3_Commercial_Retail (WA)_New_Food Preparation_Natural Gas_Range_E10 | F3 | Commercial | Retail (WA) | New | Food Preparation | Natural Gas | Range | E10 | PACT BC Ratio | 0 | 0 | 0 | 0 | 0 | 0 | 0 | 0 | 0 | 0 | 0 | 0 | 0 | 0 | 0 | 0 | 0 | 0 | 0 | 0 | 0 | 0 | 0 | 0 | 0 | 0 | 0
F4_Commercial_Retail (WA)_New_Food Preparation_Natural Gas_Range_E1 | F4 | Commercial | Retail (WA) | New | Food Preparation | Natural Gas | Range | E1 | RVT BC Ratio | [24 empty] | 1 | 1 | 1 | bar: 2019 to 2042
F4_Commercial_Retail (WA)_New_Food Preparation_Natural Gas_Range_E2 | F4 | Commercial | Retail (WA) | New | Food Preparation | Natural Gas | Range | E2 | RVT BC Ratio | 5.1687 | 5.2481 | 5.3449 | 5.4626 | 5.6026 | 5.7877 | 5.9775 | 6.1611 | 6.3302 | 6.4925 | 6.6592 | 6.8082 | 6.9636 | 7.1072 | 7.2281 | 7.3353 | 7.4232 | 7.506 | 7.5949 | 7.6764 | 7.758 | 7.8878 | 8.0188 | 8.1543 | 8.2921 | 8.4324 | 8.5752
F4_Commercial_Retail (WA)_New_Food Preparation_Natural Gas_Range_E3 | F4 | Commercial | Retail (WA) | New | Food Preparation | Natural Gas | Range | E3 | RVT BC Ratio | 0 | 0 | 0 | 0 | 0 | 0 | 0 | 0 | 0 | 0 | 0 | 0 | 0 | 0 | 0 | 0 | 0 | 0 | 0 | 0 | 0 | 0 | 0 | 0 | 0 | 0 | 0
F4_Commercial_Retail (WA)_New_Food Preparation_Natural Gas_Range_E4 | F4 | Commercial | Retail (WA) | New | Food Preparation | Natural Gas | Range | E4 | RVT BC Ratio | 0 | 0 | 0 | 0 | 0 | 0 | 0 | 0 | 0 | 0 | 0 | 0 | 0 | 0 | 0 | 0 | 0 | 0 | 0 | 0 | 0 | 0 | 0 | 0 | 0 | 0 | 0
F4_Commercial_Retail (WA)_New_Food Preparation_Natural Gas_Range_E5 | F4 | Commercial | Retail (WA) | New | Food Preparation | Natural Gas | Range | E5 | RVT BC Ratio | 0 | 0 | 0 | 0 | 0 | 0 | 0 | 0 | 0 | 0 | 0 | 0 | 0 | 0 | 0 | 0 | 0 | 0 | 0 | 0 | 0 | 0 | 0 | 0 | 0 | 0 | 0
F4_Commercial_Retail (WA)_New_Food Preparation_Natural Gas_Range_E6 | F4 | Commercial | Retail (WA) | New | Food Preparation | Natural Gas | Range | E6 | RVT BC Ratio | 0 | 0 | 0 | 0 | 0 | 0 | 0 | 0 | 0 | 0 | 0 | 0 | 0 | 0 | 0 | 0 | 0 | 0 | 0 | 0 | 0 | 0 | 0 | 0 | 0 | 0 | 0
F4_Commercial_Retail (WA)_New_Food Preparation_Natural Gas_Range_E7 | F4 | Commercial | Retail (WA) | New | Food Preparation | Natural Gas | Range | E7 | RVT BC Ratio | 0 | 0 | 0 | 0 | 0 | 0 | 0 | 0 | 0 | 0 | 0 | 0 | 0 | 0 | 0 | 0 | 0 | 0 | 0 | 0 | 0 | 0 | 0 | 0 | 0 | 0 | 0
F4_Commercial_Retail (WA)_New_Food Preparation_Natural Gas_Range_E8 | F4 | Commercial | Retail (WA) | New | Food Preparation | Natural Gas | Range | E8 | RVT BC Ratio | 0 | 0 | 0 | 0 | 0 | 0 | 0 | 0 | 0 | 0 | 0 | 0 | 0 | 0 | 0 | 0 | 0 | 0 | 0 | 0 | 0 | 0 | 0 | 0 | 0 | 0 | 0
F4_Commercial_Retail (WA)_New_Food Preparation_Natural Gas_Range_E9 | F4 | Commercial | Retail (WA) | New | Food Preparation | Natural Gas | Range | E9 | RVT BC Ratio | 0 | 0 | 0 | 0 | 0 | 0 | 0 | 0 | 0 | 0 | 0 | 0 | 0 | 0 | 0 | 0 | 0 | 0 | 0 | 0 | 0 | 0 | 0 | 0 | 0 | 0 | 0
F4_Commercial_Retail (WA)_New_Food Preparation_Natural Gas_Range_E10 | F4 | Commercial | Retail (WA) | New | Food Preparation | Natural Gas | Range | E10 | RVT BC Ratio | 0 | 0 | 0 | 0 | 0 | 0 | 0 | 0 | 0 | 0 | 0 | 0 | 0 | 0 | 0 | 0 | 0 | 0 | 0 | 0 | 0 | 0 | 0 | 0 | 0 | 0 | 0
F5_Commercial_Retail (WA)_New_Food Preparation_Natural Gas_Range_E1 | F5 | Commercial | Retail (WA) | New | Food Preparation | Natural Gas | Range | E1 | RIM BC Ratio | [24 empty] | 1 | 1 | 1 | bar: 2019 to 2042
F5_Commercial_Retail (WA)_New_Food Preparation_Natural Gas_Range_E2 | F5 | Commercial | Retail (WA) | New | Food Preparation | Natural Gas | Range | E2 | RIM BC Ratio | 0.7474 | 0.7535 | 0.76136 | 0.76981 | 0.77879 | 0.78838 | 0.79815 | 0.80802 | 0.81803 | 0.82878 | 0.83192 | 0.83545 | 0.8397 | 0.84456 | 0.84934 | 0.85417 | 0.85907 | 0.86418 | 0.86957 | 0.8752 | 0.88112 | 0.88227 | 0.88338 | 0.8845 | 0.8856 | 0.88669 | 0.88776
F5_Commercial_Retail (WA)_New_Food Preparation_Natural Gas_Range_E3 | F5 | Commercial | Retail (WA) | New | Food Preparation | Natural Gas | Range | E3 | RIM BC Ratio | 0 | 0 | 0 | 0 | 0 | 0 | 0 | 0 | 0 | 0 | 0 | 0 | 0 | 0 | 0 | 0 | 0 | 0 | 0 | 0 | 0 | 0 | 0 | 0 | 0 | 0 | 0
F5_Commercial_Retail (WA)_New_Food Preparation_Natural Gas_Range_E4 | F5 | Commercial | Retail (WA) | New | Food Preparation | Natural Gas | Range | E4 | RIM BC Ratio | 0 | 0 | 0 | 0 | 0 | 0 | 0 | 0 | 0 | 0 | 0 | 0 | 0 | 0 | 0 | 0 | 0 | 0 | 0 | 0 | 0 | 0 | 0 | 0 | 0 | 0 | 0
F5_Commercial_Retail (WA)_New_Food Preparation_Natural Gas_Range_E5 | F5 | Commercial | Retail (WA) | New | Food Preparation | Natural Gas | Range | E5 | RIM BC Ratio | 0 | 0 | 0 | 0 | 0 | 0 | 0 | 0 | 0 | 0 | 0 | 0 | 0 | 0 | 0 | 0 | 0 | 0 | 0 | 0 | 0 | 0 | 0 | 0 | 0 | 0 | 0
F5_Commercial_Retail (WA)_New_Food Preparation_Natural Gas_Range_E6 | F5 | Commercial | Retail (WA) | New | Food Preparation | Natural Gas | Range | E6 | RIM BC Ratio | 0 | 0 | 0 | 0 | 0 | 0 | 0 | 0 | 0 | 0 | 0 | 0 | 0 | 0 | 0 | 0 | 0 | 0 | 0 | 0 | 0 | 0 | 0 | 0 | 0 | 0 | 0
F5_Commercial_Retail (WA)_New_Food Preparation_Natural Gas_Range_E7 | F5 | Commercial | Retail (WA) | New | Food Preparation | Natural Gas | Range | E7 | RIM BC Ratio | 0 | 0 | 0 | 0 | 0 | 0 | 0 | 0 | 0 | 0 | 0 | 0 | 0 | 0 | 0 | 0 | 0 | 0 | 0 | 0 | 0 | 0 | 0 | 0 | 0 | 0 | 0
F5_Commercial_Retail (WA)_New_Food Preparation_Natural Gas_Range_E8 | F5 | Commercial | Retail (WA) | New | Food Preparation | Natural Gas | Range | E8 | RIM BC Ratio | 0 | 0 | 0 | 0 | 0 | 0 | 0 | 0 | 0 | 0 | 0 | 0 | 0 | 0 | 0 | 0 | 0 | 0 | 0 | 0 | 0 | 0 | 0 | 0 | 0 | 0 | 0
F5_Commercial_Retail (WA)_New_Food Preparation_Natural Gas_Range_E9 | F5 | Commercial | Retail (WA) | New | Food Preparation | Natural Gas | Range | E9 | RIM BC Ratio | 0 | 0 | 0 | 0 | 0 | 0 | 0 | 0 | 0 | 0 | 0 | 0 | 0 | 0 | 0 | 0 | 0 | 0 | 0 | 0 | 0 | 0 | 0 | 0 | 0 | 0 | 0
F5_Commercial_Retail (WA)_New_Food Preparation_Natural Gas_Range_E10 | F5 | Commercial | Retail (WA) | New | Food Preparation | Natural Gas | Range | E10 | RIM BC Ratio | 0 | 0 | 0 | 0 | 0 | 0 | 0 | 0 | 0 | 0 | 0 | 0 | 0 | 0 | 0 | 0 | 0 | 0 | 0 | 0 | 0 | 0 | 0 | 0 | 0 | 0 | 0
F0_Commercial_Retail (WA)_New_Food Preparation_Natural Gas_Steamer_E0 | F0 | Commercial | Retail (WA) | New | Food Preparation | Natural Gas | Steamer | E0 | Economic Unit | ENERGY STAR | ENERGY STAR | ENERGY STAR | ENERGY STAR | ENERGY STAR | ENERGY STAR | ENERGY STAR | ENERGY STAR | ENERGY STAR | ENERGY STAR | ENERGY STAR | ENERGY STAR | ENERGY STAR | ENERGY STAR | ENERGY STAR | ENERGY STAR | ENERGY STAR | ENERGY STAR | ENERGY STAR | ENERGY STAR | ENERGY STAR | ENERGY STAR | ENERGY STAR | ENERGY STAR | ENERGY STAR | ENERGY STAR | ENERGY STAR
F1_Commercial_Retail (WA)_New_Food Preparation_Natural Gas_Steamer_E1 | F1 | Commercial | Retail (WA) | New | Food Preparation | Natural Gas | Steamer | E1 | CCE | 0 | 0 | 0 | 0 | 0 | 0 | 0 | 0 | 0 | 0 | 0 | 0 | 0 | 0 | 0 | 0 | 0 | 0 | 0 | 0 | 0 | 0 | 0 | 0 | 0 | 0 | 0
F1_Commercial_Retail (WA)_New_Food Preparation_Natural Gas_Steamer_E2 | F1 | Commercial | Retail (WA) | New | Food Preparation | Natural Gas | Steamer | E2 | CCE | 0.0015697 | 0.0015697 | 0.0015697 | 0.0015697 | 0.0015697 | 0.0015697 | 0.0015697 | 0.0015697 | 0.0015697 | 0.0015697 | 0.0015697 | 0.0015697 | 0.0015697 | 0.0015697 | 0.0015697 | 0.0015697 | 0.0015697 | 0.0015697 | 0.0015697 | 0.0015697 | 0.0015697 | 0.0015697 | 0.0015697 | 0.0015697 | 0.0015697 | 0.0015697 | 0.0015697
F1_Commercial_Retail (WA)_New_Food Preparation_Natural Gas_Steamer_E3 | F1 | Commercial | Retail (WA) | New | Food Preparation | Natural Gas | Steamer | E3 | CCE | 0 | 0 | 0 | 0 | 0 | 0 | 0 | 0 | 0 | 0 | 0 | 0 | 0 | 0 | 0 | 0 | 0 | 0 | 0 | 0 | 0 | 0 | 0 | 0 | 0 | 0 | 0
F1_Commercial_Retail (WA)_New_Food Preparation_Natural Gas_Steamer_E4 | F1 | Commercial | Retail (WA) | New | Food Preparation | Natural Gas | Steamer | E4 | CCE | 0 | 0 | 0 | 0 | 0 | 0 | 0 | 0 | 0 | 0 | 0 | 0 | 0 | 0 | 0 | 0 | 0 | 0 | 0 | 0 | 0 | 0 | 0 | 0 | 0 | 0 | 0
F1_Commercial_Retail (WA)_New_Food Preparation_Natural Gas_Steamer_E5 | F1 | Commercial | Retail (WA) | New | Food Preparation | Natural Gas | Steamer | E5 | CCE | 0 | 0 | 0 | 0 | 0 | 0 | 0 | 0 | 0 | 0 | 0 | 0 | 0 | 0 | 0 | 0 | 0 | 0 | 0 | 0 | 0 | 0 | 0 | 0 | 0 | 0 | 0
F1_Commercial_Retail (WA)_New_Food Preparation_Natural Gas_Steamer_E6 | F1 | Commercial | Retail (WA) | New | Food Preparation | Natural Gas | Steamer | E6 | CCE | 0 | 0 | 0 | 0 | 0 | 0 | 0 | 0 | 0 | 0 | 0 | 0 | 0 | 0 | 0 | 0 | 0 | 0 | 0 | 0 | 0 | 0 | 0 | 0 | 0 | 0 | 0
F1_Commercial_Retail (WA)_New_Food Preparation_Natural Gas_Steamer_E7 | F1 | Commercial | Retail (WA) | New | Food Preparation | Natural Gas | Steamer | E7 | CCE | 0 | 0 | 0 | 0 | 0 | 0 | 0 | 0 | 0 | 0 | 0 | 0 | 0 | 0 | 0 | 0 | 0 | 0 | 0 | 0 | 0 | 0 | 0 | 0 | 0 | 0 | 0
F1_Commercial_Retail (WA)_New_Food Preparation_Natural Gas_Steamer_E8 | F1 | Commercial | Retail (WA) | New | Food Preparation | Natural Gas | Steamer | E8 | CCE | 0 | 0 | 0 | 0 | 0 | 0 | 0 | 0 | 0 | 0 | 0 | 0 | 0 | 0 | 0 | 0 | 0 | 0 | 0 | 0 | 0 | 0 | 0 | 0 | 0 | 0 | 0
F1_Commercial_Retail (WA)_New_Food Preparation_Natural Gas_Steamer_E9 | F1 | Commercial | Retail (WA) | New | Food Preparation | Natural Gas | Steamer | E9 | CCE | 0 | 0 | 0 | 0 | 0 | 0 | 0 | 0 | 0 | 0 | 0 | 0 | 0 | 0 | 0 | 0 | 0 | 0 | 0 | 0 | 0 | 0 | 0 | 0 | 0 | 0 | 0
F1_Commercial_Retail (WA)_New_Food Preparation_Natural Gas_Steamer_E10 | F1 | Commercial | Retail (WA) | New | Food Preparation | Natural Gas | Steamer | E10 | CCE | 0 | 0 | 0 | 0 | 0 | 0 | 0 | 0 | 0 | 0 | 0 | 0 | 0 | 0 | 0 | 0 | 0 | 0 | 0 | 0 | 0 | 0 | 0 | 0 | 0 | 0 | 0
F2_Commercial_Retail (WA)_New_Food Preparation_Natural Gas_Steamer_E1 | F2 | Commercial | Retail (WA) | New | Food Preparation | Natural Gas | Steamer | E1 | TRC BC Ratio | [24 empty] | 1 | 1 | 1 | bar: 2019 to 2042
F2_Commercial_Retail (WA)_New_Food Preparation_Natural Gas_Steamer_E2 | F2 | Commercial | Retail (WA) | New | Food Preparation | Natural Gas | Steamer | E2 | TRC BC Ratio | 2.2673 | 2.3245 | 2.3922 | 2.4698 | 2.5575 | 2.6642 | 2.7741 | 2.8829 | 2.9877 | 3.0939 | 3.1784 | 3.2576 | 3.3426 | 3.4259 | 3.5004 | 3.57 | 3.6325 | 3.6942 | 3.7601 | 3.8244 | 3.8904 | 3.959 | 4.0284 | 4.1 | 4.1728 | 4.247 | 4.3224
F2_Commercial_Retail (WA)_New_Food Preparation_Natural Gas_Steamer_E3 | F2 | Commercial | Retail (WA) | New | Food Preparation | Natural Gas | Steamer | E3 | TRC BC Ratio | 0 | 0 | 0 | 0 | 0 | 0 | 0 | 0 | 0 | 0 | 0 | 0 | 0 | 0 | 0 | 0 | 0 | 0 | 0 | 0 | 0 | 0 | 0 | 0 | 0 | 0 | 0
F2_Commercial_Retail (WA)_New_Food Preparation_Natural Gas_Steamer_E4 | F2 | Commercial | Retail (WA) | New | Food Preparation | Natural Gas | Steamer | E4 | TRC BC Ratio | 0 | 0 | 0 | 0 | 0 | 0 | 0 | 0 | 0 | 0 | 0 | 0 | 0 | 0 | 0 | 0 | 0 | 0 | 0 | 0 | 0 | 0 | 0 | 0 | 0 | 0 | 0
F2_Commercial_Retail (WA)_New_Food Preparation_Natural Gas_Steamer_E5 | F2 | Commercial | Retail (WA) | New | Food Preparation | Natural Gas | Steamer | E5 | TRC BC Ratio | 0 | 0 | 0 | 0 | 0 | 0 | 0 | 0 | 0 | 0 | 0 | 0 | 0 | 0 | 0 | 0 | 0 | 0 | 0 | 0 | 0 | 0 | 0 | 0 | 0 | 0 | 0
F2_Commercial_Retail (WA)_New_Food Preparation_Natural Gas_Steamer_E6 | F2 | Commercial | Retail (WA) | New | Food Preparation | Natural Gas | Steamer | E6 | TRC BC Ratio | 0 | 0 | 0 | 0 | 0 | 0 | 0 | 0 | 0 | 0 | 0 | 0 | 0 | 0 | 0 | 0 | 0 | 0 | 0 | 0 | 0 | 0 | 0 | 0 | 0 | 0 | 0
F2_Commercial_Retail (WA)_New_Food Preparation_Natural Gas_Steamer_E7 | F2 | Commercial | Retail (WA) | New | Food Preparation | Natural Gas | Steamer | E7 | TRC BC Ratio | 0 | 0 | 0 | 0 | 0 | 0 | 0 | 0 | 0 | 0 | 0 | 0 | 0 | 0 | 0 | 0 | 0 | 0 | 0 | 0 | 0 | 0 | 0 | 0 | 0 | 0 | 0
F2_Commercial_Retail (WA)_New_Food Preparation_Natural Gas_Steamer_E8 | F2 | Commercial | Retail (WA) | New | Food Preparation | Natural Gas | Steamer | E8 | TRC BC Ratio | 0 | 0 | 0 | 0 | 0 | 0 | 0 | 0 | 0 | 0 | 0 | 0 | 0 | 0 | 0 | 0 | 0 | 0 | 0 | 0 | 0 | 0 | 0 | 0 | 0 | 0 | 0
F2_Commercial_Retail (WA)_New_Food Preparation_Natural Gas_Steamer_E9 | F2 | Commercial | Retail (WA) | New | Food Preparation | Natural Gas | Steamer | E9 | TRC BC Ratio | 0 | 0 | 0 | 0 | 0 | 0 | 0 | 0 | 0 | 0 | 0 | 0 | 0 | 0 | 0 | 0 | 0 | 0 | 0 | 0 | 0 | 0 | 0 | 0 | 0 | 0 | 0
F2_Commercial_Retail (WA)_New_Food Preparation_Natural Gas_Steamer_E10 | F2 | Commercial | Retail (WA) | New | Food Preparation | Natural Gas | Steamer | E10 | TRC BC Ratio | 0 | 0 | 0 | 0 | 0 | 0 | 0 | 0 | 0 | 0 | 0 | 0 | 0 | 0 | 0 | 0 | 0 | 0 | 0 | 0 | 0 | 0 | 0 | 0 | 0 | 0 | 0
F3_Commercial_Retail (WA)_New_Food Preparation_Natural Gas_Steamer_E1 | F3 | Commercial | Retail (WA) | New | Food Preparation | Natural Gas | Steamer | E1 | PACT BC Ratio | [24 empty] | 1 | 1 | 1 | bar: 2019 to 2042
F3_Commercial_Retail (WA)_New_Food Preparation_Natural Gas_Steamer_E2 | F3 | Commercial | Retail (WA) | New | Food Preparation | Natural Gas | Steamer | E2 | PACT BC Ratio | 4.5695 | 4.6847 | 4.8211 | 4.9775 | 5.1543 | 5.3694 | 5.5909 | 5.8102 | 6.0213 | 6.2353 | 6.4056 | 6.5652 | 6.7366 | 6.9044 | 7.0545 | 7.1949 | 7.3208 | 7.4451 | 7.5779 | 7.7075 | 7.8406 | 7.9789 | 8.1187 | 8.263 | 8.4098 | 8.5592 | 8.7112
F3_Commercial_Retail (WA)_New_Food Preparation_Natural Gas_Steamer_E3 | F3 | Commercial | Retail (WA) | New | Food Preparation | Natural Gas | Steamer | E3 | PACT BC Ratio | 0 | 0 | 0 | 0 | 0 | 0 | 0 | 0 | 0 | 0 | 0 | 0 | 0 | 0 | 0 | 0 | 0 | 0 | 0 | 0 | 0 | 0 | 0 | 0 | 0 | 0 | 0
F3_Commercial_Retail (WA)_New_Food Preparation_Natural Gas_Steamer_E4 | F3 | Commercial | Retail (WA) | New | Food Preparation | Natural Gas | Steamer | E4 | PACT BC Ratio | 0 | 0 | 0 | 0 | 0 | 0 | 0 | 0 | 0 | 0 | 0 | 0 | 0 | 0 | 0 | 0 | 0 | 0 | 0 | 0 | 0 | 0 | 0 | 0 | 0 | 0 | 0
F3_Commercial_Retail (WA)_New_Food Preparation_Natural Gas_Steamer_E5 | F3 | Commercial | Retail (WA) | New | Food Preparation | Natural Gas | Steamer | E5 | PACT BC Ratio | 0 | 0 | 0 | 0 | 0 | 0 | 0 | 0 | 0 | 0 | 0 | 0 | 0 | 0 | 0 | 0 | 0 | 0 | 0 | 0 | 0 | 0 | 0 | 0 | 0 | 0 | 0
F3_Commercial_Retail (WA)_New_Food Preparation_Natural Gas_Steamer_E6 | F3 | Commercial | Retail (WA) | New | Food Preparation | Natural Gas | Steamer | E6 | PACT BC Ratio | 0 | 0 | 0 | 0 | 0 | 0 | 0 | 0 | 0 | 0 | 0 | 0 | 0 | 0 | 0 | 0 | 0 | 0 | 0 | 0 | 0 | 0 | 0 | 0 | 0 | 0 | 0
F3_Commercial_Retail (WA)_New_Food Preparation_Natural Gas_Steamer_E7 | F3 | Commercial | Retail (WA) | New | Food Preparation | Natural Gas | Steamer | E7 | PACT BC Ratio | 0 | 0 | 0 | 0 | 0 | 0 | 0 | 0 | 0 | 0 | 0 | 0 | 0 | 0 | 0 | 0 | 0 | 0 | 0 | 0 | 0 | 0 | 0 | 0 | 0 | 0 | 0
F3_Commercial_Retail (WA)_New_Food Preparation_Natural Gas_Steamer_E8 | F3 | Commercial | Retail (WA) | New | Food Preparation | Natural Gas | Steamer | E8 | PACT BC Ratio | 0 | 0 | 0 | 0 | 0 | 0 | 0 | 0 | 0 | 0 | 0 | 0 | 0 | 0 | 0 | 0 | 0 | 0 | 0 | 0 | 0 | 0 | 0 | 0 | 0 | 0 | 0
F3_Commercial_Retail (WA)_New_Food Preparation_Natural Gas_Steamer_E9 | F3 | Commercial | Retail (WA) | New | Food Preparation | Natural Gas | Steamer | E9 | PACT BC Ratio | 0 | 0 | 0 | 0 | 0 | 0 | 0 | 0 | 0 | 0 | 0 | 0 | 0 | 0 | 0 | 0 | 0 | 0 | 0 | 0 | 0 | 0 | 0 | 0 | 0 | 0 | 0
F3_Commercial_Retail (WA)_New_Food Preparation_Natural Gas_Steamer_E10 | F3 | Commercial | Retail (WA) | New | Food Preparation | Natural Gas | Steamer | E10 | PACT BC Ratio | 0 | 0 | 0 | 0 | 0 | 0 | 0 | 0 | 0 | 0 | 0 | 0 | 0 | 0 | 0 | 0 | 0 | 0 | 0 | 0 | 0 | 0 | 0 | 0 | 0 | 0 | 0
F4_Commercial_Retail (WA)_New_Food Preparation_Natural Gas_Steamer_E1 | F4 | Commercial | Retail (WA) | New | Food Preparation | Natural Gas | Steamer | E1 | RVT BC Ratio | [24 empty] | 1 | 1 | 1 | bar: 2019 to 2042
F4_Commercial_Retail (WA)_New_Food Preparation_Natural Gas_Steamer_E2 | F4 | Commercial | Retail (WA) | New | Food Preparation | Natural Gas | Steamer | E2 | RVT BC Ratio | 3.6 | 3.6605 | 3.7316 | 3.8144 | 3.9093 | 4.0277 | 4.1465 | 4.2593 | 4.3614 | 4.4603 | 4.5628 | 4.656 | 4.7544 | 4.8474 | 4.9275 | 4.9997 | 5.0608 | 5.1192 | 5.1812 | 5.2392 | 5.2973 | 5.3838 | 5.4712 | 5.5614 | 5.6532 | 5.7466 | 5.8417
F4_Commercial_Retail (WA)_New_Food Preparation_Natural Gas_Steamer_E3 | F4 | Commercial | Retail (WA) | New | Food Preparation | Natural Gas | Steamer | E3 | RVT BC Ratio | 0 | 0 | 0 | 0 | 0 | 0 | 0 | 0 | 0 | 0 | 0 | 0 | 0 | 0 | 0 | 0 | 0 | 0 | 0 | 0 | 0 | 0 | 0 | 0 | 0 | 0 | 0
F4_Commercial_Retail (WA)_New_Food Preparation_Natural Gas_Steamer_E4 | F4 | Commercial | Retail (WA) | New | Food Preparation | Natural Gas | Steamer | E4 | RVT BC Ratio | 0 | 0 | 0 | 0 | 0 | 0 | 0 | 0 | 0 | 0 | 0 | 0 | 0 | 0 | 0 | 0 | 0 | 0 | 0 | 0 | 0 | 0 | 0 | 0 | 0 | 0 | 0
F4_Commercial_Retail (WA)_New_Food Preparation_Natural Gas_Steamer_E5 | F4 | Commercial | Retail (WA) | New | Food Preparation | Natural Gas | Steamer | E5 | RVT BC Ratio | 0 | 0 | 0 | 0 | 0 | 0 | 0 | 0 | 0 | 0 | 0 | 0 | 0 | 0 | 0 | 0 | 0 | 0 | 0 | 0 | 0 | 0 | 0 | 0 | 0 | 0 | 0
F4_Commercial_Retail (WA)_New_Food Preparation_Natural Gas_Steamer_E6 | F4 | Commercial | Retail (WA) | New | Food Preparation | Natural Gas | Steamer | E6 | RVT BC Ratio | 0 | 0 | 0 | 0 | 0 | 0 | 0 | 0 | 0 | 0 | 0 | 0 | 0 | 0 | 0 | 0 | 0 | 0 | 0 | 0 | 0 | 0 | 0 | 0 | 0 | 0 | 0
F4_Commercial_Retail (WA)_New_Food Preparation_Natural Gas_Steamer_E7 | F4 | Commercial | Retail (WA) | New | Food Preparation | Natural Gas | Steamer | E7 | RVT BC Ratio | 0 | 0 | 0 | 0 | 0 | 0 | 0 | 0 | 0 | 0 | 0 | 0 | 0 | 0 | 0 | 0 | 0 | 0 | 0 | 0 | 0 | 0 | 0 | 0 | 0 | 0 | 0
F4_Commercial_Retail (WA)_New_Food Preparation_Natural Gas_Steamer_E8 | F4 | Commercial | Retail (WA) | New | Food Preparation | Natural Gas | Steamer | E8 | RVT BC Ratio | 0 | 0 | 0 | 0 | 0 | 0 | 0 | 0 | 0 | 0 | 0 | 0 | 0 | 0 | 0 | 0 | 0 | 0 | 0 | 0 | 0 | 0 | 0 | 0 | 0 | 0 | 0
F4_Commercial_Retail (WA)_New_Food Preparation_Natural Gas_Steamer_E9 | F4 | Commercial | Retail (WA) | New | Food Preparation | Natural Gas | Steamer | E9 | RVT BC Ratio | 0 | 0 | 0 | 0 | 0 | 0 | 0 | 0 | 0 | 0 | 0 | 0 | 0 | 0 | 0 | 0 | 0 | 0 | 0 | 0 | 0 | 0 | 0 | 0 | 0 | 0 | 0
F4_Commercial_Retail (WA)_New_Food Preparation_Natural Gas_Steamer_E10 | F4 | Commercial | Retail (WA) | New | Food Preparation | Natural Gas | Steamer | E10 | RVT BC Ratio | 0 | 0 | 0 | 0 | 0 | 0 | 0 | 0 | 0 | 0 | 0 | 0 | 0 | 0 | 0 | 0 | 0 | 0 | 0 | 0 | 0 | 0 | 0 | 0 | 0 | 0 | 0
F5_Commercial_Retail (WA)_New_Food Preparation_Natural Gas_Steamer_E1 | F5 | Commercial | Retail (WA) | New | Food Preparation | Natural Gas | Steamer | E1 | RIM BC Ratio | [24 empty] | 1 | 1 | 1 | bar: 2019 to 2042
F5_Commercial_Retail (WA)_New_Food Preparation_Natural Gas_Steamer_E2 | F5 | Commercial | Retail (WA) | New | Food Preparation | Natural Gas | Steamer | E2 | RIM BC Ratio | 0.716 | 0.72254 | 0.73014 | 0.73827 | 0.74684 | 0.75622 | 0.76589 | 0.7758 | 0.786 | 0.79666 | 0.8008 | 0.805 | 0.80962 | 0.81449 | 0.8192 | 0.8239 | 0.82858 | 0.83341 | 0.83849 | 0.84374 | 0.84923 | 0.85082 | 0.85239 | 0.85396 | 0.8555 | 0.85702 | 0.85852
F5_Commercial_Retail (WA)_New_Food Preparation_Natural Gas_Steamer_E3 | F5 | Commercial | Retail (WA) | New | Food Preparation | Natural Gas | Steamer | E3 | RIM BC Ratio | 0 | 0 | 0 | 0 | 0 | 0 | 0 | 0 | 0 | 0 | 0 | 0 | 0 | 0 | 0 | 0 | 0 | 0 | 0 | 0 | 0 | 0 | 0 | 0 | 0 | 0 | 0
F5_Commercial_Retail (WA)_New_Food Preparation_Natural Gas_Steamer_E4 | F5 | Commercial | Retail (WA) | New | Food Preparation | Natural Gas | Steamer | E4 | RIM BC Ratio | 0 | 0 | 0 | 0 | 0 | 0 | 0 | 0 | 0 | 0 | 0 | 0 | 0 | 0 | 0 | 0 | 0 | 0 | 0 | 0 | 0 | 0 | 0 | 0 | 0 | 0 | 0
F5_Commercial_Retail (WA)_New_Food Preparation_Natural Gas_Steamer_E5 | F5 | Commercial | Retail (WA) | New | Food Preparation | Natural Gas | Steamer | E5 | RIM BC Ratio | 0 | 0 | 0 | 0 | 0 | 0 | 0 | 0 | 0 | 0 | 0 | 0 | 0 | 0 | 0 | 0 | 0 | 0 | 0 | 0 | 0 | 0 | 0 | 0 | 0 | 0 | 0
F5_Commercial_Retail (WA)_New_Food Preparation_Natural Gas_Steamer_E6 | F5 | Commercial | Retail (WA) | New | Food Preparation | Natural Gas | Steamer | E6 | RIM BC Ratio | 0 | 0 | 0 | 0 | 0 | 0 | 0 | 0 | 0 | 0 | 0 | 0 | 0 | 0 | 0 | 0 | 0 | 0 | 0 | 0 | 0 | 0 | 0 | 0 | 0 | 0 | 0
F5_Commercial_Retail (WA)_New_Food Preparation_Natural Gas_Steamer_E7 | F5 | Commercial | Retail (WA) | New | Food Preparation | Natural Gas | Steamer | E7 | RIM BC Ratio | 0 | 0 | 0 | 0 | 0 | 0 | 0 | 0 | 0 | 0 | 0 | 0 | 0 | 0 | 0 | 0 | 0 | 0 | 0 | 0 | 0 | 0 | 0 | 0 | 0 | 0 | 0
F5_Commercial_Retail (WA)_New_Food Preparation_Natural Gas_Steamer_E8 | F5 | Commercial | Retail (WA) | New | Food Preparation | Natural Gas | Steamer | E8 | RIM BC Ratio | 0 | 0 | 0 | 0 | 0 | 0 | 0 | 0 | 0 | 0 | 0 | 0 | 0 | 0 | 0 | 0 | 0 | 0 | 0 | 0 | 0 | 0 | 0 | 0 | 0 | 0 | 0
F5_Commercial_Retail (WA)_New_Food Preparation_Natural Gas_Steamer_E9 | F5 | Commercial | Retail (WA) | New | Food Preparation | Natural Gas | Steamer | E9 | RIM BC Ratio | 0 | 0 | 0 | 0 | 0 | 0 | 0 | 0 | 0 | 0 | 0 | 0 | 0 | 0 | 0 | 0 | 0 | 0 | 0 | 0 | 0 | 0 | 0 | 0 | 0 | 0 | 0
F5_Commercial_Retail (WA)_New_Food Preparation_Natural Gas_Steamer_E10 | F5 | Commercial | Retail (WA) | New | Food Preparation | Natural Gas | Steamer | E10 | RIM BC Ratio | 0 | 0 | 0 | 0 | 0 | 0 | 0 | 0 | 0 | 0 | 0 | 0 | 0 | 0 | 0 | 0 | 0 | 0 | 0 | 0 | 0 | 0 | 0 | 0 | 0 | 0 | 0
F0_Commercial_Retail (WA)_New_Food Preparation_Natural Gas_Food Prep Other_E0 | F0 | Commercial | Retail (WA) | New | Food Preparation | Natural Gas | Food Prep Other | E0 | Economic Unit | Standard | Standard | Standard | Standard | Standard | Standard | Standard | Standard | Standard | Standard | Standard | Standard | Standard | Standard | Standard | Standard | Standard | Standard | Standard | Standard | Standard | Standard | Standard | Standard | Standard | Standard | Standard
F1_Commercial_Retail (WA)_New_Food Preparation_Natural Gas_Food Prep Other_E1 | F1 | Commercial | Retail (WA) | New | Food Preparation | Natural Gas | Food Prep Other | E1 | CCE | 0 | 0 | 0 | 0 | 0 | 0 | 0 | 0 | 0 | 0 | 0 | 0 | 0 | 0 | 0 | 0 | 0 | 0 | 0 | 0 | 0 | 0 | 0 | 0 | 0 | 0 | 0
F1_Commercial_Retail (WA)_New_Food Preparation_Natural Gas_Food Prep Other_E2 | F1 | Commercial | Retail (WA) | New | Food Preparation | Natural Gas | Food Prep Other | E2 | CCE | 0.19058 | 0.19058 | 0.19058 | 0.19058 | 0.19058 | 0.19058 | 0.19058 | 0.19058 | 0.19058 | 0.19058 | 0.19058 | 0.19058 | 0.19058 | 0.19058 | 0.19058 | 0.19058 | 0.19058 | 0.19058 | 0.19058 | 0.19058 | 0.19058 | 0.19058 | 0.19058 | 0.19058 | 0.19058 | 0.19058 | 0.19058
F1_Commercial_Retail (WA)_New_Food Preparation_Natural Gas_Food Prep Other_E3 | F1 | Commercial | Retail (WA) | New | Food Preparation | Natural Gas | Food Prep Other | E3 | CCE | 0 | 0 | 0 | 0 | 0 | 0 | 0 | 0 | 0 | 0 | 0 | 0 | 0 | 0 | 0 | 0 | 0 | 0 | 0 | 0 | 0 | 0 | 0 | 0 | 0 | 0 | 0
F1_Commercial_Retail (WA)_New_Food Preparation_Natural Gas_Food Prep Other_E4 | F1 | Commercial | Retail (WA) | New | Food Preparation | Natural Gas | Food Prep Other | E4 | CCE | 0 | 0 | 0 | 0 | 0 | 0 | 0 | 0 | 0 | 0 | 0 | 0 | 0 | 0 | 0 | 0 | 0 | 0 | 0 | 0 | 0 | 0 | 0 | 0 | 0 | 0 | 0
F1_Commercial_Retail (WA)_New_Food Preparation_Natural Gas_Food Prep Other_E5 | F1 | Commercial | Retail (WA) | New | Food Preparation | Natural Gas | Food Prep Other | E5 | CCE | 0 | 0 | 0 | 0 | 0 | 0 | 0 | 0 | 0 | 0 | 0 | 0 | 0 | 0 | 0 | 0 | 0 | 0 | 0 | 0 | 0 | 0 | 0 | 0 | 0 | 0 | 0
F1_Commercial_Retail (WA)_New_Food Preparation_Natural Gas_Food Prep Other_E6 | F1 | Commercial | Retail (WA) | New | Food Preparation | Natural Gas | Food Prep Other | E6 | CCE | 0 | 0 | 0 | 0 | 0 | 0 | 0 | 0 | 0 | 0 | 0 | 0 | 0 | 0 | 0 | 0 | 0 | 0 | 0 | 0 | 0 | 0 | 0 | 0 | 0 | 0 | 0
F1_Commercial_Retail (WA)_New_Food Preparation_Natural Gas_Food Prep Other_E7 | F1 | Commercial | Retail (WA) | New | Food Preparation | Natural Gas | Food Prep Other | E7 | CCE | 0 | 0 | 0 | 0 | 0 | 0 | 0 | 0 | 0 | 0 | 0 | 0 | 0 | 0 | 0 | 0 | 0 | 0 | 0 | 0 | 0 | 0 | 0 | 0 | 0 | 0 | 0
F1_Commercial_Retail (WA)_New_Food Preparation_Natural Gas_Food Prep Other_E8 | F1 | Commercial | Retail (WA) | New | Food Preparation | Natural Gas | Food Prep Other | E8 | CCE | 0 | 0 | 0 | 0 | 0 | 0 | 0 | 0 | 0 | 0 | 0 | 0 | 0 | 0 | 0 | 0 | 0 | 0 | 0 | 0 | 0 | 0 | 0 | 0 | 0 | 0 | 0
F1_Commercial_Retail (WA)_New_Food Preparation_Natural Gas_Food Prep Other_E9 | F1 | Commercial | Retail (WA) | New | Food Preparation | Natural Gas | Food Prep Other | E9 | CCE | 0 | 0 | 0 | 0 | 0 | 0 | 0 | 0 | 0 | 0 | 0 | 0 | 0 | 0 | 0 | 0 | 0 | 0 | 0 | 0 | 0 | 0 | 0 | 0 | 0 | 0 | 0
F1_Commercial_Retail (WA)_New_Food Preparation_Natural Gas_Food Prep Other_E10 | F1 | Commercial | Retail (WA) | New | Food Preparation | Natural Gas | Food Prep Other | E10 | CCE | 0 | 0 | 0 | 0 | 0 | 0 | 0 | 0 | 0 | 0 | 0 | 0 | 0 | 0 | 0 | 0 | 0 | 0 | 0 | 0 | 0 | 0 | 0 | 0 | 0 | 0 | 0
F2_Commercial_Retail (WA)_New_Food Preparation_Natural Gas_Food Prep Other_E1 | F2 | Commercial | Retail (WA) | New | Food Preparation | Natural Gas | Food Prep Other | E1 | TRC BC Ratio | [24 empty] | 1 | 1 | 1 | bar: 2019 to 2042
F2_Commercial_Retail (WA)_New_Food Preparation_Natural Gas_Food Prep Other_E2 | F2 | Commercial | Retail (WA) | New | Food Preparation | Natural Gas | Food Prep Other | E2 | TRC BC Ratio | 0.018197 | 0.018618 | 0.019146 | 0.019769 | 0.020494 | 0.021409 | 0.022361 | 0.02331 | 0.024226 | 0.025155 | 0.025879 | 0.026553 | 0.02728 | 0.027988 | 0.028612 | 0.02919 | 0.0297 | 0.030201 | 0.03074 | 0.031263 | 0.0318 | 0.032361 | 0.032927 | 0.033512 | 0.034107 | 0.034713 | 0.03533
F2_Commercial_Retail (WA)_New_Food Preparation_Natural Gas_Food Prep Other_E3 | F2 | Commercial | Retail (WA) | New | Food Preparation | Natural Gas | Food Prep Other | E3 | TRC BC Ratio | 0 | 0 | 0 | 0 | 0 | 0 | 0 | 0 | 0 | 0 | 0 | 0 | 0 | 0 | 0 | 0 | 0 | 0 | 0 | 0 | 0 | 0 | 0 | 0 | 0 | 0 | 0
F2_Commercial_Retail (WA)_New_Food Preparation_Natural Gas_Food Prep Other_E4 | F2 | Commercial | Retail (WA) | New | Food Preparation | Natural Gas | Food Prep Other | E4 | TRC BC Ratio | 0 | 0 | 0 | 0 | 0 | 0 | 0 | 0 | 0 | 0 | 0 | 0 | 0 | 0 | 0 | 0 | 0 | 0 | 0 | 0 | 0 | 0 | 0 | 0 | 0 | 0 | 0
F2_Commercial_Retail (WA)_New_Food Preparation_Natural Gas_Food Prep Other_E5 | F2 | Commercial | Retail (WA) | New | Food Preparation | Natural Gas | Food Prep Other | E5 | TRC BC Ratio | 0 | 0 | 0 | 0 | 0 | 0 | 0 | 0 | 0 | 0 | 0 | 0 | 0 | 0 | 0 | 0 | 0 | 0 | 0 | 0 | 0 | 0 | 0 | 0 | 0 | 0 | 0
F2_Commercial_Retail (WA)_New_Food Preparation_Natural Gas_Food Prep Other_E6 | F2 | Commercial | Retail (WA) | New | Food Preparation | Natural Gas | Food Prep Other | E6 | TRC BC Ratio | 0 | 0 | 0 | 0 | 0 | 0 | 0 | 0 | 0 | 0 | 0 | 0 | 0 | 0 | 0 | 0 | 0 | 0 | 0 | 0 | 0 | 0 | 0 | 0 | 0 | 0 | 0
F2_Commercial_Retail (WA)_New_Food Preparation_Natural Gas_Food Prep Other_E7 | F2 | Commercial | Retail (WA) | New | Food Preparation | Natural Gas | Food Prep Other | E7 | TRC BC Ratio | 0 | 0 | 0 | 0 | 0 | 0 | 0 | 0 | 0 | 0 | 0 | 0 | 0 | 0 | 0 | 0 | 0 | 0 | 0 | 0 | 0 | 0 | 0 | 0 | 0 | 0 | 0
F2_Commercial_Retail (WA)_New_Food Preparation_Natural Gas_Food Prep Other_E8 | F2 | Commercial | Retail (WA) | New | Food Preparation | Natural Gas | Food Prep Other | E8 | TRC BC Ratio | 0 | 0 | 0 | 0 | 0 | 0 | 0 | 0 | 0 | 0 | 0 | 0 | 0 | 0 | 0 | 0 | 0 | 0 | 0 | 0 | 0 | 0 | 0 | 0 | 0 | 0 | 0
F2_Commercial_Retail (WA)_New_Food Preparation_Natural Gas_Food Prep Other_E9 | F2 | Commercial | Retail (WA) | New | Food Preparation | Natural Gas | Food Prep Other | E9 | TRC BC Ratio | 0 | 0 | 0 | 0 | 0 | 0 | 0 | 0 | 0 | 0 | 0 | 0 | 0 | 0 | 0 | 0 | 0 | 0 | 0 | 0 | 0 | 0 | 0 | 0 | 0 | 0 | 0
F2_Commercial_Retail (WA)_New_Food Preparation_Natural Gas_Food Prep Other_E10 | F2 | Commercial | Retail (WA) | New | Food Preparation | Natural Gas | Food Prep Other | E10 | TRC BC Ratio | 0 | 0 | 0 | 0 | 0 | 0 | 0 | 0 | 0 | 0 | 0 | 0 | 0 | 0 | 0 | 0 | 0 | 0 | 0 | 0 | 0 | 0 | 0 | 0 | 0 | 0 | 0
F3_Commercial_Retail (WA)_New_Food Preparation_Natural Gas_Food Prep Other_E1 | F3 | Commercial | Retail (WA) | New | Food Preparation | Natural Gas | Food Prep Other | E1 | PACT BC Ratio | [24 empty] | 1 | 1 | 1 | bar: 2019 to 2042
F3_Commercial_Retail (WA)_New_Food Preparation_Natural Gas_Food Prep Other_E2 | F3 | Commercial | Retail (WA) | New | Food Preparation | Natural Gas | Food Prep Other | E2 | PACT BC Ratio | 0.036674 | 0.037521 | 0.038586 | 0.039842 | 0.041303 | 0.043146 | 0.045065 | 0.046979 | 0.048825 | 0.050696 | 0.052156 | 0.053514 | 0.054979 | 0.056406 | 0.057664 | 0.058829 | 0.059856 | 0.060866 | 0.061953 | 0.063006 | 0.064089 | 0.065219 | 0.06636 | 0.067539 | 0.068739 | 0.06996 | 0.071203
F3_Commercial_Retail (WA)_New_Food Preparation_Natural Gas_Food Prep Other_E3 | F3 | Commercial | Retail (WA) | New | Food Preparation | Natural Gas | Food Prep Other | E3 | PACT BC Ratio | 0 | 0 | 0 | 0 | 0 | 0 | 0 | 0 | 0 | 0 | 0 | 0 | 0 | 0 | 0 | 0 | 0 | 0 | 0 | 0 | 0 | 0 | 0 | 0 | 0 | 0 | 0
F3_Commercial_Retail (WA)_New_Food Preparation_Natural Gas_Food Prep Other_E4 | F3 | Commercial | Retail (WA) | New | Food Preparation | Natural Gas | Food Prep Other | E4 | PACT BC Ratio | 0 | 0 | 0 | 0 | 0 | 0 | 0 | 0 | 0 | 0 | 0 | 0 | 0 | 0 | 0 | 0 | 0 | 0 | 0 | 0 | 0 | 0 | 0 | 0 | 0 | 0 | 0
F3_Commercial_Retail (WA)_New_Food Preparation_Natural Gas_Food Prep Other_E5 | F3 | Commercial | Retail (WA) | New | Food Preparation | Natural Gas | Food Prep Other | E5 | PACT BC Ratio | 0 | 0 | 0 | 0 | 0 | 0 | 0 | 0 | 0 | 0 | 0 | 0 | 0 | 0 | 0 | 0 | 0 | 0 | 0 | 0 | 0 | 0 | 0 | 0 | 0 | 0 | 0
F3_Commercial_Retail (WA)_New_Food Preparation_Natural Gas_Food Prep Other_E6 | F3 | Commercial | Retail (WA) | New | Food Preparation | Natural Gas | Food Prep Other | E6 | PACT BC Ratio | 0 | 0 | 0 | 0 | 0 | 0 | 0 | 0 | 0 | 0 | 0 | 0 | 0 | 0 | 0 | 0 | 0 | 0 | 0 | 0 | 0 | 0 | 0 | 0 | 0 | 0 | 0
F3_Commercial_Retail (WA)_New_Food Preparation_Natural Gas_Food Prep Other_E7 | F3 | Commercial | Retail (WA) | New | Food Preparation | Natural Gas | Food Prep Other | E7 | PACT BC Ratio | 0 | 0 | 0 | 0 | 0 | 0 | 0 | 0 | 0 | 0 | 0 | 0 | 0 | 0 | 0 | 0 | 0 | 0 | 0 | 0 | 0 | 0 | 0 | 0 | 0 | 0 | 0
F3_Commercial_Retail (WA)_New_Food Preparation_Natural Gas_Food Prep Other_E8 | F3 | Commercial | Retail (WA) | New | Food Preparation | Natural Gas | Food Prep Other | E8 | PACT BC Ratio | 0 | 0 | 0 | 0 | 0 | 0 | 0 | 0 | 0 | 0 | 0 | 0 | 0 | 0 | 0 | 0 | 0 | 0 | 0 | 0 | 0 | 0 | 0 | 0 | 0 | 0 | 0
F3_Commercial_Retail (WA)_New_Food Preparation_Natural Gas_Food Prep Other_E9 | F3 | Commercial | Retail (WA) | New | Food Preparation | Natural Gas | Food Prep Other | E9 | PACT BC Ratio | 0 | 0 | 0 | 0 | 0 | 0 | 0 | 0 | 0 | 0 | 0 | 0 | 0 | 0 | 0 | 0 | 0 | 0 | 0 | 0 | 0 | 0 | 0 | 0 | 0 | 0 | 0
F3_Commercial_Retail (WA)_New_Food Preparation_Natural Gas_Food Prep Other_E10 | F3 | Commercial | Retail (WA) | New | Food Preparation | Natural Gas | Food Prep Other | E10 | PACT BC Ratio | 0 | 0 | 0 | 0 | 0 | 0 | 0 | 0 | 0 | 0 | 0 | 0 | 0 | 0 | 0 | 0 | 0 | 0 | 0 | 0 | 0 | 0 | 0 | 0 | 0 | 0 | 0
F4_Commercial_Retail (WA)_New_Food Preparation_Natural Gas_Food Prep Other_E1 | F4 | Commercial | Retail (WA) | New | Food Preparation | Natural Gas | Food Prep Other | E1 | RVT BC Ratio | [24 empty] | 1 | 1 | 1 | bar: 2019 to 2042
F4_Commercial_Retail (WA)_New_Food Preparation_Natural Gas_Food Prep Other_E2 | F4 | Commercial | Retail (WA) | New | Food Preparation | Natural Gas | Food Prep Other | E2 | RVT BC Ratio | 0.4214 | 0.42184 | 0.42236 | 0.423 | 0.42376 | 0.42477 | 0.4258 | 0.4268 | 0.42772 | 0.42861 | 0.42951 | 0.43033 | 0.43117 | 0.43195 | 0.43261 | 0.43319 | 0.43367 | 0.43412 | 0.43461 | 0.43505 | 0.43549 | 0.4362 | 0.43691 | 0.43765 | 0.4384 | 0.43916 | 0.43994
F4_Commercial_Retail (WA)_New_Food Preparation_Natural Gas_Food Prep Other_E3 | F4 | Commercial | Retail (WA) | New | Food Preparation | Natural Gas | Food Prep Other | E3 | RVT BC Ratio | 0 | 0 | 0 | 0 | 0 | 0 | 0 | 0 | 0 | 0 | 0 | 0 | 0 | 0 | 0 | 0 | 0 | 0 | 0 | 0 | 0 | 0 | 0 | 0 | 0 | 0 | 0
F4_Commercial_Retail (WA)_New_Food Preparation_Natural Gas_Food Prep Other_E4 | F4 | Commercial | Retail (WA) | New | Food Preparation | Natural Gas | Food Prep Other | E4 | RVT BC Ratio | 0 | 0 | 0 | 0 | 0 | 0 | 0 | 0 | 0 | 0 | 0 | 0 | 0 | 0 | 0 | 0 | 0 | 0 | 0 | 0 | 0 | 0 | 0 | 0 | 0 | 0 | 0
F4_Commercial_Retail (WA)_New_Food Preparation_Natural Gas_Food Prep Other_E5 | F4 | Commercial | Retail (WA) | New | Food Preparation | Natural Gas | Food Prep Other | E5 | RVT BC Ratio | 0 | 0 | 0 | 0 | 0 | 0 | 0 | 0 | 0 | 0 | 0 | 0 | 0 | 0 | 0 | 0 | 0 | 0 | 0 | 0 | 0 | 0 | 0 | 0 | 0 | 0 | 0
F4_Commercial_Retail (WA)_New_Food Preparation_Natural Gas_Food Prep Other_E6 | F4 | Commercial | Retail (WA) | New | Food Preparation | Natural Gas | Food Prep Other | E6 | RVT BC Ratio | 0 | 0 | 0 | 0 | 0 | 0 | 0 | 0 | 0 | 0 | 0 | 0 | 0 | 0 | 0 | 0 | 0 | 0 | 0 | 0 | 0 | 0 | 0 | 0 | 0 | 0 | 0
F4_Commercial_Retail (WA)_New_Food Preparation_Natural Gas_Food Prep Other_E7 | F4 | Commercial | Retail (WA) | New | Food Preparation | Natural Gas | Food Prep Other | E7 | RVT BC Ratio | 0 | 0 | 0 | 0 | 0 | 0 | 0 | 0 | 0 | 0 | 0 | 0 | 0 | 0 | 0 | 0 | 0 | 0 | 0 | 0 | 0 | 0 | 0 | 0 | 0 | 0 | 0
F4_Commercial_Retail (WA)_New_Food Preparation_Natural Gas_Food Prep Other_E8 | F4 | Commercial | Retail (WA) | New | Food Preparation | Natural Gas | Food Prep Other | E8 | RVT BC Ratio | 0 | 0 | 0 | 0 | 0 | 0 | 0 | 0 | 0 | 0 | 0 | 0 | 0 | 0 | 0 | 0 | 0 | 0 | 0 | 0 | 0 | 0 | 0 | 0 | 0 | 0 | 0
F4_Commercial_Retail (WA)_New_Food Preparation_Natural Gas_Food Prep Other_E9 | F4 | Commercial | Retail (WA) | New | Food Preparation | Natural Gas | Food Prep Other | E9 | RVT BC Ratio | 0 | 0 | 0 | 0 | 0 | 0 | 0 | 0 | 0 | 0 | 0 | 0 | 0 | 0 | 0 | 0 | 0 | 0 | 0 | 0 | 0 | 0 | 0 | 0 | 0 | 0 | 0
F4_Commercial_Retail (WA)_New_Food Preparation_Natural Gas_Food Prep Other_E10 | F4 | Commercial | Retail (WA) | New | Food Preparation | Natural Gas | Food Prep Other | E10 | RVT BC Ratio | 0 | 0 | 0 | 0 | 0 | 0 | 0 | 0 | 0 | 0 | 0 | 0 | 0 | 0 | 0 | 0 | 0 | 0 | 0 | 0 | 0 | 0 | 0 | 0 | 0 | 0 | 0
F5_Commercial_Retail (WA)_New_Food Preparation_Natural Gas_Food Prep Other_E1 | F5 | Commercial | Retail (WA) | New | Food Preparation | Natural Gas | Food Prep Other | E1 | RIM BC Ratio | [24 empty] | 1 | 1 | 1 | bar: 2019 to 2042
F5_Commercial_Retail (WA)_New_Food Preparation_Natural Gas_Food Prep Other_E2 | F5 | Commercial | Retail (WA) | New | Food Preparation | Natural Gas | Food Prep Other | E2 | RIM BC Ratio | 0.035141 | 0.035928 | 0.036916 | 0.038079 | 0.039427 | 0.041119 | 0.042878 | 0.044627 | 0.046312 | 0.04802 | 0.049332 | 0.050551 | 0.051865 | 0.053145 | 0.054274 | 0.05532 | 0.056244 | 0.057152 | 0.058128 | 0.059074 | 0.060048 | 0.061039 | 0.062037 | 0.063066 | 0.064111 | 0.065172 | 0.06625
F5_Commercial_Retail (WA)_New_Food Preparation_Natural Gas_Food Prep Other_E3 | F5 | Commercial | Retail (WA) | New | Food Preparation | Natural Gas | Food Prep Other | E3 | RIM BC Ratio | 0 | 0 | 0 | 0 | 0 | 0 | 0 | 0 | 0 | 0 | 0 | 0 | 0 | 0 | 0 | 0 | 0 | 0 | 0 | 0 | 0 | 0 | 0 | 0 | 0 | 0 | 0
F5_Commercial_Retail (WA)_New_Food Preparation_Natural Gas_Food Prep Other_E4 | F5 | Commercial | Retail (WA) | New | Food Preparation | Natural Gas | Food Prep Other | E4 | RIM BC Ratio | 0 | 0 | 0 | 0 | 0 | 0 | 0 | 0 | 0 | 0 | 0 | 0 | 0 | 0 | 0 | 0 | 0 | 0 | 0 | 0 | 0 | 0 | 0 | 0 | 0 | 0 | 0
F5_Commercial_Retail (WA)_New_Food Preparation_Natural Gas_Food Prep Other_E5 | F5 | Commercial | Retail (WA) | New | Food Preparation | Natural Gas | Food Prep Other | E5 | RIM BC Ratio | 0 | 0 | 0 | 0 | 0 | 0 | 0 | 0 | 0 | 0 | 0 | 0 | 0 | 0 | 0 | 0 | 0 | 0 | 0 | 0 | 0 | 0 | 0 | 0 | 0 | 0 | 0
F5_Commercial_Retail (WA)_New_Food Preparation_Natural Gas_Food Prep Other_E6 | F5 | Commercial | Retail (WA) | New | Food Preparation | Natural Gas | Food Prep Other | E6 | RIM BC Ratio | 0 | 0 | 0 | 0 | 0 | 0 | 0 | 0 | 0 | 0 | 0 | 0 | 0 | 0 | 0 | 0 | 0 | 0 | 0 | 0 | 0 | 0 | 0 | 0 | 0 | 0 | 0
F5_Commercial_Retail (WA)_New_Food Preparation_Natural Gas_Food Prep Other_E7 | F5 | Commercial | Retail (WA) | New | Food Preparation | Natural Gas | Food Prep Other | E7 | RIM BC Ratio | 0 | 0 | 0 | 0 | 0 | 0 | 0 | 0 | 0 | 0 | 0 | 0 | 0 | 0 | 0 | 0 | 0 | 0 | 0 | 0 | 0 | 0 | 0 | 0 | 0 | 0 | 0
F5_Commercial_Retail (WA)_New_Food Preparation_Natural Gas_Food Prep Other_E8 | F5 | Commercial | Retail (WA) | New | Food Preparation | Natural Gas | Food Prep Other | E8 | RIM BC Ratio | 0 | 0 | 0 | 0 | 0 | 0 | 0 | 0 | 0 | 0 | 0 | 0 | 0 | 0 | 0 | 0 | 0 | 0 | 0 | 0 | 0 | 0 | 0 | 0 | 0 | 0 | 0
F5_Commercial_Retail (WA)_New_Food Preparation_Natural Gas_Food Prep Other_E9 | F5 | Commercial | Retail (WA) | New | Food Preparation | Natural Gas | Food Prep Other | E9 | RIM BC Ratio | 0 | 0 | 0 | 0 | 0 | 0 | 0 | 0 | 0 | 0 | 0 | 0 | 0 | 0 | 0 | 0 | 0 | 0 | 0 | 0 | 0 | 0 | 0 | 0 | 0 | 0 | 0
F5_Commercial_Retail (WA)_New_Food Preparation_Natural Gas_Food Prep Other_E10 | F5 | Commercial | Retail (WA) | New | Food Preparation | Natural Gas | Food Prep Other | E10 | RIM BC Ratio | 0 | 0 | 0 | 0 | 0 | 0 | 0 | 0 | 0 | 0 | 0 | 0 | 0 | 0 | 0 | 0 | 0 | 0 | 0 | 0 | 0 | 0 | 0 | 0 | 0 | 0 | 0
F0_Commercial_Retail (WA)_New_Miscellaneous_Natural Gas_Pool Heater_E0 | F0 | Commercial | Retail (WA) | New | Miscellaneous | Natural Gas | Pool Heater | E0 | Economic Unit | Standard (EF .82) | Standard (EF .82) | Standard (EF .82) | Standard (EF .82) | Standard (EF .82) | Standard (EF .82) | Standard (EF .82) | Standard (EF .82) | Standard (EF .82) | Standard (EF .82) | Standard (EF .82) | Standard (EF .82) | Standard (EF .82) | Standard (EF .82) | Standard (EF .82) | Standard (EF .82) | Standard (EF .82) | Standard (EF .82) | Standard (EF .82) | Standard (EF .82) | Standard (EF .82) | Standard (EF .82) | Standard (EF .82) | Standard (EF .82) | Standard (EF .82) | Standard (EF .82) | Standard (EF .82)
F1_Commercial_Retail (WA)_New_Miscellaneous_Natural Gas_Pool Heater_E1 | F1 | Commercial | Retail (WA) | New | Miscellaneous | Natural Gas | Pool Heater | E1 | CCE | 0 | 0 | 0 | 0 | 0 | 0 | 0 | 0 | 0 | 0 | 0 | 0 | 0 | 0 | 0 | 0 | 0 | 0 | 0 | 0 | 0 | 0 | 0 | 0 | 0 | 0 | 0
F1_Commercial_Retail (WA)_New_Miscellaneous_Natural Gas_Pool Heater_E2 | F1 | Commercial | Retail (WA) | New | Miscellaneous | Natural Gas | Pool Heater | E2 | CCE | 0.013474 | 0.013474 | 0.013474 | 0.013474 | 0.013474 | 0.013474 | 0.013474 | 0.013474 | 0.013474 | 0.013474 | 0.013474 | 0.013474 | 0.013474 | 0.013474 | 0.013474 | 0.013474 | 0.013474 | 0.013474 | 0.013474 | 0.013474 | 0.013474 | 0.013474 | 0.013474 | 0.013474 | 0.013474 | 0.013474 | 0.013474
F1_Commercial_Retail (WA)_New_Miscellaneous_Natural Gas_Pool Heater_E3 | F1 | Commercial | Retail (WA) | New | Miscellaneous | Natural Gas | Pool Heater | E3 | CCE | 0 | 0 | 0 | 0 | 0 | 0 | 0 | 0 | 0 | 0 | 0 | 0 | 0 | 0 | 0 | 0 | 0 | 0 | 0 | 0 | 0 | 0 | 0 | 0 | 0 | 0 | 0
F1_Commercial_Retail (WA)_New_Miscellaneous_Natural Gas_Pool Heater_E4 | F1 | Commercial | Retail (WA) | New | Miscellaneous | Natural Gas | Pool Heater | E4 | CCE | 0 | 0 | 0 | 0 | 0 | 0 | 0 | 0 | 0 | 0 | 0 | 0 | 0 | 0 | 0 | 0 | 0 | 0 | 0 | 0 | 0 | 0 | 0 | 0 | 0 | 0 | 0
F1_Commercial_Retail (WA)_New_Miscellaneous_Natural Gas_Pool Heater_E5 | F1 | Commercial | Retail (WA) | New | Miscellaneous | Natural Gas | Pool Heater | E5 | CCE | 0 | 0 | 0 | 0 | 0 | 0 | 0 | 0 | 0 | 0 | 0 | 0 | 0 | 0 | 0 | 0 | 0 | 0 | 0 | 0 | 0 | 0 | 0 | 0 | 0 | 0 | 0
F1_Commercial_Retail (WA)_New_Miscellaneous_Natural Gas_Pool Heater_E6 | F1 | Commercial | Retail (WA) | New | Miscellaneous | Natural Gas | Pool Heater | E6 | CCE | 0 | 0 | 0 | 0 | 0 | 0 | 0 | 0 | 0 | 0 | 0 | 0 | 0 | 0 | 0 | 0 | 0 | 0 | 0 | 0 | 0 | 0 | 0 | 0 | 0 | 0 | 0
F1_Commercial_Retail (WA)_New_Miscellaneous_Natural Gas_Pool Heater_E7 | F1 | Commercial | Retail (WA) | New | Miscellaneous | Natural Gas | Pool Heater | E7 | CCE | 0 | 0 | 0 | 0 | 0 | 0 | 0 | 0 | 0 | 0 | 0 | 0 | 0 | 0 | 0 | 0 | 0 | 0 | 0 | 0 | 0 | 0 | 0 | 0 | 0 | 0 | 0
F1_Commercial_Retail (WA)_New_Miscellaneous_Natural Gas_Pool Heater_E8 | F1 | Commercial | Retail (WA) | New | Miscellaneous | Natural Gas | Pool Heater | E8 | CCE | 0 | 0 | 0 | 0 | 0 | 0 | 0 | 0 | 0 | 0 | 0 | 0 | 0 | 0 | 0 | 0 | 0 | 0 | 0 | 0 | 0 | 0 | 0 | 0 | 0 | 0 | 0
F1_Commercial_Retail (WA)_New_Miscellaneous_Natural Gas_Pool Heater_E9 | F1 | Commercial | Retail (WA) | New | Miscellaneous | Natural Gas | Pool Heater | E9 | CCE | 0 | 0 | 0 | 0 | 0 | 0 | 0 | 0 | 0 | 0 | 0 | 0 | 0 | 0 | 0 | 0 | 0 | 0 | 0 | 0 | 0 | 0 | 0 | 0 | 0 | 0 | 0
F1_Commercial_Retail (WA)_New_Miscellaneous_Natural Gas_Pool Heater_E10 | F1 | Commercial | Retail (WA) | New | Miscellaneous | Natural Gas | Pool Heater | E10 | CCE | 0 | 0 | 0 | 0 | 0 | 0 | 0 | 0 | 0 | 0 | 0 | 0 | 0 | 0 | 0 | 0 | 0 | 0 | 0 | 0 | 0 | 0 | 0 | 0 | 0 | 0 | 0
F2_Commercial_Retail (WA)_New_Miscellaneous_Natural Gas_Pool Heater_E1 | F2 | Commercial | Retail (WA) | New | Miscellaneous | Natural Gas | Pool Heater | E1 | TRC BC Ratio | [24 empty] | 1 | 1 | 1 | bar: 2019 to 2042
F2_Commercial_Retail (WA)_New_Miscellaneous_Natural Gas_Pool Heater_E2 | F2 | Commercial | Retail (WA) | New | Miscellaneous | Natural Gas | Pool Heater | E2 | TRC BC Ratio | 0.24558 | 0.24744 | 0.25144 | 0.25792 | 0.26685 | 0.27983 | 0.29405 | 0.30832 | 0.32213 | 0.3369 | 0.34804 | 0.3585 | 0.37033 | 0.38173 | 0.39129 | 0.39986 | 0.40688 | 0.4136 | 0.42102 | 0.42801 | 0.43524 | 0.44289 | 0.45057 | 0.45857 | 0.46672 | 0.47501 | 0.48345
F2_Commercial_Retail (WA)_New_Miscellaneous_Natural Gas_Pool Heater_E3 | F2 | Commercial | Retail (WA) | New | Miscellaneous | Natural Gas | Pool Heater | E3 | TRC BC Ratio | 0 | 0 | 0 | 0 | 0 | 0 | 0 | 0 | 0 | 0 | 0 | 0 | 0 | 0 | 0 | 0 | 0 | 0 | 0 | 0 | 0 | 0 | 0 | 0 | 0 | 0 | 0
F2_Commercial_Retail (WA)_New_Miscellaneous_Natural Gas_Pool Heater_E4 | F2 | Commercial | Retail (WA) | New | Miscellaneous | Natural Gas | Pool Heater | E4 | TRC BC Ratio | 0 | 0 | 0 | 0 | 0 | 0 | 0 | 0 | 0 | 0 | 0 | 0 | 0 | 0 | 0 | 0 | 0 | 0 | 0 | 0 | 0 | 0 | 0 | 0 | 0 | 0 | 0
F2_Commercial_Retail (WA)_New_Miscellaneous_Natural Gas_Pool Heater_E5 | F2 | Commercial | Retail (WA) | New | Miscellaneous | Natural Gas | Pool Heater | E5 | TRC BC Ratio | 0 | 0 | 0 | 0 | 0 | 0 | 0 | 0 | 0 | 0 | 0 | 0 | 0 | 0 | 0 | 0 | 0 | 0 | 0 | 0 | 0 | 0 | 0 | 0 | 0 | 0 | 0
F2_Commercial_Retail (WA)_New_Miscellaneous_Natural Gas_Pool Heater_E6 | F2 | Commercial | Retail (WA) | New | Miscellaneous | Natural Gas | Pool Heater | E6 | TRC BC Ratio | 0 | 0 | 0 | 0 | 0 | 0 | 0 | 0 | 0 | 0 | 0 | 0 | 0 | 0 | 0 | 0 | 0 | 0 | 0 | 0 | 0 | 0 | 0 | 0 | 0 | 0 | 0
F2_Commercial_Retail (WA)_New_Miscellaneous_Natural Gas_Pool Heater_E7 | F2 | Commercial | Retail (WA) | New | Miscellaneous | Natural Gas | Pool Heater | E7 | TRC BC Ratio | 0 | 0 | 0 | 0 | 0 | 0 | 0 | 0 | 0 | 0 | 0 | 0 | 0 | 0 | 0 | 0 | 0 | 0 | 0 | 0 | 0 | 0 | 0 | 0 | 0 | 0 | 0
F2_Commercial_Retail (WA)_New_Miscellaneous_Natural Gas_Pool Heater_E8 | F2 | Commercial | Retail (WA) | New | Miscellaneous | Natural Gas | Pool Heater | E8 | TRC BC Ratio | 0 | 0 | 0 | 0 | 0 | 0 | 0 | 0 | 0 | 0 | 0 | 0 | 0 | 0 | 0 | 0 | 0 | 0 | 0 | 0 | 0 | 0 | 0 | 0 | 0 | 0 | 0
F2_Commercial_Retail (WA)_New_Miscellaneous_Natural Gas_Pool Heater_E9 | F2 | Commercial | Retail (WA) | New | Miscellaneous | Natural Gas | Pool Heater | E9 | TRC BC Ratio | 0 | 0 | 0 | 0 | 0 | 0 | 0 | 0 | 0 | 0 | 0 | 0 | 0 | 0 | 0 | 0 | 0 | 0 | 0 | 0 | 0 | 0 | 0 | 0 | 0 | 0 | 0
F2_Commercial_Retail (WA)_New_Miscellaneous_Natural Gas_Pool Heater_E10 | F2 | Commercial | Retail (WA) | New | Miscellaneous | Natural Gas | Pool Heater | E10 | TRC BC Ratio | 0 | 0 | 0 | 0 | 0 | 0 | 0 | 0 | 0 | 0 | 0 | 0 | 0 | 0 | 0 | 0 | 0 | 0 | 0 | 0 | 0 | 0 | 0 | 0 | 0 | 0 | 0
F3_Commercial_Retail (WA)_New_Miscellaneous_Natural Gas_Pool Heater_E1 | F3 | Commercial | Retail (WA) | New | Miscellaneous | Natural Gas | Pool Heater | E1 | PACT BC Ratio | [24 empty] | 1 | 1 | 1 | bar: 2019 to 2042
F3_Commercial_Retail (WA)_New_Miscellaneous_Natural Gas_Pool Heater_E2 | F3 | Commercial | Retail (WA) | New | Miscellaneous | Natural Gas | Pool Heater | E2 | PACT BC Ratio | 0.60931 | 0.61394 | 0.62387 | 0.63995 | 0.66211 | 0.69429 | 0.72958 | 0.76498 | 0.79925 | 0.8359 | 0.86355 | 0.8895 | 0.91884 | 0.94714 | 0.97086 | 0.99213 | 1.0095 | 1.0262 | 1.0446 | 1.062 | 1.0799 | 1.0989 | 1.1179 | 1.1378 | 1.158 | 1.1786 | 1.1995
F3_Commercial_Retail (WA)_New_Miscellaneous_Natural Gas_Pool Heater_E3 | F3 | Commercial | Retail (WA) | New | Miscellaneous | Natural Gas | Pool Heater | E3 | PACT BC Ratio | 0 | 0 | 0 | 0 | 0 | 0 | 0 | 0 | 0 | 0 | 0 | 0 | 0 | 0 | 0 | 0 | 0 | 0 | 0 | 0 | 0 | 0 | 0 | 0 | 0 | 0 | 0
F3_Commercial_Retail (WA)_New_Miscellaneous_Natural Gas_Pool Heater_E4 | F3 | Commercial | Retail (WA) | New | Miscellaneous | Natural Gas | Pool Heater | E4 | PACT BC Ratio | 0 | 0 | 0 | 0 | 0 | 0 | 0 | 0 | 0 | 0 | 0 | 0 | 0 | 0 | 0 | 0 | 0 | 0 | 0 | 0 | 0 | 0 | 0 | 0 | 0 | 0 | 0
F3_Commercial_Retail (WA)_New_Miscellaneous_Natural Gas_Pool Heater_E5 | F3 | Commercial | Retail (WA) | New | Miscellaneous | Natural Gas | Pool Heater | E5 | PACT BC Ratio | 0 | 0 | 0 | 0 | 0 | 0 | 0 | 0 | 0 | 0 | 0 | 0 | 0 | 0 | 0 | 0 | 0 | 0 | 0 | 0 | 0 | 0 | 0 | 0 | 0 | 0 | 0
F3_Commercial_Retail (WA)_New_Miscellaneous_Natural Gas_Pool Heater_E6 | F3 | Commercial | Retail (WA) | New | Miscellaneous | Natural Gas | Pool Heater | E6 | PACT BC Ratio | 0 | 0 | 0 | 0 | 0 | 0 | 0 | 0 | 0 | 0 | 0 | 0 | 0 | 0 | 0 | 0 | 0 | 0 | 0 | 0 | 0 | 0 | 0 | 0 | 0 | 0 | 0
F3_Commercial_Retail (WA)_New_Miscellaneous_Natural Gas_Pool Heater_E7 | F3 | Commercial | Retail (WA) | New | Miscellaneous | Natural Gas | Pool Heater | E7 | PACT BC Ratio | 0 | 0 | 0 | 0 | 0 | 0 | 0 | 0 | 0 | 0 | 0 | 0 | 0 | 0 | 0 | 0 | 0 | 0 | 0 | 0 | 0 | 0 | 0 | 0 | 0 | 0 | 0
F3_Commercial_Retail (WA)_New_Miscellaneous_Natural Gas_Pool Heater_E8 | F3 | Commercial | Retail (WA) | New | Miscellaneous | Natural Gas | Pool Heater | E8 | PACT BC Ratio | 0 | 0 | 0 | 0 | 0 | 0 | 0 | 0 | 0 | 0 | 0 | 0 | 0 | 0 | 0 | 0 | 0 | 0 | 0 | 0 | 0 | 0 | 0 | 0 | 0 | 0 | 0
F3_Commercial_Retail (WA)_New_Miscellaneous_Natural Gas_Pool Heater_E9 | F3 | Commercial | Retail (WA) | New | Miscellaneous | Natural Gas | Pool Heater | E9 | PACT BC Ratio | 0 | 0 | 0 | 0 | 0 | 0 | 0 | 0 | 0 | 0 | 0 | 0 | 0 | 0 | 0 | 0 | 0 | 0 | 0 | 0 | 0 | 0 | 0 | 0 | 0 | 0 | 0
F3_Commercial_Retail (WA)_New_Miscellaneous_Natural Gas_Pool Heater_E10 | F3 | Commercial | Retail (WA) | New | Miscellaneous | Natural Gas | Pool Heater | E10 | PACT BC Ratio | 0 | 0 | 0 | 0 | 0 | 0 | 0 | 0 | 0 | 0 | 0 | 0 | 0 | 0 | 0 | 0 | 0 | 0 | 0 | 0 | 0 | 0 | 0 | 0 | 0 | 0 | 0
F4_Commercial_Retail (WA)_New_Miscellaneous_Natural Gas_Pool Heater_E1 | F4 | Commercial | Retail (WA) | New | Miscellaneous | Natural Gas | Pool Heater | E1 | RVT BC Ratio | [24 empty] | 1 | 1 | 1 | bar: 2019 to 2042
F4_Commercial_Retail (WA)_New_Miscellaneous_Natural Gas_Pool Heater_E2 | F4 | Commercial | Retail (WA) | New | Miscellaneous | Natural Gas | Pool Heater | E2 | RVT BC Ratio | 0.63728 | 0.63996 | 0.6448 | 0.65211 | 0.66171 | 0.67568 | 0.68979 | 0.70332 | 0.71552 | 0.72835 | 0.74306 | 0.75687 | 0.77248 | 0.78692 | 0.7982 | 0.80735 | 0.81352 | 0.81821 | 0.82349 | 0.82781 | 0.83205 | 0.84168 | 0.85136 | 0.86145 | 0.87171 | 0.88216 | 0.89279
F4_Commercial_Retail (WA)_New_Miscellaneous_Natural Gas_Pool Heater_E3 | F4 | Commercial | Retail (WA) | New | Miscellaneous | Natural Gas | Pool Heater | E3 | RVT BC Ratio | 0 | 0 | 0 | 0 | 0 | 0 | 0 | 0 | 0 | 0 | 0 | 0 | 0 | 0 | 0 | 0 | 0 | 0 | 0 | 0 | 0 | 0 | 0 | 0 | 0 | 0 | 0
F4_Commercial_Retail (WA)_New_Miscellaneous_Natural Gas_Pool Heater_E4 | F4 | Commercial | Retail (WA) | New | Miscellaneous | Natural Gas | Pool Heater | E4 | RVT BC Ratio | 0 | 0 | 0 | 0 | 0 | 0 | 0 | 0 | 0 | 0 | 0 | 0 | 0 | 0 | 0 | 0 | 0 | 0 | 0 | 0 | 0 | 0 | 0 | 0 | 0 | 0 | 0
F4_Commercial_Retail (WA)_New_Miscellaneous_Natural Gas_Pool Heater_E5 | F4 | Commercial | Retail (WA) | New | Miscellaneous | Natural Gas | Pool Heater | E5 | RVT BC Ratio | 0 | 0 | 0 | 0 | 0 | 0 | 0 | 0 | 0 | 0 | 0 | 0 | 0 | 0 | 0 | 0 | 0 | 0 | 0 | 0 | 0 | 0 | 0 | 0 | 0 | 0 | 0
F4_Commercial_Retail (WA)_New_Miscellaneous_Natural Gas_Pool Heater_E6 | F4 | Commercial | Retail (WA) | New | Miscellaneous | Natural Gas | Pool Heater | E6 | RVT BC Ratio | 0 | 0 | 0 | 0 | 0 | 0 | 0 | 0 | 0 | 0 | 0 | 0 | 0 | 0 | 0 | 0 | 0 | 0 | 0 | 0 | 0 | 0 | 0 | 0 | 0 | 0 | 0
F4_Commercial_Retail (WA)_New_Miscellaneous_Natural Gas_Pool Heater_E7 | F4 | Commercial | Retail (WA) | New | Miscellaneous | Natural Gas | Pool Heater | E7 | RVT BC Ratio | 0 | 0 | 0 | 0 | 0 | 0 | 0 | 0 | 0 | 0 | 0 | 0 | 0 | 0 | 0 | 0 | 0 | 0 | 0 | 0 | 0 | 0 | 0 | 0 | 0 | 0 | 0
F4_Commercial_Retail (WA)_New_Miscellaneous_Natural Gas_Pool Heater_E8 | F4 | Commercial | Retail (WA) | New | Miscellaneous | Natural Gas | Pool Heater | E8 | RVT BC Ratio | 0 | 0 | 0 | 0 | 0 | 0 | 0 | 0 | 0 | 0 | 0 | 0 | 0 | 0 | 0 | 0 | 0 | 0 | 0 | 0 | 0 | 0 | 0 | 0 | 0 | 0 | 0
F4_Commercial_Retail (WA)_New_Miscellaneous_Natural Gas_Pool Heater_E9 | F4 | Commercial | Retail (WA) | New | Miscellaneous | Natural Gas | Pool Heater | E9 | RVT BC Ratio | 0 | 0 | 0 | 0 | 0 | 0 | 0 | 0 | 0 | 0 | 0 | 0 | 0 | 0 | 0 | 0 | 0 | 0 | 0 | 0 | 0 | 0 | 0 | 0 | 0 | 0 | 0
F4_Commercial_Retail (WA)_New_Miscellaneous_Natural Gas_Pool Heater_E10 | F4 | Commercial | Retail (WA) | New | Miscellaneous | Natural Gas | Pool Heater | E10 | RVT BC Ratio | 0 | 0 | 0 | 0 | 0 | 0 | 0 | 0 | 0 | 0 | 0 | 0 | 0 | 0 | 0 | 0 | 0 | 0 | 0 | 0 | 0 | 0 | 0 | 0 | 0 | 0 | 0
F5_Commercial_Retail (WA)_New_Miscellaneous_Natural Gas_Pool Heater_E1 | F5 | Commercial | Retail (WA) | New | Miscellaneous | Natural Gas | Pool Heater | E1 | RIM BC Ratio | [24 empty] | 1 | 1 | 1 | bar: 2019 to 2042
F5_Commercial_Retail (WA)_New_Miscellaneous_Natural Gas_Pool Heater_E2 | F5 | Commercial | Retail (WA) | New | Miscellaneous | Natural Gas | Pool Heater | E2 | RIM BC Ratio | 0.35197 | 0.3535 | 0.35717 | 0.36322 | 0.37161 | 0.38346 | 0.39657 | 0.40958 | 0.42222 | 0.43548 | 0.44287 | 0.4496 | 0.45697 | 0.46415 | 0.4704 | 0.47633 | 0.48175 | 0.48744 | 0.49363 | 0.49972 | 0.50607 | 0.5102 | 0.51427 | 0.51843 | 0.52259 | 0.52674 | 0.53088
F5_Commercial_Retail (WA)_New_Miscellaneous_Natural Gas_Pool Heater_E3 | F5 | Commercial | Retail (WA) | New | Miscellaneous | Natural Gas | Pool Heater | E3 | RIM BC Ratio | 0 | 0 | 0 | 0 | 0 | 0 | 0 | 0 | 0 | 0 | 0 | 0 | 0 | 0 | 0 | 0 | 0 | 0 | 0 | 0 | 0 | 0 | 0 | 0 | 0 | 0 | 0
F5_Commercial_Retail (WA)_New_Miscellaneous_Natural Gas_Pool Heater_E4 | F5 | Commercial | Retail (WA) | New | Miscellaneous | Natural Gas | Pool Heater | E4 | RIM BC Ratio | 0 | 0 | 0 | 0 | 0 | 0 | 0 | 0 | 0 | 0 | 0 | 0 | 0 | 0 | 0 | 0 | 0 | 0 | 0 | 0 | 0 | 0 | 0 | 0 | 0 | 0 | 0
F5_Commercial_Retail (WA)_New_Miscellaneous_Natural Gas_Pool Heater_E5 | F5 | Commercial | Retail (WA) | New | Miscellaneous | Natural Gas | Pool Heater | E5 | RIM BC Ratio | 0 | 0 | 0 | 0 | 0 | 0 | 0 | 0 | 0 | 0 | 0 | 0 | 0 | 0 | 0 | 0 | 0 | 0 | 0 | 0 | 0 | 0 | 0 | 0 | 0 | 0 | 0
F5_Commercial_Retail (WA)_New_Miscellaneous_Natural Gas_Pool Heater_E6 | F5 | Commercial | Retail (WA) | New | Miscellaneous | Natural Gas | Pool Heater | E6 | RIM BC Ratio | 0 | 0 | 0 | 0 | 0 | 0 | 0 | 0 | 0 | 0 | 0 | 0 | 0 | 0 | 0 | 0 | 0 | 0 | 0 | 0 | 0 | 0 | 0 | 0 | 0 | 0 | 0
F5_Commercial_Retail (WA)_New_Miscellaneous_Natural Gas_Pool Heater_E7 | F5 | Commercial | Retail (WA) | New | Miscellaneous | Natural Gas | Pool Heater | E7 | RIM BC Ratio | 0 | 0 | 0 | 0 | 0 | 0 | 0 | 0 | 0 | 0 | 0 | 0 | 0 | 0 | 0 | 0 | 0 | 0 | 0 | 0 | 0 | 0 | 0 | 0 | 0 | 0 | 0
F5_Commercial_Retail (WA)_New_Miscellaneous_Natural Gas_Pool Heater_E8 | F5 | Commercial | Retail (WA) | New | Miscellaneous | Natural Gas | Pool Heater | E8 | RIM BC Ratio | 0 | 0 | 0 | 0 | 0 | 0 | 0 | 0 | 0 | 0 | 0 | 0 | 0 | 0 | 0 | 0 | 0 | 0 | 0 | 0 | 0 | 0 | 0 | 0 | 0 | 0 | 0
F5_Commercial_Retail (WA)_New_Miscellaneous_Natural Gas_Pool Heater_E9 | F5 | Commercial | Retail (WA) | New | Miscellaneous | Natural Gas | Pool Heater | E9 | RIM BC Ratio | 0 | 0 | 0 | 0 | 0 | 0 | 0 | 0 | 0 | 0 | 0 | 0 | 0 | 0 | 0 | 0 | 0 | 0 | 0 | 0 | 0 | 0 | 0 | 0 | 0 | 0 | 0
F5_Commercial_Retail (WA)_New_Miscellaneous_Natural Gas_Pool Heater_E10 | F5 | Commercial | Retail (WA) | New | Miscellaneous | Natural Gas | Pool Heater | E10 | RIM BC Ratio | 0 | 0 | 0 | 0 | 0 | 0 | 0 | 0 | 0 | 0 | 0 | 0 | 0 | 0 | 0 | 0 | 0 | 0 | 0 | 0 | 0 | 0 | 0 | 0 | 0 | 0 | 0
F0_Commercial_Retail (WA)_New_Miscellaneous_Natural Gas_Miscellaneous_E0 | F0 | Commercial | Retail (WA) | New | Miscellaneous | Natural Gas | Miscellaneous | E0 | Economic Unit | Standard | Standard | Standard | Standard | Standard | Standard | Standard | Standard | Standard | Standard | Standard | Standard | Standard | Standard | Standard | Standard | Standard | Standard | Standard | Standard | Standard | Standard | Standard | Standard | Standard | Standard | Standard
F1_Commercial_Retail (WA)_New_Miscellaneous_Natural Gas_Miscellaneous_E1 | F1 | Commercial | Retail (WA) | New | Miscellaneous | Natural Gas | Miscellaneous | E1 | CCE | 0 | 0 | 0 | 0 | 0 | 0 | 0 | 0 | 0 | 0 | 0 | 0 | 0 | 0 | 0 | 0 | 0 | 0 | 0 | 0 | 0 | 0 | 0 | 0 | 0 | 0 | 0
F1_Commercial_Retail (WA)_New_Miscellaneous_Natural Gas_Miscellaneous_E2 | F1 | Commercial | Retail (WA) | New | Miscellaneous | Natural Gas | Miscellaneous | E2 | CCE | 0 | 0 | 0 | 0 | 0 | 0 | 0 | 0 | 0 | 0 | 0 | 0 | 0 | 0 | 0 | 0 | 0 | 0 | 0 | 0 | 0 | 0 | 0 | 0 | 0 | 0 | 0
F1_Commercial_Retail (WA)_New_Miscellaneous_Natural Gas_Miscellaneous_E3 | F1 | Commercial | Retail (WA) | New | Miscellaneous | Natural Gas | Miscellaneous | E3 | CCE | 0 | 0 | 0 | 0 | 0 | 0 | 0 | 0 | 0 | 0 | 0 | 0 | 0 | 0 | 0 | 0 | 0 | 0 | 0 | 0 | 0 | 0 | 0 | 0 | 0 | 0 | 0
F1_Commercial_Retail (WA)_New_Miscellaneous_Natural Gas_Miscellaneous_E4 | F1 | Commercial | Retail (WA) | New | Miscellaneous | Natural Gas | Miscellaneous | E4 | CCE | 0 | 0 | 0 | 0 | 0 | 0 | 0 | 0 | 0 | 0 | 0 | 0 | 0 | 0 | 0 | 0 | 0 | 0 | 0 | 0 | 0 | 0 | 0 | 0 | 0 | 0 | 0
F1_Commercial_Retail (WA)_New_Miscellaneous_Natural Gas_Miscellaneous_E5 | F1 | Commercial | Retail (WA) | New | Miscellaneous | Natural Gas | Miscellaneous | E5 | CCE | 0 | 0 | 0 | 0 | 0 | 0 | 0 | 0 | 0 | 0 | 0 | 0 | 0 | 0 | 0 | 0 | 0 | 0 | 0 | 0 | 0 | 0 | 0 | 0 | 0 | 0 | 0
F1_Commercial_Retail (WA)_New_Miscellaneous_Natural Gas_Miscellaneous_E6 | F1 | Commercial | Retail (WA) | New | Miscellaneous | Natural Gas | Miscellaneous | E6 | CCE | 0 | 0 | 0 | 0 | 0 | 0 | 0 | 0 | 0 | 0 | 0 | 0 | 0 | 0 | 0 | 0 | 0 | 0 | 0 | 0 | 0 | 0 | 0 | 0 | 0 | 0 | 0
F1_Commercial_Retail (WA)_New_Miscellaneous_Natural Gas_Miscellaneous_E7 | F1 | Commercial | Retail (WA) | New | Miscellaneous | Natural Gas | Miscellaneous | E7 | CCE | 0 | 0 | 0 | 0 | 0 | 0 | 0 | 0 | 0 | 0 | 0 | 0 | 0 | 0 | 0 | 0 | 0 | 0 | 0 | 0 | 0 | 0 | 0 | 0 | 0 | 0 | 0
F1_Commercial_Retail (WA)_New_Miscellaneous_Natural Gas_Miscellaneous_E8 | F1 | Commercial | Retail (WA) | New | Miscellaneous | Natural Gas | Miscellaneous | E8 | CCE | 0 | 0 | 0 | 0 | 0 | 0 | 0 | 0 | 0 | 0 | 0 | 0 | 0 | 0 | 0 | 0 | 0 | 0 | 0 | 0 | 0 | 0 | 0 | 0 | 0 | 0 | 0
F1_Commercial_Retail (WA)_New_Miscellaneous_Natural Gas_Miscellaneous_E9 | F1 | Commercial | Retail (WA) | New | Miscellaneous | Natural Gas | Miscellaneous | E9 | CCE | 0 | 0 | 0 | 0 | 0 | 0 | 0 | 0 | 0 | 0 | 0 | 0 | 0 | 0 | 0 | 0 | 0 | 0 | 0 | 0 | 0 | 0 | 0 | 0 | 0 | 0 | 0
F1_Commercial_Retail (WA)_New_Miscellaneous_Natural Gas_Miscellaneous_E10 | F1 | Commercial | Retail (WA) | New | Miscellaneous | Natural Gas | Miscellaneous | E10 | CCE | 0 | 0 | 0 | 0 | 0 | 0 | 0 | 0 | 0 | 0 | 0 | 0 | 0 | 0 | 0 | 0 | 0 | 0 | 0 | 0 | 0 | 0 | 0 | 0 | 0 | 0 | 0
F2_Commercial_Retail (WA)_New_Miscellaneous_Natural Gas_Miscellaneous_E1 | F2 | Commercial | Retail (WA) | New | Miscellaneous | Natural Gas | Miscellaneous | E1 | TRC BC Ratio | [24 empty] | 1 | 1 | 1 | bar: 2019 to 2042
F2_Commercial_Retail (WA)_New_Miscellaneous_Natural Gas_Miscellaneous_E2 | F2 | Commercial | Retail (WA) | New | Miscellaneous | Natural Gas | Miscellaneous | E2 | TRC BC Ratio | 0 | 0 | 0 | 0 | 0 | 0 | 0 | 0 | 0 | 0 | 0 | 0 | 0 | 0 | 0 | 0 | 0 | 0 | 0 | 0 | 0 | 0 | 0 | 0 | 0 | 0 | 0
F2_Commercial_Retail (WA)_New_Miscellaneous_Natural Gas_Miscellaneous_E3 | F2 | Commercial | Retail (WA) | New | Miscellaneous | Natural Gas | Miscellaneous | E3 | TRC BC Ratio | 0 | 0 | 0 | 0 | 0 | 0 | 0 | 0 | 0 | 0 | 0 | 0 | 0 | 0 | 0 | 0 | 0 | 0 | 0 | 0 | 0 | 0 | 0 | 0 | 0 | 0 | 0
F2_Commercial_Retail (WA)_New_Miscellaneous_Natural Gas_Miscellaneous_E4 | F2 | Commercial | Retail (WA) | New | Miscellaneous | Natural Gas | Miscellaneous | E4 | TRC BC Ratio | 0 | 0 | 0 | 0 | 0 | 0 | 0 | 0 | 0 | 0 | 0 | 0 | 0 | 0 | 0 | 0 | 0 | 0 | 0 | 0 | 0 | 0 | 0 | 0 | 0 | 0 | 0
F2_Commercial_Retail (WA)_New_Miscellaneous_Natural Gas_Miscellaneous_E5 | F2 | Commercial | Retail (WA) | New | Miscellaneous | Natural Gas | Miscellaneous | E5 | TRC BC Ratio | 0 | 0 | 0 | 0 | 0 | 0 | 0 | 0 | 0 | 0 | 0 | 0 | 0 | 0 | 0 | 0 | 0 | 0 | 0 | 0 | 0 | 0 | 0 | 0 | 0 | 0 | 0
F2_Commercial_Retail (WA)_New_Miscellaneous_Natural Gas_Miscellaneous_E6 | F2 | Commercial | Retail (WA) | New | Miscellaneous | Natural Gas | Miscellaneous | E6 | TRC BC Ratio | 0 | 0 | 0 | 0 | 0 | 0 | 0 | 0 | 0 | 0 | 0 | 0 | 0 | 0 | 0 | 0 | 0 | 0 | 0 | 0 | 0 | 0 | 0 | 0 | 0 | 0 | 0
F2_Commercial_Retail (WA)_New_Miscellaneous_Natural Gas_Miscellaneous_E7 | F2 | Commercial | Retail (WA) | New | Miscellaneous | Natural Gas | Miscellaneous | E7 | TRC BC Ratio | 0 | 0 | 0 | 0 | 0 | 0 | 0 | 0 | 0 | 0 | 0 | 0 | 0 | 0 | 0 | 0 | 0 | 0 | 0 | 0 | 0 | 0 | 0 | 0 | 0 | 0 | 0
F2_Commercial_Retail (WA)_New_Miscellaneous_Natural Gas_Miscellaneous_E8 | F2 | Commercial | Retail (WA) | New | Miscellaneous | Natural Gas | Miscellaneous | E8 | TRC BC Ratio | 0 | 0 | 0 | 0 | 0 | 0 | 0 | 0 | 0 | 0 | 0 | 0 | 0 | 0 | 0 | 0 | 0 | 0 | 0 | 0 | 0 | 0 | 0 | 0 | 0 | 0 | 0
F2_Commercial_Retail (WA)_New_Miscellaneous_Natural Gas_Miscellaneous_E9 | F2 | Commercial | Retail (WA) | New | Miscellaneous | Natural Gas | Miscellaneous | E9 | TRC BC Ratio | 0 | 0 | 0 | 0 | 0 | 0 | 0 | 0 | 0 | 0 | 0 | 0 | 0 | 0 | 0 | 0 | 0 | 0 | 0 | 0 | 0 | 0 | 0 | 0 | 0 | 0 | 0
F2_Commercial_Retail (WA)_New_Miscellaneous_Natural Gas_Miscellaneous_E10 | F2 | Commercial | Retail (WA) | New | Miscellaneous | Natural Gas | Miscellaneous | E10 | TRC BC Ratio | 0 | 0 | 0 | 0 | 0 | 0 | 0 | 0 | 0 | 0 | 0 | 0 | 0 | 0 | 0 | 0 | 0 | 0 | 0 | 0 | 0 | 0 | 0 | 0 | 0 | 0 | 0
F3_Commercial_Retail (WA)_New_Miscellaneous_Natural Gas_Miscellaneous_E1 | F3 | Commercial | Retail (WA) | New | Miscellaneous | Natural Gas | Miscellaneous | E1 | PACT BC Ratio | [24 empty] | 1 | 1 | 1 | bar: 2019 to 2042
F3_Commercial_Retail (WA)_New_Miscellaneous_Natural Gas_Miscellaneous_E2 | F3 | Commercial | Retail (WA) | New | Miscellaneous | Natural Gas | Miscellaneous | E2 | PACT BC Ratio | 0 | 0 | 0 | 0 | 0 | 0 | 0 | 0 | 0 | 0 | 0 | 0 | 0 | 0 | 0 | 0 | 0 | 0 | 0 | 0 | 0 | 0 | 0 | 0 | 0 | 0 | 0
F3_Commercial_Retail (WA)_New_Miscellaneous_Natural Gas_Miscellaneous_E3 | F3 | Commercial | Retail (WA) | New | Miscellaneous | Natural Gas | Miscellaneous | E3 | PACT BC Ratio | 0 | 0 | 0 | 0 | 0 | 0 | 0 | 0 | 0 | 0 | 0 | 0 | 0 | 0 | 0 | 0 | 0 | 0 | 0 | 0 | 0 | 0 | 0 | 0 | 0 | 0 | 0
F3_Commercial_Retail (WA)_New_Miscellaneous_Natural Gas_Miscellaneous_E4 | F3 | Commercial | Retail (WA) | New | Miscellaneous | Natural Gas | Miscellaneous | E4 | PACT BC Ratio | 0 | 0 | 0 | 0 | 0 | 0 | 0 | 0 | 0 | 0 | 0 | 0 | 0 | 0 | 0 | 0 | 0 | 0 | 0 | 0 | 0 | 0 | 0 | 0 | 0 | 0 | 0
F3_Commercial_Retail (WA)_New_Miscellaneous_Natural Gas_Miscellaneous_E5 | F3 | Commercial | Retail (WA) | New | Miscellaneous | Natural Gas | Miscellaneous | E5 | PACT BC Ratio | 0 | 0 | 0 | 0 | 0 | 0 | 0 | 0 | 0 | 0 | 0 | 0 | 0 | 0 | 0 | 0 | 0 | 0 | 0 | 0 | 0 | 0 | 0 | 0 | 0 | 0 | 0
F3_Commercial_Retail (WA)_New_Miscellaneous_Natural Gas_Miscellaneous_E6 | F3 | Commercial | Retail (WA) | New | Miscellaneous | Natural Gas | Miscellaneous | E6 | PACT BC Ratio | 0 | 0 | 0 | 0 | 0 | 0 | 0 | 0 | 0 | 0 | 0 | 0 | 0 | 0 | 0 | 0 | 0 | 0 | 0 | 0 | 0 | 0 | 0 | 0 | 0 | 0 | 0
F3_Commercial_Retail (WA)_New_Miscellaneous_Natural Gas_Miscellaneous_E7 | F3 | Commercial | Retail (WA) | New | Miscellaneous | Natural Gas | Miscellaneous | E7 | PACT BC Ratio | 0 | 0 | 0 | 0 | 0 | 0 | 0 | 0 | 0 | 0 | 0 | 0 | 0 | 0 | 0 | 0 | 0 | 0 | 0 | 0 | 0 | 0 | 0 | 0 | 0 | 0 | 0
F3_Commercial_Retail (WA)_New_Miscellaneous_Natural Gas_Miscellaneous_E8 | F3 | Commercial | Retail (WA) | New | Miscellaneous | Natural Gas | Miscellaneous | E8 | PACT BC Ratio | 0 | 0 | 0 | 0 | 0 | 0 | 0 | 0 | 0 | 0 | 0 | 0 | 0 | 0 | 0 | 0 | 0 | 0 | 0 | 0 | 0 | 0 | 0 | 0 | 0 | 0 | 0
F3_Commercial_Retail (WA)_New_Miscellaneous_Natural Gas_Miscellaneous_E9 | F3 | Commercial | Retail (WA) | New | Miscellaneous | Natural Gas | Miscellaneous | E9 | PACT BC Ratio | 0 | 0 | 0 | 0 | 0 | 0 | 0 | 0 | 0 | 0 | 0 | 0 | 0 | 0 | 0 | 0 | 0 | 0 | 0 | 0 | 0 | 0 | 0 | 0 | 0 | 0 | 0
F3_Commercial_Retail (WA)_New_Miscellaneous_Natural Gas_Miscellaneous_E10 | F3 | Commercial | Retail (WA) | New | Miscellaneous | Natural Gas | Miscellaneous | E10 | PACT BC Ratio | 0 | 0 | 0 | 0 | 0 | 0 | 0 | 0 | 0 | 0 | 0 | 0 | 0 | 0 | 0 | 0 | 0 | 0 | 0 | 0 | 0 | 0 | 0 | 0 | 0 | 0 | 0
F4_Commercial_Retail (WA)_New_Miscellaneous_Natural Gas_Miscellaneous_E1 | F4 | Commercial | Retail (WA) | New | Miscellaneous | Natural Gas | Miscellaneous | E1 | RVT BC Ratio | [24 empty] | 1 | 1 | 1 | bar: 2019 to 2042
F4_Commercial_Retail (WA)_New_Miscellaneous_Natural Gas_Miscellaneous_E2 | F4 | Commercial | Retail (WA) | New | Miscellaneous | Natural Gas | Miscellaneous | E2 | RVT BC Ratio | 0 | 0 | 0 | 0 | 0 | 0 | 0 | 0 | 0 | 0 | 0 | 0 | 0 | 0 | 0 | 0 | 0 | 0 | 0 | 0 | 0 | 0 | 0 | 0 | 0 | 0 | 0
F4_Commercial_Retail (WA)_New_Miscellaneous_Natural Gas_Miscellaneous_E3 | F4 | Commercial | Retail (WA) | New | Miscellaneous | Natural Gas | Miscellaneous | E3 | RVT BC Ratio | 0 | 0 | 0 | 0 | 0 | 0 | 0 | 0 | 0 | 0 | 0 | 0 | 0 | 0 | 0 | 0 | 0 | 0 | 0 | 0 | 0 | 0 | 0 | 0 | 0 | 0 | 0
F4_Commercial_Retail (WA)_New_Miscellaneous_Natural Gas_Miscellaneous_E4 | F4 | Commercial | Retail (WA) | New | Miscellaneous | Natural Gas | Miscellaneous | E4 | RVT BC Ratio | 0 | 0 | 0 | 0 | 0 | 0 | 0 | 0 | 0 | 0 | 0 | 0 | 0 | 0 | 0 | 0 | 0 | 0 | 0 | 0 | 0 | 0 | 0 | 0 | 0 | 0 | 0
F4_Commercial_Retail (WA)_New_Miscellaneous_Natural Gas_Miscellaneous_E5 | F4 | Commercial | Retail (WA) | New | Miscellaneous | Natural Gas | Miscellaneous | E5 | RVT BC Ratio | 0 | 0 | 0 | 0 | 0 | 0 | 0 | 0 | 0 | 0 | 0 | 0 | 0 | 0 | 0 | 0 | 0 | 0 | 0 | 0 | 0 | 0 | 0 | 0 | 0 | 0 | 0
F4_Commercial_Retail (WA)_New_Miscellaneous_Natural Gas_Miscellaneous_E6 | F4 | Commercial | Retail (WA) | New | Miscellaneous | Natural Gas | Miscellaneous | E6 | RVT BC Ratio | 0 | 0 | 0 | 0 | 0 | 0 | 0 | 0 | 0 | 0 | 0 | 0 | 0 | 0 | 0 | 0 | 0 | 0 | 0 | 0 | 0 | 0 | 0 | 0 | 0 | 0 | 0
F4_Commercial_Retail (WA)_New_Miscellaneous_Natural Gas_Miscellaneous_E7 | F4 | Commercial | Retail (WA) | New | Miscellaneous | Natural Gas | Miscellaneous | E7 | RVT BC Ratio | 0 | 0 | 0 | 0 | 0 | 0 | 0 | 0 | 0 | 0 | 0 | 0 | 0 | 0 | 0 | 0 | 0 | 0 | 0 | 0 | 0 | 0 | 0 | 0 | 0 | 0 | 0
F4_Commercial_Retail (WA)_New_Miscellaneous_Natural Gas_Miscellaneous_E8 | F4 | Commercial | Retail (WA) | New | Miscellaneous | Natural Gas | Miscellaneous | E8 | RVT BC Ratio | 0 | 0 | 0 | 0 | 0 | 0 | 0 | 0 | 0 | 0 | 0 | 0 | 0 | 0 | 0 | 0 | 0 | 0 | 0 | 0 | 0 | 0 | 0 | 0 | 0 | 0 | 0
F4_Commercial_Retail (WA)_New_Miscellaneous_Natural Gas_Miscellaneous_E9 | F4 | Commercial | Retail (WA) | New | Miscellaneous | Natural Gas | Miscellaneous | E9 | RVT BC Ratio | 0 | 0 | 0 | 0 | 0 | 0 | 0 | 0 | 0 | 0 | 0 | 0 | 0 | 0 | 0 | 0 | 0 | 0 | 0 | 0 | 0 | 0 | 0 | 0 | 0 | 0 | 0
F4_Commercial_Retail (WA)_New_Miscellaneous_Natural Gas_Miscellaneous_E10 | F4 | Commercial | Retail (WA) | New | Miscellaneous | Natural Gas | Miscellaneous | E10 | RVT BC Ratio | 0 | 0 | 0 | 0 | 0 | 0 | 0 | 0 | 0 | 0 | 0 | 0 | 0 | 0 | 0 | 0 | 0 | 0 | 0 | 0 | 0 | 0 | 0 | 0 | 0 | 0 | 0
F5_Commercial_Retail (WA)_New_Miscellaneous_Natural Gas_Miscellaneous_E1 | F5 | Commercial | Retail (WA) | New | Miscellaneous | Natural Gas | Miscellaneous | E1 | RIM BC Ratio | [24 empty] | 1 | 1 | 1 | bar: 2019 to 2042
F5_Commercial_Retail (WA)_New_Miscellaneous_Natural Gas_Miscellaneous_E2 | F5 | Commercial | Retail (WA) | New | Miscellaneous | Natural Gas | Miscellaneous | E2 | RIM BC Ratio | 0 | 0 | 0 | 0 | 0 | 0 | 0 | 0 | 0 | 0 | 0 | 0 | 0 | 0 | 0 | 0 | 0 | 0 | 0 | 0 | 0 | 0 | 0 | 0 | 0 | 0 | 0
F5_Commercial_Retail (WA)_New_Miscellaneous_Natural Gas_Miscellaneous_E3 | F5 | Commercial | Retail (WA) | New | Miscellaneous | Natural Gas | Miscellaneous | E3 | RIM BC Ratio | 0 | 0 | 0 | 0 | 0 | 0 | 0 | 0 | 0 | 0 | 0 | 0 | 0 | 0 | 0 | 0 | 0 | 0 | 0 | 0 | 0 | 0 | 0 | 0 | 0 | 0 | 0
F5_Commercial_Retail (WA)_New_Miscellaneous_Natural Gas_Miscellaneous_E4 | F5 | Commercial | Retail (WA) | New | Miscellaneous | Natural Gas | Miscellaneous | E4 | RIM BC Ratio | 0 | 0 | 0 | 0 | 0 | 0 | 0 | 0 | 0 | 0 | 0 | 0 | 0 | 0 | 0 | 0 | 0 | 0 | 0 | 0 | 0 | 0 | 0 | 0 | 0 | 0 | 0
F5_Commercial_Retail (WA)_New_Miscellaneous_Natural Gas_Miscellaneous_E5 | F5 | Commercial | Retail (WA) | New | Miscellaneous | Natural Gas | Miscellaneous | E5 | RIM BC Ratio | 0 | 0 | 0 | 0 | 0 | 0 | 0 | 0 | 0 | 0 | 0 | 0 | 0 | 0 | 0 | 0 | 0 | 0 | 0 | 0 | 0 | 0 | 0 | 0 | 0 | 0 | 0
F5_Commercial_Retail (WA)_New_Miscellaneous_Natural Gas_Miscellaneous_E6 | F5 | Commercial | Retail (WA) | New | Miscellaneous | Natural Gas | Miscellaneous | E6 | RIM BC Ratio | 0 | 0 | 0 | 0 | 0 | 0 | 0 | 0 | 0 | 0 | 0 | 0 | 0 | 0 | 0 | 0 | 0 | 0 | 0 | 0 | 0 | 0 | 0 | 0 | 0 | 0 | 0
F5_Commercial_Retail (WA)_New_Miscellaneous_Natural Gas_Miscellaneous_E7 | F5 | Commercial | Retail (WA) | New | Miscellaneous | Natural Gas | Miscellaneous | E7 | RIM BC Ratio | 0 | 0 | 0 | 0 | 0 | 0 | 0 | 0 | 0 | 0 | 0 | 0 | 0 | 0 | 0 | 0 | 0 | 0 | 0 | 0 | 0 | 0 | 0 | 0 | 0 | 0 | 0
F5_Commercial_Retail (WA)_New_Miscellaneous_Natural Gas_Miscellaneous_E8 | F5 | Commercial | Retail (WA) | New | Miscellaneous | Natural Gas | Miscellaneous | E8 | RIM BC Ratio | 0 | 0 | 0 | 0 | 0 | 0 | 0 | 0 | 0 | 0 | 0 | 0 | 0 | 0 | 0 | 0 | 0 | 0 | 0 | 0 | 0 | 0 | 0 | 0 | 0 | 0 | 0
F5_Commercial_Retail (WA)_New_Miscellaneous_Natural Gas_Miscellaneous_E9 | F5 | Commercial | Retail (WA) | New | Miscellaneous | Natural Gas | Miscellaneous | E9 | RIM BC Ratio | 0 | 0 | 0 | 0 | 0 | 0 | 0 | 0 | 0 | 0 | 0 | 0 | 0 | 0 | 0 | 0 | 0 | 0 | 0 | 0 | 0 | 0 | 0 | 0 | 0 | 0 | 0
F5_Commercial_Retail (WA)_New_Miscellaneous_Natural Gas_Miscellaneous_E10 | F5 | Commercial | Retail (WA) | New | Miscellaneous | Natural Gas | Miscellaneous | E10 | RIM BC Ratio | 0 | 0 | 0 | 0 | 0 | 0 | 0 | 0 | 0 | 0 | 0 | 0 | 0 | 0 | 0 | 0 | 0 | 0 | 0 | 0 | 0 | 0 | 0 | 0 | 0 | 0 | 0
F0_Commercial_Grocery (WA)_Existing_Space Heating_Natural Gas_Furnace_E0 | F0 | Commercial | Grocery (WA) | Existing | Space Heating | Natural Gas | Furnace | E0 | Economic Unit | AFUE 96% | AFUE 96% | AFUE 96% | AFUE 96% | AFUE 96% | AFUE 96% | AFUE 96% | AFUE 96% | AFUE 96% | AFUE 96% | AFUE 96% | AFUE 96% | AFUE 96% | AFUE 96% | AFUE 96% | AFUE 96% | AFUE 96% | AFUE 96% | AFUE 96% | AFUE 96% | AFUE 96% | AFUE 96% | AFUE 96% | AFUE 96% | AFUE 96% | AFUE 96% | AFUE 96%
F1_Commercial_Grocery (WA)_Existing_Space Heating_Natural Gas_Furnace_E1 | F1 | Commercial | Grocery (WA) | Existing | Space Heating | Natural Gas | Furnace | E1 | CCE | 0 | 0 | 0 | 0 | 0 | 0 | 0 | 0 | 0 | 0 | 0 | 0 | 0 | 0 | 0 | 0 | 0 | 0 | 0 | 0 | 0 | 0 | 0 | 0 | 0 | 0 | 0
F1_Commercial_Grocery (WA)_Existing_Space Heating_Natural Gas_Furnace_E2 | F1 | Commercial | Grocery (WA) | Existing | Space Heating | Natural Gas | Furnace | E2 | CCE | 0.015099 | 0.015669 | 0.015669 | 0.015669 | 0.015669 | 0.015669 | 0.015669 | 0.015669 | 0.015669 | 0.015669 | 0.015669 | 0.015669 | 0.015669 | 0.015669 | 0.015669 | 0.015669 | 0.015669 | 0.015669 | 0.015669 | 0.015669 | 0.015669 | 0.015669 | 0.015669 | 0.015669 | 0.015669 | 0.015669 | 0.015669
F1_Commercial_Grocery (WA)_Existing_Space Heating_Natural Gas_Furnace_E3 | F1 | Commercial | Grocery (WA) | Existing | Space Heating | Natural Gas | Furnace | E3 | CCE | 0.0022546 | 0.0023397 | 0.0023397 | 0.0023397 | 0.0023397 | 0.0023397 | 0.0023397 | 0.0023397 | 0.0023397 | 0.0023397 | 0.0023397 | 0.0023397 | 0.0023397 | 0.0023397 | 0.0023397 | 0.0023397 | 0.0023397 | 0.0023397 | 0.0023397 | 0.0023397 | 0.0023397 | 0.0023397 | 0.0023397 | 0.0023397 | 0.0023397 | 0.0023397 | 0.0023397
F1_Commercial_Grocery (WA)_Existing_Space Heating_Natural Gas_Furnace_E4 | F1 | Commercial | Grocery (WA) | Existing | Space Heating | Natural Gas | Furnace | E4 | CCE | 0 | 0 | 0 | 0 | 0 | 0 | 0 | 0 | 0 | 0 | 0 | 0 | 0 | 0 | 0 | 0 | 0 | 0 | 0 | 0 | 0 | 0 | 0 | 0 | 0 | 0 | 0
F1_Commercial_Grocery (WA)_Existing_Space Heating_Natural Gas_Furnace_E5 | F1 | Commercial | Grocery (WA) | Existing | Space Heating | Natural Gas | Furnace | E5 | CCE | 0 | 0 | 0 | 0 | 0 | 0 | 0 | 0 | 0 | 0 | 0 | 0 | 0 | 0 | 0 | 0 | 0 | 0 | 0 | 0 | 0 | 0 | 0 | 0 | 0 | 0 | 0
F1_Commercial_Grocery (WA)_Existing_Space Heating_Natural Gas_Furnace_E6 | F1 | Commercial | Grocery (WA) | Existing | Space Heating | Natural Gas | Furnace | E6 | CCE | 0 | 0 | 0 | 0 | 0 | 0 | 0 | 0 | 0 | 0 | 0 | 0 | 0 | 0 | 0 | 0 | 0 | 0 | 0 | 0 | 0 | 0 | 0 | 0 | 0 | 0 | 0
F1_Commercial_Grocery (WA)_Existing_Space Heating_Natural Gas_Furnace_E7 | F1 | Commercial | Grocery (WA) | Existing | Space Heating | Natural Gas | Furnace | E7 | CCE | 0 | 0 | 0 | 0 | 0 | 0 | 0 | 0 | 0 | 0 | 0 | 0 | 0 | 0 | 0 | 0 | 0 | 0 | 0 | 0 | 0 | 0 | 0 | 0 | 0 | 0 | 0
F1_Commercial_Grocery (WA)_Existing_Space Heating_Natural Gas_Furnace_E8 | F1 | Commercial | Grocery (WA) | Existing | Space Heating | Natural Gas | Furnace | E8 | CCE | 0 | 0 | 0 | 0 | 0 | 0 | 0 | 0 | 0 | 0 | 0 | 0 | 0 | 0 | 0 | 0 | 0 | 0 | 0 | 0 | 0 | 0 | 0 | 0 | 0 | 0 | 0
F1_Commercial_Grocery (WA)_Existing_Space Heating_Natural Gas_Furnace_E9 | F1 | Commercial | Grocery (WA) | Existing | Space Heating | Natural Gas | Furnace | E9 | CCE | 0 | 0 | 0 | 0 | 0 | 0 | 0 | 0 | 0 | 0 | 0 | 0 | 0 | 0 | 0 | 0 | 0 | 0 | 0 | 0 | 0 | 0 | 0 | 0 | 0 | 0 | 0
F1_Commercial_Grocery (WA)_Existing_Space Heating_Natural Gas_Furnace_E10 | F1 | Commercial | Grocery (WA) | Existing | Space Heating | Natural Gas | Furnace | E10 | CCE | 0 | 0 | 0 | 0 | 0 | 0 | 0 | 0 | 0 | 0 | 0 | 0 | 0 | 0 | 0 | 0 | 0 | 0 | 0 | 0 | 0 | 0 | 0 | 0 | 0 | 0 | 0
F2_Commercial_Grocery (WA)_Existing_Space Heating_Natural Gas_Furnace_E1 | F2 | Commercial | Grocery (WA) | Existing | Space Heating | Natural Gas | Furnace | E1 | TRC BC Ratio | [24 empty] | 1 | 1 | 1 | bar: 2019 to 2042
F2_Commercial_Grocery (WA)_Existing_Space Heating_Natural Gas_Furnace_E2 | F2 | Commercial | Grocery (WA) | Existing | Space Heating | Natural Gas | Furnace | E2 | TRC BC Ratio | 0.24908 | 0.2527 | 0.25784 | 0.2637 | 0.27034 | 0.28001 | 0.28988 | 0.30035 | 0.31021 | 0.32021 | 0.32896 | 0.33686 | 0.34564 | 0.35474 | 0.36307 | 0.37123 | 0.3787 | 0.38641 | 0.39448 | 0.40276 | 0.4112 | 0.42017 | 0.4308 | 0.43994 | 0.44928 | 0.45882 | 0.46855
F2_Commercial_Grocery (WA)_Existing_Space Heating_Natural Gas_Furnace_E3 | F2 | Commercial | Grocery (WA) | Existing | Space Heating | Natural Gas | Furnace | E3 | TRC BC Ratio | 1.6681 | 1.6923 | 1.7267 | 1.7659 | 1.8104 | 1.8752 | 1.9412 | 2.0114 | 2.0774 | 2.1443 | 2.2029 | 2.2559 | 2.3147 | 2.3756 | 2.4314 | 2.486 | 2.536 | 2.5877 | 2.6417 | 2.6972 | 2.7537 | 2.8138 | 2.885 | 2.9462 | 3.0087 | 3.0726 | 3.1378
F2_Commercial_Grocery (WA)_Existing_Space Heating_Natural Gas_Furnace_E4 | F2 | Commercial | Grocery (WA) | Existing | Space Heating | Natural Gas | Furnace | E4 | TRC BC Ratio | 0 | 0 | 0 | 0 | 0 | 0 | 0 | 0 | 0 | 0 | 0 | 0 | 0 | 0 | 0 | 0 | 0 | 0 | 0 | 0 | 0 | 0 | 0 | 0 | 0 | 0 | 0
F2_Commercial_Grocery (WA)_Existing_Space Heating_Natural Gas_Furnace_E5 | F2 | Commercial | Grocery (WA) | Existing | Space Heating | Natural Gas | Furnace | E5 | TRC BC Ratio | 0 | 0 | 0 | 0 | 0 | 0 | 0 | 0 | 0 | 0 | 0 | 0 | 0 | 0 | 0 | 0 | 0 | 0 | 0 | 0 | 0 | 0 | 0 | 0 | 0 | 0 | 0
F2_Commercial_Grocery (WA)_Existing_Space Heating_Natural Gas_Furnace_E6 | F2 | Commercial | Grocery (WA) | Existing | Space Heating | Natural Gas | Furnace | E6 | TRC BC Ratio | 0 | 0 | 0 | 0 | 0 | 0 | 0 | 0 | 0 | 0 | 0 | 0 | 0 | 0 | 0 | 0 | 0 | 0 | 0 | 0 | 0 | 0 | 0 | 0 | 0 | 0 | 0
F2_Commercial_Grocery (WA)_Existing_Space Heating_Natural Gas_Furnace_E7 | F2 | Commercial | Grocery (WA) | Existing | Space Heating | Natural Gas | Furnace | E7 | TRC BC Ratio | 0 | 0 | 0 | 0 | 0 | 0 | 0 | 0 | 0 | 0 | 0 | 0 | 0 | 0 | 0 | 0 | 0 | 0 | 0 | 0 | 0 | 0 | 0 | 0 | 0 | 0 | 0
F2_Commercial_Grocery (WA)_Existing_Space Heating_Natural Gas_Furnace_E8 | F2 | Commercial | Grocery (WA) | Existing | Space Heating | Natural Gas | Furnace | E8 | TRC BC Ratio | 0 | 0 | 0 | 0 | 0 | 0 | 0 | 0 | 0 | 0 | 0 | 0 | 0 | 0 | 0 | 0 | 0 | 0 | 0 | 0 | 0 | 0 | 0 | 0 | 0 | 0 | 0
F2_Commercial_Grocery (WA)_Existing_Space Heating_Natural Gas_Furnace_E9 | F2 | Commercial | Grocery (WA) | Existing | Space Heating | Natural Gas | Furnace | E9 | TRC BC Ratio | 0 | 0 | 0 | 0 | 0 | 0 | 0 | 0 | 0 | 0 | 0 | 0 | 0 | 0 | 0 | 0 | 0 | 0 | 0 | 0 | 0 | 0 | 0 | 0 | 0 | 0 | 0
F2_Commercial_Grocery (WA)_Existing_Space Heating_Natural Gas_Furnace_E10 | F2 | Commercial | Grocery (WA) | Existing | Space Heating | Natural Gas | Furnace | E10 | TRC BC Ratio | 0 | 0 | 0 | 0 | 0 | 0 | 0 | 0 | 0 | 0 | 0 | 0 | 0 | 0 | 0 | 0 | 0 | 0 | 0 | 0 | 0 | 0 | 0 | 0 | 0 | 0 | 0
F3_Commercial_Grocery (WA)_Existing_Space Heating_Natural Gas_Furnace_E1 | F3 | Commercial | Grocery (WA) | Existing | Space Heating | Natural Gas | Furnace | E1 | PACT BC Ratio | [24 empty] | 1 | 1 | 1 | bar: 2019 to 2042
F3_Commercial_Grocery (WA)_Existing_Space Heating_Natural Gas_Furnace_E2 | F3 | Commercial | Grocery (WA) | Existing | Space Heating | Natural Gas | Furnace | E2 | PACT BC Ratio | 0.69766 | 0.7078 | 0.72218 | 0.73859 | 0.7572 | 0.78428 | 0.81192 | 0.84126 | 0.86887 | 0.89687 | 0.92138 | 0.94352 | 0.9681 | 0.99359 | 1.0169 | 1.0398 | 1.0607 | 1.0823 | 1.1049 | 1.1281 | 1.1517 | 1.1768 | 1.2066 | 1.2322 | 1.2584 | 1.2851 | 1.3124
F3_Commercial_Grocery (WA)_Existing_Space Heating_Natural Gas_Furnace_E3 | F3 | Commercial | Grocery (WA) | Existing | Space Heating | Natural Gas | Furnace | E3 | PACT BC Ratio | 4.6721 | 4.74 | 4.8363 | 4.9462 | 5.0708 | 5.2521 | 5.4373 | 5.6337 | 5.8187 | 6.0061 | 6.1702 | 6.3185 | 6.4831 | 6.6539 | 6.8102 | 6.9631 | 7.1032 | 7.2479 | 7.3992 | 7.5546 | 7.7129 | 7.8811 | 8.0805 | 8.252 | 8.4272 | 8.606 | 8.7887
F3_Commercial_Grocery (WA)_Existing_Space Heating_Natural Gas_Furnace_E4 | F3 | Commercial | Grocery (WA) | Existing | Space Heating | Natural Gas | Furnace | E4 | PACT BC Ratio | 0 | 0 | 0 | 0 | 0 | 0 | 0 | 0 | 0 | 0 | 0 | 0 | 0 | 0 | 0 | 0 | 0 | 0 | 0 | 0 | 0 | 0 | 0 | 0 | 0 | 0 | 0
F3_Commercial_Grocery (WA)_Existing_Space Heating_Natural Gas_Furnace_E5 | F3 | Commercial | Grocery (WA) | Existing | Space Heating | Natural Gas | Furnace | E5 | PACT BC Ratio | 0 | 0 | 0 | 0 | 0 | 0 | 0 | 0 | 0 | 0 | 0 | 0 | 0 | 0 | 0 | 0 | 0 | 0 | 0 | 0 | 0 | 0 | 0 | 0 | 0 | 0 | 0
F3_Commercial_Grocery (WA)_Existing_Space Heating_Natural Gas_Furnace_E6 | F3 | Commercial | Grocery (WA) | Existing | Space Heating | Natural Gas | Furnace | E6 | PACT BC Ratio | 0 | 0 | 0 | 0 | 0 | 0 | 0 | 0 | 0 | 0 | 0 | 0 | 0 | 0 | 0 | 0 | 0 | 0 | 0 | 0 | 0 | 0 | 0 | 0 | 0 | 0 | 0
F3_Commercial_Grocery (WA)_Existing_Space Heating_Natural Gas_Furnace_E7 | F3 | Commercial | Grocery (WA) | Existing | Space Heating | Natural Gas | Furnace | E7 | PACT BC Ratio | 0 | 0 | 0 | 0 | 0 | 0 | 0 | 0 | 0 | 0 | 0 | 0 | 0 | 0 | 0 | 0 | 0 | 0 | 0 | 0 | 0 | 0 | 0 | 0 | 0 | 0 | 0
F3_Commercial_Grocery (WA)_Existing_Space Heating_Natural Gas_Furnace_E8 | F3 | Commercial | Grocery (WA) | Existing | Space Heating | Natural Gas | Furnace | E8 | PACT BC Ratio | 0 | 0 | 0 | 0 | 0 | 0 | 0 | 0 | 0 | 0 | 0 | 0 | 0 | 0 | 0 | 0 | 0 | 0 | 0 | 0 | 0 | 0 | 0 | 0 | 0 | 0 | 0
F3_Commercial_Grocery (WA)_Existing_Space Heating_Natural Gas_Furnace_E9 | F3 | Commercial | Grocery (WA) | Existing | Space Heating | Natural Gas | Furnace | E9 | PACT BC Ratio | 0 | 0 | 0 | 0 | 0 | 0 | 0 | 0 | 0 | 0 | 0 | 0 | 0 | 0 | 0 | 0 | 0 | 0 | 0 | 0 | 0 | 0 | 0 | 0 | 0 | 0 | 0
F3_Commercial_Grocery (WA)_Existing_Space Heating_Natural Gas_Furnace_E10 | F3 | Commercial | Grocery (WA) | Existing | Space Heating | Natural Gas | Furnace | E10 | PACT BC Ratio | 0 | 0 | 0 | 0 | 0 | 0 | 0 | 0 | 0 | 0 | 0 | 0 | 0 | 0 | 0 | 0 | 0 | 0 | 0 | 0 | 0 | 0 | 0 | 0 | 0 | 0 | 0
F4_Commercial_Grocery (WA)_Existing_Space Heating_Natural Gas_Furnace_E1 | F4 | Commercial | Grocery (WA) | Existing | Space Heating | Natural Gas | Furnace | E1 | RVT BC Ratio | [24 empty] | 1 | 1 | 1 | bar: 2019 to 2042
F4_Commercial_Grocery (WA)_Existing_Space Heating_Natural Gas_Furnace_E2 | F4 | Commercial | Grocery (WA) | Existing | Space Heating | Natural Gas | Furnace | E2 | RVT BC Ratio | 0.57732 | 0.58022 | 0.58505 | 0.59062 | 0.59702 | 0.60742 | 0.61774 | 0.62854 | 0.63801 | 0.64721 | 0.65763 | 0.66673 | 0.67686 | 0.6873 | 0.69659 | 0.70551 | 0.71337 | 0.72139 | 0.72971 | 0.73812 | 0.74654 | 0.75784 | 0.77124 | 0.78276 | 0.79453 | 0.80654 | 0.81881
F4_Commercial_Grocery (WA)_Existing_Space Heating_Natural Gas_Furnace_E3 | F4 | Commercial | Grocery (WA) | Existing | Space Heating | Natural Gas | Furnace | E3 | RVT BC Ratio | 2.5649 | 2.5843 | 2.6166 | 2.6539 | 2.6968 | 2.7664 | 2.8356 | 2.9079 | 2.9713 | 3.0329 | 3.1027 | 3.1636 | 3.2315 | 3.3014 | 3.3636 | 3.4233 | 3.4759 | 3.5297 | 3.5853 | 3.6417 | 3.6981 | 3.7738 | 3.8635 | 3.9406 | 4.0194 | 4.0999 | 4.1821
F4_Commercial_Grocery (WA)_Existing_Space Heating_Natural Gas_Furnace_E4 | F4 | Commercial | Grocery (WA) | Existing | Space Heating | Natural Gas | Furnace | E4 | RVT BC Ratio | 0 | 0 | 0 | 0 | 0 | 0 | 0 | 0 | 0 | 0 | 0 | 0 | 0 | 0 | 0 | 0 | 0 | 0 | 0 | 0 | 0 | 0 | 0 | 0 | 0 | 0 | 0
F4_Commercial_Grocery (WA)_Existing_Space Heating_Natural Gas_Furnace_E5 | F4 | Commercial | Grocery (WA) | Existing | Space Heating | Natural Gas | Furnace | E5 | RVT BC Ratio | 0 | 0 | 0 | 0 | 0 | 0 | 0 | 0 | 0 | 0 | 0 | 0 | 0 | 0 | 0 | 0 | 0 | 0 | 0 | 0 | 0 | 0 | 0 | 0 | 0 | 0 | 0
F4_Commercial_Grocery (WA)_Existing_Space Heating_Natural Gas_Furnace_E6 | F4 | Commercial | Grocery (WA) | Existing | Space Heating | Natural Gas | Furnace | E6 | RVT BC Ratio | 0 | 0 | 0 | 0 | 0 | 0 | 0 | 0 | 0 | 0 | 0 | 0 | 0 | 0 | 0 | 0 | 0 | 0 | 0 | 0 | 0 | 0 | 0 | 0 | 0 | 0 | 0
F4_Commercial_Grocery (WA)_Existing_Space Heating_Natural Gas_Furnace_E7 | F4 | Commercial | Grocery (WA) | Existing | Space Heating | Natural Gas | Furnace | E7 | RVT BC Ratio | 0 | 0 | 0 | 0 | 0 | 0 | 0 | 0 | 0 | 0 | 0 | 0 | 0 | 0 | 0 | 0 | 0 | 0 | 0 | 0 | 0 | 0 | 0 | 0 | 0 | 0 | 0
F4_Commercial_Grocery (WA)_Existing_Space Heating_Natural Gas_Furnace_E8 | F4 | Commercial | Grocery (WA) | Existing | Space Heating | Natural Gas | Furnace | E8 | RVT BC Ratio | 0 | 0 | 0 | 0 | 0 | 0 | 0 | 0 | 0 | 0 | 0 | 0 | 0 | 0 | 0 | 0 | 0 | 0 | 0 | 0 | 0 | 0 | 0 | 0 | 0 | 0 | 0
F4_Commercial_Grocery (WA)_Existing_Space Heating_Natural Gas_Furnace_E9 | F4 | Commercial | Grocery (WA) | Existing | Space Heating | Natural Gas | Furnace | E9 | RVT BC Ratio | 0 | 0 | 0 | 0 | 0 | 0 | 0 | 0 | 0 | 0 | 0 | 0 | 0 | 0 | 0 | 0 | 0 | 0 | 0 | 0 | 0 | 0 | 0 | 0 | 0 | 0 | 0
F4_Commercial_Grocery (WA)_Existing_Space Heating_Natural Gas_Furnace_E10 | F4 | Commercial | Grocery (WA) | Existing | Space Heating | Natural Gas | Furnace | E10 | RVT BC Ratio | 0 | 0 | 0 | 0 | 0 | 0 | 0 | 0 | 0 | 0 | 0 | 0 | 0 | 0 | 0 | 0 | 0 | 0 | 0 | 0 | 0 | 0 | 0 | 0 | 0 | 0 | 0
F5_Commercial_Grocery (WA)_Existing_Space Heating_Natural Gas_Furnace_E1 | F5 | Commercial | Grocery (WA) | Existing | Space Heating | Natural Gas | Furnace | E1 | RIM BC Ratio | [24 empty] | 1 | 1 | 1 | bar: 2019 to 2042
F5_Commercial_Grocery (WA)_Existing_Space Heating_Natural Gas_Furnace_E2 | F5 | Commercial | Grocery (WA) | Existing | Space Heating | Natural Gas | Furnace | E2 | RIM BC Ratio | 0.38452 | 0.38866 | 0.39412 | 0.40023 | 0.40703 | 0.41615 | 0.42538 | 0.43501 | 0.44421 | 0.45355 | 0.46028 | 0.46639 | 0.47301 | 0.47976 | 0.48594 | 0.49196 | 0.49754 | 0.50325 | 0.50916 | 0.51519 | 0.52131 | 0.52639 | 0.53227 | 0.53719 | 0.5421 | 0.547 | 0.55188
F5_Commercial_Grocery (WA)_Existing_Space Heating_Natural Gas_Furnace_E3 | F5 | Commercial | Grocery (WA) | Existing | Space Heating | Natural Gas | Furnace | E3 | RIM BC Ratio | 0.72396 | 0.72936 | 0.73564 | 0.74251 | 0.74998 | 0.75855 | 0.7674 | 0.77663 | 0.78608 | 0.79596 | 0.80042 | 0.80481 | 0.80945 | 0.81418 | 0.81875 | 0.82334 | 0.82788 | 0.83258 | 0.83746 | 0.8425 | 0.84771 | 0.8497 | 0.85197 | 0.85384 | 0.85568 | 0.85749 | 0.85927
F5_Commercial_Grocery (WA)_Existing_Space Heating_Natural Gas_Furnace_E4 | F5 | Commercial | Grocery (WA) | Existing | Space Heating | Natural Gas | Furnace | E4 | RIM BC Ratio | 0 | 0 | 0 | 0 | 0 | 0 | 0 | 0 | 0 | 0 | 0 | 0 | 0 | 0 | 0 | 0 | 0 | 0 | 0 | 0 | 0 | 0 | 0 | 0 | 0 | 0 | 0
F5_Commercial_Grocery (WA)_Existing_Space Heating_Natural Gas_Furnace_E5 | F5 | Commercial | Grocery (WA) | Existing | Space Heating | Natural Gas | Furnace | E5 | RIM BC Ratio | 0 | 0 | 0 | 0 | 0 | 0 | 0 | 0 | 0 | 0 | 0 | 0 | 0 | 0 | 0 | 0 | 0 | 0 | 0 | 0 | 0 | 0 | 0 | 0 | 0 | 0 | 0
F5_Commercial_Grocery (WA)_Existing_Space Heating_Natural Gas_Furnace_E6 | F5 | Commercial | Grocery (WA) | Existing | Space Heating | Natural Gas | Furnace | E6 | RIM BC Ratio | 0 | 0 | 0 | 0 | 0 | 0 | 0 | 0 | 0 | 0 | 0 | 0 | 0 | 0 | 0 | 0 | 0 | 0 | 0 | 0 | 0 | 0 | 0 | 0 | 0 | 0 | 0
F5_Commercial_Grocery (WA)_Existing_Space Heating_Natural Gas_Furnace_E7 | F5 | Commercial | Grocery (WA) | Existing | Space Heating | Natural Gas | Furnace | E7 | RIM BC Ratio | 0 | 0 | 0 | 0 | 0 | 0 | 0 | 0 | 0 | 0 | 0 | 0 | 0 | 0 | 0 | 0 | 0 | 0 | 0 | 0 | 0 | 0 | 0 | 0 | 0 | 0 | 0
F5_Commercial_Grocery (WA)_Existing_Space Heating_Natural Gas_Furnace_E8 | F5 | Commercial | Grocery (WA) | Existing | Space Heating | Natural Gas | Furnace | E8 | RIM BC Ratio | 0 | 0 | 0 | 0 | 0 | 0 | 0 | 0 | 0 | 0 | 0 | 0 | 0 | 0 | 0 | 0 | 0 | 0 | 0 | 0 | 0 | 0 | 0 | 0 | 0 | 0 | 0
F5_Commercial_Grocery (WA)_Existing_Space Heating_Natural Gas_Furnace_E9 | F5 | Commercial | Grocery (WA) | Existing | Space Heating | Natural Gas | Furnace | E9 | RIM BC Ratio | 0 | 0 | 0 | 0 | 0 | 0 | 0 | 0 | 0 | 0 | 0 | 0 | 0 | 0 | 0 | 0 | 0 | 0 | 0 | 0 | 0 | 0 | 0 | 0 | 0 | 0 | 0
F5_Commercial_Grocery (WA)_Existing_Space Heating_Natural Gas_Furnace_E10 | F5 | Commercial | Grocery (WA) | Existing | Space Heating | Natural Gas | Furnace | E10 | RIM BC Ratio | 0 | 0 | 0 | 0 | 0 | 0 | 0 | 0 | 0 | 0 | 0 | 0 | 0 | 0 | 0 | 0 | 0 | 0 | 0 | 0 | 0 | 0 | 0 | 0 | 0 | 0 | 0
F0_Commercial_Grocery (WA)_Existing_Space Heating_Natural Gas_Boiler_E0 | F0 | Commercial | Grocery (WA) | Existing | Space Heating | Natural Gas | Boiler | E0 | Economic Unit | AFUE 97% | AFUE 97% | AFUE 97% | AFUE 97% | AFUE 97% | AFUE 97% | AFUE 97% | AFUE 97% | AFUE 97% | AFUE 97% | AFUE 97% | AFUE 97% | AFUE 97% | AFUE 97% | AFUE 97% | AFUE 97% | AFUE 97% | AFUE 97% | AFUE 97% | AFUE 97% | AFUE 97% | AFUE 97% | AFUE 97% | AFUE 97% | AFUE 97% | AFUE 97% | AFUE 97%
F1_Commercial_Grocery (WA)_Existing_Space Heating_Natural Gas_Boiler_E1 | F1 | Commercial | Grocery (WA) | Existing | Space Heating | Natural Gas | Boiler | E1 | CCE | 0 | 0 | 0 | 0 | 0 | 0 | 0 | 0 | 0 | 0 | 0 | 0 | 0 | 0 | 0 | 0 | 0 | 0 | 0 | 0 | 0 | 0 | 0 | 0 | 0 | 0 | 0
F1_Commercial_Grocery (WA)_Existing_Space Heating_Natural Gas_Boiler_E2 | F1 | Commercial | Grocery (WA) | Existing | Space Heating | Natural Gas | Boiler | E2 | CCE | 0.00062918 | 0.00065294 | 0.00065294 | 0.00065294 | 0.00065294 | 0.00065294 | 0.00065294 | 0.00065294 | 0.00065294 | 0.00065294 | 0.00065294 | 0.00065294 | 0.00065294 | 0.00065294 | 0.00065294 | 0.00065294 | 0.00065294 | 0.00065294 | 0.00065294 | 0.00065294 | 0.00065294 | 0.00065294 | 0.00065294 | 0.00065294 | 0.00065294 | 0.00065294 | 0.00065294
F1_Commercial_Grocery (WA)_Existing_Space Heating_Natural Gas_Boiler_E3 | F1 | Commercial | Grocery (WA) | Existing | Space Heating | Natural Gas | Boiler | E3 | CCE | -0.00013752 | -0.00014271 | -0.00014271 | -0.00014271 | -0.00014271 | -0.00014271 | -0.00014271 | -0.00014271 | -0.00014271 | -0.00014271 | -0.00014271 | -0.00014271 | -0.00014271 | -0.00014271 | -0.00014271 | -0.00014271 | -0.00014271 | -0.00014271 | -0.00014271 | -0.00014271 | -0.00014271 | -0.00014271 | -0.00014271 | -0.00014271 | -0.00014271 | -0.00014271 | -0.00014271
F1_Commercial_Grocery (WA)_Existing_Space Heating_Natural Gas_Boiler_E4 | F1 | Commercial | Grocery (WA) | Existing | Space Heating | Natural Gas | Boiler | E4 | CCE | 0.014465 | 0.015011 | 0.015011 | 0.015011 | 0.015011 | 0.015011 | 0.015011 | 0.015011 | 0.015011 | 0.015011 | 0.015011 | 0.015011 | 0.015011 | 0.015011 | 0.015011 | 0.015011 | 0.015011 | 0.015011 | 0.015011 | 0.015011 | 0.015011 | 0.015011 | 0.015011 | 0.015011 | 0.015011 | 0.015011 | 0.015011
F1_Commercial_Grocery (WA)_Existing_Space Heating_Natural Gas_Boiler_E5 | F1 | Commercial | Grocery (WA) | Existing | Space Heating | Natural Gas | Boiler | E5 | CCE | 0 | 0 | 0 | 0 | 0 | 0 | 0 | 0 | 0 | 0 | 0 | 0 | 0 | 0 | 0 | 0 | 0 | 0 | 0 | 0 | 0 | 0 | 0 | 0 | 0 | 0 | 0
F1_Commercial_Grocery (WA)_Existing_Space Heating_Natural Gas_Boiler_E6 | F1 | Commercial | Grocery (WA) | Existing | Space Heating | Natural Gas | Boiler | E6 | CCE | 0 | 0 | 0 | 0 | 0 | 0 | 0 | 0 | 0 | 0 | 0 | 0 | 0 | 0 | 0 | 0 | 0 | 0 | 0 | 0 | 0 | 0 | 0 | 0 | 0 | 0 | 0
F1_Commercial_Grocery (WA)_Existing_Space Heating_Natural Gas_Boiler_E7 | F1 | Commercial | Grocery (WA) | Existing | Space Heating | Natural Gas | Boiler | E7 | CCE | 0 | 0 | 0 | 0 | 0 | 0 | 0 | 0 | 0 | 0 | 0 | 0 | 0 | 0 | 0 | 0 | 0 | 0 | 0 | 0 | 0 | 0 | 0 | 0 | 0 | 0 | 0
F1_Commercial_Grocery (WA)_Existing_Space Heating_Natural Gas_Boiler_E8 | F1 | Commercial | Grocery (WA) | Existing | Space Heating | Natural Gas | Boiler | E8 | CCE | 0 | 0 | 0 | 0 | 0 | 0 | 0 | 0 | 0 | 0 | 0 | 0 | 0 | 0 | 0 | 0 | 0 | 0 | 0 | 0 | 0 | 0 | 0 | 0 | 0 | 0 | 0
F1_Commercial_Grocery (WA)_Existing_Space Heating_Natural Gas_Boiler_E9 | F1 | Commercial | Grocery (WA) | Existing | Space Heating | Natural Gas | Boiler | E9 | CCE | 0 | 0 | 0 | 0 | 0 | 0 | 0 | 0 | 0 | 0 | 0 | 0 | 0 | 0 | 0 | 0 | 0 | 0 | 0 | 0 | 0 | 0 | 0 | 0 | 0 | 0 | 0
F1_Commercial_Grocery (WA)_Existing_Space Heating_Natural Gas_Boiler_E10 | F1 | Commercial | Grocery (WA) | Existing | Space Heating | Natural Gas | Boiler | E10 | CCE | 0 | 0 | 0 | 0 | 0 | 0 | 0 | 0 | 0 | 0 | 0 | 0 | 0 | 0 | 0 | 0 | 0 | 0 | 0 | 0 | 0 | 0 | 0 | 0 | 0 | 0 | 0
F2_Commercial_Grocery (WA)_Existing_Space Heating_Natural Gas_Boiler_E1 | F2 | Commercial | Grocery (WA) | Existing | Space Heating | Natural Gas | Boiler | E1 | TRC BC Ratio | [24 empty] | 1 | 1 | 1 | bar: 2019 to 2042
F2_Commercial_Grocery (WA)_Existing_Space Heating_Natural Gas_Boiler_E2 | F2 | Commercial | Grocery (WA) | Existing | Space Heating | Natural Gas | Boiler | E2 | TRC BC Ratio | 6.7495 | 6.8672 | 7.0128 | 7.171 | 7.3428 | 7.5683 | 7.7981 | 8.0401 | 8.2729 | 8.5095 | 8.7258 | 8.9287 | 9.1482 | 9.3733 | 9.5864 | 9.7977 | 9.9985 | 10.205 | 10.4192 | 10.6388 | 10.8627 | 11.0962 | 11.359 | 11.5951 | 11.8336 | 12.0159 | 12.1799
F2_Commercial_Grocery (WA)_Existing_Space Heating_Natural Gas_Boiler_E3 | F2 | Commercial | Grocery (WA) | Existing | Space Heating | Natural Gas | Boiler | E3 | TRC BC Ratio | [24 empty] | 1 | 1 | 1 | bar: 2019 to 2042
F2_Commercial_Grocery (WA)_Existing_Space Heating_Natural Gas_Boiler_E4 | F2 | Commercial | Grocery (WA) | Existing | Space Heating | Natural Gas | Boiler | E4 | TRC BC Ratio | 0.33837 | 0.34528 | 0.3529 | 0.36081 | 0.369 | 0.37843 | 0.38802 | 0.39801 | 0.40791 | 0.41802 | 0.42778 | 0.43738 | 0.44744 | 0.45762 | 0.46765 | 0.47775 | 0.48773 | 0.49796 | 0.50847 | 0.51923 | 0.53021 | 0.54143 | 0.5533 | 0.56454 | 0.57575 | 0.58098 | 0.58407
F2_Commercial_Grocery (WA)_Existing_Space Heating_Natural Gas_Boiler_E5 | F2 | Commercial | Grocery (WA) | Existing | Space Heating | Natural Gas | Boiler | E5 | TRC BC Ratio | 0 | 0 | 0 | 0 | 0 | 0 | 0 | 0 | 0 | 0 | 0 | 0 | 0 | 0 | 0 | 0 | 0 | 0 | 0 | 0 | 0 | 0 | 0 | 0 | 0 | 0 | 0
F2_Commercial_Grocery (WA)_Existing_Space Heating_Natural Gas_Boiler_E6 | F2 | Commercial | Grocery (WA) | Existing | Space Heating | Natural Gas | Boiler | E6 | TRC BC Ratio | 0 | 0 | 0 | 0 | 0 | 0 | 0 | 0 | 0 | 0 | 0 | 0 | 0 | 0 | 0 | 0 | 0 | 0 | 0 | 0 | 0 | 0 | 0 | 0 | 0 | 0 | 0
F2_Commercial_Grocery (WA)_Existing_Space Heating_Natural Gas_Boiler_E7 | F2 | Commercial | Grocery (WA) | Existing | Space Heating | Natural Gas | Boiler | E7 | TRC BC Ratio | 0 | 0 | 0 | 0 | 0 | 0 | 0 | 0 | 0 | 0 | 0 | 0 | 0 | 0 | 0 | 0 | 0 | 0 | 0 | 0 | 0 | 0 | 0 | 0 | 0 | 0 | 0
F2_Commercial_Grocery (WA)_Existing_Space Heating_Natural Gas_Boiler_E8 | F2 | Commercial | Grocery (WA) | Existing | Space Heating | Natural Gas | Boiler | E8 | TRC BC Ratio | 0 | 0 | 0 | 0 | 0 | 0 | 0 | 0 | 0 | 0 | 0 | 0 | 0 | 0 | 0 | 0 | 0 | 0 | 0 | 0 | 0 | 0 | 0 | 0 | 0 | 0 | 0
F2_Commercial_Grocery (WA)_Existing_Space Heating_Natural Gas_Boiler_E9 | F2 | Commercial | Grocery (WA) | Existing | Space Heating | Natural Gas | Boiler | E9 | TRC BC Ratio | 0 | 0 | 0 | 0 | 0 | 0 | 0 | 0 | 0 | 0 | 0 | 0 | 0 | 0 | 0 | 0 | 0 | 0 | 0 | 0 | 0 | 0 | 0 | 0 | 0 | 0 | 0
F2_Commercial_Grocery (WA)_Existing_Space Heating_Natural Gas_Boiler_E10 | F2 | Commercial | Grocery (WA) | Existing | Space Heating | Natural Gas | Boiler | E10 | TRC BC Ratio | 0 | 0 | 0 | 0 | 0 | 0 | 0 | 0 | 0 | 0 | 0 | 0 | 0 | 0 | 0 | 0 | 0 | 0 | 0 | 0 | 0 | 0 | 0 | 0 | 0 | 0 | 0
F3_Commercial_Grocery (WA)_Existing_Space Heating_Natural Gas_Boiler_E1 | F3 | Commercial | Grocery (WA) | Existing | Space Heating | Natural Gas | Boiler | E1 | PACT BC Ratio | [24 empty] | 1 | 1 | 1 | bar: 2019 to 2042
F3_Commercial_Grocery (WA)_Existing_Space Heating_Natural Gas_Boiler_E2 | F3 | Commercial | Grocery (WA) | Existing | Space Heating | Natural Gas | Boiler | E2 | PACT BC Ratio | 18.9047 | 19.2344 | 19.6421 | 20.0853 | 20.5666 | 21.198 | 21.8418 | 22.5197 | 23.1717 | 23.8345 | 24.4401 | 25.0084 | 25.6232 | 26.2538 | 26.8506 | 27.4426 | 28.0048 | 28.5832 | 29.1833 | 29.7983 | 30.4254 | 31.0795 | 31.8154 | 32.4768 | 33.1447 | 33.6553 | 34.1147
F3_Commercial_Grocery (WA)_Existing_Space Heating_Natural Gas_Boiler_E3 | F3 | Commercial | Grocery (WA) | Existing | Space Heating | Natural Gas | Boiler | E3 | PACT BC Ratio | [24 empty] | 1 | 1 | 1 | bar: 2019 to 2042
F3_Commercial_Grocery (WA)_Existing_Space Heating_Natural Gas_Boiler_E4 | F3 | Commercial | Grocery (WA) | Existing | Space Heating | Natural Gas | Boiler | E4 | PACT BC Ratio | 0.94773 | 0.96709 | 0.98845 | 1.0106 | 1.0335 | 1.0599 | 1.0868 | 1.1148 | 1.1425 | 1.1708 | 1.1982 | 1.2251 | 1.2532 | 1.2818 | 1.3098 | 1.3381 | 1.3661 | 1.3947 | 1.4242 | 1.4543 | 1.4851 | 1.5165 | 1.5497 | 1.5812 | 1.6126 | 1.6273 | 1.6359
F3_Commercial_Grocery (WA)_Existing_Space Heating_Natural Gas_Boiler_E5 | F3 | Commercial | Grocery (WA) | Existing | Space Heating | Natural Gas | Boiler | E5 | PACT BC Ratio | 0 | 0 | 0 | 0 | 0 | 0 | 0 | 0 | 0 | 0 | 0 | 0 | 0 | 0 | 0 | 0 | 0 | 0 | 0 | 0 | 0 | 0 | 0 | 0 | 0 | 0 | 0
F3_Commercial_Grocery (WA)_Existing_Space Heating_Natural Gas_Boiler_E6 | F3 | Commercial | Grocery (WA) | Existing | Space Heating | Natural Gas | Boiler | E6 | PACT BC Ratio | 0 | 0 | 0 | 0 | 0 | 0 | 0 | 0 | 0 | 0 | 0 | 0 | 0 | 0 | 0 | 0 | 0 | 0 | 0 | 0 | 0 | 0 | 0 | 0 | 0 | 0 | 0
F3_Commercial_Grocery (WA)_Existing_Space Heating_Natural Gas_Boiler_E7 | F3 | Commercial | Grocery (WA) | Existing | Space Heating | Natural Gas | Boiler | E7 | PACT BC Ratio | 0 | 0 | 0 | 0 | 0 | 0 | 0 | 0 | 0 | 0 | 0 | 0 | 0 | 0 | 0 | 0 | 0 | 0 | 0 | 0 | 0 | 0 | 0 | 0 | 0 | 0 | 0
F3_Commercial_Grocery (WA)_Existing_Space Heating_Natural Gas_Boiler_E8 | F3 | Commercial | Grocery (WA) | Existing | Space Heating | Natural Gas | Boiler | E8 | PACT BC Ratio | 0 | 0 | 0 | 0 | 0 | 0 | 0 | 0 | 0 | 0 | 0 | 0 | 0 | 0 | 0 | 0 | 0 | 0 | 0 | 0 | 0 | 0 | 0 | 0 | 0 | 0 | 0
F3_Commercial_Grocery (WA)_Existing_Space Heating_Natural Gas_Boiler_E9 | F3 | Commercial | Grocery (WA) | Existing | Space Heating | Natural Gas | Boiler | E9 | PACT BC Ratio | 0 | 0 | 0 | 0 | 0 | 0 | 0 | 0 | 0 | 0 | 0 | 0 | 0 | 0 | 0 | 0 | 0 | 0 | 0 | 0 | 0 | 0 | 0 | 0 | 0 | 0 | 0
F3_Commercial_Grocery (WA)_Existing_Space Heating_Natural Gas_Boiler_E10 | F3 | Commercial | Grocery (WA) | Existing | Space Heating | Natural Gas | Boiler | E10 | PACT BC Ratio | 0 | 0 | 0 | 0 | 0 | 0 | 0 | 0 | 0 | 0 | 0 | 0 | 0 | 0 | 0 | 0 | 0 | 0 | 0 | 0 | 0 | 0 | 0 | 0 | 0 | 0 | 0
F4_Commercial_Grocery (WA)_Existing_Space Heating_Natural Gas_Boiler_E1 | F4 | Commercial | Grocery (WA) | Existing | Space Heating | Natural Gas | Boiler | E1 | RVT BC Ratio | [24 empty] | 1 | 1 | 1 | bar: 2019 to 2042
F4_Commercial_Grocery (WA)_Existing_Space Heating_Natural Gas_Boiler_E2 | F4 | Commercial | Grocery (WA) | Existing | Space Heating | Natural Gas | Boiler | E2 | RVT BC Ratio | 9.4104 | 9.521 | 9.6671 | 9.8266 | 10.0006 | 10.2461 | 10.492 | 10.7491 | 10.986 | 11.2211 | 11.4811 | 11.7217 | 11.982 | 12.2477 | 12.4949 | 12.7374 | 12.9631 | 13.1935 | 13.431 | 13.6722 | 13.9154 | 14.2097 | 14.5407 | 14.8382 | 15.1387 | 15.3684 | 15.5751
F4_Commercial_Grocery (WA)_Existing_Space Heating_Natural Gas_Boiler_E3 | F4 | Commercial | Grocery (WA) | Existing | Space Heating | Natural Gas | Boiler | E3 | RVT BC Ratio | [24 empty] | 1 | 1 | 1 | bar: 2019 to 2042
F4_Commercial_Grocery (WA)_Existing_Space Heating_Natural Gas_Boiler_E4 | F4 | Commercial | Grocery (WA) | Existing | Space Heating | Natural Gas | Boiler | E4 | RVT BC Ratio | 0.67477 | 0.68196 | 0.69008 | 0.69851 | 0.70726 | 0.71771 | 0.7283 | 0.73936 | 0.75022 | 0.76129 | 0.77318 | 0.78493 | 0.79724 | 0.80968 | 0.82184 | 0.83404 | 0.84601 | 0.85823 | 0.87076 | 0.88352 | 0.89649 | 0.91063 | 0.92559 | 0.93975 | 0.95387 | 0.96046 | 0.96436
F4_Commercial_Grocery (WA)_Existing_Space Heating_Natural Gas_Boiler_E5 | F4 | Commercial | Grocery (WA) | Existing | Space Heating | Natural Gas | Boiler | E5 | RVT BC Ratio | 0 | 0 | 0 | 0 | 0 | 0 | 0 | 0 | 0 | 0 | 0 | 0 | 0 | 0 | 0 | 0 | 0 | 0 | 0 | 0 | 0 | 0 | 0 | 0 | 0 | 0 | 0
F4_Commercial_Grocery (WA)_Existing_Space Heating_Natural Gas_Boiler_E6 | F4 | Commercial | Grocery (WA) | Existing | Space Heating | Natural Gas | Boiler | E6 | RVT BC Ratio | 0 | 0 | 0 | 0 | 0 | 0 | 0 | 0 | 0 | 0 | 0 | 0 | 0 | 0 | 0 | 0 | 0 | 0 | 0 | 0 | 0 | 0 | 0 | 0 | 0 | 0 | 0
F4_Commercial_Grocery (WA)_Existing_Space Heating_Natural Gas_Boiler_E7 | F4 | Commercial | Grocery (WA) | Existing | Space Heating | Natural Gas | Boiler | E7 | RVT BC Ratio | 0 | 0 | 0 | 0 | 0 | 0 | 0 | 0 | 0 | 0 | 0 | 0 | 0 | 0 | 0 | 0 | 0 | 0 | 0 | 0 | 0 | 0 | 0 | 0 | 0 | 0 | 0
F4_Commercial_Grocery (WA)_Existing_Space Heating_Natural Gas_Boiler_E8 | F4 | Commercial | Grocery (WA) | Existing | Space Heating | Natural Gas | Boiler | E8 | RVT BC Ratio | 0 | 0 | 0 | 0 | 0 | 0 | 0 | 0 | 0 | 0 | 0 | 0 | 0 | 0 | 0 | 0 | 0 | 0 | 0 | 0 | 0 | 0 | 0 | 0 | 0 | 0 | 0
F4_Commercial_Grocery (WA)_Existing_Space Heating_Natural Gas_Boiler_E9 | F4 | Commercial | Grocery (WA) | Existing | Space Heating | Natural Gas | Boiler | E9 | RVT BC Ratio | 0 | 0 | 0 | 0 | 0 | 0 | 0 | 0 | 0 | 0 | 0 | 0 | 0 | 0 | 0 | 0 | 0 | 0 | 0 | 0 | 0 | 0 | 0 | 0 | 0 | 0 | 0
F4_Commercial_Grocery (WA)_Existing_Space Heating_Natural Gas_Boiler_E10 | F4 | Commercial | Grocery (WA) | Existing | Space Heating | Natural Gas | Boiler | E10 | RVT BC Ratio | 0 | 0 | 0 | 0 | 0 | 0 | 0 | 0 | 0 | 0 | 0 | 0 | 0 | 0 | 0 | 0 | 0 | 0 | 0 | 0 | 0 | 0 | 0 | 0 | 0 | 0 | 0
F5_Commercial_Grocery (WA)_Existing_Space Heating_Natural Gas_Boiler_E1 | F5 | Commercial | Grocery (WA) | Existing | Space Heating | Natural Gas | Boiler | E1 | RIM BC Ratio | [24 empty] | 1 | 1 | 1 | bar: 2019 to 2042
F5_Commercial_Grocery (WA)_Existing_Space Heating_Natural Gas_Boiler_E2 | F5 | Commercial | Grocery (WA) | Existing | Space Heating | Natural Gas | Boiler | E2 | RIM BC Ratio | 0.84277 | 0.84772 | 0.85286 | 0.85823 | 0.86381 | 0.86941 | 0.87521 | 0.88118 | 0.88749 | 0.89409 | 0.89639 | 0.89873 | 0.90115 | 0.90362 | 0.90616 | 0.90878 | 0.9115 | 0.91432 | 0.91725 | 0.9203 | 0.92347 | 0.92406 | 0.9247 | 0.92525 | 0.92578 | 0.92617 | 0.92652
F5_Commercial_Grocery (WA)_Existing_Space Heating_Natural Gas_Boiler_E3 | F5 | Commercial | Grocery (WA) | Existing | Space Heating | Natural Gas | Boiler | E3 | RIM BC Ratio | [24 empty] | 1 | 1 | 1 | bar: 2019 to 2042
F5_Commercial_Grocery (WA)_Existing_Space Heating_Natural Gas_Boiler_E4 | F5 | Commercial | Grocery (WA) | Existing | Space Heating | Natural Gas | Boiler | E4 | RIM BC Ratio | 0.46417 | 0.46978 | 0.47578 | 0.48188 | 0.48806 | 0.49484 | 0.50159 | 0.50844 | 0.51514 | 0.52182 | 0.52749 | 0.53288 | 0.53841 | 0.54389 | 0.54919 | 0.55443 | 0.55953 | 0.56467 | 0.56985 | 0.57505 | 0.58026 | 0.585 | 0.58988 | 0.59438 | 0.59876 | 0.60077 | 0.60195
F5_Commercial_Grocery (WA)_Existing_Space Heating_Natural Gas_Boiler_E5 | F5 | Commercial | Grocery (WA) | Existing | Space Heating | Natural Gas | Boiler | E5 | RIM BC Ratio | 0 | 0 | 0 | 0 | 0 | 0 | 0 | 0 | 0 | 0 | 0 | 0 | 0 | 0 | 0 | 0 | 0 | 0 | 0 | 0 | 0 | 0 | 0 | 0 | 0 | 0 | 0
F5_Commercial_Grocery (WA)_Existing_Space Heating_Natural Gas_Boiler_E6 | F5 | Commercial | Grocery (WA) | Existing | Space Heating | Natural Gas | Boiler | E6 | RIM BC Ratio | 0 | 0 | 0 | 0 | 0 | 0 | 0 | 0 | 0 | 0 | 0 | 0 | 0 | 0 | 0 | 0 | 0 | 0 | 0 | 0 | 0 | 0 | 0 | 0 | 0 | 0 | 0
F5_Commercial_Grocery (WA)_Existing_Space Heating_Natural Gas_Boiler_E7 | F5 | Commercial | Grocery (WA) | Existing | Space Heating | Natural Gas | Boiler | E7 | RIM BC Ratio | 0 | 0 | 0 | 0 | 0 | 0 | 0 | 0 | 0 | 0 | 0 | 0 | 0 | 0 | 0 | 0 | 0 | 0 | 0 | 0 | 0 | 0 | 0 | 0 | 0 | 0 | 0
F5_Commercial_Grocery (WA)_Existing_Space Heating_Natural Gas_Boiler_E8 | F5 | Commercial | Grocery (WA) | Existing | Space Heating | Natural Gas | Boiler | E8 | RIM BC Ratio | 0 | 0 | 0 | 0 | 0 | 0 | 0 | 0 | 0 | 0 | 0 | 0 | 0 | 0 | 0 | 0 | 0 | 0 | 0 | 0 | 0 | 0 | 0 | 0 | 0 | 0 | 0
F5_Commercial_Grocery (WA)_Existing_Space Heating_Natural Gas_Boiler_E9 | F5 | Commercial | Grocery (WA) | Existing | Space Heating | Natural Gas | Boiler | E9 | RIM BC Ratio | 0 | 0 | 0 | 0 | 0 | 0 | 0 | 0 | 0 | 0 | 0 | 0 | 0 | 0 | 0 | 0 | 0 | 0 | 0 | 0 | 0 | 0 | 0 | 0 | 0 | 0 | 0
F5_Commercial_Grocery (WA)_Existing_Space Heating_Natural Gas_Boiler_E10 | F5 | Commercial | Grocery (WA) | Existing | Space Heating | Natural Gas | Boiler | E10 | RIM BC Ratio | 0 | 0 | 0 | 0 | 0 | 0 | 0 | 0 | 0 | 0 | 0 | 0 | 0 | 0 | 0 | 0 | 0 | 0 | 0 | 0 | 0 | 0 | 0 | 0 | 0 | 0 | 0
F0_Commercial_Grocery (WA)_Existing_Space Heating_Natural Gas_Unit Heater_E0 | F0 | Commercial | Grocery (WA) | Existing | Space Heating | Natural Gas | Unit Heater | E0 | Economic Unit | Infrared Radiant | Infrared Radiant | Infrared Radiant | Infrared Radiant | Infrared Radiant | Infrared Radiant | Infrared Radiant | Infrared Radiant | Infrared Radiant | Infrared Radiant | Infrared Radiant | Infrared Radiant | Infrared Radiant | Infrared Radiant | Infrared Radiant | Infrared Radiant | Infrared Radiant | Infrared Radiant | Infrared Radiant | Infrared Radiant | Infrared Radiant | Infrared Radiant | Infrared Radiant | Infrared Radiant | Infrared Radiant | Infrared Radiant | Infrared Radiant
F1_Commercial_Grocery (WA)_Existing_Space Heating_Natural Gas_Unit Heater_E1 | F1 | Commercial | Grocery (WA) | Existing | Space Heating | Natural Gas | Unit Heater | E1 | CCE | 0 | 0 | 0 | 0 | 0 | 0 | 0 | 0 | 0 | 0 | 0 | 0 | 0 | 0 | 0 | 0 | 0 | 0 | 0 | 0 | 0 | 0 | 0 | 0 | 0 | 0 | 0
F1_Commercial_Grocery (WA)_Existing_Space Heating_Natural Gas_Unit Heater_E2 | F1 | Commercial | Grocery (WA) | Existing | Space Heating | Natural Gas | Unit Heater | E2 | CCE | 0.00037234 | 0.0003864 | 0.0003864 | 0.0003864 | 0.0003864 | 0.0003864 | 0.0003864 | 0.0003864 | 0.0003864 | 0.0003864 | 0.0003864 | 0.0003864 | 0.0003864 | 0.0003864 | 0.0003864 | 0.0003864 | 0.0003864 | 0.0003864 | 0.0003864 | 0.0003864 | 0.0003864 | 0.0003864 | 0.0003864 | 0.0003864 | 0.0003864 | 0.0003864 | 0.0003864
F1_Commercial_Grocery (WA)_Existing_Space Heating_Natural Gas_Unit Heater_E3 | F1 | Commercial | Grocery (WA) | Existing | Space Heating | Natural Gas | Unit Heater | E3 | CCE | 0.00011686 | 0.00012128 | 0.00012128 | 0.00012128 | 0.00012128 | 0.00012128 | 0.00012128 | 0.00012128 | 0.00012128 | 0.00012128 | 0.00012128 | 0.00012128 | 0.00012128 | 0.00012128 | 0.00012128 | 0.00012128 | 0.00012128 | 0.00012128 | 0.00012128 | 0.00012128 | 0.00012128 | 0.00012128 | 0.00012128 | 0.00012128 | 0.00012128 | 0.00012128 | 0.00012128
F1_Commercial_Grocery (WA)_Existing_Space Heating_Natural Gas_Unit Heater_E4 | F1 | Commercial | Grocery (WA) | Existing | Space Heating | Natural Gas | Unit Heater | E4 | CCE | 0 | 0 | 0 | 0 | 0 | 0 | 0 | 0 | 0 | 0 | 0 | 0 | 0 | 0 | 0 | 0 | 0 | 0 | 0 | 0 | 0 | 0 | 0 | 0 | 0 | 0 | 0
F1_Commercial_Grocery (WA)_Existing_Space Heating_Natural Gas_Unit Heater_E5 | F1 | Commercial | Grocery (WA) | Existing | Space Heating | Natural Gas | Unit Heater | E5 | CCE | 0 | 0 | 0 | 0 | 0 | 0 | 0 | 0 | 0 | 0 | 0 | 0 | 0 | 0 | 0 | 0 | 0 | 0 | 0 | 0 | 0 | 0 | 0 | 0 | 0 | 0 | 0
F1_Commercial_Grocery (WA)_Existing_Space Heating_Natural Gas_Unit Heater_E6 | F1 | Commercial | Grocery (WA) | Existing | Space Heating | Natural Gas | Unit Heater | E6 | CCE | 0 | 0 | 0 | 0 | 0 | 0 | 0 | 0 | 0 | 0 | 0 | 0 | 0 | 0 | 0 | 0 | 0 | 0 | 0 | 0 | 0 | 0 | 0 | 0 | 0 | 0 | 0
F1_Commercial_Grocery (WA)_Existing_Space Heating_Natural Gas_Unit Heater_E7 | F1 | Commercial | Grocery (WA) | Existing | Space Heating | Natural Gas | Unit Heater | E7 | CCE | 0 | 0 | 0 | 0 | 0 | 0 | 0 | 0 | 0 | 0 | 0 | 0 | 0 | 0 | 0 | 0 | 0 | 0 | 0 | 0 | 0 | 0 | 0 | 0 | 0 | 0 | 0
F1_Commercial_Grocery (WA)_Existing_Space Heating_Natural Gas_Unit Heater_E8 | F1 | Commercial | Grocery (WA) | Existing | Space Heating | Natural Gas | Unit Heater | E8 | CCE | 0 | 0 | 0 | 0 | 0 | 0 | 0 | 0 | 0 | 0 | 0 | 0 | 0 | 0 | 0 | 0 | 0 | 0 | 0 | 0 | 0 | 0 | 0 | 0 | 0 | 0 | 0
F1_Commercial_Grocery (WA)_Existing_Space Heating_Natural Gas_Unit Heater_E9 | F1 | Commercial | Grocery (WA) | Existing | Space Heating | Natural Gas | Unit Heater | E9 | CCE | 0 | 0 | 0 | 0 | 0 | 0 | 0 | 0 | 0 | 0 | 0 | 0 | 0 | 0 | 0 | 0 | 0 | 0 | 0 | 0 | 0 | 0 | 0 | 0 | 0 | 0 | 0
F1_Commercial_Grocery (WA)_Existing_Space Heating_Natural Gas_Unit Heater_E10 | F1 | Commercial | Grocery (WA) | Existing | Space Heating | Natural Gas | Unit Heater | E10 | CCE | 0 | 0 | 0 | 0 | 0 | 0 | 0 | 0 | 0 | 0 | 0 | 0 | 0 | 0 | 0 | 0 | 0 | 0 | 0 | 0 | 0 | 0 | 0 | 0 | 0 | 0 | 0
F2_Commercial_Grocery (WA)_Existing_Space Heating_Natural Gas_Unit Heater_E1 | F2 | Commercial | Grocery (WA) | Existing | Space Heating | Natural Gas | Unit Heater | E1 | TRC BC Ratio | [24 empty] | 1 | 1 | 1 | bar: 2019 to 2042
F2_Commercial_Grocery (WA)_Existing_Space Heating_Natural Gas_Unit Heater_E2 | F2 | Commercial | Grocery (WA) | Existing | Space Heating | Natural Gas | Unit Heater | E2 | TRC BC Ratio | 10.6466 | 10.8216 | 11.0499 | 11.3016 | 11.5788 | 11.9607 | 12.3497 | 12.7616 | 13.1557 | 13.556 | 13.9143 | 14.2448 | 14.6066 | 14.9781 | 15.3239 | 15.6648 | 15.983 | 16.3109 | 16.6524 | 17.0028 | 17.3599 | 17.7366 | 18.1728 | 18.5585 | 18.9525 | 19.3547 | 19.7655
F2_Commercial_Grocery (WA)_Existing_Space Heating_Natural Gas_Unit Heater_E3 | F2 | Commercial | Grocery (WA) | Existing | Space Heating | Natural Gas | Unit Heater | E3 | TRC BC Ratio | 47.2609 | 48.5066 | 49.7272 | 50.8755 | 51.947 | 52.9172 | 53.8816 | 54.8798 | 55.9967 | 57.1495 | 58.3779 | 59.6727 | 60.9687 | 62.2113 | 63.5084 | 64.8432 | 66.2316 | 67.6468 | 69.0865 | 70.5555 | 72.0563 | 73.5787 | 75.0905 | 76.6843 | 78.3119 | 79.9741 | 81.6716
F2_Commercial_Grocery (WA)_Existing_Space Heating_Natural Gas_Unit Heater_E4 | F2 | Commercial | Grocery (WA) | Existing | Space Heating | Natural Gas | Unit Heater | E4 | TRC BC Ratio | 0 | 0 | 0 | 0 | 0 | 0 | 0 | 0 | 0 | 0 | 0 | 0 | 0 | 0 | 0 | 0 | 0 | 0 | 0 | 0 | 0 | 0 | 0 | 0 | 0 | 0 | 0
F2_Commercial_Grocery (WA)_Existing_Space Heating_Natural Gas_Unit Heater_E5 | F2 | Commercial | Grocery (WA) | Existing | Space Heating | Natural Gas | Unit Heater | E5 | TRC BC Ratio | 0 | 0 | 0 | 0 | 0 | 0 | 0 | 0 | 0 | 0 | 0 | 0 | 0 | 0 | 0 | 0 | 0 | 0 | 0 | 0 | 0 | 0 | 0 | 0 | 0 | 0 | 0
F2_Commercial_Grocery (WA)_Existing_Space Heating_Natural Gas_Unit Heater_E6 | F2 | Commercial | Grocery (WA) | Existing | Space Heating | Natural Gas | Unit Heater | E6 | TRC BC Ratio | 0 | 0 | 0 | 0 | 0 | 0 | 0 | 0 | 0 | 0 | 0 | 0 | 0 | 0 | 0 | 0 | 0 | 0 | 0 | 0 | 0 | 0 | 0 | 0 | 0 | 0 | 0
F2_Commercial_Grocery (WA)_Existing_Space Heating_Natural Gas_Unit Heater_E7 | F2 | Commercial | Grocery (WA) | Existing | Space Heating | Natural Gas | Unit Heater | E7 | TRC BC Ratio | 0 | 0 | 0 | 0 | 0 | 0 | 0 | 0 | 0 | 0 | 0 | 0 | 0 | 0 | 0 | 0 | 0 | 0 | 0 | 0 | 0 | 0 | 0 | 0 | 0 | 0 | 0
F2_Commercial_Grocery (WA)_Existing_Space Heating_Natural Gas_Unit Heater_E8 | F2 | Commercial | Grocery (WA) | Existing | Space Heating | Natural Gas | Unit Heater | E8 | TRC BC Ratio | 0 | 0 | 0 | 0 | 0 | 0 | 0 | 0 | 0 | 0 | 0 | 0 | 0 | 0 | 0 | 0 | 0 | 0 | 0 | 0 | 0 | 0 | 0 | 0 | 0 | 0 | 0
F2_Commercial_Grocery (WA)_Existing_Space Heating_Natural Gas_Unit Heater_E9 | F2 | Commercial | Grocery (WA) | Existing | Space Heating | Natural Gas | Unit Heater | E9 | TRC BC Ratio | 0 | 0 | 0 | 0 | 0 | 0 | 0 | 0 | 0 | 0 | 0 | 0 | 0 | 0 | 0 | 0 | 0 | 0 | 0 | 0 | 0 | 0 | 0 | 0 | 0 | 0 | 0
F2_Commercial_Grocery (WA)_Existing_Space Heating_Natural Gas_Unit Heater_E10 | F2 | Commercial | Grocery (WA) | Existing | Space Heating | Natural Gas | Unit Heater | E10 | TRC BC Ratio | 0 | 0 | 0 | 0 | 0 | 0 | 0 | 0 | 0 | 0 | 0 | 0 | 0 | 0 | 0 | 0 | 0 | 0 | 0 | 0 | 0 | 0 | 0 | 0 | 0 | 0 | 0
F3_Commercial_Grocery (WA)_Existing_Space Heating_Natural Gas_Unit Heater_E1 | F3 | Commercial | Grocery (WA) | Existing | Space Heating | Natural Gas | Unit Heater | E1 | PACT BC Ratio | [24 empty] | 1 | 1 | 1 | bar: 2019 to 2042
F3_Commercial_Grocery (WA)_Existing_Space Heating_Natural Gas_Unit Heater_E2 | F3 | Commercial | Grocery (WA) | Existing | Space Heating | Natural Gas | Unit Heater | E2 | PACT BC Ratio | 29.8201 | 30.3102 | 30.9498 | 31.6549 | 32.4312 | 33.5009 | 34.5904 | 35.7441 | 36.8479 | 37.9691 | 38.9727 | 39.8984 | 40.9117 | 41.9522 | 42.921 | 43.8758 | 44.7669 | 45.6854 | 46.642 | 47.6233 | 48.6234 | 49.6787 | 50.9004 | 51.9808 | 53.0841 | 54.2108 | 55.3615
F3_Commercial_Grocery (WA)_Existing_Space Heating_Natural Gas_Unit Heater_E3 | F3 | Commercial | Grocery (WA) | Existing | Space Heating | Natural Gas | Unit Heater | E3 | PACT BC Ratio | 132.3735 | 135.8625 | 139.2812 | 142.4977 | 145.4988 | 148.2163 | 150.9175 | 153.7134 | 156.8416 | 160.0706 | 163.5113 | 167.1378 | 170.7678 | 174.2482 | 177.8812 | 181.62 | 185.5086 | 189.4726 | 193.5051 | 197.6196 | 201.8231 | 206.0874 | 210.3216 | 214.7858 | 219.3446 | 224.0003 | 228.7548
F3_Commercial_Grocery (WA)_Existing_Space Heating_Natural Gas_Unit Heater_E4 | F3 | Commercial | Grocery (WA) | Existing | Space Heating | Natural Gas | Unit Heater | E4 | PACT BC Ratio | 0 | 0 | 0 | 0 | 0 | 0 | 0 | 0 | 0 | 0 | 0 | 0 | 0 | 0 | 0 | 0 | 0 | 0 | 0 | 0 | 0 | 0 | 0 | 0 | 0 | 0 | 0
F3_Commercial_Grocery (WA)_Existing_Space Heating_Natural Gas_Unit Heater_E5 | F3 | Commercial | Grocery (WA) | Existing | Space Heating | Natural Gas | Unit Heater | E5 | PACT BC Ratio | 0 | 0 | 0 | 0 | 0 | 0 | 0 | 0 | 0 | 0 | 0 | 0 | 0 | 0 | 0 | 0 | 0 | 0 | 0 | 0 | 0 | 0 | 0 | 0 | 0 | 0 | 0
F3_Commercial_Grocery (WA)_Existing_Space Heating_Natural Gas_Unit Heater_E6 | F3 | Commercial | Grocery (WA) | Existing | Space Heating | Natural Gas | Unit Heater | E6 | PACT BC Ratio | 0 | 0 | 0 | 0 | 0 | 0 | 0 | 0 | 0 | 0 | 0 | 0 | 0 | 0 | 0 | 0 | 0 | 0 | 0 | 0 | 0 | 0 | 0 | 0 | 0 | 0 | 0
F3_Commercial_Grocery (WA)_Existing_Space Heating_Natural Gas_Unit Heater_E7 | F3 | Commercial | Grocery (WA) | Existing | Space Heating | Natural Gas | Unit Heater | E7 | PACT BC Ratio | 0 | 0 | 0 | 0 | 0 | 0 | 0 | 0 | 0 | 0 | 0 | 0 | 0 | 0 | 0 | 0 | 0 | 0 | 0 | 0 | 0 | 0 | 0 | 0 | 0 | 0 | 0
F3_Commercial_Grocery (WA)_Existing_Space Heating_Natural Gas_Unit Heater_E8 | F3 | Commercial | Grocery (WA) | Existing | Space Heating | Natural Gas | Unit Heater | E8 | PACT BC Ratio | 0 | 0 | 0 | 0 | 0 | 0 | 0 | 0 | 0 | 0 | 0 | 0 | 0 | 0 | 0 | 0 | 0 | 0 | 0 | 0 | 0 | 0 | 0 | 0 | 0 | 0 | 0
F3_Commercial_Grocery (WA)_Existing_Space Heating_Natural Gas_Unit Heater_E9 | F3 | Commercial | Grocery (WA) | Existing | Space Heating | Natural Gas | Unit Heater | E9 | PACT BC Ratio | 0 | 0 | 0 | 0 | 0 | 0 | 0 | 0 | 0 | 0 | 0 | 0 | 0 | 0 | 0 | 0 | 0 | 0 | 0 | 0 | 0 | 0 | 0 | 0 | 0 | 0 | 0
F3_Commercial_Grocery (WA)_Existing_Space Heating_Natural Gas_Unit Heater_E10 | F3 | Commercial | Grocery (WA) | Existing | Space Heating | Natural Gas | Unit Heater | E10 | PACT BC Ratio | 0 | 0 | 0 | 0 | 0 | 0 | 0 | 0 | 0 | 0 | 0 | 0 | 0 | 0 | 0 | 0 | 0 | 0 | 0 | 0 | 0 | 0 | 0 | 0 | 0 | 0 | 0
F4_Commercial_Grocery (WA)_Existing_Space Heating_Natural Gas_Unit Heater_E1 | F4 | Commercial | Grocery (WA) | Existing | Space Heating | Natural Gas | Unit Heater | E1 | RVT BC Ratio | [24 empty] | 1 | 1 | 1 | bar: 2019 to 2042
F4_Commercial_Grocery (WA)_Existing_Space Heating_Natural Gas_Unit Heater_E2 | F4 | Commercial | Grocery (WA) | Existing | Space Heating | Natural Gas | Unit Heater | E2 | RVT BC Ratio | 14.9556 | 15.1107 | 15.3326 | 15.5774 | 15.8469 | 16.2543 | 16.6577 | 17.0817 | 17.4664 | 17.8457 | 18.2727 | 18.6591 | 19.0828 | 19.515 | 19.9088 | 20.291 | 20.6379 | 20.992 | 21.3579 | 21.729 | 22.1019 | 22.5766 | 23.1262 | 23.6122 | 24.1085 | 24.6154 | 25.133
F4_Commercial_Grocery (WA)_Existing_Space Heating_Natural Gas_Unit Heater_E3 | F4 | Commercial | Grocery (WA) | Existing | Space Heating | Natural Gas | Unit Heater | E3 | RVT BC Ratio | 61.3052 | 62.7146 | 64.0656 | 65.3 | 66.4103 | 67.355 | 68.2686 | 69.2824 | 70.5213 | 71.8897 | 73.3559 | 75.0124 | 76.6723 | 78.268 | 79.9375 | 81.659 | 83.4535 | 85.2862 | 87.1541 | 89.064 | 91.0193 | 92.9376 | 94.8424 | 96.8507 | 98.9015 | 100.9958 | 103.1347
F4_Commercial_Grocery (WA)_Existing_Space Heating_Natural Gas_Unit Heater_E4 | F4 | Commercial | Grocery (WA) | Existing | Space Heating | Natural Gas | Unit Heater | E4 | RVT BC Ratio | 0 | 0 | 0 | 0 | 0 | 0 | 0 | 0 | 0 | 0 | 0 | 0 | 0 | 0 | 0 | 0 | 0 | 0 | 0 | 0 | 0 | 0 | 0 | 0 | 0 | 0 | 0
F4_Commercial_Grocery (WA)_Existing_Space Heating_Natural Gas_Unit Heater_E5 | F4 | Commercial | Grocery (WA) | Existing | Space Heating | Natural Gas | Unit Heater | E5 | RVT BC Ratio | 0 | 0 | 0 | 0 | 0 | 0 | 0 | 0 | 0 | 0 | 0 | 0 | 0 | 0 | 0 | 0 | 0 | 0 | 0 | 0 | 0 | 0 | 0 | 0 | 0 | 0 | 0
F4_Commercial_Grocery (WA)_Existing_Space Heating_Natural Gas_Unit Heater_E6 | F4 | Commercial | Grocery (WA) | Existing | Space Heating | Natural Gas | Unit Heater | E6 | RVT BC Ratio | 0 | 0 | 0 | 0 | 0 | 0 | 0 | 0 | 0 | 0 | 0 | 0 | 0 | 0 | 0 | 0 | 0 | 0 | 0 | 0 | 0 | 0 | 0 | 0 | 0 | 0 | 0
F4_Commercial_Grocery (WA)_Existing_Space Heating_Natural Gas_Unit Heater_E7 | F4 | Commercial | Grocery (WA) | Existing | Space Heating | Natural Gas | Unit Heater | E7 | RVT BC Ratio | 0 | 0 | 0 | 0 | 0 | 0 | 0 | 0 | 0 | 0 | 0 | 0 | 0 | 0 | 0 | 0 | 0 | 0 | 0 | 0 | 0 | 0 | 0 | 0 | 0 | 0 | 0
F4_Commercial_Grocery (WA)_Existing_Space Heating_Natural Gas_Unit Heater_E8 | F4 | Commercial | Grocery (WA) | Existing | Space Heating | Natural Gas | Unit Heater | E8 | RVT BC Ratio | 0 | 0 | 0 | 0 | 0 | 0 | 0 | 0 | 0 | 0 | 0 | 0 | 0 | 0 | 0 | 0 | 0 | 0 | 0 | 0 | 0 | 0 | 0 | 0 | 0 | 0 | 0
F4_Commercial_Grocery (WA)_Existing_Space Heating_Natural Gas_Unit Heater_E9 | F4 | Commercial | Grocery (WA) | Existing | Space Heating | Natural Gas | Unit Heater | E9 | RVT BC Ratio | 0 | 0 | 0 | 0 | 0 | 0 | 0 | 0 | 0 | 0 | 0 | 0 | 0 | 0 | 0 | 0 | 0 | 0 | 0 | 0 | 0 | 0 | 0 | 0 | 0 | 0 | 0
F4_Commercial_Grocery (WA)_Existing_Space Heating_Natural Gas_Unit Heater_E10 | F4 | Commercial | Grocery (WA) | Existing | Space Heating | Natural Gas | Unit Heater | E10 | RVT BC Ratio | 0 | 0 | 0 | 0 | 0 | 0 | 0 | 0 | 0 | 0 | 0 | 0 | 0 | 0 | 0 | 0 | 0 | 0 | 0 | 0 | 0 | 0 | 0 | 0 | 0 | 0 | 0
F5_Commercial_Grocery (WA)_Existing_Space Heating_Natural Gas_Unit Heater_E1 | F5 | Commercial | Grocery (WA) | Existing | Space Heating | Natural Gas | Unit Heater | E1 | RIM BC Ratio | [24 empty] | 1 | 1 | 1 | bar: 2019 to 2042
F5_Commercial_Grocery (WA)_Existing_Space Heating_Natural Gas_Unit Heater_E2 | F5 | Commercial | Grocery (WA) | Existing | Space Heating | Natural Gas | Unit Heater | E2 | RIM BC Ratio | 0.84298 | 0.84816 | 0.85368 | 0.85958 | 0.86587 | 0.87229 | 0.8791 | 0.88613 | 0.89361 | 0.90144 | 0.90388 | 0.90639 | 0.90899 | 0.91168 | 0.91446 | 0.91737 | 0.92042 | 0.92361 | 0.92694 | 0.93043 | 0.93409 | 0.93447 | 0.93489 | 0.93525 | 0.9356 | 0.93594 | 0.93627
F5_Commercial_Grocery (WA)_Existing_Space Heating_Natural Gas_Unit Heater_E3 | F5 | Commercial | Grocery (WA) | Existing | Space Heating | Natural Gas | Unit Heater | E3 | RIM BC Ratio | 0.92209 | 0.92519 | 0.92853 | 0.93207 | 0.93584 | 0.93998 | 0.94434 | 0.9478 | 0.95015 | 0.95131 | 0.95238 | 0.95207 | 0.95174 | 0.95139 | 0.95099 | 0.95056 | 0.95008 | 0.94958 | 0.94905 | 0.9485 | 0.94791 | 0.948 | 0.94809 | 0.94818 | 0.94826 | 0.94835 | 0.94843
F5_Commercial_Grocery (WA)_Existing_Space Heating_Natural Gas_Unit Heater_E4 | F5 | Commercial | Grocery (WA) | Existing | Space Heating | Natural Gas | Unit Heater | E4 | RIM BC Ratio | 0 | 0 | 0 | 0 | 0 | 0 | 0 | 0 | 0 | 0 | 0 | 0 | 0 | 0 | 0 | 0 | 0 | 0 | 0 | 0 | 0 | 0 | 0 | 0 | 0 | 0 | 0
F5_Commercial_Grocery (WA)_Existing_Space Heating_Natural Gas_Unit Heater_E5 | F5 | Commercial | Grocery (WA) | Existing | Space Heating | Natural Gas | Unit Heater | E5 | RIM BC Ratio | 0 | 0 | 0 | 0 | 0 | 0 | 0 | 0 | 0 | 0 | 0 | 0 | 0 | 0 | 0 | 0 | 0 | 0 | 0 | 0 | 0 | 0 | 0 | 0 | 0 | 0 | 0
F5_Commercial_Grocery (WA)_Existing_Space Heating_Natural Gas_Unit Heater_E6 | F5 | Commercial | Grocery (WA) | Existing | Space Heating | Natural Gas | Unit Heater | E6 | RIM BC Ratio | 0 | 0 | 0 | 0 | 0 | 0 | 0 | 0 | 0 | 0 | 0 | 0 | 0 | 0 | 0 | 0 | 0 | 0 | 0 | 0 | 0 | 0 | 0 | 0 | 0 | 0 | 0
F5_Commercial_Grocery (WA)_Existing_Space Heating_Natural Gas_Unit Heater_E7 | F5 | Commercial | Grocery (WA) | Existing | Space Heating | Natural Gas | Unit Heater | E7 | RIM BC Ratio | 0 | 0 | 0 | 0 | 0 | 0 | 0 | 0 | 0 | 0 | 0 | 0 | 0 | 0 | 0 | 0 | 0 | 0 | 0 | 0 | 0 | 0 | 0 | 0 | 0 | 0 | 0
F5_Commercial_Grocery (WA)_Existing_Space Heating_Natural Gas_Unit Heater_E8 | F5 | Commercial | Grocery (WA) | Existing | Space Heating | Natural Gas | Unit Heater | E8 | RIM BC Ratio | 0 | 0 | 0 | 0 | 0 | 0 | 0 | 0 | 0 | 0 | 0 | 0 | 0 | 0 | 0 | 0 | 0 | 0 | 0 | 0 | 0 | 0 | 0 | 0 | 0 | 0 | 0
F5_Commercial_Grocery (WA)_Existing_Space Heating_Natural Gas_Unit Heater_E9 | F5 | Commercial | Grocery (WA) | Existing | Space Heating | Natural Gas | Unit Heater | E9 | RIM BC Ratio | 0 | 0 | 0 | 0 | 0 | 0 | 0 | 0 | 0 | 0 | 0 | 0 | 0 | 0 | 0 | 0 | 0 | 0 | 0 | 0 | 0 | 0 | 0 | 0 | 0 | 0 | 0
F5_Commercial_Grocery (WA)_Existing_Space Heating_Natural Gas_Unit Heater_E10 | F5 | Commercial | Grocery (WA) | Existing | Space Heating | Natural Gas | Unit Heater | E10 | RIM BC Ratio | 0 | 0 | 0 | 0 | 0 | 0 | 0 | 0 | 0 | 0 | 0 | 0 | 0 | 0 | 0 | 0 | 0 | 0 | 0 | 0 | 0 | 0 | 0 | 0 | 0 | 0 | 0
F0_Commercial_Grocery (WA)_Existing_Water Heating_Natural Gas_Water Heater_E0 | F0 | Commercial | Grocery (WA) | Existing | Water Heating | Natural Gas | Water Heater | E0 | Economic Unit | Gas-Fired Absorption HPWH | Gas-Fired Absorption HPWH | Gas-Fired Absorption HPWH | Gas-Fired Absorption HPWH | Gas-Fired Absorption HPWH | Gas-Fired Absorption HPWH | Gas-Fired Absorption HPWH | Gas-Fired Absorption HPWH | Gas-Fired Absorption HPWH | Gas-Fired Absorption HPWH | Gas-Fired Absorption HPWH | Gas-Fired Absorption HPWH | Gas-Fired Absorption HPWH | Gas-Fired Absorption HPWH | Gas-Fired Absorption HPWH | Gas-Fired Absorption HPWH | Gas-Fired Absorption HPWH | Gas-Fired Absorption HPWH | Gas-Fired Absorption HPWH | Gas-Fired Absorption HPWH | Gas-Fired Absorption HPWH | Gas-Fired Absorption HPWH | Gas-Fired Absorption HPWH | Gas-Fired Absorption HPWH | Gas-Fired Absorption HPWH | Gas-Fired Absorption HPWH | Gas-Fired Absorption HPWH
F1_Commercial_Grocery (WA)_Existing_Water Heating_Natural Gas_Water Heater_E1 | F1 | Commercial | Grocery (WA) | Existing | Water Heating | Natural Gas | Water Heater | E1 | CCE | 0 | 0 | 0 | 0 | 0 | 0 | 0 | 0 | 0 | 0 | 0 | 0 | 0 | 0 | 0 | 0 | 0 | 0 | 0 | 0 | 0 | 0 | 0 | 0 | 0 | 0 | 0
F1_Commercial_Grocery (WA)_Existing_Water Heating_Natural Gas_Water Heater_E2 | F1 | Commercial | Grocery (WA) | Existing | Water Heating | Natural Gas | Water Heater | E2 | CCE | 0.0012753 | 0.0012753 | 0.0012753 | 0.0012753 | 0.0012753 | 0.0012753 | 0.0012753 | 0.0012753 | 0.0012753 | 0.0012753 | 0.0012753 | 0.0012753 | 0.0012753 | 0.0012753 | 0.0012753 | 0.0012753 | 0.0012753 | 0.0012753 | 0.0012753 | 0.0012753 | 0.0012753 | 0.0012753 | 0.0012753 | 0.0012753 | 0.0012753 | 0.0012753 | 0.0012753
F1_Commercial_Grocery (WA)_Existing_Water Heating_Natural Gas_Water Heater_E3 | F1 | Commercial | Grocery (WA) | Existing | Water Heating | Natural Gas | Water Heater | E3 | CCE | 0.0022601 | 0.0022601 | 0.0022601 | 0.0022601 | 0.0022601 | 0.0022601 | 0.0022601 | 0.0022601 | 0.0022601 | 0.0022601 | 0.0022601 | 0.0022601 | 0.0022601 | 0.0022601 | 0.0022601 | 0.0022601 | 0.0022601 | 0.0022601 | 0.0022601 | 0.0022601 | 0.0022601 | 0.0022601 | 0.0022601 | 0.0022601 | 0.0022601 | 0.0022601 | 0.0022601
F1_Commercial_Grocery (WA)_Existing_Water Heating_Natural Gas_Water Heater_E4 | F1 | Commercial | Grocery (WA) | Existing | Water Heating | Natural Gas | Water Heater | E4 | CCE | 0.0023016 | 0.0023016 | 0.0023016 | 0.0023016 | 0.0023016 | 0.0023016 | 0.0023016 | 0.0023016 | 0.0023016 | 0.0023016 | 0.0023016 | 0.0023016 | 0.0023016 | 0.0023016 | 0.0023016 | 0.0023016 | 0.0023016 | 0.0023016 | 0.0023016 | 0.0023016 | 0.0023016 | 0.0023016 | 0.0023016 | 0.0023016 | 0.0023016 | 0.0023016 | 0.0023016
F1_Commercial_Grocery (WA)_Existing_Water Heating_Natural Gas_Water Heater_E5 | F1 | Commercial | Grocery (WA) | Existing | Water Heating | Natural Gas | Water Heater | E5 | CCE | 0.0033542 | 0.0033542 | 0.0033542 | 0.0033542 | 0.0033542 | 0.0033542 | 0.0033542 | 0.0033542 | 0.0033542 | 0.0033542 | 0.0033542 | 0.0033542 | 0.0033542 | 0.0033542 | 0.0033542 | 0.0033542 | 0.0033542 | 0.0033542 | 0.0033542 | 0.0033542 | 0.0033542 | 0.0033542 | 0.0033542 | 0.0033542 | 0.0033542 | 0.0033542 | 0.0033542
F1_Commercial_Grocery (WA)_Existing_Water Heating_Natural Gas_Water Heater_E6 | F1 | Commercial | Grocery (WA) | Existing | Water Heating | Natural Gas | Water Heater | E6 | CCE | 0 | 0 | 0 | 0 | 0 | 0 | 0 | 0 | 0 | 0 | 0 | 0 | 0 | 0 | 0 | 0 | 0 | 0 | 0 | 0 | 0 | 0 | 0 | 0 | 0 | 0 | 0
F1_Commercial_Grocery (WA)_Existing_Water Heating_Natural Gas_Water Heater_E7 | F1 | Commercial | Grocery (WA) | Existing | Water Heating | Natural Gas | Water Heater | E7 | CCE | 0 | 0 | 0 | 0 | 0 | 0 | 0 | 0 | 0 | 0 | 0 | 0 | 0 | 0 | 0 | 0 | 0 | 0 | 0 | 0 | 0 | 0 | 0 | 0 | 0 | 0 | 0
F1_Commercial_Grocery (WA)_Existing_Water Heating_Natural Gas_Water Heater_E8 | F1 | Commercial | Grocery (WA) | Existing | Water Heating | Natural Gas | Water Heater | E8 | CCE | 0 | 0 | 0 | 0 | 0 | 0 | 0 | 0 | 0 | 0 | 0 | 0 | 0 | 0 | 0 | 0 | 0 | 0 | 0 | 0 | 0 | 0 | 0 | 0 | 0 | 0 | 0
F1_Commercial_Grocery (WA)_Existing_Water Heating_Natural Gas_Water Heater_E9 | F1 | Commercial | Grocery (WA) | Existing | Water Heating | Natural Gas | Water Heater | E9 | CCE | 0 | 0 | 0 | 0 | 0 | 0 | 0 | 0 | 0 | 0 | 0 | 0 | 0 | 0 | 0 | 0 | 0 | 0 | 0 | 0 | 0 | 0 | 0 | 0 | 0 | 0 | 0
F1_Commercial_Grocery (WA)_Existing_Water Heating_Natural Gas_Water Heater_E10 | F1 | Commercial | Grocery (WA) | Existing | Water Heating | Natural Gas | Water Heater | E10 | CCE | 0 | 0 | 0 | 0 | 0 | 0 | 0 | 0 | 0 | 0 | 0 | 0 | 0 | 0 | 0 | 0 | 0 | 0 | 0 | 0 | 0 | 0 | 0 | 0 | 0 | 0 | 0
F2_Commercial_Grocery (WA)_Existing_Water Heating_Natural Gas_Water Heater_E1 | F2 | Commercial | Grocery (WA) | Existing | Water Heating | Natural Gas | Water Heater | E1 | TRC BC Ratio | [24 empty] | 1 | 1 | 1 | bar: 2019 to 2042
F2_Commercial_Grocery (WA)_Existing_Water Heating_Natural Gas_Water Heater_E2 | F2 | Commercial | Grocery (WA) | Existing | Water Heating | Natural Gas | Water Heater | E2 | TRC BC Ratio | 2.9074 | 2.9837 | 3.0695 | 3.1655 | 3.2724 | 3.3988 | 3.5276 | 3.6545 | 3.7766 | 3.9004 | 4.0012 | 4.0963 | 4.1981 | 4.2982 | 4.389 | 4.475 | 4.5535 | 4.6314 | 4.7139 | 4.795 | 4.8781 | 4.9643 | 5.0514 | 5.1412 | 5.2325 | 5.3255 | 5.4201
F2_Commercial_Grocery (WA)_Existing_Water Heating_Natural Gas_Water Heater_E3 | F2 | Commercial | Grocery (WA) | Existing | Water Heating | Natural Gas | Water Heater | E3 | TRC BC Ratio | 1.6405 | 1.6836 | 1.7319 | 1.7861 | 1.8464 | 1.9178 | 1.9905 | 2.0621 | 2.1309 | 2.2008 | 2.2577 | 2.3113 | 2.3687 | 2.4252 | 2.4765 | 2.525 | 2.5693 | 2.6132 | 2.6598 | 2.7056 | 2.7525 | 2.8011 | 2.8503 | 2.9009 | 2.9524 | 3.0049 | 3.0583
F2_Commercial_Grocery (WA)_Existing_Water Heating_Natural Gas_Water Heater_E4 | F2 | Commercial | Grocery (WA) | Existing | Water Heating | Natural Gas | Water Heater | E4 | TRC BC Ratio | 1.0354 | 1.0669 | 1.1096 | 1.1653 | 1.2342 | 1.3241 | 1.4168 | 1.5071 | 1.5915 | 1.6772 | 1.7389 | 1.7939 | 1.8549 | 1.9133 | 1.9618 | 2.0047 | 2.0393 | 2.0725 | 2.1096 | 2.1443 | 2.1804 | 2.2186 | 2.257 | 2.2971 | 2.3379 | 2.3794 | 2.4217
F2_Commercial_Grocery (WA)_Existing_Water Heating_Natural Gas_Water Heater_E5 | F2 | Commercial | Grocery (WA) | Existing | Water Heating | Natural Gas | Water Heater | E5 | TRC BC Ratio | 1.134 | 1.1638 | 1.1966 | 1.2325 | 1.2719 | 1.3179 | 1.3645 | 1.4105 | 1.455 | 1.5001 | 1.5374 | 1.5729 | 1.6107 | 1.6481 | 1.6823 | 1.7149 | 1.745 | 1.775 | 1.8066 | 1.8378 | 1.8697 | 1.9028 | 1.9362 | 1.9706 | 2.0057 | 2.0413 | 2.0776
F2_Commercial_Grocery (WA)_Existing_Water Heating_Natural Gas_Water Heater_E6 | F2 | Commercial | Grocery (WA) | Existing | Water Heating | Natural Gas | Water Heater | E6 | TRC BC Ratio | 0 | 0 | 0 | 0 | 0 | 0 | 0 | 0 | 0 | 0 | 0 | 0 | 0 | 0 | 0 | 0 | 0 | 0 | 0 | 0 | 0 | 0 | 0 | 0 | 0 | 0 | 0
F2_Commercial_Grocery (WA)_Existing_Water Heating_Natural Gas_Water Heater_E7 | F2 | Commercial | Grocery (WA) | Existing | Water Heating | Natural Gas | Water Heater | E7 | TRC BC Ratio | 0 | 0 | 0 | 0 | 0 | 0 | 0 | 0 | 0 | 0 | 0 | 0 | 0 | 0 | 0 | 0 | 0 | 0 | 0 | 0 | 0 | 0 | 0 | 0 | 0 | 0 | 0
F2_Commercial_Grocery (WA)_Existing_Water Heating_Natural Gas_Water Heater_E8 | F2 | Commercial | Grocery (WA) | Existing | Water Heating | Natural Gas | Water Heater | E8 | TRC BC Ratio | 0 | 0 | 0 | 0 | 0 | 0 | 0 | 0 | 0 | 0 | 0 | 0 | 0 | 0 | 0 | 0 | 0 | 0 | 0 | 0 | 0 | 0 | 0 | 0 | 0 | 0 | 0
F2_Commercial_Grocery (WA)_Existing_Water Heating_Natural Gas_Water Heater_E9 | F2 | Commercial | Grocery (WA) | Existing | Water Heating | Natural Gas | Water Heater | E9 | TRC BC Ratio | 0 | 0 | 0 | 0 | 0 | 0 | 0 | 0 | 0 | 0 | 0 | 0 | 0 | 0 | 0 | 0 | 0 | 0 | 0 | 0 | 0 | 0 | 0 | 0 | 0 | 0 | 0
F2_Commercial_Grocery (WA)_Existing_Water Heating_Natural Gas_Water Heater_E10 | F2 | Commercial | Grocery (WA) | Existing | Water Heating | Natural Gas | Water Heater | E10 | TRC BC Ratio | 0 | 0 | 0 | 0 | 0 | 0 | 0 | 0 | 0 | 0 | 0 | 0 | 0 | 0 | 0 | 0 | 0 | 0 | 0 | 0 | 0 | 0 | 0 | 0 | 0 | 0 | 0
F3_Commercial_Grocery (WA)_Existing_Water Heating_Natural Gas_Water Heater_E1 | F3 | Commercial | Grocery (WA) | Existing | Water Heating | Natural Gas | Water Heater | E1 | PACT BC Ratio | [24 empty] | 1 | 1 | 1 | bar: 2019 to 2042
F3_Commercial_Grocery (WA)_Existing_Water Heating_Natural Gas_Water Heater_E2 | F3 | Commercial | Grocery (WA) | Existing | Water Heating | Natural Gas | Water Heater | E2 | PACT BC Ratio | 7.2137 | 7.4031 | 7.6158 | 7.854 | 8.1193 | 8.4331 | 8.7526 | 9.0675 | 9.3703 | 9.6775 | 9.9276 | 10.1636 | 10.4161 | 10.6644 | 10.8899 | 11.1033 | 11.298 | 11.4912 | 11.696 | 11.8971 | 12.1033 | 12.3171 | 12.5334 | 12.7561 | 12.9827 | 13.2134 | 13.4481
F3_Commercial_Grocery (WA)_Existing_Water Heating_Natural Gas_Water Heater_E3 | F3 | Commercial | Grocery (WA) | Existing | Water Heating | Natural Gas | Water Heater | E3 | PACT BC Ratio | 4.0703 | 4.1772 | 4.2972 | 4.4316 | 4.5813 | 4.7583 | 4.9387 | 5.1163 | 5.2871 | 5.4605 | 5.6016 | 5.7348 | 5.8772 | 6.0174 | 6.1446 | 6.265 | 6.3749 | 6.4839 | 6.5994 | 6.7129 | 6.8293 | 6.9499 | 7.072 | 7.1976 | 7.3255 | 7.4556 | 7.5881
F3_Commercial_Grocery (WA)_Existing_Water Heating_Natural Gas_Water Heater_E4 | F3 | Commercial | Grocery (WA) | Existing | Water Heating | Natural Gas | Water Heater | E4 | PACT BC Ratio | 2.569 | 2.6472 | 2.753 | 2.8913 | 3.0623 | 3.2852 | 3.5154 | 3.7392 | 3.9488 | 4.1614 | 4.3144 | 4.4511 | 4.6023 | 4.7473 | 4.8675 | 4.9739 | 5.0598 | 5.1421 | 5.2341 | 5.3204 | 5.4099 | 5.5047 | 5.6 | 5.6995 | 5.8007 | 5.9038 | 6.0087
F3_Commercial_Grocery (WA)_Existing_Water Heating_Natural Gas_Water Heater_E5 | F3 | Commercial | Grocery (WA) | Existing | Water Heating | Natural Gas | Water Heater | E5 | PACT BC Ratio | 2.8138 | 2.8876 | 2.9689 | 3.0581 | 3.1559 | 3.2698 | 3.3855 | 3.4997 | 3.61 | 3.722 | 3.8146 | 3.9027 | 3.9965 | 4.0891 | 4.174 | 4.255 | 4.3297 | 4.404 | 4.4825 | 4.5599 | 4.6391 | 4.7211 | 4.8041 | 4.8895 | 4.9763 | 5.0648 | 5.1547
F3_Commercial_Grocery (WA)_Existing_Water Heating_Natural Gas_Water Heater_E6 | F3 | Commercial | Grocery (WA) | Existing | Water Heating | Natural Gas | Water Heater | E6 | PACT BC Ratio | 0 | 0 | 0 | 0 | 0 | 0 | 0 | 0 | 0 | 0 | 0 | 0 | 0 | 0 | 0 | 0 | 0 | 0 | 0 | 0 | 0 | 0 | 0 | 0 | 0 | 0 | 0
F3_Commercial_Grocery (WA)_Existing_Water Heating_Natural Gas_Water Heater_E7 | F3 | Commercial | Grocery (WA) | Existing | Water Heating | Natural Gas | Water Heater | E7 | PACT BC Ratio | 0 | 0 | 0 | 0 | 0 | 0 | 0 | 0 | 0 | 0 | 0 | 0 | 0 | 0 | 0 | 0 | 0 | 0 | 0 | 0 | 0 | 0 | 0 | 0 | 0 | 0 | 0
F3_Commercial_Grocery (WA)_Existing_Water Heating_Natural Gas_Water Heater_E8 | F3 | Commercial | Grocery (WA) | Existing | Water Heating | Natural Gas | Water Heater | E8 | PACT BC Ratio | 0 | 0 | 0 | 0 | 0 | 0 | 0 | 0 | 0 | 0 | 0 | 0 | 0 | 0 | 0 | 0 | 0 | 0 | 0 | 0 | 0 | 0 | 0 | 0 | 0 | 0 | 0
F3_Commercial_Grocery (WA)_Existing_Water Heating_Natural Gas_Water Heater_E9 | F3 | Commercial | Grocery (WA) | Existing | Water Heating | Natural Gas | Water Heater | E9 | PACT BC Ratio | 0 | 0 | 0 | 0 | 0 | 0 | 0 | 0 | 0 | 0 | 0 | 0 | 0 | 0 | 0 | 0 | 0 | 0 | 0 | 0 | 0 | 0 | 0 | 0 | 0 | 0 | 0
F3_Commercial_Grocery (WA)_Existing_Water Heating_Natural Gas_Water Heater_E10 | F3 | Commercial | Grocery (WA) | Existing | Water Heating | Natural Gas | Water Heater | E10 | PACT BC Ratio | 0 | 0 | 0 | 0 | 0 | 0 | 0 | 0 | 0 | 0 | 0 | 0 | 0 | 0 | 0 | 0 | 0 | 0 | 0 | 0 | 0 | 0 | 0 | 0 | 0 | 0 | 0
F4_Commercial_Grocery (WA)_Existing_Water Heating_Natural Gas_Water Heater_E1 | F4 | Commercial | Grocery (WA) | Existing | Water Heating | Natural Gas | Water Heater | E1 | RVT BC Ratio | [24 empty] | 1 | 1 | 1 | bar: 2019 to 2042
F4_Commercial_Grocery (WA)_Existing_Water Heating_Natural Gas_Water Heater_E2 | F4 | Commercial | Grocery (WA) | Existing | Water Heating | Natural Gas | Water Heater | E2 | RVT BC Ratio | 4.3508 | 4.4325 | 4.5245 | 4.6278 | 4.743 | 4.8823 | 5.0205 | 5.1512 | 5.2696 | 5.385 | 5.5046 | 5.6141 | 5.7311 | 5.8445 | 5.9442 | 6.0359 | 6.1159 | 6.1932 | 6.2748 | 6.3522 | 6.4301 | 6.5386 | 6.6485 | 6.7615 | 6.8766 | 6.9937 | 7.113
F4_Commercial_Grocery (WA)_Existing_Water Heating_Natural Gas_Water Heater_E3 | F4 | Commercial | Grocery (WA) | Existing | Water Heating | Natural Gas | Water Heater | E3 | RVT BC Ratio | 2.5785 | 2.6246 | 2.6766 | 2.7349 | 2.7999 | 2.8784 | 2.9564 | 3.0301 | 3.097 | 3.1621 | 3.2295 | 3.2913 | 3.3574 | 3.4214 | 3.4776 | 3.5293 | 3.5745 | 3.6181 | 3.6641 | 3.7078 | 3.7517 | 3.813 | 3.875 | 3.9388 | 4.0037 | 4.0698 | 4.1371
F4_Commercial_Grocery (WA)_Existing_Water Heating_Natural Gas_Water Heater_E4 | F4 | Commercial | Grocery (WA) | Existing | Water Heating | Natural Gas | Water Heater | E4 | RVT BC Ratio | 1.9042 | 1.9366 | 1.9824 | 2.0441 | 2.1217 | 2.2262 | 2.3314 | 2.4266 | 2.5065 | 2.5801 | 2.6538 | 2.7129 | 2.7785 | 2.8394 | 2.8857 | 2.9231 | 2.9478 | 2.9689 | 2.9932 | 3.0123 | 3.0309 | 3.0791 | 3.1275 | 3.178 | 3.2294 | 3.2817 | 3.335
F4_Commercial_Grocery (WA)_Existing_Water Heating_Natural Gas_Water Heater_E5 | F4 | Commercial | Grocery (WA) | Existing | Water Heating | Natural Gas | Water Heater | E5 | RVT BC Ratio | 1.8588 | 1.8912 | 1.9266 | 1.9649 | 2.0064 | 2.0561 | 2.1054 | 2.1523 | 2.1955 | 2.2378 | 2.282 | 2.3232 | 2.367 | 2.4097 | 2.4478 | 2.4832 | 2.5147 | 2.5454 | 2.5776 | 2.6084 | 2.6395 | 2.6812 | 2.7233 | 2.7667 | 2.8108 | 2.8557 | 2.9014
F4_Commercial_Grocery (WA)_Existing_Water Heating_Natural Gas_Water Heater_E6 | F4 | Commercial | Grocery (WA) | Existing | Water Heating | Natural Gas | Water Heater | E6 | RVT BC Ratio | 0 | 0 | 0 | 0 | 0 | 0 | 0 | 0 | 0 | 0 | 0 | 0 | 0 | 0 | 0 | 0 | 0 | 0 | 0 | 0 | 0 | 0 | 0 | 0 | 0 | 0 | 0
F4_Commercial_Grocery (WA)_Existing_Water Heating_Natural Gas_Water Heater_E7 | F4 | Commercial | Grocery (WA) | Existing | Water Heating | Natural Gas | Water Heater | E7 | RVT BC Ratio | 0 | 0 | 0 | 0 | 0 | 0 | 0 | 0 | 0 | 0 | 0 | 0 | 0 | 0 | 0 | 0 | 0 | 0 | 0 | 0 | 0 | 0 | 0 | 0 | 0 | 0 | 0
F4_Commercial_Grocery (WA)_Existing_Water Heating_Natural Gas_Water Heater_E8 | F4 | Commercial | Grocery (WA) | Existing | Water Heating | Natural Gas | Water Heater | E8 | RVT BC Ratio | 0 | 0 | 0 | 0 | 0 | 0 | 0 | 0 | 0 | 0 | 0 | 0 | 0 | 0 | 0 | 0 | 0 | 0 | 0 | 0 | 0 | 0 | 0 | 0 | 0 | 0 | 0
F4_Commercial_Grocery (WA)_Existing_Water Heating_Natural Gas_Water Heater_E9 | F4 | Commercial | Grocery (WA) | Existing | Water Heating | Natural Gas | Water Heater | E9 | RVT BC Ratio | 0 | 0 | 0 | 0 | 0 | 0 | 0 | 0 | 0 | 0 | 0 | 0 | 0 | 0 | 0 | 0 | 0 | 0 | 0 | 0 | 0 | 0 | 0 | 0 | 0 | 0 | 0
F4_Commercial_Grocery (WA)_Existing_Water Heating_Natural Gas_Water Heater_E10 | F4 | Commercial | Grocery (WA) | Existing | Water Heating | Natural Gas | Water Heater | E10 | RVT BC Ratio | 0 | 0 | 0 | 0 | 0 | 0 | 0 | 0 | 0 | 0 | 0 | 0 | 0 | 0 | 0 | 0 | 0 | 0 | 0 | 0 | 0 | 0 | 0 | 0 | 0 | 0 | 0
F5_Commercial_Grocery (WA)_Existing_Water Heating_Natural Gas_Water Heater_E1 | F5 | Commercial | Grocery (WA) | Existing | Water Heating | Natural Gas | Water Heater | E1 | RIM BC Ratio | [24 empty] | 1 | 1 | 1 | bar: 2019 to 2042
F5_Commercial_Grocery (WA)_Existing_Water Heating_Natural Gas_Water Heater_E2 | F5 | Commercial | Grocery (WA) | Existing | Water Heating | Natural Gas | Water Heater | E2 | RIM BC Ratio | 0.76665 | 0.7729 | 0.77962 | 0.7868 | 0.79442 | 0.80251 | 0.81087 | 0.81953 | 0.82855 | 0.83804 | 0.84168 | 0.84545 | 0.84936 | 0.8533 | 0.8572 | 0.86115 | 0.86515 | 0.8693 | 0.87365 | 0.87818 | 0.88291 | 0.88403 | 0.88512 | 0.88622 | 0.88729 | 0.88835 | 0.88939
F5_Commercial_Grocery (WA)_Existing_Water Heating_Natural Gas_Water Heater_E3 | F5 | Commercial | Grocery (WA) | Existing | Water Heating | Natural Gas | Water Heater | E3 | RIM BC Ratio | 0.7085 | 0.71524 | 0.7225 | 0.7303 | 0.73861 | 0.74757 | 0.75673 | 0.76606 | 0.77559 | 0.78551 | 0.78996 | 0.79442 | 0.79905 | 0.80364 | 0.80808 | 0.81248 | 0.81685 | 0.82132 | 0.82601 | 0.83082 | 0.83582 | 0.8376 | 0.83935 | 0.84109 | 0.84281 | 0.8445 | 0.84618
F5_Commercial_Grocery (WA)_Existing_Water Heating_Natural Gas_Water Heater_E4 | F5 | Commercial | Grocery (WA) | Existing | Water Heating | Natural Gas | Water Heater | E4 | RIM BC Ratio | 0.59048 | 0.59923 | 0.61009 | 0.62312 | 0.63793 | 0.6549 | 0.67165 | 0.68851 | 0.70564 | 0.72393 | 0.73118 | 0.73904 | 0.74731 | 0.7554 | 0.76292 | 0.77026 | 0.7774 | 0.7848 | 0.79277 | 0.80104 | 0.80982 | 0.81191 | 0.81395 | 0.81602 | 0.81807 | 0.82009 | 0.82208
F5_Commercial_Grocery (WA)_Existing_Water Heating_Natural Gas_Water Heater_E5 | F5 | Commercial | Grocery (WA) | Existing | Water Heating | Natural Gas | Water Heater | E5 | RIM BC Ratio | 0.661 | 0.66781 | 0.67521 | 0.68319 | 0.69176 | 0.70096 | 0.71025 | 0.71955 | 0.72887 | 0.73841 | 0.74333 | 0.74807 | 0.75297 | 0.75782 | 0.76243 | 0.76695 | 0.77137 | 0.77584 | 0.78052 | 0.78526 | 0.79017 | 0.79251 | 0.79482 | 0.79712 | 0.79939 | 0.80164 | 0.80386
F5_Commercial_Grocery (WA)_Existing_Water Heating_Natural Gas_Water Heater_E6 | F5 | Commercial | Grocery (WA) | Existing | Water Heating | Natural Gas | Water Heater | E6 | RIM BC Ratio | 0 | 0 | 0 | 0 | 0 | 0 | 0 | 0 | 0 | 0 | 0 | 0 | 0 | 0 | 0 | 0 | 0 | 0 | 0 | 0 | 0 | 0 | 0 | 0 | 0 | 0 | 0
F5_Commercial_Grocery (WA)_Existing_Water Heating_Natural Gas_Water Heater_E7 | F5 | Commercial | Grocery (WA) | Existing | Water Heating | Natural Gas | Water Heater | E7 | RIM BC Ratio | 0 | 0 | 0 | 0 | 0 | 0 | 0 | 0 | 0 | 0 | 0 | 0 | 0 | 0 | 0 | 0 | 0 | 0 | 0 | 0 | 0 | 0 | 0 | 0 | 0 | 0 | 0
F5_Commercial_Grocery (WA)_Existing_Water Heating_Natural Gas_Water Heater_E8 | F5 | Commercial | Grocery (WA) | Existing | Water Heating | Natural Gas | Water Heater | E8 | RIM BC Ratio | 0 | 0 | 0 | 0 | 0 | 0 | 0 | 0 | 0 | 0 | 0 | 0 | 0 | 0 | 0 | 0 | 0 | 0 | 0 | 0 | 0 | 0 | 0 | 0 | 0 | 0 | 0
F5_Commercial_Grocery (WA)_Existing_Water Heating_Natural Gas_Water Heater_E9 | F5 | Commercial | Grocery (WA) | Existing | Water Heating | Natural Gas | Water Heater | E9 | RIM BC Ratio | 0 | 0 | 0 | 0 | 0 | 0 | 0 | 0 | 0 | 0 | 0 | 0 | 0 | 0 | 0 | 0 | 0 | 0 | 0 | 0 | 0 | 0 | 0 | 0 | 0 | 0 | 0
F5_Commercial_Grocery (WA)_Existing_Water Heating_Natural Gas_Water Heater_E10 | F5 | Commercial | Grocery (WA) | Existing | Water Heating | Natural Gas | Water Heater | E10 | RIM BC Ratio | 0 | 0 | 0 | 0 | 0 | 0 | 0 | 0 | 0 | 0 | 0 | 0 | 0 | 0 | 0 | 0 | 0 | 0 | 0 | 0 | 0 | 0 | 0 | 0 | 0 | 0 | 0
F0_Commercial_Grocery (WA)_Existing_Food Preparation_Natural Gas_Oven_E0 | F0 | Commercial | Grocery (WA) | Existing | Food Preparation | Natural Gas | Oven | E0 | Economic Unit | ENERGY STAR (>42% Baking Efficiency) | ENERGY STAR (>42% Baking Efficiency) | ENERGY STAR (>42% Baking Efficiency) | ENERGY STAR (>42% Baking Efficiency) | ENERGY STAR (>42% Baking Efficiency) | ENERGY STAR (>42% Baking Efficiency) | ENERGY STAR (>42% Baking Efficiency) | ENERGY STAR (>42% Baking Efficiency) | ENERGY STAR (>42% Baking Efficiency) | ENERGY STAR (>42% Baking Efficiency) | ENERGY STAR (>42% Baking Efficiency) | ENERGY STAR (>42% Baking Efficiency) | ENERGY STAR (>42% Baking Efficiency) | ENERGY STAR (>42% Baking Efficiency) | ENERGY STAR (>42% Baking Efficiency) | ENERGY STAR (>42% Baking Efficiency) | ENERGY STAR (>42% Baking Efficiency) | ENERGY STAR (>42% Baking Efficiency) | ENERGY STAR (>42% Baking Efficiency) | ENERGY STAR (>42% Baking Efficiency) | ENERGY STAR (>42% Baking Efficiency) | ENERGY STAR (>42% Baking Efficiency) | ENERGY STAR (>42% Baking Efficiency) | ENERGY STAR (>42% Baking Efficiency) | ENERGY STAR (>42% Baking Efficiency) | ENERGY STAR (>42% Baking Efficiency) | ENERGY STAR (>42% Baking Efficiency)
F1_Commercial_Grocery (WA)_Existing_Food Preparation_Natural Gas_Oven_E1 | F1 | Commercial | Grocery (WA) | Existing | Food Preparation | Natural Gas | Oven | E1 | CCE | 0 | 0 | 0 | 0 | 0 | 0 | 0 | 0 | 0 | 0 | 0 | 0 | 0 | 0 | 0 | 0 | 0 | 0 | 0 | 0 | 0 | 0 | 0 | 0 | 0 | 0 | 0
F1_Commercial_Grocery (WA)_Existing_Food Preparation_Natural Gas_Oven_E2 | F1 | Commercial | Grocery (WA) | Existing | Food Preparation | Natural Gas | Oven | E2 | CCE | 0.00015072 | 0.00015072 | 0.00015072 | 0.00015072 | 0.00015072 | 0.00015072 | 0.00015072 | 0.00015072 | 0.00015072 | 0.00015072 | 0.00015072 | 0.00015072 | 0.00015072 | 0.00015072 | 0.00015072 | 0.00015072 | 0.00015072 | 0.00015072 | 0.00015072 | 0.00015072 | 0.00015072 | 0.00015072 | 0.00015072 | 0.00015072 | 0.00015072 | 0.00015072 | 0.00015072
F1_Commercial_Grocery (WA)_Existing_Food Preparation_Natural Gas_Oven_E3 | F1 | Commercial | Grocery (WA) | Existing | Food Preparation | Natural Gas | Oven | E3 | CCE | 0 | 0 | 0 | 0 | 0 | 0 | 0 | 0 | 0 | 0 | 0 | 0 | 0 | 0 | 0 | 0 | 0 | 0 | 0 | 0 | 0 | 0 | 0 | 0 | 0 | 0 | 0
F1_Commercial_Grocery (WA)_Existing_Food Preparation_Natural Gas_Oven_E4 | F1 | Commercial | Grocery (WA) | Existing | Food Preparation | Natural Gas | Oven | E4 | CCE | 0 | 0 | 0 | 0 | 0 | 0 | 0 | 0 | 0 | 0 | 0 | 0 | 0 | 0 | 0 | 0 | 0 | 0 | 0 | 0 | 0 | 0 | 0 | 0 | 0 | 0 | 0
F1_Commercial_Grocery (WA)_Existing_Food Preparation_Natural Gas_Oven_E5 | F1 | Commercial | Grocery (WA) | Existing | Food Preparation | Natural Gas | Oven | E5 | CCE | 0 | 0 | 0 | 0 | 0 | 0 | 0 | 0 | 0 | 0 | 0 | 0 | 0 | 0 | 0 | 0 | 0 | 0 | 0 | 0 | 0 | 0 | 0 | 0 | 0 | 0 | 0
F1_Commercial_Grocery (WA)_Existing_Food Preparation_Natural Gas_Oven_E6 | F1 | Commercial | Grocery (WA) | Existing | Food Preparation | Natural Gas | Oven | E6 | CCE | 0 | 0 | 0 | 0 | 0 | 0 | 0 | 0 | 0 | 0 | 0 | 0 | 0 | 0 | 0 | 0 | 0 | 0 | 0 | 0 | 0 | 0 | 0 | 0 | 0 | 0 | 0
F1_Commercial_Grocery (WA)_Existing_Food Preparation_Natural Gas_Oven_E7 | F1 | Commercial | Grocery (WA) | Existing | Food Preparation | Natural Gas | Oven | E7 | CCE | 0 | 0 | 0 | 0 | 0 | 0 | 0 | 0 | 0 | 0 | 0 | 0 | 0 | 0 | 0 | 0 | 0 | 0 | 0 | 0 | 0 | 0 | 0 | 0 | 0 | 0 | 0
F1_Commercial_Grocery (WA)_Existing_Food Preparation_Natural Gas_Oven_E8 | F1 | Commercial | Grocery (WA) | Existing | Food Preparation | Natural Gas | Oven | E8 | CCE | 0 | 0 | 0 | 0 | 0 | 0 | 0 | 0 | 0 | 0 | 0 | 0 | 0 | 0 | 0 | 0 | 0 | 0 | 0 | 0 | 0 | 0 | 0 | 0 | 0 | 0 | 0
F1_Commercial_Grocery (WA)_Existing_Food Preparation_Natural Gas_Oven_E9 | F1 | Commercial | Grocery (WA) | Existing | Food Preparation | Natural Gas | Oven | E9 | CCE | 0 | 0 | 0 | 0 | 0 | 0 | 0 | 0 | 0 | 0 | 0 | 0 | 0 | 0 | 0 | 0 | 0 | 0 | 0 | 0 | 0 | 0 | 0 | 0 | 0 | 0 | 0
F1_Commercial_Grocery (WA)_Existing_Food Preparation_Natural Gas_Oven_E10 | F1 | Commercial | Grocery (WA) | Existing | Food Preparation | Natural Gas | Oven | E10 | CCE | 0 | 0 | 0 | 0 | 0 | 0 | 0 | 0 | 0 | 0 | 0 | 0 | 0 | 0 | 0 | 0 | 0 | 0 | 0 | 0 | 0 | 0 | 0 | 0 | 0 | 0 | 0
F2_Commercial_Grocery (WA)_Existing_Food Preparation_Natural Gas_Oven_E1 | F2 | Commercial | Grocery (WA) | Existing | Food Preparation | Natural Gas | Oven | E1 | TRC BC Ratio | [24 empty] | 1 | 1 | 1 | bar: 2019 to 2042
F2_Commercial_Grocery (WA)_Existing_Food Preparation_Natural Gas_Oven_E2 | F2 | Commercial | Grocery (WA) | Existing | Food Preparation | Natural Gas | Oven | E2 | TRC BC Ratio | 23.0095 | 23.5407 | 24.2088 | 24.9971 | 25.9137 | 27.0697 | 28.2738 | 29.4744 | 30.6324 | 31.8063 | 32.7225 | 33.5748 | 34.4937 | 35.3888 | 36.1782 | 36.9092 | 37.5538 | 38.1874 | 38.8689 | 39.5297 | 40.2094 | 40.9183 | 41.634 | 42.3736 | 43.1264 | 43.8926 | 44.6724
F2_Commercial_Grocery (WA)_Existing_Food Preparation_Natural Gas_Oven_E3 | F2 | Commercial | Grocery (WA) | Existing | Food Preparation | Natural Gas | Oven | E3 | TRC BC Ratio | 0 | 0 | 0 | 0 | 0 | 0 | 0 | 0 | 0 | 0 | 0 | 0 | 0 | 0 | 0 | 0 | 0 | 0 | 0 | 0 | 0 | 0 | 0 | 0 | 0 | 0 | 0
F2_Commercial_Grocery (WA)_Existing_Food Preparation_Natural Gas_Oven_E4 | F2 | Commercial | Grocery (WA) | Existing | Food Preparation | Natural Gas | Oven | E4 | TRC BC Ratio | 0 | 0 | 0 | 0 | 0 | 0 | 0 | 0 | 0 | 0 | 0 | 0 | 0 | 0 | 0 | 0 | 0 | 0 | 0 | 0 | 0 | 0 | 0 | 0 | 0 | 0 | 0
F2_Commercial_Grocery (WA)_Existing_Food Preparation_Natural Gas_Oven_E5 | F2 | Commercial | Grocery (WA) | Existing | Food Preparation | Natural Gas | Oven | E5 | TRC BC Ratio | 0 | 0 | 0 | 0 | 0 | 0 | 0 | 0 | 0 | 0 | 0 | 0 | 0 | 0 | 0 | 0 | 0 | 0 | 0 | 0 | 0 | 0 | 0 | 0 | 0 | 0 | 0
F2_Commercial_Grocery (WA)_Existing_Food Preparation_Natural Gas_Oven_E6 | F2 | Commercial | Grocery (WA) | Existing | Food Preparation | Natural Gas | Oven | E6 | TRC BC Ratio | 0 | 0 | 0 | 0 | 0 | 0 | 0 | 0 | 0 | 0 | 0 | 0 | 0 | 0 | 0 | 0 | 0 | 0 | 0 | 0 | 0 | 0 | 0 | 0 | 0 | 0 | 0
F2_Commercial_Grocery (WA)_Existing_Food Preparation_Natural Gas_Oven_E7 | F2 | Commercial | Grocery (WA) | Existing | Food Preparation | Natural Gas | Oven | E7 | TRC BC Ratio | 0 | 0 | 0 | 0 | 0 | 0 | 0 | 0 | 0 | 0 | 0 | 0 | 0 | 0 | 0 | 0 | 0 | 0 | 0 | 0 | 0 | 0 | 0 | 0 | 0 | 0 | 0
F2_Commercial_Grocery (WA)_Existing_Food Preparation_Natural Gas_Oven_E8 | F2 | Commercial | Grocery (WA) | Existing | Food Preparation | Natural Gas | Oven | E8 | TRC BC Ratio | 0 | 0 | 0 | 0 | 0 | 0 | 0 | 0 | 0 | 0 | 0 | 0 | 0 | 0 | 0 | 0 | 0 | 0 | 0 | 0 | 0 | 0 | 0 | 0 | 0 | 0 | 0
F2_Commercial_Grocery (WA)_Existing_Food Preparation_Natural Gas_Oven_E9 | F2 | Commercial | Grocery (WA) | Existing | Food Preparation | Natural Gas | Oven | E9 | TRC BC Ratio | 0 | 0 | 0 | 0 | 0 | 0 | 0 | 0 | 0 | 0 | 0 | 0 | 0 | 0 | 0 | 0 | 0 | 0 | 0 | 0 | 0 | 0 | 0 | 0 | 0 | 0 | 0
F2_Commercial_Grocery (WA)_Existing_Food Preparation_Natural Gas_Oven_E10 | F2 | Commercial | Grocery (WA) | Existing | Food Preparation | Natural Gas | Oven | E10 | TRC BC Ratio | 0 | 0 | 0 | 0 | 0 | 0 | 0 | 0 | 0 | 0 | 0 | 0 | 0 | 0 | 0 | 0 | 0 | 0 | 0 | 0 | 0 | 0 | 0 | 0 | 0 | 0 | 0
F3_Commercial_Grocery (WA)_Existing_Food Preparation_Natural Gas_Oven_E1 | F3 | Commercial | Grocery (WA) | Existing | Food Preparation | Natural Gas | Oven | E1 | PACT BC Ratio | [24 empty] | 1 | 1 | 1 | bar: 2019 to 2042
F3_Commercial_Grocery (WA)_Existing_Food Preparation_Natural Gas_Oven_E2 | F3 | Commercial | Grocery (WA) | Existing | Food Preparation | Natural Gas | Oven | E2 | PACT BC Ratio | 46.3724 | 47.443 | 48.7896 | 50.3782 | 52.2255 | 54.5554 | 56.9821 | 59.4016 | 61.7354 | 64.1013 | 65.9478 | 67.6655 | 69.5173 | 71.3213 | 72.9122 | 74.3854 | 75.6845 | 76.9615 | 78.335 | 79.6667 | 81.0366 | 82.4653 | 83.9076 | 85.3983 | 86.9155 | 88.4596 | 90.0312
F3_Commercial_Grocery (WA)_Existing_Food Preparation_Natural Gas_Oven_E3 | F3 | Commercial | Grocery (WA) | Existing | Food Preparation | Natural Gas | Oven | E3 | PACT BC Ratio | 0 | 0 | 0 | 0 | 0 | 0 | 0 | 0 | 0 | 0 | 0 | 0 | 0 | 0 | 0 | 0 | 0 | 0 | 0 | 0 | 0 | 0 | 0 | 0 | 0 | 0 | 0
F3_Commercial_Grocery (WA)_Existing_Food Preparation_Natural Gas_Oven_E4 | F3 | Commercial | Grocery (WA) | Existing | Food Preparation | Natural Gas | Oven | E4 | PACT BC Ratio | 0 | 0 | 0 | 0 | 0 | 0 | 0 | 0 | 0 | 0 | 0 | 0 | 0 | 0 | 0 | 0 | 0 | 0 | 0 | 0 | 0 | 0 | 0 | 0 | 0 | 0 | 0
F3_Commercial_Grocery (WA)_Existing_Food Preparation_Natural Gas_Oven_E5 | F3 | Commercial | Grocery (WA) | Existing | Food Preparation | Natural Gas | Oven | E5 | PACT BC Ratio | 0 | 0 | 0 | 0 | 0 | 0 | 0 | 0 | 0 | 0 | 0 | 0 | 0 | 0 | 0 | 0 | 0 | 0 | 0 | 0 | 0 | 0 | 0 | 0 | 0 | 0 | 0
F3_Commercial_Grocery (WA)_Existing_Food Preparation_Natural Gas_Oven_E6 | F3 | Commercial | Grocery (WA) | Existing | Food Preparation | Natural Gas | Oven | E6 | PACT BC Ratio | 0 | 0 | 0 | 0 | 0 | 0 | 0 | 0 | 0 | 0 | 0 | 0 | 0 | 0 | 0 | 0 | 0 | 0 | 0 | 0 | 0 | 0 | 0 | 0 | 0 | 0 | 0
F3_Commercial_Grocery (WA)_Existing_Food Preparation_Natural Gas_Oven_E7 | F3 | Commercial | Grocery (WA) | Existing | Food Preparation | Natural Gas | Oven | E7 | PACT BC Ratio | 0 | 0 | 0 | 0 | 0 | 0 | 0 | 0 | 0 | 0 | 0 | 0 | 0 | 0 | 0 | 0 | 0 | 0 | 0 | 0 | 0 | 0 | 0 | 0 | 0 | 0 | 0
F3_Commercial_Grocery (WA)_Existing_Food Preparation_Natural Gas_Oven_E8 | F3 | Commercial | Grocery (WA) | Existing | Food Preparation | Natural Gas | Oven | E8 | PACT BC Ratio | 0 | 0 | 0 | 0 | 0 | 0 | 0 | 0 | 0 | 0 | 0 | 0 | 0 | 0 | 0 | 0 | 0 | 0 | 0 | 0 | 0 | 0 | 0 | 0 | 0 | 0 | 0
F3_Commercial_Grocery (WA)_Existing_Food Preparation_Natural Gas_Oven_E9 | F3 | Commercial | Grocery (WA) | Existing | Food Preparation | Natural Gas | Oven | E9 | PACT BC Ratio | 0 | 0 | 0 | 0 | 0 | 0 | 0 | 0 | 0 | 0 | 0 | 0 | 0 | 0 | 0 | 0 | 0 | 0 | 0 | 0 | 0 | 0 | 0 | 0 | 0 | 0 | 0
F3_Commercial_Grocery (WA)_Existing_Food Preparation_Natural Gas_Oven_E10 | F3 | Commercial | Grocery (WA) | Existing | Food Preparation | Natural Gas | Oven | E10 | PACT BC Ratio | 0 | 0 | 0 | 0 | 0 | 0 | 0 | 0 | 0 | 0 | 0 | 0 | 0 | 0 | 0 | 0 | 0 | 0 | 0 | 0 | 0 | 0 | 0 | 0 | 0 | 0 | 0
F4_Commercial_Grocery (WA)_Existing_Food Preparation_Natural Gas_Oven_E1 | F4 | Commercial | Grocery (WA) | Existing | Food Preparation | Natural Gas | Oven | E1 | RVT BC Ratio | [24 empty] | 1 | 1 | 1 | bar: 2019 to 2042
F4_Commercial_Grocery (WA)_Existing_Food Preparation_Natural Gas_Oven_E2 | F4 | Commercial | Grocery (WA) | Existing | Food Preparation | Natural Gas | Oven | E2 | RVT BC Ratio | 33.2413 | 33.7881 | 34.4544 | 35.2642 | 36.2276 | 37.501 | 38.8072 | 40.0708 | 41.234 | 42.3511 | 43.4985 | 44.5234 | 45.5926 | 46.5807 | 47.413 | 48.1505 | 48.7553 | 49.3254 | 49.937 | 50.4981 | 51.0593 | 51.9525 | 52.8542 | 53.7862 | 54.7347 | 55.7001 | 56.6827
F4_Commercial_Grocery (WA)_Existing_Food Preparation_Natural Gas_Oven_E3 | F4 | Commercial | Grocery (WA) | Existing | Food Preparation | Natural Gas | Oven | E3 | RVT BC Ratio | 0 | 0 | 0 | 0 | 0 | 0 | 0 | 0 | 0 | 0 | 0 | 0 | 0 | 0 | 0 | 0 | 0 | 0 | 0 | 0 | 0 | 0 | 0 | 0 | 0 | 0 | 0
F4_Commercial_Grocery (WA)_Existing_Food Preparation_Natural Gas_Oven_E4 | F4 | Commercial | Grocery (WA) | Existing | Food Preparation | Natural Gas | Oven | E4 | RVT BC Ratio | 0 | 0 | 0 | 0 | 0 | 0 | 0 | 0 | 0 | 0 | 0 | 0 | 0 | 0 | 0 | 0 | 0 | 0 | 0 | 0 | 0 | 0 | 0 | 0 | 0 | 0 | 0
F4_Commercial_Grocery (WA)_Existing_Food Preparation_Natural Gas_Oven_E5 | F4 | Commercial | Grocery (WA) | Existing | Food Preparation | Natural Gas | Oven | E5 | RVT BC Ratio | 0 | 0 | 0 | 0 | 0 | 0 | 0 | 0 | 0 | 0 | 0 | 0 | 0 | 0 | 0 | 0 | 0 | 0 | 0 | 0 | 0 | 0 | 0 | 0 | 0 | 0 | 0
F4_Commercial_Grocery (WA)_Existing_Food Preparation_Natural Gas_Oven_E6 | F4 | Commercial | Grocery (WA) | Existing | Food Preparation | Natural Gas | Oven | E6 | RVT BC Ratio | 0 | 0 | 0 | 0 | 0 | 0 | 0 | 0 | 0 | 0 | 0 | 0 | 0 | 0 | 0 | 0 | 0 | 0 | 0 | 0 | 0 | 0 | 0 | 0 | 0 | 0 | 0
F4_Commercial_Grocery (WA)_Existing_Food Preparation_Natural Gas_Oven_E7 | F4 | Commercial | Grocery (WA) | Existing | Food Preparation | Natural Gas | Oven | E7 | RVT BC Ratio | 0 | 0 | 0 | 0 | 0 | 0 | 0 | 0 | 0 | 0 | 0 | 0 | 0 | 0 | 0 | 0 | 0 | 0 | 0 | 0 | 0 | 0 | 0 | 0 | 0 | 0 | 0
F4_Commercial_Grocery (WA)_Existing_Food Preparation_Natural Gas_Oven_E8 | F4 | Commercial | Grocery (WA) | Existing | Food Preparation | Natural Gas | Oven | E8 | RVT BC Ratio | 0 | 0 | 0 | 0 | 0 | 0 | 0 | 0 | 0 | 0 | 0 | 0 | 0 | 0 | 0 | 0 | 0 | 0 | 0 | 0 | 0 | 0 | 0 | 0 | 0 | 0 | 0
F4_Commercial_Grocery (WA)_Existing_Food Preparation_Natural Gas_Oven_E9 | F4 | Commercial | Grocery (WA) | Existing | Food Preparation | Natural Gas | Oven | E9 | RVT BC Ratio | 0 | 0 | 0 | 0 | 0 | 0 | 0 | 0 | 0 | 0 | 0 | 0 | 0 | 0 | 0 | 0 | 0 | 0 | 0 | 0 | 0 | 0 | 0 | 0 | 0 | 0 | 0
F4_Commercial_Grocery (WA)_Existing_Food Preparation_Natural Gas_Oven_E10 | F4 | Commercial | Grocery (WA) | Existing | Food Preparation | Natural Gas | Oven | E10 | RVT BC Ratio | 0 | 0 | 0 | 0 | 0 | 0 | 0 | 0 | 0 | 0 | 0 | 0 | 0 | 0 | 0 | 0 | 0 | 0 | 0 | 0 | 0 | 0 | 0 | 0 | 0 | 0 | 0
F5_Commercial_Grocery (WA)_Existing_Food Preparation_Natural Gas_Oven_E1 | F5 | Commercial | Grocery (WA) | Existing | Food Preparation | Natural Gas | Oven | E1 | RIM BC Ratio | [24 empty] | 1 | 1 | 1 | bar: 2019 to 2042
F5_Commercial_Grocery (WA)_Existing_Food Preparation_Natural Gas_Oven_E2 | F5 | Commercial | Grocery (WA) | Existing | Food Preparation | Natural Gas | Oven | E2 | RIM BC Ratio | 0.82567 | 0.83114 | 0.8383 | 0.84582 | 0.85365 | 0.86161 | 0.8698 | 0.87829 | 0.88717 | 0.89698 | 0.89859 | 0.90086 | 0.90391 | 0.90778 | 0.91181 | 0.91604 | 0.92052 | 0.92528 | 0.9303 | 0.93565 | 0.94132 | 0.94151 | 0.94169 | 0.94188 | 0.94206 | 0.94224 | 0.94241
F5_Commercial_Grocery (WA)_Existing_Food Preparation_Natural Gas_Oven_E3 | F5 | Commercial | Grocery (WA) | Existing | Food Preparation | Natural Gas | Oven | E3 | RIM BC Ratio | 0 | 0 | 0 | 0 | 0 | 0 | 0 | 0 | 0 | 0 | 0 | 0 | 0 | 0 | 0 | 0 | 0 | 0 | 0 | 0 | 0 | 0 | 0 | 0 | 0 | 0 | 0
F5_Commercial_Grocery (WA)_Existing_Food Preparation_Natural Gas_Oven_E4 | F5 | Commercial | Grocery (WA) | Existing | Food Preparation | Natural Gas | Oven | E4 | RIM BC Ratio | 0 | 0 | 0 | 0 | 0 | 0 | 0 | 0 | 0 | 0 | 0 | 0 | 0 | 0 | 0 | 0 | 0 | 0 | 0 | 0 | 0 | 0 | 0 | 0 | 0 | 0 | 0
F5_Commercial_Grocery (WA)_Existing_Food Preparation_Natural Gas_Oven_E5 | F5 | Commercial | Grocery (WA) | Existing | Food Preparation | Natural Gas | Oven | E5 | RIM BC Ratio | 0 | 0 | 0 | 0 | 0 | 0 | 0 | 0 | 0 | 0 | 0 | 0 | 0 | 0 | 0 | 0 | 0 | 0 | 0 | 0 | 0 | 0 | 0 | 0 | 0 | 0 | 0
F5_Commercial_Grocery (WA)_Existing_Food Preparation_Natural Gas_Oven_E6 | F5 | Commercial | Grocery (WA) | Existing | Food Preparation | Natural Gas | Oven | E6 | RIM BC Ratio | 0 | 0 | 0 | 0 | 0 | 0 | 0 | 0 | 0 | 0 | 0 | 0 | 0 | 0 | 0 | 0 | 0 | 0 | 0 | 0 | 0 | 0 | 0 | 0 | 0 | 0 | 0
F5_Commercial_Grocery (WA)_Existing_Food Preparation_Natural Gas_Oven_E7 | F5 | Commercial | Grocery (WA) | Existing | Food Preparation | Natural Gas | Oven | E7 | RIM BC Ratio | 0 | 0 | 0 | 0 | 0 | 0 | 0 | 0 | 0 | 0 | 0 | 0 | 0 | 0 | 0 | 0 | 0 | 0 | 0 | 0 | 0 | 0 | 0 | 0 | 0 | 0 | 0
F5_Commercial_Grocery (WA)_Existing_Food Preparation_Natural Gas_Oven_E8 | F5 | Commercial | Grocery (WA) | Existing | Food Preparation | Natural Gas | Oven | E8 | RIM BC Ratio | 0 | 0 | 0 | 0 | 0 | 0 | 0 | 0 | 0 | 0 | 0 | 0 | 0 | 0 | 0 | 0 | 0 | 0 | 0 | 0 | 0 | 0 | 0 | 0 | 0 | 0 | 0
F5_Commercial_Grocery (WA)_Existing_Food Preparation_Natural Gas_Oven_E9 | F5 | Commercial | Grocery (WA) | Existing | Food Preparation | Natural Gas | Oven | E9 | RIM BC Ratio | 0 | 0 | 0 | 0 | 0 | 0 | 0 | 0 | 0 | 0 | 0 | 0 | 0 | 0 | 0 | 0 | 0 | 0 | 0 | 0 | 0 | 0 | 0 | 0 | 0 | 0 | 0
F5_Commercial_Grocery (WA)_Existing_Food Preparation_Natural Gas_Oven_E10 | F5 | Commercial | Grocery (WA) | Existing | Food Preparation | Natural Gas | Oven | E10 | RIM BC Ratio | 0 | 0 | 0 | 0 | 0 | 0 | 0 | 0 | 0 | 0 | 0 | 0 | 0 | 0 | 0 | 0 | 0 | 0 | 0 | 0 | 0 | 0 | 0 | 0 | 0 | 0 | 0
F0_Commercial_Grocery (WA)_Existing_Food Preparation_Natural Gas_Conveyor Oven_E0 | F0 | Commercial | Grocery (WA) | Existing | Food Preparation | Natural Gas | Conveyor Oven | E0 | Economic Unit | ENERGY STAR (>42% Baking Efficiency) | ENERGY STAR (>42% Baking Efficiency) | ENERGY STAR (>42% Baking Efficiency) | ENERGY STAR (>42% Baking Efficiency) | ENERGY STAR (>42% Baking Efficiency) | ENERGY STAR (>42% Baking Efficiency) | ENERGY STAR (>42% Baking Efficiency) | ENERGY STAR (>42% Baking Efficiency) | ENERGY STAR (>42% Baking Efficiency) | ENERGY STAR (>42% Baking Efficiency) | ENERGY STAR (>42% Baking Efficiency) | ENERGY STAR (>42% Baking Efficiency) | ENERGY STAR (>42% Baking Efficiency) | ENERGY STAR (>42% Baking Efficiency) | ENERGY STAR (>42% Baking Efficiency) | ENERGY STAR (>42% Baking Efficiency) | ENERGY STAR (>42% Baking Efficiency) | ENERGY STAR (>42% Baking Efficiency) | ENERGY STAR (>42% Baking Efficiency) | ENERGY STAR (>42% Baking Efficiency) | ENERGY STAR (>42% Baking Efficiency) | ENERGY STAR (>42% Baking Efficiency) | ENERGY STAR (>42% Baking Efficiency) | ENERGY STAR (>42% Baking Efficiency) | ENERGY STAR (>42% Baking Efficiency) | ENERGY STAR (>42% Baking Efficiency) | ENERGY STAR (>42% Baking Efficiency)
F1_Commercial_Grocery (WA)_Existing_Food Preparation_Natural Gas_Conveyor Oven_E1 | F1 | Commercial | Grocery (WA) | Existing | Food Preparation | Natural Gas | Conveyor Oven | E1 | CCE | 0 | 0 | 0 | 0 | 0 | 0 | 0 | 0 | 0 | 0 | 0 | 0 | 0 | 0 | 0 | 0 | 0 | 0 | 0 | 0 | 0 | 0 | 0 | 0 | 0 | 0 | 0
F1_Commercial_Grocery (WA)_Existing_Food Preparation_Natural Gas_Conveyor Oven_E2 | F1 | Commercial | Grocery (WA) | Existing | Food Preparation | Natural Gas | Conveyor Oven | E2 | CCE | 0.00023572 | 0.00023572 | 0.00023572 | 0.00023572 | 0.00023572 | 0.00023572 | 0.00023572 | 0.00023572 | 0.00023572 | 0.00023572 | 0.00023572 | 0.00023572 | 0.00023572 | 0.00023572 | 0.00023572 | 0.00023572 | 0.00023572 | 0.00023572 | 0.00023572 | 0.00023572 | 0.00023572 | 0.00023572 | 0.00023572 | 0.00023572 | 0.00023572 | 0.00023572 | 0.00023572
F1_Commercial_Grocery (WA)_Existing_Food Preparation_Natural Gas_Conveyor Oven_E3 | F1 | Commercial | Grocery (WA) | Existing | Food Preparation | Natural Gas | Conveyor Oven | E3 | CCE | 0 | 0 | 0 | 0 | 0 | 0 | 0 | 0 | 0 | 0 | 0 | 0 | 0 | 0 | 0 | 0 | 0 | 0 | 0 | 0 | 0 | 0 | 0 | 0 | 0 | 0 | 0
F1_Commercial_Grocery (WA)_Existing_Food Preparation_Natural Gas_Conveyor Oven_E4 | F1 | Commercial | Grocery (WA) | Existing | Food Preparation | Natural Gas | Conveyor Oven | E4 | CCE | 0 | 0 | 0 | 0 | 0 | 0 | 0 | 0 | 0 | 0 | 0 | 0 | 0 | 0 | 0 | 0 | 0 | 0 | 0 | 0 | 0 | 0 | 0 | 0 | 0 | 0 | 0
F1_Commercial_Grocery (WA)_Existing_Food Preparation_Natural Gas_Conveyor Oven_E5 | F1 | Commercial | Grocery (WA) | Existing | Food Preparation | Natural Gas | Conveyor Oven | E5 | CCE | 0 | 0 | 0 | 0 | 0 | 0 | 0 | 0 | 0 | 0 | 0 | 0 | 0 | 0 | 0 | 0 | 0 | 0 | 0 | 0 | 0 | 0 | 0 | 0 | 0 | 0 | 0
F1_Commercial_Grocery (WA)_Existing_Food Preparation_Natural Gas_Conveyor Oven_E6 | F1 | Commercial | Grocery (WA) | Existing | Food Preparation | Natural Gas | Conveyor Oven | E6 | CCE | 0 | 0 | 0 | 0 | 0 | 0 | 0 | 0 | 0 | 0 | 0 | 0 | 0 | 0 | 0 | 0 | 0 | 0 | 0 | 0 | 0 | 0 | 0 | 0 | 0 | 0 | 0
F1_Commercial_Grocery (WA)_Existing_Food Preparation_Natural Gas_Conveyor Oven_E7 | F1 | Commercial | Grocery (WA) | Existing | Food Preparation | Natural Gas | Conveyor Oven | E7 | CCE | 0 | 0 | 0 | 0 | 0 | 0 | 0 | 0 | 0 | 0 | 0 | 0 | 0 | 0 | 0 | 0 | 0 | 0 | 0 | 0 | 0 | 0 | 0 | 0 | 0 | 0 | 0
F1_Commercial_Grocery (WA)_Existing_Food Preparation_Natural Gas_Conveyor Oven_E8 | F1 | Commercial | Grocery (WA) | Existing | Food Preparation | Natural Gas | Conveyor Oven | E8 | CCE | 0 | 0 | 0 | 0 | 0 | 0 | 0 | 0 | 0 | 0 | 0 | 0 | 0 | 0 | 0 | 0 | 0 | 0 | 0 | 0 | 0 | 0 | 0 | 0 | 0 | 0 | 0
F1_Commercial_Grocery (WA)_Existing_Food Preparation_Natural Gas_Conveyor Oven_E9 | F1 | Commercial | Grocery (WA) | Existing | Food Preparation | Natural Gas | Conveyor Oven | E9 | CCE | 0 | 0 | 0 | 0 | 0 | 0 | 0 | 0 | 0 | 0 | 0 | 0 | 0 | 0 | 0 | 0 | 0 | 0 | 0 | 0 | 0 | 0 | 0 | 0 | 0 | 0 | 0
F1_Commercial_Grocery (WA)_Existing_Food Preparation_Natural Gas_Conveyor Oven_E10 | F1 | Commercial | Grocery (WA) | Existing | Food Preparation | Natural Gas | Conveyor Oven | E10 | CCE | 0 | 0 | 0 | 0 | 0 | 0 | 0 | 0 | 0 | 0 | 0 | 0 | 0 | 0 | 0 | 0 | 0 | 0 | 0 | 0 | 0 | 0 | 0 | 0 | 0 | 0 | 0
F2_Commercial_Grocery (WA)_Existing_Food Preparation_Natural Gas_Conveyor Oven_E1 | F2 | Commercial | Grocery (WA) | Existing | Food Preparation | Natural Gas | Conveyor Oven | E1 | TRC BC Ratio | [24 empty] | 1 | 1 | 1 | bar: 2019 to 2042
F2_Commercial_Grocery (WA)_Existing_Food Preparation_Natural Gas_Conveyor Oven_E2 | F2 | Commercial | Grocery (WA) | Existing | Food Preparation | Natural Gas | Conveyor Oven | E2 | TRC BC Ratio | 16.275 | 16.7117 | 17.1917 | 17.7175 | 18.2935 | 18.9644 | 19.645 | 20.3165 | 20.9642 | 21.6214 | 22.1637 | 22.6783 | 23.2272 | 23.7685 | 24.264 | 24.7355 | 25.1699 | 25.6017 | 26.0579 | 26.5072 | 26.9678 | 27.4443 | 27.9267 | 28.4229 | 28.9278 | 29.4418 | 29.9648
F2_Commercial_Grocery (WA)_Existing_Food Preparation_Natural Gas_Conveyor Oven_E3 | F2 | Commercial | Grocery (WA) | Existing | Food Preparation | Natural Gas | Conveyor Oven | E3 | TRC BC Ratio | 0 | 0 | 0 | 0 | 0 | 0 | 0 | 0 | 0 | 0 | 0 | 0 | 0 | 0 | 0 | 0 | 0 | 0 | 0 | 0 | 0 | 0 | 0 | 0 | 0 | 0 | 0
F2_Commercial_Grocery (WA)_Existing_Food Preparation_Natural Gas_Conveyor Oven_E4 | F2 | Commercial | Grocery (WA) | Existing | Food Preparation | Natural Gas | Conveyor Oven | E4 | TRC BC Ratio | 0 | 0 | 0 | 0 | 0 | 0 | 0 | 0 | 0 | 0 | 0 | 0 | 0 | 0 | 0 | 0 | 0 | 0 | 0 | 0 | 0 | 0 | 0 | 0 | 0 | 0 | 0
F2_Commercial_Grocery (WA)_Existing_Food Preparation_Natural Gas_Conveyor Oven_E5 | F2 | Commercial | Grocery (WA) | Existing | Food Preparation | Natural Gas | Conveyor Oven | E5 | TRC BC Ratio | 0 | 0 | 0 | 0 | 0 | 0 | 0 | 0 | 0 | 0 | 0 | 0 | 0 | 0 | 0 | 0 | 0 | 0 | 0 | 0 | 0 | 0 | 0 | 0 | 0 | 0 | 0
F2_Commercial_Grocery (WA)_Existing_Food Preparation_Natural Gas_Conveyor Oven_E6 | F2 | Commercial | Grocery (WA) | Existing | Food Preparation | Natural Gas | Conveyor Oven | E6 | TRC BC Ratio | 0 | 0 | 0 | 0 | 0 | 0 | 0 | 0 | 0 | 0 | 0 | 0 | 0 | 0 | 0 | 0 | 0 | 0 | 0 | 0 | 0 | 0 | 0 | 0 | 0 | 0 | 0
F2_Commercial_Grocery (WA)_Existing_Food Preparation_Natural Gas_Conveyor Oven_E7 | F2 | Commercial | Grocery (WA) | Existing | Food Preparation | Natural Gas | Conveyor Oven | E7 | TRC BC Ratio | 0 | 0 | 0 | 0 | 0 | 0 | 0 | 0 | 0 | 0 | 0 | 0 | 0 | 0 | 0 | 0 | 0 | 0 | 0 | 0 | 0 | 0 | 0 | 0 | 0 | 0 | 0
F2_Commercial_Grocery (WA)_Existing_Food Preparation_Natural Gas_Conveyor Oven_E8 | F2 | Commercial | Grocery (WA) | Existing | Food Preparation | Natural Gas | Conveyor Oven | E8 | TRC BC Ratio | 0 | 0 | 0 | 0 | 0 | 0 | 0 | 0 | 0 | 0 | 0 | 0 | 0 | 0 | 0 | 0 | 0 | 0 | 0 | 0 | 0 | 0 | 0 | 0 | 0 | 0 | 0
F2_Commercial_Grocery (WA)_Existing_Food Preparation_Natural Gas_Conveyor Oven_E9 | F2 | Commercial | Grocery (WA) | Existing | Food Preparation | Natural Gas | Conveyor Oven | E9 | TRC BC Ratio | 0 | 0 | 0 | 0 | 0 | 0 | 0 | 0 | 0 | 0 | 0 | 0 | 0 | 0 | 0 | 0 | 0 | 0 | 0 | 0 | 0 | 0 | 0 | 0 | 0 | 0 | 0
F2_Commercial_Grocery (WA)_Existing_Food Preparation_Natural Gas_Conveyor Oven_E10 | F2 | Commercial | Grocery (WA) | Existing | Food Preparation | Natural Gas | Conveyor Oven | E10 | TRC BC Ratio | 0 | 0 | 0 | 0 | 0 | 0 | 0 | 0 | 0 | 0 | 0 | 0 | 0 | 0 | 0 | 0 | 0 | 0 | 0 | 0 | 0 | 0 | 0 | 0 | 0 | 0 | 0
F3_Commercial_Grocery (WA)_Existing_Food Preparation_Natural Gas_Conveyor Oven_E1 | F3 | Commercial | Grocery (WA) | Existing | Food Preparation | Natural Gas | Conveyor Oven | E1 | PACT BC Ratio | [24 empty] | 1 | 1 | 1 | bar: 2019 to 2042
F3_Commercial_Grocery (WA)_Existing_Food Preparation_Natural Gas_Conveyor Oven_E2 | F3 | Commercial | Grocery (WA) | Existing | Food Preparation | Natural Gas | Conveyor Oven | E2 | PACT BC Ratio | 32.8 | 33.6802 | 34.6475 | 35.7071 | 36.868 | 38.2203 | 39.5918 | 40.945 | 42.2505 | 43.5751 | 44.6678 | 45.705 | 46.8112 | 47.9022 | 48.9007 | 49.8511 | 50.7265 | 51.5966 | 52.5161 | 53.4216 | 54.3498 | 55.3103 | 56.2825 | 57.2824 | 58.3001 | 59.3359 | 60.39
F3_Commercial_Grocery (WA)_Existing_Food Preparation_Natural Gas_Conveyor Oven_E3 | F3 | Commercial | Grocery (WA) | Existing | Food Preparation | Natural Gas | Conveyor Oven | E3 | PACT BC Ratio | 0 | 0 | 0 | 0 | 0 | 0 | 0 | 0 | 0 | 0 | 0 | 0 | 0 | 0 | 0 | 0 | 0 | 0 | 0 | 0 | 0 | 0 | 0 | 0 | 0 | 0 | 0
F3_Commercial_Grocery (WA)_Existing_Food Preparation_Natural Gas_Conveyor Oven_E4 | F3 | Commercial | Grocery (WA) | Existing | Food Preparation | Natural Gas | Conveyor Oven | E4 | PACT BC Ratio | 0 | 0 | 0 | 0 | 0 | 0 | 0 | 0 | 0 | 0 | 0 | 0 | 0 | 0 | 0 | 0 | 0 | 0 | 0 | 0 | 0 | 0 | 0 | 0 | 0 | 0 | 0
F3_Commercial_Grocery (WA)_Existing_Food Preparation_Natural Gas_Conveyor Oven_E5 | F3 | Commercial | Grocery (WA) | Existing | Food Preparation | Natural Gas | Conveyor Oven | E5 | PACT BC Ratio | 0 | 0 | 0 | 0 | 0 | 0 | 0 | 0 | 0 | 0 | 0 | 0 | 0 | 0 | 0 | 0 | 0 | 0 | 0 | 0 | 0 | 0 | 0 | 0 | 0 | 0 | 0
F3_Commercial_Grocery (WA)_Existing_Food Preparation_Natural Gas_Conveyor Oven_E6 | F3 | Commercial | Grocery (WA) | Existing | Food Preparation | Natural Gas | Conveyor Oven | E6 | PACT BC Ratio | 0 | 0 | 0 | 0 | 0 | 0 | 0 | 0 | 0 | 0 | 0 | 0 | 0 | 0 | 0 | 0 | 0 | 0 | 0 | 0 | 0 | 0 | 0 | 0 | 0 | 0 | 0
F3_Commercial_Grocery (WA)_Existing_Food Preparation_Natural Gas_Conveyor Oven_E7 | F3 | Commercial | Grocery (WA) | Existing | Food Preparation | Natural Gas | Conveyor Oven | E7 | PACT BC Ratio | 0 | 0 | 0 | 0 | 0 | 0 | 0 | 0 | 0 | 0 | 0 | 0 | 0 | 0 | 0 | 0 | 0 | 0 | 0 | 0 | 0 | 0 | 0 | 0 | 0 | 0 | 0
F3_Commercial_Grocery (WA)_Existing_Food Preparation_Natural Gas_Conveyor Oven_E8 | F3 | Commercial | Grocery (WA) | Existing | Food Preparation | Natural Gas | Conveyor Oven | E8 | PACT BC Ratio | 0 | 0 | 0 | 0 | 0 | 0 | 0 | 0 | 0 | 0 | 0 | 0 | 0 | 0 | 0 | 0 | 0 | 0 | 0 | 0 | 0 | 0 | 0 | 0 | 0 | 0 | 0
F3_Commercial_Grocery (WA)_Existing_Food Preparation_Natural Gas_Conveyor Oven_E9 | F3 | Commercial | Grocery (WA) | Existing | Food Preparation | Natural Gas | Conveyor Oven | E9 | PACT BC Ratio | 0 | 0 | 0 | 0 | 0 | 0 | 0 | 0 | 0 | 0 | 0 | 0 | 0 | 0 | 0 | 0 | 0 | 0 | 0 | 0 | 0 | 0 | 0 | 0 | 0 | 0 | 0
F3_Commercial_Grocery (WA)_Existing_Food Preparation_Natural Gas_Conveyor Oven_E10 | F3 | Commercial | Grocery (WA) | Existing | Food Preparation | Natural Gas | Conveyor Oven | E10 | PACT BC Ratio | 0 | 0 | 0 | 0 | 0 | 0 | 0 | 0 | 0 | 0 | 0 | 0 | 0 | 0 | 0 | 0 | 0 | 0 | 0 | 0 | 0 | 0 | 0 | 0 | 0 | 0 | 0
F4_Commercial_Grocery (WA)_Existing_Food Preparation_Natural Gas_Conveyor Oven_E1 | F4 | Commercial | Grocery (WA) | Existing | Food Preparation | Natural Gas | Conveyor Oven | E1 | RVT BC Ratio | [24 empty] | 1 | 1 | 1 | bar: 2019 to 2042
F4_Commercial_Grocery (WA)_Existing_Food Preparation_Natural Gas_Conveyor Oven_E2 | F4 | Commercial | Grocery (WA) | Existing | Food Preparation | Natural Gas | Conveyor Oven | E2 | RVT BC Ratio | 23.0355 | 23.5194 | 24.0457 | 24.616 | 25.2344 | 25.9628 | 26.6756 | 27.3541 | 27.9761 | 28.5875 | 29.2266 | 29.8231 | 30.4582 | 31.0761 | 31.6258 | 32.1358 | 32.5879 | 33.0271 | 33.4885 | 33.93 | 34.3748 | 34.9753 | 35.5831 | 36.2083 | 36.8445 | 37.4921 | 38.1511
F4_Commercial_Grocery (WA)_Existing_Food Preparation_Natural Gas_Conveyor Oven_E3 | F4 | Commercial | Grocery (WA) | Existing | Food Preparation | Natural Gas | Conveyor Oven | E3 | RVT BC Ratio | 0 | 0 | 0 | 0 | 0 | 0 | 0 | 0 | 0 | 0 | 0 | 0 | 0 | 0 | 0 | 0 | 0 | 0 | 0 | 0 | 0 | 0 | 0 | 0 | 0 | 0 | 0
F4_Commercial_Grocery (WA)_Existing_Food Preparation_Natural Gas_Conveyor Oven_E4 | F4 | Commercial | Grocery (WA) | Existing | Food Preparation | Natural Gas | Conveyor Oven | E4 | RVT BC Ratio | 0 | 0 | 0 | 0 | 0 | 0 | 0 | 0 | 0 | 0 | 0 | 0 | 0 | 0 | 0 | 0 | 0 | 0 | 0 | 0 | 0 | 0 | 0 | 0 | 0 | 0 | 0
F4_Commercial_Grocery (WA)_Existing_Food Preparation_Natural Gas_Conveyor Oven_E5 | F4 | Commercial | Grocery (WA) | Existing | Food Preparation | Natural Gas | Conveyor Oven | E5 | RVT BC Ratio | 0 | 0 | 0 | 0 | 0 | 0 | 0 | 0 | 0 | 0 | 0 | 0 | 0 | 0 | 0 | 0 | 0 | 0 | 0 | 0 | 0 | 0 | 0 | 0 | 0 | 0 | 0
F4_Commercial_Grocery (WA)_Existing_Food Preparation_Natural Gas_Conveyor Oven_E6 | F4 | Commercial | Grocery (WA) | Existing | Food Preparation | Natural Gas | Conveyor Oven | E6 | RVT BC Ratio | 0 | 0 | 0 | 0 | 0 | 0 | 0 | 0 | 0 | 0 | 0 | 0 | 0 | 0 | 0 | 0 | 0 | 0 | 0 | 0 | 0 | 0 | 0 | 0 | 0 | 0 | 0
F4_Commercial_Grocery (WA)_Existing_Food Preparation_Natural Gas_Conveyor Oven_E7 | F4 | Commercial | Grocery (WA) | Existing | Food Preparation | Natural Gas | Conveyor Oven | E7 | RVT BC Ratio | 0 | 0 | 0 | 0 | 0 | 0 | 0 | 0 | 0 | 0 | 0 | 0 | 0 | 0 | 0 | 0 | 0 | 0 | 0 | 0 | 0 | 0 | 0 | 0 | 0 | 0 | 0
F4_Commercial_Grocery (WA)_Existing_Food Preparation_Natural Gas_Conveyor Oven_E8 | F4 | Commercial | Grocery (WA) | Existing | Food Preparation | Natural Gas | Conveyor Oven | E8 | RVT BC Ratio | 0 | 0 | 0 | 0 | 0 | 0 | 0 | 0 | 0 | 0 | 0 | 0 | 0 | 0 | 0 | 0 | 0 | 0 | 0 | 0 | 0 | 0 | 0 | 0 | 0 | 0 | 0
F4_Commercial_Grocery (WA)_Existing_Food Preparation_Natural Gas_Conveyor Oven_E9 | F4 | Commercial | Grocery (WA) | Existing | Food Preparation | Natural Gas | Conveyor Oven | E9 | RVT BC Ratio | 0 | 0 | 0 | 0 | 0 | 0 | 0 | 0 | 0 | 0 | 0 | 0 | 0 | 0 | 0 | 0 | 0 | 0 | 0 | 0 | 0 | 0 | 0 | 0 | 0 | 0 | 0
F4_Commercial_Grocery (WA)_Existing_Food Preparation_Natural Gas_Conveyor Oven_E10 | F4 | Commercial | Grocery (WA) | Existing | Food Preparation | Natural Gas | Conveyor Oven | E10 | RVT BC Ratio | 0 | 0 | 0 | 0 | 0 | 0 | 0 | 0 | 0 | 0 | 0 | 0 | 0 | 0 | 0 | 0 | 0 | 0 | 0 | 0 | 0 | 0 | 0 | 0 | 0 | 0 | 0
F5_Commercial_Grocery (WA)_Existing_Food Preparation_Natural Gas_Conveyor Oven_E1 | F5 | Commercial | Grocery (WA) | Existing | Food Preparation | Natural Gas | Conveyor Oven | E1 | RIM BC Ratio | [24 empty] | 1 | 1 | 1 | bar: 2019 to 2042
F5_Commercial_Grocery (WA)_Existing_Food Preparation_Natural Gas_Conveyor Oven_E2 | F5 | Commercial | Grocery (WA) | Existing | Food Preparation | Natural Gas | Conveyor Oven | E2 | RIM BC Ratio | 0.84052 | 0.84547 | 0.85087 | 0.85674 | 0.86309 | 0.86984 | 0.87715 | 0.8848 | 0.89285 | 0.90129 | 0.90382 | 0.90643 | 0.90914 | 0.91195 | 0.91488 | 0.91795 | 0.92119 | 0.92461 | 0.92819 | 0.93198 | 0.93598 | 0.93626 | 0.93653 | 0.93681 | 0.93707 | 0.93734 | 0.93759
F5_Commercial_Grocery (WA)_Existing_Food Preparation_Natural Gas_Conveyor Oven_E3 | F5 | Commercial | Grocery (WA) | Existing | Food Preparation | Natural Gas | Conveyor Oven | E3 | RIM BC Ratio | 0 | 0 | 0 | 0 | 0 | 0 | 0 | 0 | 0 | 0 | 0 | 0 | 0 | 0 | 0 | 0 | 0 | 0 | 0 | 0 | 0 | 0 | 0 | 0 | 0 | 0 | 0
F5_Commercial_Grocery (WA)_Existing_Food Preparation_Natural Gas_Conveyor Oven_E4 | F5 | Commercial | Grocery (WA) | Existing | Food Preparation | Natural Gas | Conveyor Oven | E4 | RIM BC Ratio | 0 | 0 | 0 | 0 | 0 | 0 | 0 | 0 | 0 | 0 | 0 | 0 | 0 | 0 | 0 | 0 | 0 | 0 | 0 | 0 | 0 | 0 | 0 | 0 | 0 | 0 | 0
F5_Commercial_Grocery (WA)_Existing_Food Preparation_Natural Gas_Conveyor Oven_E5 | F5 | Commercial | Grocery (WA) | Existing | Food Preparation | Natural Gas | Conveyor Oven | E5 | RIM BC Ratio | 0 | 0 | 0 | 0 | 0 | 0 | 0 | 0 | 0 | 0 | 0 | 0 | 0 | 0 | 0 | 0 | 0 | 0 | 0 | 0 | 0 | 0 | 0 | 0 | 0 | 0 | 0
F5_Commercial_Grocery (WA)_Existing_Food Preparation_Natural Gas_Conveyor Oven_E6 | F5 | Commercial | Grocery (WA) | Existing | Food Preparation | Natural Gas | Conveyor Oven | E6 | RIM BC Ratio | 0 | 0 | 0 | 0 | 0 | 0 | 0 | 0 | 0 | 0 | 0 | 0 | 0 | 0 | 0 | 0 | 0 | 0 | 0 | 0 | 0 | 0 | 0 | 0 | 0 | 0 | 0
F5_Commercial_Grocery (WA)_Existing_Food Preparation_Natural Gas_Conveyor Oven_E7 | F5 | Commercial | Grocery (WA) | Existing | Food Preparation | Natural Gas | Conveyor Oven | E7 | RIM BC Ratio | 0 | 0 | 0 | 0 | 0 | 0 | 0 | 0 | 0 | 0 | 0 | 0 | 0 | 0 | 0 | 0 | 0 | 0 | 0 | 0 | 0 | 0 | 0 | 0 | 0 | 0 | 0
F5_Commercial_Grocery (WA)_Existing_Food Preparation_Natural Gas_Conveyor Oven_E8 | F5 | Commercial | Grocery (WA) | Existing | Food Preparation | Natural Gas | Conveyor Oven | E8 | RIM BC Ratio | 0 | 0 | 0 | 0 | 0 | 0 | 0 | 0 | 0 | 0 | 0 | 0 | 0 | 0 | 0 | 0 | 0 | 0 | 0 | 0 | 0 | 0 | 0 | 0 | 0 | 0 | 0
F5_Commercial_Grocery (WA)_Existing_Food Preparation_Natural Gas_Conveyor Oven_E9 | F5 | Commercial | Grocery (WA) | Existing | Food Preparation | Natural Gas | Conveyor Oven | E9 | RIM BC Ratio | 0 | 0 | 0 | 0 | 0 | 0 | 0 | 0 | 0 | 0 | 0 | 0 | 0 | 0 | 0 | 0 | 0 | 0 | 0 | 0 | 0 | 0 | 0 | 0 | 0 | 0 | 0
F5_Commercial_Grocery (WA)_Existing_Food Preparation_Natural Gas_Conveyor Oven_E10 | F5 | Commercial | Grocery (WA) | Existing | Food Preparation | Natural Gas | Conveyor Oven | E10 | RIM BC Ratio | 0 | 0 | 0 | 0 | 0 | 0 | 0 | 0 | 0 | 0 | 0 | 0 | 0 | 0 | 0 | 0 | 0 | 0 | 0 | 0 | 0 | 0 | 0 | 0 | 0 | 0 | 0
F0_Commercial_Grocery (WA)_Existing_Food Preparation_Natural Gas_Double Rack Oven_E0 | F0 | Commercial | Grocery (WA) | Existing | Food Preparation | Natural Gas | Double Rack Oven | E0 | Economic Unit | FTSC Qualified (>50% Cooking Efficiency) | FTSC Qualified (>50% Cooking Efficiency) | FTSC Qualified (>50% Cooking Efficiency) | FTSC Qualified (>50% Cooking Efficiency) | FTSC Qualified (>50% Cooking Efficiency) | FTSC Qualified (>50% Cooking Efficiency) | FTSC Qualified (>50% Cooking Efficiency) | FTSC Qualified (>50% Cooking Efficiency) | FTSC Qualified (>50% Cooking Efficiency) | FTSC Qualified (>50% Cooking Efficiency) | FTSC Qualified (>50% Cooking Efficiency) | FTSC Qualified (>50% Cooking Efficiency) | FTSC Qualified (>50% Cooking Efficiency) | FTSC Qualified (>50% Cooking Efficiency) | FTSC Qualified (>50% Cooking Efficiency) | FTSC Qualified (>50% Cooking Efficiency) | FTSC Qualified (>50% Cooking Efficiency) | FTSC Qualified (>50% Cooking Efficiency) | FTSC Qualified (>50% Cooking Efficiency) | FTSC Qualified (>50% Cooking Efficiency) | FTSC Qualified (>50% Cooking Efficiency) | FTSC Qualified (>50% Cooking Efficiency) | FTSC Qualified (>50% Cooking Efficiency) | FTSC Qualified (>50% Cooking Efficiency) | FTSC Qualified (>50% Cooking Efficiency) | FTSC Qualified (>50% Cooking Efficiency) | FTSC Qualified (>50% Cooking Efficiency)
F1_Commercial_Grocery (WA)_Existing_Food Preparation_Natural Gas_Double Rack Oven_E1 | F1 | Commercial | Grocery (WA) | Existing | Food Preparation | Natural Gas | Double Rack Oven | E1 | CCE | 0 | 0 | 0 | 0 | 0 | 0 | 0 | 0 | 0 | 0 | 0 | 0 | 0 | 0 | 0 | 0 | 0 | 0 | 0 | 0 | 0 | 0 | 0 | 0 | 0 | 0 | 0
F1_Commercial_Grocery (WA)_Existing_Food Preparation_Natural Gas_Double Rack Oven_E2 | F1 | Commercial | Grocery (WA) | Existing | Food Preparation | Natural Gas | Double Rack Oven | E2 | CCE | 0.00049498 | 0.00049498 | 0.00049498 | 0.00049498 | 0.00049498 | 0.00049498 | 0.00049498 | 0.00049498 | 0.00049498 | 0.00049498 | 0.00049498 | 0.00049498 | 0.00049498 | 0.00049498 | 0.00049498 | 0.00049498 | 0.00049498 | 0.00049498 | 0.00049498 | 0.00049498 | 0.00049498 | 0.00049498 | 0.00049498 | 0.00049498 | 0.00049498 | 0.00049498 | 0.00049498
F1_Commercial_Grocery (WA)_Existing_Food Preparation_Natural Gas_Double Rack Oven_E3 | F1 | Commercial | Grocery (WA) | Existing | Food Preparation | Natural Gas | Double Rack Oven | E3 | CCE | 0 | 0 | 0 | 0 | 0 | 0 | 0 | 0 | 0 | 0 | 0 | 0 | 0 | 0 | 0 | 0 | 0 | 0 | 0 | 0 | 0 | 0 | 0 | 0 | 0 | 0 | 0
F1_Commercial_Grocery (WA)_Existing_Food Preparation_Natural Gas_Double Rack Oven_E4 | F1 | Commercial | Grocery (WA) | Existing | Food Preparation | Natural Gas | Double Rack Oven | E4 | CCE | 0 | 0 | 0 | 0 | 0 | 0 | 0 | 0 | 0 | 0 | 0 | 0 | 0 | 0 | 0 | 0 | 0 | 0 | 0 | 0 | 0 | 0 | 0 | 0 | 0 | 0 | 0
F1_Commercial_Grocery (WA)_Existing_Food Preparation_Natural Gas_Double Rack Oven_E5 | F1 | Commercial | Grocery (WA) | Existing | Food Preparation | Natural Gas | Double Rack Oven | E5 | CCE | 0 | 0 | 0 | 0 | 0 | 0 | 0 | 0 | 0 | 0 | 0 | 0 | 0 | 0 | 0 | 0 | 0 | 0 | 0 | 0 | 0 | 0 | 0 | 0 | 0 | 0 | 0
F1_Commercial_Grocery (WA)_Existing_Food Preparation_Natural Gas_Double Rack Oven_E6 | F1 | Commercial | Grocery (WA) | Existing | Food Preparation | Natural Gas | Double Rack Oven | E6 | CCE | 0 | 0 | 0 | 0 | 0 | 0 | 0 | 0 | 0 | 0 | 0 | 0 | 0 | 0 | 0 | 0 | 0 | 0 | 0 | 0 | 0 | 0 | 0 | 0 | 0 | 0 | 0
F1_Commercial_Grocery (WA)_Existing_Food Preparation_Natural Gas_Double Rack Oven_E7 | F1 | Commercial | Grocery (WA) | Existing | Food Preparation | Natural Gas | Double Rack Oven | E7 | CCE | 0 | 0 | 0 | 0 | 0 | 0 | 0 | 0 | 0 | 0 | 0 | 0 | 0 | 0 | 0 | 0 | 0 | 0 | 0 | 0 | 0 | 0 | 0 | 0 | 0 | 0 | 0
F1_Commercial_Grocery (WA)_Existing_Food Preparation_Natural Gas_Double Rack Oven_E8 | F1 | Commercial | Grocery (WA) | Existing | Food Preparation | Natural Gas | Double Rack Oven | E8 | CCE | 0 | 0 | 0 | 0 | 0 | 0 | 0 | 0 | 0 | 0 | 0 | 0 | 0 | 0 | 0 | 0 | 0 | 0 | 0 | 0 | 0 | 0 | 0 | 0 | 0 | 0 | 0
F1_Commercial_Grocery (WA)_Existing_Food Preparation_Natural Gas_Double Rack Oven_E9 | F1 | Commercial | Grocery (WA) | Existing | Food Preparation | Natural Gas | Double Rack Oven | E9 | CCE | 0 | 0 | 0 | 0 | 0 | 0 | 0 | 0 | 0 | 0 | 0 | 0 | 0 | 0 | 0 | 0 | 0 | 0 | 0 | 0 | 0 | 0 | 0 | 0 | 0 | 0 | 0
F1_Commercial_Grocery (WA)_Existing_Food Preparation_Natural Gas_Double Rack Oven_E10 | F1 | Commercial | Grocery (WA) | Existing | Food Preparation | Natural Gas | Double Rack Oven | E10 | CCE | 0 | 0 | 0 | 0 | 0 | 0 | 0 | 0 | 0 | 0 | 0 | 0 | 0 | 0 | 0 | 0 | 0 | 0 | 0 | 0 | 0 | 0 | 0 | 0 | 0 | 0 | 0
F2_Commercial_Grocery (WA)_Existing_Food Preparation_Natural Gas_Double Rack Oven_E1 | F2 | Commercial | Grocery (WA) | Existing | Food Preparation | Natural Gas | Double Rack Oven | E1 | TRC BC Ratio | [24 empty] | 1 | 1 | 1 | bar: 2019 to 2042
F2_Commercial_Grocery (WA)_Existing_Food Preparation_Natural Gas_Double Rack Oven_E2 | F2 | Commercial | Grocery (WA) | Existing | Food Preparation | Natural Gas | Double Rack Oven | E2 | TRC BC Ratio | 7.1902 | 7.3714 | 7.5861 | 7.8322 | 8.1104 | 8.4489 | 8.7973 | 9.1424 | 9.4746 | 9.8114 | 10.0794 | 10.3304 | 10.6002 | 10.8643 | 11.1004 | 11.3213 | 11.5195 | 11.7151 | 11.924 | 12.1279 | 12.3373 | 12.555 | 12.775 | 13.002 | 13.2329 | 13.468 | 13.7073
F2_Commercial_Grocery (WA)_Existing_Food Preparation_Natural Gas_Double Rack Oven_E3 | F2 | Commercial | Grocery (WA) | Existing | Food Preparation | Natural Gas | Double Rack Oven | E3 | TRC BC Ratio | 0 | 0 | 0 | 0 | 0 | 0 | 0 | 0 | 0 | 0 | 0 | 0 | 0 | 0 | 0 | 0 | 0 | 0 | 0 | 0 | 0 | 0 | 0 | 0 | 0 | 0 | 0
F2_Commercial_Grocery (WA)_Existing_Food Preparation_Natural Gas_Double Rack Oven_E4 | F2 | Commercial | Grocery (WA) | Existing | Food Preparation | Natural Gas | Double Rack Oven | E4 | TRC BC Ratio | 0 | 0 | 0 | 0 | 0 | 0 | 0 | 0 | 0 | 0 | 0 | 0 | 0 | 0 | 0 | 0 | 0 | 0 | 0 | 0 | 0 | 0 | 0 | 0 | 0 | 0 | 0
F2_Commercial_Grocery (WA)_Existing_Food Preparation_Natural Gas_Double Rack Oven_E5 | F2 | Commercial | Grocery (WA) | Existing | Food Preparation | Natural Gas | Double Rack Oven | E5 | TRC BC Ratio | 0 | 0 | 0 | 0 | 0 | 0 | 0 | 0 | 0 | 0 | 0 | 0 | 0 | 0 | 0 | 0 | 0 | 0 | 0 | 0 | 0 | 0 | 0 | 0 | 0 | 0 | 0
F2_Commercial_Grocery (WA)_Existing_Food Preparation_Natural Gas_Double Rack Oven_E6 | F2 | Commercial | Grocery (WA) | Existing | Food Preparation | Natural Gas | Double Rack Oven | E6 | TRC BC Ratio | 0 | 0 | 0 | 0 | 0 | 0 | 0 | 0 | 0 | 0 | 0 | 0 | 0 | 0 | 0 | 0 | 0 | 0 | 0 | 0 | 0 | 0 | 0 | 0 | 0 | 0 | 0
F2_Commercial_Grocery (WA)_Existing_Food Preparation_Natural Gas_Double Rack Oven_E7 | F2 | Commercial | Grocery (WA) | Existing | Food Preparation | Natural Gas | Double Rack Oven | E7 | TRC BC Ratio | 0 | 0 | 0 | 0 | 0 | 0 | 0 | 0 | 0 | 0 | 0 | 0 | 0 | 0 | 0 | 0 | 0 | 0 | 0 | 0 | 0 | 0 | 0 | 0 | 0 | 0 | 0
F2_Commercial_Grocery (WA)_Existing_Food Preparation_Natural Gas_Double Rack Oven_E8 | F2 | Commercial | Grocery (WA) | Existing | Food Preparation | Natural Gas | Double Rack Oven | E8 | TRC BC Ratio | 0 | 0 | 0 | 0 | 0 | 0 | 0 | 0 | 0 | 0 | 0 | 0 | 0 | 0 | 0 | 0 | 0 | 0 | 0 | 0 | 0 | 0 | 0 | 0 | 0 | 0 | 0
F2_Commercial_Grocery (WA)_Existing_Food Preparation_Natural Gas_Double Rack Oven_E9 | F2 | Commercial | Grocery (WA) | Existing | Food Preparation | Natural Gas | Double Rack Oven | E9 | TRC BC Ratio | 0 | 0 | 0 | 0 | 0 | 0 | 0 | 0 | 0 | 0 | 0 | 0 | 0 | 0 | 0 | 0 | 0 | 0 | 0 | 0 | 0 | 0 | 0 | 0 | 0 | 0 | 0
F2_Commercial_Grocery (WA)_Existing_Food Preparation_Natural Gas_Double Rack Oven_E10 | F2 | Commercial | Grocery (WA) | Existing | Food Preparation | Natural Gas | Double Rack Oven | E10 | TRC BC Ratio | 0 | 0 | 0 | 0 | 0 | 0 | 0 | 0 | 0 | 0 | 0 | 0 | 0 | 0 | 0 | 0 | 0 | 0 | 0 | 0 | 0 | 0 | 0 | 0 | 0 | 0 | 0
F3_Commercial_Grocery (WA)_Existing_Food Preparation_Natural Gas_Double Rack Oven_E1 | F3 | Commercial | Grocery (WA) | Existing | Food Preparation | Natural Gas | Double Rack Oven | E1 | PACT BC Ratio | [24 empty] | 1 | 1 | 1 | bar: 2019 to 2042
F3_Commercial_Grocery (WA)_Existing_Food Preparation_Natural Gas_Double Rack Oven_E2 | F3 | Commercial | Grocery (WA) | Existing | Food Preparation | Natural Gas | Double Rack Oven | E2 | PACT BC Ratio | 14.4909 | 14.8561 | 15.2888 | 15.7847 | 16.3454 | 17.0276 | 17.7298 | 18.4252 | 19.0947 | 19.7735 | 20.3136 | 20.8196 | 21.3633 | 21.8954 | 22.3713 | 22.8166 | 23.2159 | 23.6102 | 24.0313 | 24.4421 | 24.8641 | 25.3028 | 25.7463 | 26.2037 | 26.6692 | 27.143 | 27.6252
F3_Commercial_Grocery (WA)_Existing_Food Preparation_Natural Gas_Double Rack Oven_E3 | F3 | Commercial | Grocery (WA) | Existing | Food Preparation | Natural Gas | Double Rack Oven | E3 | PACT BC Ratio | 0 | 0 | 0 | 0 | 0 | 0 | 0 | 0 | 0 | 0 | 0 | 0 | 0 | 0 | 0 | 0 | 0 | 0 | 0 | 0 | 0 | 0 | 0 | 0 | 0 | 0 | 0
F3_Commercial_Grocery (WA)_Existing_Food Preparation_Natural Gas_Double Rack Oven_E4 | F3 | Commercial | Grocery (WA) | Existing | Food Preparation | Natural Gas | Double Rack Oven | E4 | PACT BC Ratio | 0 | 0 | 0 | 0 | 0 | 0 | 0 | 0 | 0 | 0 | 0 | 0 | 0 | 0 | 0 | 0 | 0 | 0 | 0 | 0 | 0 | 0 | 0 | 0 | 0 | 0 | 0
F3_Commercial_Grocery (WA)_Existing_Food Preparation_Natural Gas_Double Rack Oven_E5 | F3 | Commercial | Grocery (WA) | Existing | Food Preparation | Natural Gas | Double Rack Oven | E5 | PACT BC Ratio | 0 | 0 | 0 | 0 | 0 | 0 | 0 | 0 | 0 | 0 | 0 | 0 | 0 | 0 | 0 | 0 | 0 | 0 | 0 | 0 | 0 | 0 | 0 | 0 | 0 | 0 | 0
F3_Commercial_Grocery (WA)_Existing_Food Preparation_Natural Gas_Double Rack Oven_E6 | F3 | Commercial | Grocery (WA) | Existing | Food Preparation | Natural Gas | Double Rack Oven | E6 | PACT BC Ratio | 0 | 0 | 0 | 0 | 0 | 0 | 0 | 0 | 0 | 0 | 0 | 0 | 0 | 0 | 0 | 0 | 0 | 0 | 0 | 0 | 0 | 0 | 0 | 0 | 0 | 0 | 0
F3_Commercial_Grocery (WA)_Existing_Food Preparation_Natural Gas_Double Rack Oven_E7 | F3 | Commercial | Grocery (WA) | Existing | Food Preparation | Natural Gas | Double Rack Oven | E7 | PACT BC Ratio | 0 | 0 | 0 | 0 | 0 | 0 | 0 | 0 | 0 | 0 | 0 | 0 | 0 | 0 | 0 | 0 | 0 | 0 | 0 | 0 | 0 | 0 | 0 | 0 | 0 | 0 | 0
F3_Commercial_Grocery (WA)_Existing_Food Preparation_Natural Gas_Double Rack Oven_E8 | F3 | Commercial | Grocery (WA) | Existing | Food Preparation | Natural Gas | Double Rack Oven | E8 | PACT BC Ratio | 0 | 0 | 0 | 0 | 0 | 0 | 0 | 0 | 0 | 0 | 0 | 0 | 0 | 0 | 0 | 0 | 0 | 0 | 0 | 0 | 0 | 0 | 0 | 0 | 0 | 0 | 0
F3_Commercial_Grocery (WA)_Existing_Food Preparation_Natural Gas_Double Rack Oven_E9 | F3 | Commercial | Grocery (WA) | Existing | Food Preparation | Natural Gas | Double Rack Oven | E9 | PACT BC Ratio | 0 | 0 | 0 | 0 | 0 | 0 | 0 | 0 | 0 | 0 | 0 | 0 | 0 | 0 | 0 | 0 | 0 | 0 | 0 | 0 | 0 | 0 | 0 | 0 | 0 | 0 | 0
F3_Commercial_Grocery (WA)_Existing_Food Preparation_Natural Gas_Double Rack Oven_E10 | F3 | Commercial | Grocery (WA) | Existing | Food Preparation | Natural Gas | Double Rack Oven | E10 | PACT BC Ratio | 0 | 0 | 0 | 0 | 0 | 0 | 0 | 0 | 0 | 0 | 0 | 0 | 0 | 0 | 0 | 0 | 0 | 0 | 0 | 0 | 0 | 0 | 0 | 0 | 0 | 0 | 0
F4_Commercial_Grocery (WA)_Existing_Food Preparation_Natural Gas_Double Rack Oven_E1 | F4 | Commercial | Grocery (WA) | Existing | Food Preparation | Natural Gas | Double Rack Oven | E1 | RVT BC Ratio | [24 empty] | 1 | 1 | 1 | bar: 2019 to 2042
F4_Commercial_Grocery (WA)_Existing_Food Preparation_Natural Gas_Double Rack Oven_E2 | F4 | Commercial | Grocery (WA) | Existing | Food Preparation | Natural Gas | Double Rack Oven | E2 | RVT BC Ratio | 10.5578 | 10.7498 | 10.9751 | 11.2378 | 11.5387 | 11.9143 | 12.2909 | 12.6485 | 12.9723 | 13.286 | 13.6112 | 13.9067 | 14.2186 | 14.5137 | 14.7675 | 14.9965 | 15.1904 | 15.3754 | 15.5722 | 15.756 | 15.9404 | 16.2147 | 16.4919 | 16.7779 | 17.0689 | 17.3652 | 17.6666
F4_Commercial_Grocery (WA)_Existing_Food Preparation_Natural Gas_Double Rack Oven_E3 | F4 | Commercial | Grocery (WA) | Existing | Food Preparation | Natural Gas | Double Rack Oven | E3 | RVT BC Ratio | 0 | 0 | 0 | 0 | 0 | 0 | 0 | 0 | 0 | 0 | 0 | 0 | 0 | 0 | 0 | 0 | 0 | 0 | 0 | 0 | 0 | 0 | 0 | 0 | 0 | 0 | 0
F4_Commercial_Grocery (WA)_Existing_Food Preparation_Natural Gas_Double Rack Oven_E4 | F4 | Commercial | Grocery (WA) | Existing | Food Preparation | Natural Gas | Double Rack Oven | E4 | RVT BC Ratio | 0 | 0 | 0 | 0 | 0 | 0 | 0 | 0 | 0 | 0 | 0 | 0 | 0 | 0 | 0 | 0 | 0 | 0 | 0 | 0 | 0 | 0 | 0 | 0 | 0 | 0 | 0
F4_Commercial_Grocery (WA)_Existing_Food Preparation_Natural Gas_Double Rack Oven_E5 | F4 | Commercial | Grocery (WA) | Existing | Food Preparation | Natural Gas | Double Rack Oven | E5 | RVT BC Ratio | 0 | 0 | 0 | 0 | 0 | 0 | 0 | 0 | 0 | 0 | 0 | 0 | 0 | 0 | 0 | 0 | 0 | 0 | 0 | 0 | 0 | 0 | 0 | 0 | 0 | 0 | 0
F4_Commercial_Grocery (WA)_Existing_Food Preparation_Natural Gas_Double Rack Oven_E6 | F4 | Commercial | Grocery (WA) | Existing | Food Preparation | Natural Gas | Double Rack Oven | E6 | RVT BC Ratio | 0 | 0 | 0 | 0 | 0 | 0 | 0 | 0 | 0 | 0 | 0 | 0 | 0 | 0 | 0 | 0 | 0 | 0 | 0 | 0 | 0 | 0 | 0 | 0 | 0 | 0 | 0
F4_Commercial_Grocery (WA)_Existing_Food Preparation_Natural Gas_Double Rack Oven_E7 | F4 | Commercial | Grocery (WA) | Existing | Food Preparation | Natural Gas | Double Rack Oven | E7 | RVT BC Ratio | 0 | 0 | 0 | 0 | 0 | 0 | 0 | 0 | 0 | 0 | 0 | 0 | 0 | 0 | 0 | 0 | 0 | 0 | 0 | 0 | 0 | 0 | 0 | 0 | 0 | 0 | 0
F4_Commercial_Grocery (WA)_Existing_Food Preparation_Natural Gas_Double Rack Oven_E8 | F4 | Commercial | Grocery (WA) | Existing | Food Preparation | Natural Gas | Double Rack Oven | E8 | RVT BC Ratio | 0 | 0 | 0 | 0 | 0 | 0 | 0 | 0 | 0 | 0 | 0 | 0 | 0 | 0 | 0 | 0 | 0 | 0 | 0 | 0 | 0 | 0 | 0 | 0 | 0 | 0 | 0
F4_Commercial_Grocery (WA)_Existing_Food Preparation_Natural Gas_Double Rack Oven_E9 | F4 | Commercial | Grocery (WA) | Existing | Food Preparation | Natural Gas | Double Rack Oven | E9 | RVT BC Ratio | 0 | 0 | 0 | 0 | 0 | 0 | 0 | 0 | 0 | 0 | 0 | 0 | 0 | 0 | 0 | 0 | 0 | 0 | 0 | 0 | 0 | 0 | 0 | 0 | 0 | 0 | 0
F4_Commercial_Grocery (WA)_Existing_Food Preparation_Natural Gas_Double Rack Oven_E10 | F4 | Commercial | Grocery (WA) | Existing | Food Preparation | Natural Gas | Double Rack Oven | E10 | RVT BC Ratio | 0 | 0 | 0 | 0 | 0 | 0 | 0 | 0 | 0 | 0 | 0 | 0 | 0 | 0 | 0 | 0 | 0 | 0 | 0 | 0 | 0 | 0 | 0 | 0 | 0 | 0 | 0
F5_Commercial_Grocery (WA)_Existing_Food Preparation_Natural Gas_Double Rack Oven_E1 | F5 | Commercial | Grocery (WA) | Existing | Food Preparation | Natural Gas | Double Rack Oven | E1 | RIM BC Ratio | [24 empty] | 1 | 1 | 1 | bar: 2019 to 2042
F5_Commercial_Grocery (WA)_Existing_Food Preparation_Natural Gas_Double Rack Oven_E2 | F5 | Commercial | Grocery (WA) | Existing | Food Preparation | Natural Gas | Double Rack Oven | E2 | RIM BC Ratio | 0.80205 | 0.80785 | 0.81461 | 0.82171 | 0.82909 | 0.83692 | 0.84516 | 0.85386 | 0.86314 | 0.87303 | 0.87576 | 0.87877 | 0.88221 | 0.88605 | 0.88996 | 0.89399 | 0.89818 | 0.90258 | 0.90722 | 0.9121 | 0.91725 | 0.91783 | 0.91841 | 0.91898 | 0.91954 | 0.9201 | 0.92064
F5_Commercial_Grocery (WA)_Existing_Food Preparation_Natural Gas_Double Rack Oven_E3 | F5 | Commercial | Grocery (WA) | Existing | Food Preparation | Natural Gas | Double Rack Oven | E3 | RIM BC Ratio | 0 | 0 | 0 | 0 | 0 | 0 | 0 | 0 | 0 | 0 | 0 | 0 | 0 | 0 | 0 | 0 | 0 | 0 | 0 | 0 | 0 | 0 | 0 | 0 | 0 | 0 | 0
F5_Commercial_Grocery (WA)_Existing_Food Preparation_Natural Gas_Double Rack Oven_E4 | F5 | Commercial | Grocery (WA) | Existing | Food Preparation | Natural Gas | Double Rack Oven | E4 | RIM BC Ratio | 0 | 0 | 0 | 0 | 0 | 0 | 0 | 0 | 0 | 0 | 0 | 0 | 0 | 0 | 0 | 0 | 0 | 0 | 0 | 0 | 0 | 0 | 0 | 0 | 0 | 0 | 0
F5_Commercial_Grocery (WA)_Existing_Food Preparation_Natural Gas_Double Rack Oven_E5 | F5 | Commercial | Grocery (WA) | Existing | Food Preparation | Natural Gas | Double Rack Oven | E5 | RIM BC Ratio | 0 | 0 | 0 | 0 | 0 | 0 | 0 | 0 | 0 | 0 | 0 | 0 | 0 | 0 | 0 | 0 | 0 | 0 | 0 | 0 | 0 | 0 | 0 | 0 | 0 | 0 | 0
F5_Commercial_Grocery (WA)_Existing_Food Preparation_Natural Gas_Double Rack Oven_E6 | F5 | Commercial | Grocery (WA) | Existing | Food Preparation | Natural Gas | Double Rack Oven | E6 | RIM BC Ratio | 0 | 0 | 0 | 0 | 0 | 0 | 0 | 0 | 0 | 0 | 0 | 0 | 0 | 0 | 0 | 0 | 0 | 0 | 0 | 0 | 0 | 0 | 0 | 0 | 0 | 0 | 0
F5_Commercial_Grocery (WA)_Existing_Food Preparation_Natural Gas_Double Rack Oven_E7 | F5 | Commercial | Grocery (WA) | Existing | Food Preparation | Natural Gas | Double Rack Oven | E7 | RIM BC Ratio | 0 | 0 | 0 | 0 | 0 | 0 | 0 | 0 | 0 | 0 | 0 | 0 | 0 | 0 | 0 | 0 | 0 | 0 | 0 | 0 | 0 | 0 | 0 | 0 | 0 | 0 | 0
F5_Commercial_Grocery (WA)_Existing_Food Preparation_Natural Gas_Double Rack Oven_E8 | F5 | Commercial | Grocery (WA) | Existing | Food Preparation | Natural Gas | Double Rack Oven | E8 | RIM BC Ratio | 0 | 0 | 0 | 0 | 0 | 0 | 0 | 0 | 0 | 0 | 0 | 0 | 0 | 0 | 0 | 0 | 0 | 0 | 0 | 0 | 0 | 0 | 0 | 0 | 0 | 0 | 0
F5_Commercial_Grocery (WA)_Existing_Food Preparation_Natural Gas_Double Rack Oven_E9 | F5 | Commercial | Grocery (WA) | Existing | Food Preparation | Natural Gas | Double Rack Oven | E9 | RIM BC Ratio | 0 | 0 | 0 | 0 | 0 | 0 | 0 | 0 | 0 | 0 | 0 | 0 | 0 | 0 | 0 | 0 | 0 | 0 | 0 | 0 | 0 | 0 | 0 | 0 | 0 | 0 | 0
F5_Commercial_Grocery (WA)_Existing_Food Preparation_Natural Gas_Double Rack Oven_E10 | F5 | Commercial | Grocery (WA) | Existing | Food Preparation | Natural Gas | Double Rack Oven | E10 | RIM BC Ratio | 0 | 0 | 0 | 0 | 0 | 0 | 0 | 0 | 0 | 0 | 0 | 0 | 0 | 0 | 0 | 0 | 0 | 0 | 0 | 0 | 0 | 0 | 0 | 0 | 0 | 0 | 0
F0_Commercial_Grocery (WA)_Existing_Food Preparation_Natural Gas_Fryer_E0 | F0 | Commercial | Grocery (WA) | Existing | Food Preparation | Natural Gas | Fryer | E0 | Economic Unit | ENERGY STAR | ENERGY STAR | ENERGY STAR | ENERGY STAR | ENERGY STAR | ENERGY STAR | ENERGY STAR | ENERGY STAR | ENERGY STAR | ENERGY STAR | ENERGY STAR | ENERGY STAR | ENERGY STAR | ENERGY STAR | ENERGY STAR | ENERGY STAR | ENERGY STAR | ENERGY STAR | ENERGY STAR | ENERGY STAR | ENERGY STAR | ENERGY STAR | ENERGY STAR | ENERGY STAR | ENERGY STAR | ENERGY STAR | ENERGY STAR
F1_Commercial_Grocery (WA)_Existing_Food Preparation_Natural Gas_Fryer_E1 | F1 | Commercial | Grocery (WA) | Existing | Food Preparation | Natural Gas | Fryer | E1 | CCE | 0 | 0 | 0 | 0 | 0 | 0 | 0 | 0 | 0 | 0 | 0 | 0 | 0 | 0 | 0 | 0 | 0 | 0 | 0 | 0 | 0 | 0 | 0 | 0 | 0 | 0 | 0
F1_Commercial_Grocery (WA)_Existing_Food Preparation_Natural Gas_Fryer_E2 | F1 | Commercial | Grocery (WA) | Existing | Food Preparation | Natural Gas | Fryer | E2 | CCE | 0.00099831 | 0.00099831 | 0.00099831 | 0.00099831 | 0.00099831 | 0.00099831 | 0.00099831 | 0.00099831 | 0.00099831 | 0.00099831 | 0.00099831 | 0.00099831 | 0.00099831 | 0.00099831 | 0.00099831 | 0.00099831 | 0.00099831 | 0.00099831 | 0.00099831 | 0.00099831 | 0.00099831 | 0.00099831 | 0.00099831 | 0.00099831 | 0.00099831 | 0.00099831 | 0.00099831
F1_Commercial_Grocery (WA)_Existing_Food Preparation_Natural Gas_Fryer_E3 | F1 | Commercial | Grocery (WA) | Existing | Food Preparation | Natural Gas | Fryer | E3 | CCE | 0 | 0 | 0 | 0 | 0 | 0 | 0 | 0 | 0 | 0 | 0 | 0 | 0 | 0 | 0 | 0 | 0 | 0 | 0 | 0 | 0 | 0 | 0 | 0 | 0 | 0 | 0
F1_Commercial_Grocery (WA)_Existing_Food Preparation_Natural Gas_Fryer_E4 | F1 | Commercial | Grocery (WA) | Existing | Food Preparation | Natural Gas | Fryer | E4 | CCE | 0 | 0 | 0 | 0 | 0 | 0 | 0 | 0 | 0 | 0 | 0 | 0 | 0 | 0 | 0 | 0 | 0 | 0 | 0 | 0 | 0 | 0 | 0 | 0 | 0 | 0 | 0
F1_Commercial_Grocery (WA)_Existing_Food Preparation_Natural Gas_Fryer_E5 | F1 | Commercial | Grocery (WA) | Existing | Food Preparation | Natural Gas | Fryer | E5 | CCE | 0 | 0 | 0 | 0 | 0 | 0 | 0 | 0 | 0 | 0 | 0 | 0 | 0 | 0 | 0 | 0 | 0 | 0 | 0 | 0 | 0 | 0 | 0 | 0 | 0 | 0 | 0
F1_Commercial_Grocery (WA)_Existing_Food Preparation_Natural Gas_Fryer_E6 | F1 | Commercial | Grocery (WA) | Existing | Food Preparation | Natural Gas | Fryer | E6 | CCE | 0 | 0 | 0 | 0 | 0 | 0 | 0 | 0 | 0 | 0 | 0 | 0 | 0 | 0 | 0 | 0 | 0 | 0 | 0 | 0 | 0 | 0 | 0 | 0 | 0 | 0 | 0
F1_Commercial_Grocery (WA)_Existing_Food Preparation_Natural Gas_Fryer_E7 | F1 | Commercial | Grocery (WA) | Existing | Food Preparation | Natural Gas | Fryer | E7 | CCE | 0 | 0 | 0 | 0 | 0 | 0 | 0 | 0 | 0 | 0 | 0 | 0 | 0 | 0 | 0 | 0 | 0 | 0 | 0 | 0 | 0 | 0 | 0 | 0 | 0 | 0 | 0
F1_Commercial_Grocery (WA)_Existing_Food Preparation_Natural Gas_Fryer_E8 | F1 | Commercial | Grocery (WA) | Existing | Food Preparation | Natural Gas | Fryer | E8 | CCE | 0 | 0 | 0 | 0 | 0 | 0 | 0 | 0 | 0 | 0 | 0 | 0 | 0 | 0 | 0 | 0 | 0 | 0 | 0 | 0 | 0 | 0 | 0 | 0 | 0 | 0 | 0
F1_Commercial_Grocery (WA)_Existing_Food Preparation_Natural Gas_Fryer_E9 | F1 | Commercial | Grocery (WA) | Existing | Food Preparation | Natural Gas | Fryer | E9 | CCE | 0 | 0 | 0 | 0 | 0 | 0 | 0 | 0 | 0 | 0 | 0 | 0 | 0 | 0 | 0 | 0 | 0 | 0 | 0 | 0 | 0 | 0 | 0 | 0 | 0 | 0 | 0
F1_Commercial_Grocery (WA)_Existing_Food Preparation_Natural Gas_Fryer_E10 | F1 | Commercial | Grocery (WA) | Existing | Food Preparation | Natural Gas | Fryer | E10 | CCE | 0 | 0 | 0 | 0 | 0 | 0 | 0 | 0 | 0 | 0 | 0 | 0 | 0 | 0 | 0 | 0 | 0 | 0 | 0 | 0 | 0 | 0 | 0 | 0 | 0 | 0 | 0
F2_Commercial_Grocery (WA)_Existing_Food Preparation_Natural Gas_Fryer_E1 | F2 | Commercial | Grocery (WA) | Existing | Food Preparation | Natural Gas | Fryer | E1 | TRC BC Ratio | [24 empty] | 1 | 1 | 1 | bar: 2019 to 2042
F2_Commercial_Grocery (WA)_Existing_Food Preparation_Natural Gas_Fryer_E2 | F2 | Commercial | Grocery (WA) | Existing | Food Preparation | Natural Gas | Fryer | E2 | TRC BC Ratio | 3.7139 | 3.8115 | 3.921 | 4.0436 | 4.1802 | 4.3417 | 4.5063 | 4.6684 | 4.8242 | 4.9824 | 5.1112 | 5.2327 | 5.3627 | 5.4905 | 5.6066 | 5.7165 | 5.8167 | 5.9162 | 6.0216 | 6.1252 | 6.2314 | 6.3414 | 6.4528 | 6.5674 | 6.6841 | 6.8029 | 6.9237
F2_Commercial_Grocery (WA)_Existing_Food Preparation_Natural Gas_Fryer_E3 | F2 | Commercial | Grocery (WA) | Existing | Food Preparation | Natural Gas | Fryer | E3 | TRC BC Ratio | 0 | 0 | 0 | 0 | 0 | 0 | 0 | 0 | 0 | 0 | 0 | 0 | 0 | 0 | 0 | 0 | 0 | 0 | 0 | 0 | 0 | 0 | 0 | 0 | 0 | 0 | 0
F2_Commercial_Grocery (WA)_Existing_Food Preparation_Natural Gas_Fryer_E4 | F2 | Commercial | Grocery (WA) | Existing | Food Preparation | Natural Gas | Fryer | E4 | TRC BC Ratio | 0 | 0 | 0 | 0 | 0 | 0 | 0 | 0 | 0 | 0 | 0 | 0 | 0 | 0 | 0 | 0 | 0 | 0 | 0 | 0 | 0 | 0 | 0 | 0 | 0 | 0 | 0
F2_Commercial_Grocery (WA)_Existing_Food Preparation_Natural Gas_Fryer_E5 | F2 | Commercial | Grocery (WA) | Existing | Food Preparation | Natural Gas | Fryer | E5 | TRC BC Ratio | 0 | 0 | 0 | 0 | 0 | 0 | 0 | 0 | 0 | 0 | 0 | 0 | 0 | 0 | 0 | 0 | 0 | 0 | 0 | 0 | 0 | 0 | 0 | 0 | 0 | 0 | 0
F2_Commercial_Grocery (WA)_Existing_Food Preparation_Natural Gas_Fryer_E6 | F2 | Commercial | Grocery (WA) | Existing | Food Preparation | Natural Gas | Fryer | E6 | TRC BC Ratio | 0 | 0 | 0 | 0 | 0 | 0 | 0 | 0 | 0 | 0 | 0 | 0 | 0 | 0 | 0 | 0 | 0 | 0 | 0 | 0 | 0 | 0 | 0 | 0 | 0 | 0 | 0
F2_Commercial_Grocery (WA)_Existing_Food Preparation_Natural Gas_Fryer_E7 | F2 | Commercial | Grocery (WA) | Existing | Food Preparation | Natural Gas | Fryer | E7 | TRC BC Ratio | 0 | 0 | 0 | 0 | 0 | 0 | 0 | 0 | 0 | 0 | 0 | 0 | 0 | 0 | 0 | 0 | 0 | 0 | 0 | 0 | 0 | 0 | 0 | 0 | 0 | 0 | 0
F2_Commercial_Grocery (WA)_Existing_Food Preparation_Natural Gas_Fryer_E8 | F2 | Commercial | Grocery (WA) | Existing | Food Preparation | Natural Gas | Fryer | E8 | TRC BC Ratio | 0 | 0 | 0 | 0 | 0 | 0 | 0 | 0 | 0 | 0 | 0 | 0 | 0 | 0 | 0 | 0 | 0 | 0 | 0 | 0 | 0 | 0 | 0 | 0 | 0 | 0 | 0
F2_Commercial_Grocery (WA)_Existing_Food Preparation_Natural Gas_Fryer_E9 | F2 | Commercial | Grocery (WA) | Existing | Food Preparation | Natural Gas | Fryer | E9 | TRC BC Ratio | 0 | 0 | 0 | 0 | 0 | 0 | 0 | 0 | 0 | 0 | 0 | 0 | 0 | 0 | 0 | 0 | 0 | 0 | 0 | 0 | 0 | 0 | 0 | 0 | 0 | 0 | 0
F2_Commercial_Grocery (WA)_Existing_Food Preparation_Natural Gas_Fryer_E10 | F2 | Commercial | Grocery (WA) | Existing | Food Preparation | Natural Gas | Fryer | E10 | TRC BC Ratio | 0 | 0 | 0 | 0 | 0 | 0 | 0 | 0 | 0 | 0 | 0 | 0 | 0 | 0 | 0 | 0 | 0 | 0 | 0 | 0 | 0 | 0 | 0 | 0 | 0 | 0 | 0
F3_Commercial_Grocery (WA)_Existing_Food Preparation_Natural Gas_Fryer_E1 | F3 | Commercial | Grocery (WA) | Existing | Food Preparation | Natural Gas | Fryer | E1 | PACT BC Ratio | [24 empty] | 1 | 1 | 1 | bar: 2019 to 2042
F3_Commercial_Grocery (WA)_Existing_Food Preparation_Natural Gas_Fryer_E2 | F3 | Commercial | Grocery (WA) | Existing | Food Preparation | Natural Gas | Fryer | E2 | PACT BC Ratio | 7.4849 | 7.6815 | 7.9022 | 8.1493 | 8.4246 | 8.7502 | 9.0818 | 9.4084 | 9.7226 | 10.0414 | 10.3009 | 10.5458 | 10.8077 | 11.0654 | 11.2994 | 11.5208 | 11.7229 | 11.9233 | 12.1358 | 12.3444 | 12.5585 | 12.7803 | 13.0047 | 13.2357 | 13.4709 | 13.7102 | 13.9538
F3_Commercial_Grocery (WA)_Existing_Food Preparation_Natural Gas_Fryer_E3 | F3 | Commercial | Grocery (WA) | Existing | Food Preparation | Natural Gas | Fryer | E3 | PACT BC Ratio | 0 | 0 | 0 | 0 | 0 | 0 | 0 | 0 | 0 | 0 | 0 | 0 | 0 | 0 | 0 | 0 | 0 | 0 | 0 | 0 | 0 | 0 | 0 | 0 | 0 | 0 | 0
F3_Commercial_Grocery (WA)_Existing_Food Preparation_Natural Gas_Fryer_E4 | F3 | Commercial | Grocery (WA) | Existing | Food Preparation | Natural Gas | Fryer | E4 | PACT BC Ratio | 0 | 0 | 0 | 0 | 0 | 0 | 0 | 0 | 0 | 0 | 0 | 0 | 0 | 0 | 0 | 0 | 0 | 0 | 0 | 0 | 0 | 0 | 0 | 0 | 0 | 0 | 0
F3_Commercial_Grocery (WA)_Existing_Food Preparation_Natural Gas_Fryer_E5 | F3 | Commercial | Grocery (WA) | Existing | Food Preparation | Natural Gas | Fryer | E5 | PACT BC Ratio | 0 | 0 | 0 | 0 | 0 | 0 | 0 | 0 | 0 | 0 | 0 | 0 | 0 | 0 | 0 | 0 | 0 | 0 | 0 | 0 | 0 | 0 | 0 | 0 | 0 | 0 | 0
F3_Commercial_Grocery (WA)_Existing_Food Preparation_Natural Gas_Fryer_E6 | F3 | Commercial | Grocery (WA) | Existing | Food Preparation | Natural Gas | Fryer | E6 | PACT BC Ratio | 0 | 0 | 0 | 0 | 0 | 0 | 0 | 0 | 0 | 0 | 0 | 0 | 0 | 0 | 0 | 0 | 0 | 0 | 0 | 0 | 0 | 0 | 0 | 0 | 0 | 0 | 0
F3_Commercial_Grocery (WA)_Existing_Food Preparation_Natural Gas_Fryer_E7 | F3 | Commercial | Grocery (WA) | Existing | Food Preparation | Natural Gas | Fryer | E7 | PACT BC Ratio | 0 | 0 | 0 | 0 | 0 | 0 | 0 | 0 | 0 | 0 | 0 | 0 | 0 | 0 | 0 | 0 | 0 | 0 | 0 | 0 | 0 | 0 | 0 | 0 | 0 | 0 | 0
F3_Commercial_Grocery (WA)_Existing_Food Preparation_Natural Gas_Fryer_E8 | F3 | Commercial | Grocery (WA) | Existing | Food Preparation | Natural Gas | Fryer | E8 | PACT BC Ratio | 0 | 0 | 0 | 0 | 0 | 0 | 0 | 0 | 0 | 0 | 0 | 0 | 0 | 0 | 0 | 0 | 0 | 0 | 0 | 0 | 0 | 0 | 0 | 0 | 0 | 0 | 0
F3_Commercial_Grocery (WA)_Existing_Food Preparation_Natural Gas_Fryer_E9 | F3 | Commercial | Grocery (WA) | Existing | Food Preparation | Natural Gas | Fryer | E9 | PACT BC Ratio | 0 | 0 | 0 | 0 | 0 | 0 | 0 | 0 | 0 | 0 | 0 | 0 | 0 | 0 | 0 | 0 | 0 | 0 | 0 | 0 | 0 | 0 | 0 | 0 | 0 | 0 | 0
F3_Commercial_Grocery (WA)_Existing_Food Preparation_Natural Gas_Fryer_E10 | F3 | Commercial | Grocery (WA) | Existing | Food Preparation | Natural Gas | Fryer | E10 | PACT BC Ratio | 0 | 0 | 0 | 0 | 0 | 0 | 0 | 0 | 0 | 0 | 0 | 0 | 0 | 0 | 0 | 0 | 0 | 0 | 0 | 0 | 0 | 0 | 0 | 0 | 0 | 0 | 0
F4_Commercial_Grocery (WA)_Existing_Food Preparation_Natural Gas_Fryer_E1 | F4 | Commercial | Grocery (WA) | Existing | Food Preparation | Natural Gas | Fryer | E1 | RVT BC Ratio | [24 empty] | 1 | 1 | 1 | bar: 2019 to 2042
F4_Commercial_Grocery (WA)_Existing_Food Preparation_Natural Gas_Fryer_E2 | F4 | Commercial | Grocery (WA) | Existing | Food Preparation | Natural Gas | Fryer | E2 | RVT BC Ratio | 5.5908 | 5.6953 | 5.8128 | 5.9448 | 6.0919 | 6.2698 | 6.4464 | 6.6133 | 6.7646 | 6.912 | 7.0647 | 7.2046 | 7.3541 | 7.499 | 7.6264 | 7.7435 | 7.8457 | 7.9444 | 8.0486 | 8.1475 | 8.2469 | 8.3856 | 8.5259 | 8.6704 | 8.8174 | 8.967 | 9.1193
F4_Commercial_Grocery (WA)_Existing_Food Preparation_Natural Gas_Fryer_E3 | F4 | Commercial | Grocery (WA) | Existing | Food Preparation | Natural Gas | Fryer | E3 | RVT BC Ratio | 0 | 0 | 0 | 0 | 0 | 0 | 0 | 0 | 0 | 0 | 0 | 0 | 0 | 0 | 0 | 0 | 0 | 0 | 0 | 0 | 0 | 0 | 0 | 0 | 0 | 0 | 0
F4_Commercial_Grocery (WA)_Existing_Food Preparation_Natural Gas_Fryer_E4 | F4 | Commercial | Grocery (WA) | Existing | Food Preparation | Natural Gas | Fryer | E4 | RVT BC Ratio | 0 | 0 | 0 | 0 | 0 | 0 | 0 | 0 | 0 | 0 | 0 | 0 | 0 | 0 | 0 | 0 | 0 | 0 | 0 | 0 | 0 | 0 | 0 | 0 | 0 | 0 | 0
F4_Commercial_Grocery (WA)_Existing_Food Preparation_Natural Gas_Fryer_E5 | F4 | Commercial | Grocery (WA) | Existing | Food Preparation | Natural Gas | Fryer | E5 | RVT BC Ratio | 0 | 0 | 0 | 0 | 0 | 0 | 0 | 0 | 0 | 0 | 0 | 0 | 0 | 0 | 0 | 0 | 0 | 0 | 0 | 0 | 0 | 0 | 0 | 0 | 0 | 0 | 0
F4_Commercial_Grocery (WA)_Existing_Food Preparation_Natural Gas_Fryer_E6 | F4 | Commercial | Grocery (WA) | Existing | Food Preparation | Natural Gas | Fryer | E6 | RVT BC Ratio | 0 | 0 | 0 | 0 | 0 | 0 | 0 | 0 | 0 | 0 | 0 | 0 | 0 | 0 | 0 | 0 | 0 | 0 | 0 | 0 | 0 | 0 | 0 | 0 | 0 | 0 | 0
F4_Commercial_Grocery (WA)_Existing_Food Preparation_Natural Gas_Fryer_E7 | F4 | Commercial | Grocery (WA) | Existing | Food Preparation | Natural Gas | Fryer | E7 | RVT BC Ratio | 0 | 0 | 0 | 0 | 0 | 0 | 0 | 0 | 0 | 0 | 0 | 0 | 0 | 0 | 0 | 0 | 0 | 0 | 0 | 0 | 0 | 0 | 0 | 0 | 0 | 0 | 0
F4_Commercial_Grocery (WA)_Existing_Food Preparation_Natural Gas_Fryer_E8 | F4 | Commercial | Grocery (WA) | Existing | Food Preparation | Natural Gas | Fryer | E8 | RVT BC Ratio | 0 | 0 | 0 | 0 | 0 | 0 | 0 | 0 | 0 | 0 | 0 | 0 | 0 | 0 | 0 | 0 | 0 | 0 | 0 | 0 | 0 | 0 | 0 | 0 | 0 | 0 | 0
F4_Commercial_Grocery (WA)_Existing_Food Preparation_Natural Gas_Fryer_E9 | F4 | Commercial | Grocery (WA) | Existing | Food Preparation | Natural Gas | Fryer | E9 | RVT BC Ratio | 0 | 0 | 0 | 0 | 0 | 0 | 0 | 0 | 0 | 0 | 0 | 0 | 0 | 0 | 0 | 0 | 0 | 0 | 0 | 0 | 0 | 0 | 0 | 0 | 0 | 0 | 0
F4_Commercial_Grocery (WA)_Existing_Food Preparation_Natural Gas_Fryer_E10 | F4 | Commercial | Grocery (WA) | Existing | Food Preparation | Natural Gas | Fryer | E10 | RVT BC Ratio | 0 | 0 | 0 | 0 | 0 | 0 | 0 | 0 | 0 | 0 | 0 | 0 | 0 | 0 | 0 | 0 | 0 | 0 | 0 | 0 | 0 | 0 | 0 | 0 | 0 | 0 | 0
F5_Commercial_Grocery (WA)_Existing_Food Preparation_Natural Gas_Fryer_E1 | F5 | Commercial | Grocery (WA) | Existing | Food Preparation | Natural Gas | Fryer | E1 | RIM BC Ratio | [24 empty] | 1 | 1 | 1 | bar: 2019 to 2042
F5_Commercial_Grocery (WA)_Existing_Food Preparation_Natural Gas_Fryer_E2 | F5 | Commercial | Grocery (WA) | Existing | Food Preparation | Natural Gas | Fryer | E2 | RIM BC Ratio | 0.76961 | 0.77584 | 0.78252 | 0.78967 | 0.79725 | 0.80529 | 0.81361 | 0.82222 | 0.83121 | 0.84068 | 0.84428 | 0.84801 | 0.85188 | 0.85578 | 0.85965 | 0.86358 | 0.86756 | 0.87169 | 0.87603 | 0.88053 | 0.88525 | 0.88633 | 0.88739 | 0.88845 | 0.88949 | 0.89052 | 0.89153
F5_Commercial_Grocery (WA)_Existing_Food Preparation_Natural Gas_Fryer_E3 | F5 | Commercial | Grocery (WA) | Existing | Food Preparation | Natural Gas | Fryer | E3 | RIM BC Ratio | 0 | 0 | 0 | 0 | 0 | 0 | 0 | 0 | 0 | 0 | 0 | 0 | 0 | 0 | 0 | 0 | 0 | 0 | 0 | 0 | 0 | 0 | 0 | 0 | 0 | 0 | 0
F5_Commercial_Grocery (WA)_Existing_Food Preparation_Natural Gas_Fryer_E4 | F5 | Commercial | Grocery (WA) | Existing | Food Preparation | Natural Gas | Fryer | E4 | RIM BC Ratio | 0 | 0 | 0 | 0 | 0 | 0 | 0 | 0 | 0 | 0 | 0 | 0 | 0 | 0 | 0 | 0 | 0 | 0 | 0 | 0 | 0 | 0 | 0 | 0 | 0 | 0 | 0
F5_Commercial_Grocery (WA)_Existing_Food Preparation_Natural Gas_Fryer_E5 | F5 | Commercial | Grocery (WA) | Existing | Food Preparation | Natural Gas | Fryer | E5 | RIM BC Ratio | 0 | 0 | 0 | 0 | 0 | 0 | 0 | 0 | 0 | 0 | 0 | 0 | 0 | 0 | 0 | 0 | 0 | 0 | 0 | 0 | 0 | 0 | 0 | 0 | 0 | 0 | 0
F5_Commercial_Grocery (WA)_Existing_Food Preparation_Natural Gas_Fryer_E6 | F5 | Commercial | Grocery (WA) | Existing | Food Preparation | Natural Gas | Fryer | E6 | RIM BC Ratio | 0 | 0 | 0 | 0 | 0 | 0 | 0 | 0 | 0 | 0 | 0 | 0 | 0 | 0 | 0 | 0 | 0 | 0 | 0 | 0 | 0 | 0 | 0 | 0 | 0 | 0 | 0
F5_Commercial_Grocery (WA)_Existing_Food Preparation_Natural Gas_Fryer_E7 | F5 | Commercial | Grocery (WA) | Existing | Food Preparation | Natural Gas | Fryer | E7 | RIM BC Ratio | 0 | 0 | 0 | 0 | 0 | 0 | 0 | 0 | 0 | 0 | 0 | 0 | 0 | 0 | 0 | 0 | 0 | 0 | 0 | 0 | 0 | 0 | 0 | 0 | 0 | 0 | 0
F5_Commercial_Grocery (WA)_Existing_Food Preparation_Natural Gas_Fryer_E8 | F5 | Commercial | Grocery (WA) | Existing | Food Preparation | Natural Gas | Fryer | E8 | RIM BC Ratio | 0 | 0 | 0 | 0 | 0 | 0 | 0 | 0 | 0 | 0 | 0 | 0 | 0 | 0 | 0 | 0 | 0 | 0 | 0 | 0 | 0 | 0 | 0 | 0 | 0 | 0 | 0
F5_Commercial_Grocery (WA)_Existing_Food Preparation_Natural Gas_Fryer_E9 | F5 | Commercial | Grocery (WA) | Existing | Food Preparation | Natural Gas | Fryer | E9 | RIM BC Ratio | 0 | 0 | 0 | 0 | 0 | 0 | 0 | 0 | 0 | 0 | 0 | 0 | 0 | 0 | 0 | 0 | 0 | 0 | 0 | 0 | 0 | 0 | 0 | 0 | 0 | 0 | 0
F5_Commercial_Grocery (WA)_Existing_Food Preparation_Natural Gas_Fryer_E10 | F5 | Commercial | Grocery (WA) | Existing | Food Preparation | Natural Gas | Fryer | E10 | RIM BC Ratio | 0 | 0 | 0 | 0 | 0 | 0 | 0 | 0 | 0 | 0 | 0 | 0 | 0 | 0 | 0 | 0 | 0 | 0 | 0 | 0 | 0 | 0 | 0 | 0 | 0 | 0 | 0
F0_Commercial_Grocery (WA)_Existing_Food Preparation_Natural Gas_Broiler_E0 | F0 | Commercial | Grocery (WA) | Existing | Food Preparation | Natural Gas | Broiler | E0 | Economic Unit | Standard | Standard | Standard | Standard | Standard | Standard | Standard | Standard | Standard | Standard | Standard | Standard | Standard | Standard | Standard | Standard | Standard | Standard | Standard | Standard | Standard | Standard | Standard | Standard | Standard | Standard | Standard
F1_Commercial_Grocery (WA)_Existing_Food Preparation_Natural Gas_Broiler_E1 | F1 | Commercial | Grocery (WA) | Existing | Food Preparation | Natural Gas | Broiler | E1 | CCE | 0 | 0 | 0 | 0 | 0 | 0 | 0 | 0 | 0 | 0 | 0 | 0 | 0 | 0 | 0 | 0 | 0 | 0 | 0 | 0 | 0 | 0 | 0 | 0 | 0 | 0 | 0
F1_Commercial_Grocery (WA)_Existing_Food Preparation_Natural Gas_Broiler_E2 | F1 | Commercial | Grocery (WA) | Existing | Food Preparation | Natural Gas | Broiler | E2 | CCE | 0.0069043 | 0.0069043 | 0.0069043 | 0.0069043 | 0.0069043 | 0.0069043 | 0.0069043 | 0.0069043 | 0.0069043 | 0.0069043 | 0.0069043 | 0.0069043 | 0.0069043 | 0.0069043 | 0.0069043 | 0.0069043 | 0.0069043 | 0.0069043 | 0.0069043 | 0.0069043 | 0.0069043 | 0.0069043 | 0.0069043 | 0.0069043 | 0.0069043 | 0.0069043 | 0.0069043
F1_Commercial_Grocery (WA)_Existing_Food Preparation_Natural Gas_Broiler_E3 | F1 | Commercial | Grocery (WA) | Existing | Food Preparation | Natural Gas | Broiler | E3 | CCE | 0 | 0 | 0 | 0 | 0 | 0 | 0 | 0 | 0 | 0 | 0 | 0 | 0 | 0 | 0 | 0 | 0 | 0 | 0 | 0 | 0 | 0 | 0 | 0 | 0 | 0 | 0
F1_Commercial_Grocery (WA)_Existing_Food Preparation_Natural Gas_Broiler_E4 | F1 | Commercial | Grocery (WA) | Existing | Food Preparation | Natural Gas | Broiler | E4 | CCE | 0 | 0 | 0 | 0 | 0 | 0 | 0 | 0 | 0 | 0 | 0 | 0 | 0 | 0 | 0 | 0 | 0 | 0 | 0 | 0 | 0 | 0 | 0 | 0 | 0 | 0 | 0
F1_Commercial_Grocery (WA)_Existing_Food Preparation_Natural Gas_Broiler_E5 | F1 | Commercial | Grocery (WA) | Existing | Food Preparation | Natural Gas | Broiler | E5 | CCE | 0 | 0 | 0 | 0 | 0 | 0 | 0 | 0 | 0 | 0 | 0 | 0 | 0 | 0 | 0 | 0 | 0 | 0 | 0 | 0 | 0 | 0 | 0 | 0 | 0 | 0 | 0
F1_Commercial_Grocery (WA)_Existing_Food Preparation_Natural Gas_Broiler_E6 | F1 | Commercial | Grocery (WA) | Existing | Food Preparation | Natural Gas | Broiler | E6 | CCE | 0 | 0 | 0 | 0 | 0 | 0 | 0 | 0 | 0 | 0 | 0 | 0 | 0 | 0 | 0 | 0 | 0 | 0 | 0 | 0 | 0 | 0 | 0 | 0 | 0 | 0 | 0
F1_Commercial_Grocery (WA)_Existing_Food Preparation_Natural Gas_Broiler_E7 | F1 | Commercial | Grocery (WA) | Existing | Food Preparation | Natural Gas | Broiler | E7 | CCE | 0 | 0 | 0 | 0 | 0 | 0 | 0 | 0 | 0 | 0 | 0 | 0 | 0 | 0 | 0 | 0 | 0 | 0 | 0 | 0 | 0 | 0 | 0 | 0 | 0 | 0 | 0
F1_Commercial_Grocery (WA)_Existing_Food Preparation_Natural Gas_Broiler_E8 | F1 | Commercial | Grocery (WA) | Existing | Food Preparation | Natural Gas | Broiler | E8 | CCE | 0 | 0 | 0 | 0 | 0 | 0 | 0 | 0 | 0 | 0 | 0 | 0 | 0 | 0 | 0 | 0 | 0 | 0 | 0 | 0 | 0 | 0 | 0 | 0 | 0 | 0 | 0
F1_Commercial_Grocery (WA)_Existing_Food Preparation_Natural Gas_Broiler_E9 | F1 | Commercial | Grocery (WA) | Existing | Food Preparation | Natural Gas | Broiler | E9 | CCE | 0 | 0 | 0 | 0 | 0 | 0 | 0 | 0 | 0 | 0 | 0 | 0 | 0 | 0 | 0 | 0 | 0 | 0 | 0 | 0 | 0 | 0 | 0 | 0 | 0 | 0 | 0
F1_Commercial_Grocery (WA)_Existing_Food Preparation_Natural Gas_Broiler_E10 | F1 | Commercial | Grocery (WA) | Existing | Food Preparation | Natural Gas | Broiler | E10 | CCE | 0 | 0 | 0 | 0 | 0 | 0 | 0 | 0 | 0 | 0 | 0 | 0 | 0 | 0 | 0 | 0 | 0 | 0 | 0 | 0 | 0 | 0 | 0 | 0 | 0 | 0 | 0
F2_Commercial_Grocery (WA)_Existing_Food Preparation_Natural Gas_Broiler_E1 | F2 | Commercial | Grocery (WA) | Existing | Food Preparation | Natural Gas | Broiler | E1 | TRC BC Ratio | [24 empty] | 1 | 1 | 1 | bar: 2019 to 2042
F2_Commercial_Grocery (WA)_Existing_Food Preparation_Natural Gas_Broiler_E2 | F2 | Commercial | Grocery (WA) | Existing | Food Preparation | Natural Gas | Broiler | E2 | TRC BC Ratio | 0.51548 | 0.52847 | 0.54386 | 0.5615 | 0.58144 | 0.60571 | 0.63069 | 0.65543 | 0.67924 | 0.70339 | 0.7226 | 0.7406 | 0.75994 | 0.77887 | 0.7958 | 0.81164 | 0.82584 | 0.83987 | 0.85485 | 0.86946 | 0.88447 | 0.90008 | 0.91585 | 0.93212 | 0.94868 | 0.96554 | 0.98269
F2_Commercial_Grocery (WA)_Existing_Food Preparation_Natural Gas_Broiler_E3 | F2 | Commercial | Grocery (WA) | Existing | Food Preparation | Natural Gas | Broiler | E3 | TRC BC Ratio | 0 | 0 | 0 | 0 | 0 | 0 | 0 | 0 | 0 | 0 | 0 | 0 | 0 | 0 | 0 | 0 | 0 | 0 | 0 | 0 | 0 | 0 | 0 | 0 | 0 | 0 | 0
F2_Commercial_Grocery (WA)_Existing_Food Preparation_Natural Gas_Broiler_E4 | F2 | Commercial | Grocery (WA) | Existing | Food Preparation | Natural Gas | Broiler | E4 | TRC BC Ratio | 0 | 0 | 0 | 0 | 0 | 0 | 0 | 0 | 0 | 0 | 0 | 0 | 0 | 0 | 0 | 0 | 0 | 0 | 0 | 0 | 0 | 0 | 0 | 0 | 0 | 0 | 0
F2_Commercial_Grocery (WA)_Existing_Food Preparation_Natural Gas_Broiler_E5 | F2 | Commercial | Grocery (WA) | Existing | Food Preparation | Natural Gas | Broiler | E5 | TRC BC Ratio | 0 | 0 | 0 | 0 | 0 | 0 | 0 | 0 | 0 | 0 | 0 | 0 | 0 | 0 | 0 | 0 | 0 | 0 | 0 | 0 | 0 | 0 | 0 | 0 | 0 | 0 | 0
F2_Commercial_Grocery (WA)_Existing_Food Preparation_Natural Gas_Broiler_E6 | F2 | Commercial | Grocery (WA) | Existing | Food Preparation | Natural Gas | Broiler | E6 | TRC BC Ratio | 0 | 0 | 0 | 0 | 0 | 0 | 0 | 0 | 0 | 0 | 0 | 0 | 0 | 0 | 0 | 0 | 0 | 0 | 0 | 0 | 0 | 0 | 0 | 0 | 0 | 0 | 0
F2_Commercial_Grocery (WA)_Existing_Food Preparation_Natural Gas_Broiler_E7 | F2 | Commercial | Grocery (WA) | Existing | Food Preparation | Natural Gas | Broiler | E7 | TRC BC Ratio | 0 | 0 | 0 | 0 | 0 | 0 | 0 | 0 | 0 | 0 | 0 | 0 | 0 | 0 | 0 | 0 | 0 | 0 | 0 | 0 | 0 | 0 | 0 | 0 | 0 | 0 | 0
F2_Commercial_Grocery (WA)_Existing_Food Preparation_Natural Gas_Broiler_E8 | F2 | Commercial | Grocery (WA) | Existing | Food Preparation | Natural Gas | Broiler | E8 | TRC BC Ratio | 0 | 0 | 0 | 0 | 0 | 0 | 0 | 0 | 0 | 0 | 0 | 0 | 0 | 0 | 0 | 0 | 0 | 0 | 0 | 0 | 0 | 0 | 0 | 0 | 0 | 0 | 0
F2_Commercial_Grocery (WA)_Existing_Food Preparation_Natural Gas_Broiler_E9 | F2 | Commercial | Grocery (WA) | Existing | Food Preparation | Natural Gas | Broiler | E9 | TRC BC Ratio | 0 | 0 | 0 | 0 | 0 | 0 | 0 | 0 | 0 | 0 | 0 | 0 | 0 | 0 | 0 | 0 | 0 | 0 | 0 | 0 | 0 | 0 | 0 | 0 | 0 | 0 | 0
F2_Commercial_Grocery (WA)_Existing_Food Preparation_Natural Gas_Broiler_E10 | F2 | Commercial | Grocery (WA) | Existing | Food Preparation | Natural Gas | Broiler | E10 | TRC BC Ratio | 0 | 0 | 0 | 0 | 0 | 0 | 0 | 0 | 0 | 0 | 0 | 0 | 0 | 0 | 0 | 0 | 0 | 0 | 0 | 0 | 0 | 0 | 0 | 0 | 0 | 0 | 0
F3_Commercial_Grocery (WA)_Existing_Food Preparation_Natural Gas_Broiler_E1 | F3 | Commercial | Grocery (WA) | Existing | Food Preparation | Natural Gas | Broiler | E1 | PACT BC Ratio | [24 empty] | 1 | 1 | 1 | bar: 2019 to 2042
F3_Commercial_Grocery (WA)_Existing_Food Preparation_Natural Gas_Broiler_E2 | F3 | Commercial | Grocery (WA) | Existing | Food Preparation | Natural Gas | Broiler | E2 | PACT BC Ratio | 1.0389 | 1.0651 | 1.0961 | 1.1316 | 1.1718 | 1.2207 | 1.2711 | 1.3209 | 1.3689 | 1.4176 | 1.4563 | 1.4926 | 1.5316 | 1.5697 | 1.6038 | 1.6357 | 1.6644 | 1.6926 | 1.7228 | 1.7523 | 1.7825 | 1.814 | 1.8458 | 1.8786 | 1.9119 | 1.9459 | 1.9805
F3_Commercial_Grocery (WA)_Existing_Food Preparation_Natural Gas_Broiler_E3 | F3 | Commercial | Grocery (WA) | Existing | Food Preparation | Natural Gas | Broiler | E3 | PACT BC Ratio | 0 | 0 | 0 | 0 | 0 | 0 | 0 | 0 | 0 | 0 | 0 | 0 | 0 | 0 | 0 | 0 | 0 | 0 | 0 | 0 | 0 | 0 | 0 | 0 | 0 | 0 | 0
F3_Commercial_Grocery (WA)_Existing_Food Preparation_Natural Gas_Broiler_E4 | F3 | Commercial | Grocery (WA) | Existing | Food Preparation | Natural Gas | Broiler | E4 | PACT BC Ratio | 0 | 0 | 0 | 0 | 0 | 0 | 0 | 0 | 0 | 0 | 0 | 0 | 0 | 0 | 0 | 0 | 0 | 0 | 0 | 0 | 0 | 0 | 0 | 0 | 0 | 0 | 0
F3_Commercial_Grocery (WA)_Existing_Food Preparation_Natural Gas_Broiler_E5 | F3 | Commercial | Grocery (WA) | Existing | Food Preparation | Natural Gas | Broiler | E5 | PACT BC Ratio | 0 | 0 | 0 | 0 | 0 | 0 | 0 | 0 | 0 | 0 | 0 | 0 | 0 | 0 | 0 | 0 | 0 | 0 | 0 | 0 | 0 | 0 | 0 | 0 | 0 | 0 | 0
F3_Commercial_Grocery (WA)_Existing_Food Preparation_Natural Gas_Broiler_E6 | F3 | Commercial | Grocery (WA) | Existing | Food Preparation | Natural Gas | Broiler | E6 | PACT BC Ratio | 0 | 0 | 0 | 0 | 0 | 0 | 0 | 0 | 0 | 0 | 0 | 0 | 0 | 0 | 0 | 0 | 0 | 0 | 0 | 0 | 0 | 0 | 0 | 0 | 0 | 0 | 0
F3_Commercial_Grocery (WA)_Existing_Food Preparation_Natural Gas_Broiler_E7 | F3 | Commercial | Grocery (WA) | Existing | Food Preparation | Natural Gas | Broiler | E7 | PACT BC Ratio | 0 | 0 | 0 | 0 | 0 | 0 | 0 | 0 | 0 | 0 | 0 | 0 | 0 | 0 | 0 | 0 | 0 | 0 | 0 | 0 | 0 | 0 | 0 | 0 | 0 | 0 | 0
F3_Commercial_Grocery (WA)_Existing_Food Preparation_Natural Gas_Broiler_E8 | F3 | Commercial | Grocery (WA) | Existing | Food Preparation | Natural Gas | Broiler | E8 | PACT BC Ratio | 0 | 0 | 0 | 0 | 0 | 0 | 0 | 0 | 0 | 0 | 0 | 0 | 0 | 0 | 0 | 0 | 0 | 0 | 0 | 0 | 0 | 0 | 0 | 0 | 0 | 0 | 0
F3_Commercial_Grocery (WA)_Existing_Food Preparation_Natural Gas_Broiler_E9 | F3 | Commercial | Grocery (WA) | Existing | Food Preparation | Natural Gas | Broiler | E9 | PACT BC Ratio | 0 | 0 | 0 | 0 | 0 | 0 | 0 | 0 | 0 | 0 | 0 | 0 | 0 | 0 | 0 | 0 | 0 | 0 | 0 | 0 | 0 | 0 | 0 | 0 | 0 | 0 | 0
F3_Commercial_Grocery (WA)_Existing_Food Preparation_Natural Gas_Broiler_E10 | F3 | Commercial | Grocery (WA) | Existing | Food Preparation | Natural Gas | Broiler | E10 | PACT BC Ratio | 0 | 0 | 0 | 0 | 0 | 0 | 0 | 0 | 0 | 0 | 0 | 0 | 0 | 0 | 0 | 0 | 0 | 0 | 0 | 0 | 0 | 0 | 0 | 0 | 0 | 0 | 0
F4_Commercial_Grocery (WA)_Existing_Food Preparation_Natural Gas_Broiler_E1 | F4 | Commercial | Grocery (WA) | Existing | Food Preparation | Natural Gas | Broiler | E1 | RVT BC Ratio | [24 empty] | 1 | 1 | 1 | bar: 2019 to 2042
F4_Commercial_Grocery (WA)_Existing_Food Preparation_Natural Gas_Broiler_E2 | F4 | Commercial | Grocery (WA) | Existing | Food Preparation | Natural Gas | Broiler | E2 | RVT BC Ratio | 1.124 | 1.1377 | 1.1539 | 1.1727 | 1.1943 | 1.2212 | 1.2482 | 1.2739 | 1.2971 | 1.3196 | 1.3429 | 1.3641 | 1.3864 | 1.4076 | 1.4258 | 1.4422 | 1.4561 | 1.4694 | 1.4835 | 1.4966 | 1.5099 | 1.5295 | 1.5494 | 1.5699 | 1.5908 | 1.612 | 1.6336
F4_Commercial_Grocery (WA)_Existing_Food Preparation_Natural Gas_Broiler_E3 | F4 | Commercial | Grocery (WA) | Existing | Food Preparation | Natural Gas | Broiler | E3 | RVT BC Ratio | 0 | 0 | 0 | 0 | 0 | 0 | 0 | 0 | 0 | 0 | 0 | 0 | 0 | 0 | 0 | 0 | 0 | 0 | 0 | 0 | 0 | 0 | 0 | 0 | 0 | 0 | 0
F4_Commercial_Grocery (WA)_Existing_Food Preparation_Natural Gas_Broiler_E4 | F4 | Commercial | Grocery (WA) | Existing | Food Preparation | Natural Gas | Broiler | E4 | RVT BC Ratio | 0 | 0 | 0 | 0 | 0 | 0 | 0 | 0 | 0 | 0 | 0 | 0 | 0 | 0 | 0 | 0 | 0 | 0 | 0 | 0 | 0 | 0 | 0 | 0 | 0 | 0 | 0
F4_Commercial_Grocery (WA)_Existing_Food Preparation_Natural Gas_Broiler_E5 | F4 | Commercial | Grocery (WA) | Existing | Food Preparation | Natural Gas | Broiler | E5 | RVT BC Ratio | 0 | 0 | 0 | 0 | 0 | 0 | 0 | 0 | 0 | 0 | 0 | 0 | 0 | 0 | 0 | 0 | 0 | 0 | 0 | 0 | 0 | 0 | 0 | 0 | 0 | 0 | 0
F4_Commercial_Grocery (WA)_Existing_Food Preparation_Natural Gas_Broiler_E6 | F4 | Commercial | Grocery (WA) | Existing | Food Preparation | Natural Gas | Broiler | E6 | RVT BC Ratio | 0 | 0 | 0 | 0 | 0 | 0 | 0 | 0 | 0 | 0 | 0 | 0 | 0 | 0 | 0 | 0 | 0 | 0 | 0 | 0 | 0 | 0 | 0 | 0 | 0 | 0 | 0
F4_Commercial_Grocery (WA)_Existing_Food Preparation_Natural Gas_Broiler_E7 | F4 | Commercial | Grocery (WA) | Existing | Food Preparation | Natural Gas | Broiler | E7 | RVT BC Ratio | 0 | 0 | 0 | 0 | 0 | 0 | 0 | 0 | 0 | 0 | 0 | 0 | 0 | 0 | 0 | 0 | 0 | 0 | 0 | 0 | 0 | 0 | 0 | 0 | 0 | 0 | 0
F4_Commercial_Grocery (WA)_Existing_Food Preparation_Natural Gas_Broiler_E8 | F4 | Commercial | Grocery (WA) | Existing | Food Preparation | Natural Gas | Broiler | E8 | RVT BC Ratio | 0 | 0 | 0 | 0 | 0 | 0 | 0 | 0 | 0 | 0 | 0 | 0 | 0 | 0 | 0 | 0 | 0 | 0 | 0 | 0 | 0 | 0 | 0 | 0 | 0 | 0 | 0
F4_Commercial_Grocery (WA)_Existing_Food Preparation_Natural Gas_Broiler_E9 | F4 | Commercial | Grocery (WA) | Existing | Food Preparation | Natural Gas | Broiler | E9 | RVT BC Ratio | 0 | 0 | 0 | 0 | 0 | 0 | 0 | 0 | 0 | 0 | 0 | 0 | 0 | 0 | 0 | 0 | 0 | 0 | 0 | 0 | 0 | 0 | 0 | 0 | 0 | 0 | 0
F4_Commercial_Grocery (WA)_Existing_Food Preparation_Natural Gas_Broiler_E10 | F4 | Commercial | Grocery (WA) | Existing | Food Preparation | Natural Gas | Broiler | E10 | RVT BC Ratio | 0 | 0 | 0 | 0 | 0 | 0 | 0 | 0 | 0 | 0 | 0 | 0 | 0 | 0 | 0 | 0 | 0 | 0 | 0 | 0 | 0 | 0 | 0 | 0 | 0 | 0 | 0
F5_Commercial_Grocery (WA)_Existing_Food Preparation_Natural Gas_Broiler_E1 | F5 | Commercial | Grocery (WA) | Existing | Food Preparation | Natural Gas | Broiler | E1 | RIM BC Ratio | [24 empty] | 1 | 1 | 1 | bar: 2019 to 2042
F5_Commercial_Grocery (WA)_Existing_Food Preparation_Natural Gas_Broiler_E2 | F5 | Commercial | Grocery (WA) | Existing | Food Preparation | Natural Gas | Broiler | E2 | RIM BC Ratio | 0.46721 | 0.47405 | 0.48204 | 0.49084 | 0.50042 | 0.51143 | 0.52259 | 0.53364 | 0.54446 | 0.55546 | 0.56202 | 0.56821 | 0.57483 | 0.5814 | 0.58739 | 0.59309 | 0.5984 | 0.60373 | 0.60935 | 0.61495 | 0.62073 | 0.6245 | 0.62823 | 0.63198 | 0.63572 | 0.63943 | 0.64312
F5_Commercial_Grocery (WA)_Existing_Food Preparation_Natural Gas_Broiler_E3 | F5 | Commercial | Grocery (WA) | Existing | Food Preparation | Natural Gas | Broiler | E3 | RIM BC Ratio | 0 | 0 | 0 | 0 | 0 | 0 | 0 | 0 | 0 | 0 | 0 | 0 | 0 | 0 | 0 | 0 | 0 | 0 | 0 | 0 | 0 | 0 | 0 | 0 | 0 | 0 | 0
F5_Commercial_Grocery (WA)_Existing_Food Preparation_Natural Gas_Broiler_E4 | F5 | Commercial | Grocery (WA) | Existing | Food Preparation | Natural Gas | Broiler | E4 | RIM BC Ratio | 0 | 0 | 0 | 0 | 0 | 0 | 0 | 0 | 0 | 0 | 0 | 0 | 0 | 0 | 0 | 0 | 0 | 0 | 0 | 0 | 0 | 0 | 0 | 0 | 0 | 0 | 0
F5_Commercial_Grocery (WA)_Existing_Food Preparation_Natural Gas_Broiler_E5 | F5 | Commercial | Grocery (WA) | Existing | Food Preparation | Natural Gas | Broiler | E5 | RIM BC Ratio | 0 | 0 | 0 | 0 | 0 | 0 | 0 | 0 | 0 | 0 | 0 | 0 | 0 | 0 | 0 | 0 | 0 | 0 | 0 | 0 | 0 | 0 | 0 | 0 | 0 | 0 | 0
F5_Commercial_Grocery (WA)_Existing_Food Preparation_Natural Gas_Broiler_E6 | F5 | Commercial | Grocery (WA) | Existing | Food Preparation | Natural Gas | Broiler | E6 | RIM BC Ratio | 0 | 0 | 0 | 0 | 0 | 0 | 0 | 0 | 0 | 0 | 0 | 0 | 0 | 0 | 0 | 0 | 0 | 0 | 0 | 0 | 0 | 0 | 0 | 0 | 0 | 0 | 0
F5_Commercial_Grocery (WA)_Existing_Food Preparation_Natural Gas_Broiler_E7 | F5 | Commercial | Grocery (WA) | Existing | Food Preparation | Natural Gas | Broiler | E7 | RIM BC Ratio | 0 | 0 | 0 | 0 | 0 | 0 | 0 | 0 | 0 | 0 | 0 | 0 | 0 | 0 | 0 | 0 | 0 | 0 | 0 | 0 | 0 | 0 | 0 | 0 | 0 | 0 | 0
F5_Commercial_Grocery (WA)_Existing_Food Preparation_Natural Gas_Broiler_E8 | F5 | Commercial | Grocery (WA) | Existing | Food Preparation | Natural Gas | Broiler | E8 | RIM BC Ratio | 0 | 0 | 0 | 0 | 0 | 0 | 0 | 0 | 0 | 0 | 0 | 0 | 0 | 0 | 0 | 0 | 0 | 0 | 0 | 0 | 0 | 0 | 0 | 0 | 0 | 0 | 0
F5_Commercial_Grocery (WA)_Existing_Food Preparation_Natural Gas_Broiler_E9 | F5 | Commercial | Grocery (WA) | Existing | Food Preparation | Natural Gas | Broiler | E9 | RIM BC Ratio | 0 | 0 | 0 | 0 | 0 | 0 | 0 | 0 | 0 | 0 | 0 | 0 | 0 | 0 | 0 | 0 | 0 | 0 | 0 | 0 | 0 | 0 | 0 | 0 | 0 | 0 | 0
F5_Commercial_Grocery (WA)_Existing_Food Preparation_Natural Gas_Broiler_E10 | F5 | Commercial | Grocery (WA) | Existing | Food Preparation | Natural Gas | Broiler | E10 | RIM BC Ratio | 0 | 0 | 0 | 0 | 0 | 0 | 0 | 0 | 0 | 0 | 0 | 0 | 0 | 0 | 0 | 0 | 0 | 0 | 0 | 0 | 0 | 0 | 0 | 0 | 0 | 0 | 0
F0_Commercial_Grocery (WA)_Existing_Food Preparation_Natural Gas_Griddle_E0 | F0 | Commercial | Grocery (WA) | Existing | Food Preparation | Natural Gas | Griddle | E0 | Economic Unit | ENERGY STAR | ENERGY STAR | ENERGY STAR | ENERGY STAR | ENERGY STAR | ENERGY STAR | ENERGY STAR | ENERGY STAR | ENERGY STAR | ENERGY STAR | ENERGY STAR | ENERGY STAR | ENERGY STAR | ENERGY STAR | ENERGY STAR | ENERGY STAR | ENERGY STAR | ENERGY STAR | ENERGY STAR | ENERGY STAR | ENERGY STAR | ENERGY STAR | ENERGY STAR | ENERGY STAR | ENERGY STAR | ENERGY STAR | ENERGY STAR
F1_Commercial_Grocery (WA)_Existing_Food Preparation_Natural Gas_Griddle_E1 | F1 | Commercial | Grocery (WA) | Existing | Food Preparation | Natural Gas | Griddle | E1 | CCE | 0 | 0 | 0 | 0 | 0 | 0 | 0 | 0 | 0 | 0 | 0 | 0 | 0 | 0 | 0 | 0 | 0 | 0 | 0 | 0 | 0 | 0 | 0 | 0 | 0 | 0 | 0
F1_Commercial_Grocery (WA)_Existing_Food Preparation_Natural Gas_Griddle_E2 | F1 | Commercial | Grocery (WA) | Existing | Food Preparation | Natural Gas | Griddle | E2 | CCE | 0.0011079 | 0.0011079 | 0.0011079 | 0.0011079 | 0.0011079 | 0.0011079 | 0.0011079 | 0.0011079 | 0.0011079 | 0.0011079 | 0.0011079 | 0.0011079 | 0.0011079 | 0.0011079 | 0.0011079 | 0.0011079 | 0.0011079 | 0.0011079 | 0.0011079 | 0.0011079 | 0.0011079 | 0.0011079 | 0.0011079 | 0.0011079 | 0.0011079 | 0.0011079 | 0.0011079
F1_Commercial_Grocery (WA)_Existing_Food Preparation_Natural Gas_Griddle_E3 | F1 | Commercial | Grocery (WA) | Existing | Food Preparation | Natural Gas | Griddle | E3 | CCE | 0 | 0 | 0 | 0 | 0 | 0 | 0 | 0 | 0 | 0 | 0 | 0 | 0 | 0 | 0 | 0 | 0 | 0 | 0 | 0 | 0 | 0 | 0 | 0 | 0 | 0 | 0
F1_Commercial_Grocery (WA)_Existing_Food Preparation_Natural Gas_Griddle_E4 | F1 | Commercial | Grocery (WA) | Existing | Food Preparation | Natural Gas | Griddle | E4 | CCE | 0 | 0 | 0 | 0 | 0 | 0 | 0 | 0 | 0 | 0 | 0 | 0 | 0 | 0 | 0 | 0 | 0 | 0 | 0 | 0 | 0 | 0 | 0 | 0 | 0 | 0 | 0
F1_Commercial_Grocery (WA)_Existing_Food Preparation_Natural Gas_Griddle_E5 | F1 | Commercial | Grocery (WA) | Existing | Food Preparation | Natural Gas | Griddle | E5 | CCE | 0 | 0 | 0 | 0 | 0 | 0 | 0 | 0 | 0 | 0 | 0 | 0 | 0 | 0 | 0 | 0 | 0 | 0 | 0 | 0 | 0 | 0 | 0 | 0 | 0 | 0 | 0
F1_Commercial_Grocery (WA)_Existing_Food Preparation_Natural Gas_Griddle_E6 | F1 | Commercial | Grocery (WA) | Existing | Food Preparation | Natural Gas | Griddle | E6 | CCE | 0 | 0 | 0 | 0 | 0 | 0 | 0 | 0 | 0 | 0 | 0 | 0 | 0 | 0 | 0 | 0 | 0 | 0 | 0 | 0 | 0 | 0 | 0 | 0 | 0 | 0 | 0
F1_Commercial_Grocery (WA)_Existing_Food Preparation_Natural Gas_Griddle_E7 | F1 | Commercial | Grocery (WA) | Existing | Food Preparation | Natural Gas | Griddle | E7 | CCE | 0 | 0 | 0 | 0 | 0 | 0 | 0 | 0 | 0 | 0 | 0 | 0 | 0 | 0 | 0 | 0 | 0 | 0 | 0 | 0 | 0 | 0 | 0 | 0 | 0 | 0 | 0
F1_Commercial_Grocery (WA)_Existing_Food Preparation_Natural Gas_Griddle_E8 | F1 | Commercial | Grocery (WA) | Existing | Food Preparation | Natural Gas | Griddle | E8 | CCE | 0 | 0 | 0 | 0 | 0 | 0 | 0 | 0 | 0 | 0 | 0 | 0 | 0 | 0 | 0 | 0 | 0 | 0 | 0 | 0 | 0 | 0 | 0 | 0 | 0 | 0 | 0
F1_Commercial_Grocery (WA)_Existing_Food Preparation_Natural Gas_Griddle_E9 | F1 | Commercial | Grocery (WA) | Existing | Food Preparation | Natural Gas | Griddle | E9 | CCE | 0 | 0 | 0 | 0 | 0 | 0 | 0 | 0 | 0 | 0 | 0 | 0 | 0 | 0 | 0 | 0 | 0 | 0 | 0 | 0 | 0 | 0 | 0 | 0 | 0 | 0 | 0
F1_Commercial_Grocery (WA)_Existing_Food Preparation_Natural Gas_Griddle_E10 | F1 | Commercial | Grocery (WA) | Existing | Food Preparation | Natural Gas | Griddle | E10 | CCE | 0 | 0 | 0 | 0 | 0 | 0 | 0 | 0 | 0 | 0 | 0 | 0 | 0 | 0 | 0 | 0 | 0 | 0 | 0 | 0 | 0 | 0 | 0 | 0 | 0 | 0 | 0
F2_Commercial_Grocery (WA)_Existing_Food Preparation_Natural Gas_Griddle_E1 | F2 | Commercial | Grocery (WA) | Existing | Food Preparation | Natural Gas | Griddle | E1 | TRC BC Ratio | [24 empty] | 1 | 1 | 1 | bar: 2019 to 2042
F2_Commercial_Grocery (WA)_Existing_Food Preparation_Natural Gas_Griddle_E2 | F2 | Commercial | Grocery (WA) | Existing | Food Preparation | Natural Gas | Griddle | E2 | TRC BC Ratio | 3.2125 | 3.2934 | 3.3893 | 3.4992 | 3.6236 | 3.7748 | 3.9305 | 4.0846 | 4.233 | 4.3835 | 4.5033 | 4.6154 | 4.736 | 4.8539 | 4.9594 | 5.0581 | 5.1467 | 5.2341 | 5.3274 | 5.4185 | 5.512 | 5.6093 | 5.7076 | 5.809 | 5.9122 | 6.0172 | 6.1241
F2_Commercial_Grocery (WA)_Existing_Food Preparation_Natural Gas_Griddle_E3 | F2 | Commercial | Grocery (WA) | Existing | Food Preparation | Natural Gas | Griddle | E3 | TRC BC Ratio | 0 | 0 | 0 | 0 | 0 | 0 | 0 | 0 | 0 | 0 | 0 | 0 | 0 | 0 | 0 | 0 | 0 | 0 | 0 | 0 | 0 | 0 | 0 | 0 | 0 | 0 | 0
F2_Commercial_Grocery (WA)_Existing_Food Preparation_Natural Gas_Griddle_E4 | F2 | Commercial | Grocery (WA) | Existing | Food Preparation | Natural Gas | Griddle | E4 | TRC BC Ratio | 0 | 0 | 0 | 0 | 0 | 0 | 0 | 0 | 0 | 0 | 0 | 0 | 0 | 0 | 0 | 0 | 0 | 0 | 0 | 0 | 0 | 0 | 0 | 0 | 0 | 0 | 0
F2_Commercial_Grocery (WA)_Existing_Food Preparation_Natural Gas_Griddle_E5 | F2 | Commercial | Grocery (WA) | Existing | Food Preparation | Natural Gas | Griddle | E5 | TRC BC Ratio | 0 | 0 | 0 | 0 | 0 | 0 | 0 | 0 | 0 | 0 | 0 | 0 | 0 | 0 | 0 | 0 | 0 | 0 | 0 | 0 | 0 | 0 | 0 | 0 | 0 | 0 | 0
F2_Commercial_Grocery (WA)_Existing_Food Preparation_Natural Gas_Griddle_E6 | F2 | Commercial | Grocery (WA) | Existing | Food Preparation | Natural Gas | Griddle | E6 | TRC BC Ratio | 0 | 0 | 0 | 0 | 0 | 0 | 0 | 0 | 0 | 0 | 0 | 0 | 0 | 0 | 0 | 0 | 0 | 0 | 0 | 0 | 0 | 0 | 0 | 0 | 0 | 0 | 0
F2_Commercial_Grocery (WA)_Existing_Food Preparation_Natural Gas_Griddle_E7 | F2 | Commercial | Grocery (WA) | Existing | Food Preparation | Natural Gas | Griddle | E7 | TRC BC Ratio | 0 | 0 | 0 | 0 | 0 | 0 | 0 | 0 | 0 | 0 | 0 | 0 | 0 | 0 | 0 | 0 | 0 | 0 | 0 | 0 | 0 | 0 | 0 | 0 | 0 | 0 | 0
F2_Commercial_Grocery (WA)_Existing_Food Preparation_Natural Gas_Griddle_E8 | F2 | Commercial | Grocery (WA) | Existing | Food Preparation | Natural Gas | Griddle | E8 | TRC BC Ratio | 0 | 0 | 0 | 0 | 0 | 0 | 0 | 0 | 0 | 0 | 0 | 0 | 0 | 0 | 0 | 0 | 0 | 0 | 0 | 0 | 0 | 0 | 0 | 0 | 0 | 0 | 0
F2_Commercial_Grocery (WA)_Existing_Food Preparation_Natural Gas_Griddle_E9 | F2 | Commercial | Grocery (WA) | Existing | Food Preparation | Natural Gas | Griddle | E9 | TRC BC Ratio | 0 | 0 | 0 | 0 | 0 | 0 | 0 | 0 | 0 | 0 | 0 | 0 | 0 | 0 | 0 | 0 | 0 | 0 | 0 | 0 | 0 | 0 | 0 | 0 | 0 | 0 | 0
F2_Commercial_Grocery (WA)_Existing_Food Preparation_Natural Gas_Griddle_E10 | F2 | Commercial | Grocery (WA) | Existing | Food Preparation | Natural Gas | Griddle | E10 | TRC BC Ratio | 0 | 0 | 0 | 0 | 0 | 0 | 0 | 0 | 0 | 0 | 0 | 0 | 0 | 0 | 0 | 0 | 0 | 0 | 0 | 0 | 0 | 0 | 0 | 0 | 0 | 0 | 0
F3_Commercial_Grocery (WA)_Existing_Food Preparation_Natural Gas_Griddle_E1 | F3 | Commercial | Grocery (WA) | Existing | Food Preparation | Natural Gas | Griddle | E1 | PACT BC Ratio | [24 empty] | 1 | 1 | 1 | bar: 2019 to 2042
F3_Commercial_Grocery (WA)_Existing_Food Preparation_Natural Gas_Griddle_E2 | F3 | Commercial | Grocery (WA) | Existing | Food Preparation | Natural Gas | Griddle | E2 | PACT BC Ratio | 6.4743 | 6.6374 | 6.8307 | 7.0523 | 7.3028 | 7.6076 | 7.9213 | 8.232 | 8.5311 | 8.8344 | 9.0757 | 9.3018 | 9.5447 | 9.7824 | 9.995 | 10.194 | 10.3724 | 10.5485 | 10.7367 | 10.9202 | 11.1088 | 11.3048 | 11.5029 | 11.7073 | 11.9152 | 12.1269 | 12.3424
F3_Commercial_Grocery (WA)_Existing_Food Preparation_Natural Gas_Griddle_E3 | F3 | Commercial | Grocery (WA) | Existing | Food Preparation | Natural Gas | Griddle | E3 | PACT BC Ratio | 0 | 0 | 0 | 0 | 0 | 0 | 0 | 0 | 0 | 0 | 0 | 0 | 0 | 0 | 0 | 0 | 0 | 0 | 0 | 0 | 0 | 0 | 0 | 0 | 0 | 0 | 0
F3_Commercial_Grocery (WA)_Existing_Food Preparation_Natural Gas_Griddle_E4 | F3 | Commercial | Grocery (WA) | Existing | Food Preparation | Natural Gas | Griddle | E4 | PACT BC Ratio | 0 | 0 | 0 | 0 | 0 | 0 | 0 | 0 | 0 | 0 | 0 | 0 | 0 | 0 | 0 | 0 | 0 | 0 | 0 | 0 | 0 | 0 | 0 | 0 | 0 | 0 | 0
F3_Commercial_Grocery (WA)_Existing_Food Preparation_Natural Gas_Griddle_E5 | F3 | Commercial | Grocery (WA) | Existing | Food Preparation | Natural Gas | Griddle | E5 | PACT BC Ratio | 0 | 0 | 0 | 0 | 0 | 0 | 0 | 0 | 0 | 0 | 0 | 0 | 0 | 0 | 0 | 0 | 0 | 0 | 0 | 0 | 0 | 0 | 0 | 0 | 0 | 0 | 0
F3_Commercial_Grocery (WA)_Existing_Food Preparation_Natural Gas_Griddle_E6 | F3 | Commercial | Grocery (WA) | Existing | Food Preparation | Natural Gas | Griddle | E6 | PACT BC Ratio | 0 | 0 | 0 | 0 | 0 | 0 | 0 | 0 | 0 | 0 | 0 | 0 | 0 | 0 | 0 | 0 | 0 | 0 | 0 | 0 | 0 | 0 | 0 | 0 | 0 | 0 | 0
F3_Commercial_Grocery (WA)_Existing_Food Preparation_Natural Gas_Griddle_E7 | F3 | Commercial | Grocery (WA) | Existing | Food Preparation | Natural Gas | Griddle | E7 | PACT BC Ratio | 0 | 0 | 0 | 0 | 0 | 0 | 0 | 0 | 0 | 0 | 0 | 0 | 0 | 0 | 0 | 0 | 0 | 0 | 0 | 0 | 0 | 0 | 0 | 0 | 0 | 0 | 0
F3_Commercial_Grocery (WA)_Existing_Food Preparation_Natural Gas_Griddle_E8 | F3 | Commercial | Grocery (WA) | Existing | Food Preparation | Natural Gas | Griddle | E8 | PACT BC Ratio | 0 | 0 | 0 | 0 | 0 | 0 | 0 | 0 | 0 | 0 | 0 | 0 | 0 | 0 | 0 | 0 | 0 | 0 | 0 | 0 | 0 | 0 | 0 | 0 | 0 | 0 | 0
F3_Commercial_Grocery (WA)_Existing_Food Preparation_Natural Gas_Griddle_E9 | F3 | Commercial | Grocery (WA) | Existing | Food Preparation | Natural Gas | Griddle | E9 | PACT BC Ratio | 0 | 0 | 0 | 0 | 0 | 0 | 0 | 0 | 0 | 0 | 0 | 0 | 0 | 0 | 0 | 0 | 0 | 0 | 0 | 0 | 0 | 0 | 0 | 0 | 0 | 0 | 0
F3_Commercial_Grocery (WA)_Existing_Food Preparation_Natural Gas_Griddle_E10 | F3 | Commercial | Grocery (WA) | Existing | Food Preparation | Natural Gas | Griddle | E10 | PACT BC Ratio | 0 | 0 | 0 | 0 | 0 | 0 | 0 | 0 | 0 | 0 | 0 | 0 | 0 | 0 | 0 | 0 | 0 | 0 | 0 | 0 | 0 | 0 | 0 | 0 | 0 | 0 | 0
F4_Commercial_Grocery (WA)_Existing_Food Preparation_Natural Gas_Griddle_E1 | F4 | Commercial | Grocery (WA) | Existing | Food Preparation | Natural Gas | Griddle | E1 | RVT BC Ratio | [24 empty] | 1 | 1 | 1 | bar: 2019 to 2042
F4_Commercial_Grocery (WA)_Existing_Food Preparation_Natural Gas_Griddle_E2 | F4 | Commercial | Grocery (WA) | Existing | Food Preparation | Natural Gas | Griddle | E2 | RVT BC Ratio | 4.9358 | 5.0215 | 5.1222 | 5.2396 | 5.374 | 5.5418 | 5.7101 | 5.8699 | 6.0145 | 6.1547 | 6.3 | 6.432 | 6.5713 | 6.7032 | 6.8166 | 6.9189 | 7.0055 | 7.0882 | 7.1761 | 7.2582 | 7.3406 | 7.4632 | 7.587 | 7.7148 | 7.8448 | 7.9772 | 8.1118
F4_Commercial_Grocery (WA)_Existing_Food Preparation_Natural Gas_Griddle_E3 | F4 | Commercial | Grocery (WA) | Existing | Food Preparation | Natural Gas | Griddle | E3 | RVT BC Ratio | 0 | 0 | 0 | 0 | 0 | 0 | 0 | 0 | 0 | 0 | 0 | 0 | 0 | 0 | 0 | 0 | 0 | 0 | 0 | 0 | 0 | 0 | 0 | 0 | 0 | 0 | 0
F4_Commercial_Grocery (WA)_Existing_Food Preparation_Natural Gas_Griddle_E4 | F4 | Commercial | Grocery (WA) | Existing | Food Preparation | Natural Gas | Griddle | E4 | RVT BC Ratio | 0 | 0 | 0 | 0 | 0 | 0 | 0 | 0 | 0 | 0 | 0 | 0 | 0 | 0 | 0 | 0 | 0 | 0 | 0 | 0 | 0 | 0 | 0 | 0 | 0 | 0 | 0
F4_Commercial_Grocery (WA)_Existing_Food Preparation_Natural Gas_Griddle_E5 | F4 | Commercial | Grocery (WA) | Existing | Food Preparation | Natural Gas | Griddle | E5 | RVT BC Ratio | 0 | 0 | 0 | 0 | 0 | 0 | 0 | 0 | 0 | 0 | 0 | 0 | 0 | 0 | 0 | 0 | 0 | 0 | 0 | 0 | 0 | 0 | 0 | 0 | 0 | 0 | 0
F4_Commercial_Grocery (WA)_Existing_Food Preparation_Natural Gas_Griddle_E6 | F4 | Commercial | Grocery (WA) | Existing | Food Preparation | Natural Gas | Griddle | E6 | RVT BC Ratio | 0 | 0 | 0 | 0 | 0 | 0 | 0 | 0 | 0 | 0 | 0 | 0 | 0 | 0 | 0 | 0 | 0 | 0 | 0 | 0 | 0 | 0 | 0 | 0 | 0 | 0 | 0
F4_Commercial_Grocery (WA)_Existing_Food Preparation_Natural Gas_Griddle_E7 | F4 | Commercial | Grocery (WA) | Existing | Food Preparation | Natural Gas | Griddle | E7 | RVT BC Ratio | 0 | 0 | 0 | 0 | 0 | 0 | 0 | 0 | 0 | 0 | 0 | 0 | 0 | 0 | 0 | 0 | 0 | 0 | 0 | 0 | 0 | 0 | 0 | 0 | 0 | 0 | 0
F4_Commercial_Grocery (WA)_Existing_Food Preparation_Natural Gas_Griddle_E8 | F4 | Commercial | Grocery (WA) | Existing | Food Preparation | Natural Gas | Griddle | E8 | RVT BC Ratio | 0 | 0 | 0 | 0 | 0 | 0 | 0 | 0 | 0 | 0 | 0 | 0 | 0 | 0 | 0 | 0 | 0 | 0 | 0 | 0 | 0 | 0 | 0 | 0 | 0 | 0 | 0
F4_Commercial_Grocery (WA)_Existing_Food Preparation_Natural Gas_Griddle_E9 | F4 | Commercial | Grocery (WA) | Existing | Food Preparation | Natural Gas | Griddle | E9 | RVT BC Ratio | 0 | 0 | 0 | 0 | 0 | 0 | 0 | 0 | 0 | 0 | 0 | 0 | 0 | 0 | 0 | 0 | 0 | 0 | 0 | 0 | 0 | 0 | 0 | 0 | 0 | 0 | 0
F4_Commercial_Grocery (WA)_Existing_Food Preparation_Natural Gas_Griddle_E10 | F4 | Commercial | Grocery (WA) | Existing | Food Preparation | Natural Gas | Griddle | E10 | RVT BC Ratio | 0 | 0 | 0 | 0 | 0 | 0 | 0 | 0 | 0 | 0 | 0 | 0 | 0 | 0 | 0 | 0 | 0 | 0 | 0 | 0 | 0 | 0 | 0 | 0 | 0 | 0 | 0
F5_Commercial_Grocery (WA)_Existing_Food Preparation_Natural Gas_Griddle_E1 | F5 | Commercial | Grocery (WA) | Existing | Food Preparation | Natural Gas | Griddle | E1 | RIM BC Ratio | [24 empty] | 1 | 1 | 1 | bar: 2019 to 2042
F5_Commercial_Grocery (WA)_Existing_Food Preparation_Natural Gas_Griddle_E2 | F5 | Commercial | Grocery (WA) | Existing | Food Preparation | Natural Gas | Griddle | E2 | RIM BC Ratio | 0.75061 | 0.75688 | 0.76419 | 0.77195 | 0.7801 | 0.78891 | 0.79805 | 0.80752 | 0.81739 | 0.82777 | 0.83138 | 0.83512 | 0.83929 | 0.84377 | 0.84818 | 0.85263 | 0.85712 | 0.86179 | 0.8667 | 0.87181 | 0.87718 | 0.87838 | 0.87956 | 0.88073 | 0.88189 | 0.88303 | 0.88416
F5_Commercial_Grocery (WA)_Existing_Food Preparation_Natural Gas_Griddle_E3 | F5 | Commercial | Grocery (WA) | Existing | Food Preparation | Natural Gas | Griddle | E3 | RIM BC Ratio | 0 | 0 | 0 | 0 | 0 | 0 | 0 | 0 | 0 | 0 | 0 | 0 | 0 | 0 | 0 | 0 | 0 | 0 | 0 | 0 | 0 | 0 | 0 | 0 | 0 | 0 | 0
F5_Commercial_Grocery (WA)_Existing_Food Preparation_Natural Gas_Griddle_E4 | F5 | Commercial | Grocery (WA) | Existing | Food Preparation | Natural Gas | Griddle | E4 | RIM BC Ratio | 0 | 0 | 0 | 0 | 0 | 0 | 0 | 0 | 0 | 0 | 0 | 0 | 0 | 0 | 0 | 0 | 0 | 0 | 0 | 0 | 0 | 0 | 0 | 0 | 0 | 0 | 0
F5_Commercial_Grocery (WA)_Existing_Food Preparation_Natural Gas_Griddle_E5 | F5 | Commercial | Grocery (WA) | Existing | Food Preparation | Natural Gas | Griddle | E5 | RIM BC Ratio | 0 | 0 | 0 | 0 | 0 | 0 | 0 | 0 | 0 | 0 | 0 | 0 | 0 | 0 | 0 | 0 | 0 | 0 | 0 | 0 | 0 | 0 | 0 | 0 | 0 | 0 | 0
F5_Commercial_Grocery (WA)_Existing_Food Preparation_Natural Gas_Griddle_E6 | F5 | Commercial | Grocery (WA) | Existing | Food Preparation | Natural Gas | Griddle | E6 | RIM BC Ratio | 0 | 0 | 0 | 0 | 0 | 0 | 0 | 0 | 0 | 0 | 0 | 0 | 0 | 0 | 0 | 0 | 0 | 0 | 0 | 0 | 0 | 0 | 0 | 0 | 0 | 0 | 0
F5_Commercial_Grocery (WA)_Existing_Food Preparation_Natural Gas_Griddle_E7 | F5 | Commercial | Grocery (WA) | Existing | Food Preparation | Natural Gas | Griddle | E7 | RIM BC Ratio | 0 | 0 | 0 | 0 | 0 | 0 | 0 | 0 | 0 | 0 | 0 | 0 | 0 | 0 | 0 | 0 | 0 | 0 | 0 | 0 | 0 | 0 | 0 | 0 | 0 | 0 | 0
F5_Commercial_Grocery (WA)_Existing_Food Preparation_Natural Gas_Griddle_E8 | F5 | Commercial | Grocery (WA) | Existing | Food Preparation | Natural Gas | Griddle | E8 | RIM BC Ratio | 0 | 0 | 0 | 0 | 0 | 0 | 0 | 0 | 0 | 0 | 0 | 0 | 0 | 0 | 0 | 0 | 0 | 0 | 0 | 0 | 0 | 0 | 0 | 0 | 0 | 0 | 0
F5_Commercial_Grocery (WA)_Existing_Food Preparation_Natural Gas_Griddle_E9 | F5 | Commercial | Grocery (WA) | Existing | Food Preparation | Natural Gas | Griddle | E9 | RIM BC Ratio | 0 | 0 | 0 | 0 | 0 | 0 | 0 | 0 | 0 | 0 | 0 | 0 | 0 | 0 | 0 | 0 | 0 | 0 | 0 | 0 | 0 | 0 | 0 | 0 | 0 | 0 | 0
F5_Commercial_Grocery (WA)_Existing_Food Preparation_Natural Gas_Griddle_E10 | F5 | Commercial | Grocery (WA) | Existing | Food Preparation | Natural Gas | Griddle | E10 | RIM BC Ratio | 0 | 0 | 0 | 0 | 0 | 0 | 0 | 0 | 0 | 0 | 0 | 0 | 0 | 0 | 0 | 0 | 0 | 0 | 0 | 0 | 0 | 0 | 0 | 0 | 0 | 0 | 0
F0_Commercial_Grocery (WA)_Existing_Food Preparation_Natural Gas_Range_E0 | F0 | Commercial | Grocery (WA) | Existing | Food Preparation | Natural Gas | Range | E0 | Economic Unit | High Efficiency | High Efficiency | High Efficiency | High Efficiency | High Efficiency | High Efficiency | High Efficiency | High Efficiency | High Efficiency | High Efficiency | High Efficiency | High Efficiency | High Efficiency | High Efficiency | High Efficiency | High Efficiency | High Efficiency | High Efficiency | High Efficiency | High Efficiency | High Efficiency | High Efficiency | High Efficiency | High Efficiency | High Efficiency | High Efficiency | High Efficiency
F1_Commercial_Grocery (WA)_Existing_Food Preparation_Natural Gas_Range_E1 | F1 | Commercial | Grocery (WA) | Existing | Food Preparation | Natural Gas | Range | E1 | CCE | 0 | 0 | 0 | 0 | 0 | 0 | 0 | 0 | 0 | 0 | 0 | 0 | 0 | 0 | 0 | 0 | 0 | 0 | 0 | 0 | 0 | 0 | 0 | 0 | 0 | 0 | 0
F1_Commercial_Grocery (WA)_Existing_Food Preparation_Natural Gas_Range_E2 | F1 | Commercial | Grocery (WA) | Existing | Food Preparation | Natural Gas | Range | E2 | CCE | 0.00029708 | 0.00029708 | 0.00029708 | 0.00029708 | 0.00029708 | 0.00029708 | 0.00029708 | 0.00029708 | 0.00029708 | 0.00029708 | 0.00029708 | 0.00029708 | 0.00029708 | 0.00029708 | 0.00029708 | 0.00029708 | 0.00029708 | 0.00029708 | 0.00029708 | 0.00029708 | 0.00029708 | 0.00029708 | 0.00029708 | 0.00029708 | 0.00029708 | 0.00029708 | 0.00029708
F1_Commercial_Grocery (WA)_Existing_Food Preparation_Natural Gas_Range_E3 | F1 | Commercial | Grocery (WA) | Existing | Food Preparation | Natural Gas | Range | E3 | CCE | 0 | 0 | 0 | 0 | 0 | 0 | 0 | 0 | 0 | 0 | 0 | 0 | 0 | 0 | 0 | 0 | 0 | 0 | 0 | 0 | 0 | 0 | 0 | 0 | 0 | 0 | 0
F1_Commercial_Grocery (WA)_Existing_Food Preparation_Natural Gas_Range_E4 | F1 | Commercial | Grocery (WA) | Existing | Food Preparation | Natural Gas | Range | E4 | CCE | 0 | 0 | 0 | 0 | 0 | 0 | 0 | 0 | 0 | 0 | 0 | 0 | 0 | 0 | 0 | 0 | 0 | 0 | 0 | 0 | 0 | 0 | 0 | 0 | 0 | 0 | 0
F1_Commercial_Grocery (WA)_Existing_Food Preparation_Natural Gas_Range_E5 | F1 | Commercial | Grocery (WA) | Existing | Food Preparation | Natural Gas | Range | E5 | CCE | 0 | 0 | 0 | 0 | 0 | 0 | 0 | 0 | 0 | 0 | 0 | 0 | 0 | 0 | 0 | 0 | 0 | 0 | 0 | 0 | 0 | 0 | 0 | 0 | 0 | 0 | 0
F1_Commercial_Grocery (WA)_Existing_Food Preparation_Natural Gas_Range_E6 | F1 | Commercial | Grocery (WA) | Existing | Food Preparation | Natural Gas | Range | E6 | CCE | 0 | 0 | 0 | 0 | 0 | 0 | 0 | 0 | 0 | 0 | 0 | 0 | 0 | 0 | 0 | 0 | 0 | 0 | 0 | 0 | 0 | 0 | 0 | 0 | 0 | 0 | 0
F1_Commercial_Grocery (WA)_Existing_Food Preparation_Natural Gas_Range_E7 | F1 | Commercial | Grocery (WA) | Existing | Food Preparation | Natural Gas | Range | E7 | CCE | 0 | 0 | 0 | 0 | 0 | 0 | 0 | 0 | 0 | 0 | 0 | 0 | 0 | 0 | 0 | 0 | 0 | 0 | 0 | 0 | 0 | 0 | 0 | 0 | 0 | 0 | 0
F1_Commercial_Grocery (WA)_Existing_Food Preparation_Natural Gas_Range_E8 | F1 | Commercial | Grocery (WA) | Existing | Food Preparation | Natural Gas | Range | E8 | CCE | 0 | 0 | 0 | 0 | 0 | 0 | 0 | 0 | 0 | 0 | 0 | 0 | 0 | 0 | 0 | 0 | 0 | 0 | 0 | 0 | 0 | 0 | 0 | 0 | 0 | 0 | 0
F1_Commercial_Grocery (WA)_Existing_Food Preparation_Natural Gas_Range_E9 | F1 | Commercial | Grocery (WA) | Existing | Food Preparation | Natural Gas | Range | E9 | CCE | 0 | 0 | 0 | 0 | 0 | 0 | 0 | 0 | 0 | 0 | 0 | 0 | 0 | 0 | 0 | 0 | 0 | 0 | 0 | 0 | 0 | 0 | 0 | 0 | 0 | 0 | 0
F1_Commercial_Grocery (WA)_Existing_Food Preparation_Natural Gas_Range_E10 | F1 | Commercial | Grocery (WA) | Existing | Food Preparation | Natural Gas | Range | E10 | CCE | 0 | 0 | 0 | 0 | 0 | 0 | 0 | 0 | 0 | 0 | 0 | 0 | 0 | 0 | 0 | 0 | 0 | 0 | 0 | 0 | 0 | 0 | 0 | 0 | 0 | 0 | 0
F2_Commercial_Grocery (WA)_Existing_Food Preparation_Natural Gas_Range_E1 | F2 | Commercial | Grocery (WA) | Existing | Food Preparation | Natural Gas | Range | E1 | TRC BC Ratio | [24 empty] | 1 | 1 | 1 | bar: 2019 to 2042
F2_Commercial_Grocery (WA)_Existing_Food Preparation_Natural Gas_Range_E2 | F2 | Commercial | Grocery (WA) | Existing | Food Preparation | Natural Gas | Range | E2 | TRC BC Ratio | 11.6739 | 11.9434 | 12.2824 | 12.6823 | 13.1474 | 13.7339 | 14.3448 | 14.9539 | 15.5414 | 16.137 | 16.6018 | 17.0342 | 17.5004 | 17.9546 | 18.3551 | 18.7259 | 19.053 | 19.3744 | 19.7202 | 20.0554 | 20.4003 | 20.76 | 21.1231 | 21.4983 | 21.8803 | 22.269 | 22.6646
F2_Commercial_Grocery (WA)_Existing_Food Preparation_Natural Gas_Range_E3 | F2 | Commercial | Grocery (WA) | Existing | Food Preparation | Natural Gas | Range | E3 | TRC BC Ratio | 0 | 0 | 0 | 0 | 0 | 0 | 0 | 0 | 0 | 0 | 0 | 0 | 0 | 0 | 0 | 0 | 0 | 0 | 0 | 0 | 0 | 0 | 0 | 0 | 0 | 0 | 0
F2_Commercial_Grocery (WA)_Existing_Food Preparation_Natural Gas_Range_E4 | F2 | Commercial | Grocery (WA) | Existing | Food Preparation | Natural Gas | Range | E4 | TRC BC Ratio | 0 | 0 | 0 | 0 | 0 | 0 | 0 | 0 | 0 | 0 | 0 | 0 | 0 | 0 | 0 | 0 | 0 | 0 | 0 | 0 | 0 | 0 | 0 | 0 | 0 | 0 | 0
F2_Commercial_Grocery (WA)_Existing_Food Preparation_Natural Gas_Range_E5 | F2 | Commercial | Grocery (WA) | Existing | Food Preparation | Natural Gas | Range | E5 | TRC BC Ratio | 0 | 0 | 0 | 0 | 0 | 0 | 0 | 0 | 0 | 0 | 0 | 0 | 0 | 0 | 0 | 0 | 0 | 0 | 0 | 0 | 0 | 0 | 0 | 0 | 0 | 0 | 0
F2_Commercial_Grocery (WA)_Existing_Food Preparation_Natural Gas_Range_E6 | F2 | Commercial | Grocery (WA) | Existing | Food Preparation | Natural Gas | Range | E6 | TRC BC Ratio | 0 | 0 | 0 | 0 | 0 | 0 | 0 | 0 | 0 | 0 | 0 | 0 | 0 | 0 | 0 | 0 | 0 | 0 | 0 | 0 | 0 | 0 | 0 | 0 | 0 | 0 | 0
F2_Commercial_Grocery (WA)_Existing_Food Preparation_Natural Gas_Range_E7 | F2 | Commercial | Grocery (WA) | Existing | Food Preparation | Natural Gas | Range | E7 | TRC BC Ratio | 0 | 0 | 0 | 0 | 0 | 0 | 0 | 0 | 0 | 0 | 0 | 0 | 0 | 0 | 0 | 0 | 0 | 0 | 0 | 0 | 0 | 0 | 0 | 0 | 0 | 0 | 0
F2_Commercial_Grocery (WA)_Existing_Food Preparation_Natural Gas_Range_E8 | F2 | Commercial | Grocery (WA) | Existing | Food Preparation | Natural Gas | Range | E8 | TRC BC Ratio | 0 | 0 | 0 | 0 | 0 | 0 | 0 | 0 | 0 | 0 | 0 | 0 | 0 | 0 | 0 | 0 | 0 | 0 | 0 | 0 | 0 | 0 | 0 | 0 | 0 | 0 | 0
F2_Commercial_Grocery (WA)_Existing_Food Preparation_Natural Gas_Range_E9 | F2 | Commercial | Grocery (WA) | Existing | Food Preparation | Natural Gas | Range | E9 | TRC BC Ratio | 0 | 0 | 0 | 0 | 0 | 0 | 0 | 0 | 0 | 0 | 0 | 0 | 0 | 0 | 0 | 0 | 0 | 0 | 0 | 0 | 0 | 0 | 0 | 0 | 0 | 0 | 0
F2_Commercial_Grocery (WA)_Existing_Food Preparation_Natural Gas_Range_E10 | F2 | Commercial | Grocery (WA) | Existing | Food Preparation | Natural Gas | Range | E10 | TRC BC Ratio | 0 | 0 | 0 | 0 | 0 | 0 | 0 | 0 | 0 | 0 | 0 | 0 | 0 | 0 | 0 | 0 | 0 | 0 | 0 | 0 | 0 | 0 | 0 | 0 | 0 | 0 | 0
F3_Commercial_Grocery (WA)_Existing_Food Preparation_Natural Gas_Range_E1 | F3 | Commercial | Grocery (WA) | Existing | Food Preparation | Natural Gas | Range | E1 | PACT BC Ratio | [24 empty] | 1 | 1 | 1 | bar: 2019 to 2042
F3_Commercial_Grocery (WA)_Existing_Food Preparation_Natural Gas_Range_E2 | F3 | Commercial | Grocery (WA) | Existing | Food Preparation | Natural Gas | Range | E2 | PACT BC Ratio | 23.5271 | 24.0703 | 24.7535 | 25.5595 | 26.4967 | 27.6788 | 28.91 | 30.1375 | 31.3216 | 32.5219 | 33.4587 | 34.3302 | 35.2697 | 36.185 | 36.9922 | 37.7395 | 38.3987 | 39.0466 | 39.7434 | 40.419 | 41.1141 | 41.8389 | 42.5707 | 43.327 | 44.0967 | 44.8801 | 45.6775
F3_Commercial_Grocery (WA)_Existing_Food Preparation_Natural Gas_Range_E3 | F3 | Commercial | Grocery (WA) | Existing | Food Preparation | Natural Gas | Range | E3 | PACT BC Ratio | 0 | 0 | 0 | 0 | 0 | 0 | 0 | 0 | 0 | 0 | 0 | 0 | 0 | 0 | 0 | 0 | 0 | 0 | 0 | 0 | 0 | 0 | 0 | 0 | 0 | 0 | 0
F3_Commercial_Grocery (WA)_Existing_Food Preparation_Natural Gas_Range_E4 | F3 | Commercial | Grocery (WA) | Existing | Food Preparation | Natural Gas | Range | E4 | PACT BC Ratio | 0 | 0 | 0 | 0 | 0 | 0 | 0 | 0 | 0 | 0 | 0 | 0 | 0 | 0 | 0 | 0 | 0 | 0 | 0 | 0 | 0 | 0 | 0 | 0 | 0 | 0 | 0
F3_Commercial_Grocery (WA)_Existing_Food Preparation_Natural Gas_Range_E5 | F3 | Commercial | Grocery (WA) | Existing | Food Preparation | Natural Gas | Range | E5 | PACT BC Ratio | 0 | 0 | 0 | 0 | 0 | 0 | 0 | 0 | 0 | 0 | 0 | 0 | 0 | 0 | 0 | 0 | 0 | 0 | 0 | 0 | 0 | 0 | 0 | 0 | 0 | 0 | 0
F3_Commercial_Grocery (WA)_Existing_Food Preparation_Natural Gas_Range_E6 | F3 | Commercial | Grocery (WA) | Existing | Food Preparation | Natural Gas | Range | E6 | PACT BC Ratio | 0 | 0 | 0 | 0 | 0 | 0 | 0 | 0 | 0 | 0 | 0 | 0 | 0 | 0 | 0 | 0 | 0 | 0 | 0 | 0 | 0 | 0 | 0 | 0 | 0 | 0 | 0
F3_Commercial_Grocery (WA)_Existing_Food Preparation_Natural Gas_Range_E7 | F3 | Commercial | Grocery (WA) | Existing | Food Preparation | Natural Gas | Range | E7 | PACT BC Ratio | 0 | 0 | 0 | 0 | 0 | 0 | 0 | 0 | 0 | 0 | 0 | 0 | 0 | 0 | 0 | 0 | 0 | 0 | 0 | 0 | 0 | 0 | 0 | 0 | 0 | 0 | 0
F3_Commercial_Grocery (WA)_Existing_Food Preparation_Natural Gas_Range_E8 | F3 | Commercial | Grocery (WA) | Existing | Food Preparation | Natural Gas | Range | E8 | PACT BC Ratio | 0 | 0 | 0 | 0 | 0 | 0 | 0 | 0 | 0 | 0 | 0 | 0 | 0 | 0 | 0 | 0 | 0 | 0 | 0 | 0 | 0 | 0 | 0 | 0 | 0 | 0 | 0
F3_Commercial_Grocery (WA)_Existing_Food Preparation_Natural Gas_Range_E9 | F3 | Commercial | Grocery (WA) | Existing | Food Preparation | Natural Gas | Range | E9 | PACT BC Ratio | 0 | 0 | 0 | 0 | 0 | 0 | 0 | 0 | 0 | 0 | 0 | 0 | 0 | 0 | 0 | 0 | 0 | 0 | 0 | 0 | 0 | 0 | 0 | 0 | 0 | 0 | 0
F3_Commercial_Grocery (WA)_Existing_Food Preparation_Natural Gas_Range_E10 | F3 | Commercial | Grocery (WA) | Existing | Food Preparation | Natural Gas | Range | E10 | PACT BC Ratio | 0 | 0 | 0 | 0 | 0 | 0 | 0 | 0 | 0 | 0 | 0 | 0 | 0 | 0 | 0 | 0 | 0 | 0 | 0 | 0 | 0 | 0 | 0 | 0 | 0 | 0 | 0
F4_Commercial_Grocery (WA)_Existing_Food Preparation_Natural Gas_Range_E1 | F4 | Commercial | Grocery (WA) | Existing | Food Preparation | Natural Gas | Range | E1 | RVT BC Ratio | [24 empty] | 1 | 1 | 1 | bar: 2019 to 2042
F4_Commercial_Grocery (WA)_Existing_Food Preparation_Natural Gas_Range_E2 | F4 | Commercial | Grocery (WA) | Existing | Food Preparation | Natural Gas | Range | E2 | RVT BC Ratio | 17.0599 | 17.3372 | 17.6753 | 18.0861 | 18.5749 | 19.221 | 19.8837 | 20.5248 | 21.1149 | 21.6817 | 22.2639 | 22.7839 | 23.3263 | 23.8276 | 24.2499 | 24.6241 | 24.9309 | 25.2201 | 25.5304 | 25.8151 | 26.0998 | 26.553 | 27.0105 | 27.4833 | 27.9646 | 28.4544 | 28.9529
F4_Commercial_Grocery (WA)_Existing_Food Preparation_Natural Gas_Range_E3 | F4 | Commercial | Grocery (WA) | Existing | Food Preparation | Natural Gas | Range | E3 | RVT BC Ratio | 0 | 0 | 0 | 0 | 0 | 0 | 0 | 0 | 0 | 0 | 0 | 0 | 0 | 0 | 0 | 0 | 0 | 0 | 0 | 0 | 0 | 0 | 0 | 0 | 0 | 0 | 0
F4_Commercial_Grocery (WA)_Existing_Food Preparation_Natural Gas_Range_E4 | F4 | Commercial | Grocery (WA) | Existing | Food Preparation | Natural Gas | Range | E4 | RVT BC Ratio | 0 | 0 | 0 | 0 | 0 | 0 | 0 | 0 | 0 | 0 | 0 | 0 | 0 | 0 | 0 | 0 | 0 | 0 | 0 | 0 | 0 | 0 | 0 | 0 | 0 | 0 | 0
F4_Commercial_Grocery (WA)_Existing_Food Preparation_Natural Gas_Range_E5 | F4 | Commercial | Grocery (WA) | Existing | Food Preparation | Natural Gas | Range | E5 | RVT BC Ratio | 0 | 0 | 0 | 0 | 0 | 0 | 0 | 0 | 0 | 0 | 0 | 0 | 0 | 0 | 0 | 0 | 0 | 0 | 0 | 0 | 0 | 0 | 0 | 0 | 0 | 0 | 0
F4_Commercial_Grocery (WA)_Existing_Food Preparation_Natural Gas_Range_E6 | F4 | Commercial | Grocery (WA) | Existing | Food Preparation | Natural Gas | Range | E6 | RVT BC Ratio | 0 | 0 | 0 | 0 | 0 | 0 | 0 | 0 | 0 | 0 | 0 | 0 | 0 | 0 | 0 | 0 | 0 | 0 | 0 | 0 | 0 | 0 | 0 | 0 | 0 | 0 | 0
F4_Commercial_Grocery (WA)_Existing_Food Preparation_Natural Gas_Range_E7 | F4 | Commercial | Grocery (WA) | Existing | Food Preparation | Natural Gas | Range | E7 | RVT BC Ratio | 0 | 0 | 0 | 0 | 0 | 0 | 0 | 0 | 0 | 0 | 0 | 0 | 0 | 0 | 0 | 0 | 0 | 0 | 0 | 0 | 0 | 0 | 0 | 0 | 0 | 0 | 0
F4_Commercial_Grocery (WA)_Existing_Food Preparation_Natural Gas_Range_E8 | F4 | Commercial | Grocery (WA) | Existing | Food Preparation | Natural Gas | Range | E8 | RVT BC Ratio | 0 | 0 | 0 | 0 | 0 | 0 | 0 | 0 | 0 | 0 | 0 | 0 | 0 | 0 | 0 | 0 | 0 | 0 | 0 | 0 | 0 | 0 | 0 | 0 | 0 | 0 | 0
F4_Commercial_Grocery (WA)_Existing_Food Preparation_Natural Gas_Range_E9 | F4 | Commercial | Grocery (WA) | Existing | Food Preparation | Natural Gas | Range | E9 | RVT BC Ratio | 0 | 0 | 0 | 0 | 0 | 0 | 0 | 0 | 0 | 0 | 0 | 0 | 0 | 0 | 0 | 0 | 0 | 0 | 0 | 0 | 0 | 0 | 0 | 0 | 0 | 0 | 0
F4_Commercial_Grocery (WA)_Existing_Food Preparation_Natural Gas_Range_E10 | F4 | Commercial | Grocery (WA) | Existing | Food Preparation | Natural Gas | Range | E10 | RVT BC Ratio | 0 | 0 | 0 | 0 | 0 | 0 | 0 | 0 | 0 | 0 | 0 | 0 | 0 | 0 | 0 | 0 | 0 | 0 | 0 | 0 | 0 | 0 | 0 | 0 | 0 | 0 | 0
F5_Commercial_Grocery (WA)_Existing_Food Preparation_Natural Gas_Range_E1 | F5 | Commercial | Grocery (WA) | Existing | Food Preparation | Natural Gas | Range | E1 | RIM BC Ratio | [24 empty] | 1 | 1 | 1 | bar: 2019 to 2042
F5_Commercial_Grocery (WA)_Existing_Food Preparation_Natural Gas_Range_E2 | F5 | Commercial | Grocery (WA) | Existing | Food Preparation | Natural Gas | Range | E2 | RIM BC Ratio | 0.81163 | 0.81724 | 0.82454 | 0.83226 | 0.84031 | 0.8486 | 0.8571 | 0.86585 | 0.87496 | 0.88496 | 0.88686 | 0.88937 | 0.89264 | 0.8967 | 0.90087 | 0.90521 | 0.90978 | 0.9146 | 0.9197 | 0.9251 | 0.93082 | 0.93118 | 0.93154 | 0.9319 | 0.93225 | 0.93259 | 0.93293
F5_Commercial_Grocery (WA)_Existing_Food Preparation_Natural Gas_Range_E3 | F5 | Commercial | Grocery (WA) | Existing | Food Preparation | Natural Gas | Range | E3 | RIM BC Ratio | 0 | 0 | 0 | 0 | 0 | 0 | 0 | 0 | 0 | 0 | 0 | 0 | 0 | 0 | 0 | 0 | 0 | 0 | 0 | 0 | 0 | 0 | 0 | 0 | 0 | 0 | 0
F5_Commercial_Grocery (WA)_Existing_Food Preparation_Natural Gas_Range_E4 | F5 | Commercial | Grocery (WA) | Existing | Food Preparation | Natural Gas | Range | E4 | RIM BC Ratio | 0 | 0 | 0 | 0 | 0 | 0 | 0 | 0 | 0 | 0 | 0 | 0 | 0 | 0 | 0 | 0 | 0 | 0 | 0 | 0 | 0 | 0 | 0 | 0 | 0 | 0 | 0
F5_Commercial_Grocery (WA)_Existing_Food Preparation_Natural Gas_Range_E5 | F5 | Commercial | Grocery (WA) | Existing | Food Preparation | Natural Gas | Range | E5 | RIM BC Ratio | 0 | 0 | 0 | 0 | 0 | 0 | 0 | 0 | 0 | 0 | 0 | 0 | 0 | 0 | 0 | 0 | 0 | 0 | 0 | 0 | 0 | 0 | 0 | 0 | 0 | 0 | 0
F5_Commercial_Grocery (WA)_Existing_Food Preparation_Natural Gas_Range_E6 | F5 | Commercial | Grocery (WA) | Existing | Food Preparation | Natural Gas | Range | E6 | RIM BC Ratio | 0 | 0 | 0 | 0 | 0 | 0 | 0 | 0 | 0 | 0 | 0 | 0 | 0 | 0 | 0 | 0 | 0 | 0 | 0 | 0 | 0 | 0 | 0 | 0 | 0 | 0 | 0
F5_Commercial_Grocery (WA)_Existing_Food Preparation_Natural Gas_Range_E7 | F5 | Commercial | Grocery (WA) | Existing | Food Preparation | Natural Gas | Range | E7 | RIM BC Ratio | 0 | 0 | 0 | 0 | 0 | 0 | 0 | 0 | 0 | 0 | 0 | 0 | 0 | 0 | 0 | 0 | 0 | 0 | 0 | 0 | 0 | 0 | 0 | 0 | 0 | 0 | 0
F5_Commercial_Grocery (WA)_Existing_Food Preparation_Natural Gas_Range_E8 | F5 | Commercial | Grocery (WA) | Existing | Food Preparation | Natural Gas | Range | E8 | RIM BC Ratio | 0 | 0 | 0 | 0 | 0 | 0 | 0 | 0 | 0 | 0 | 0 | 0 | 0 | 0 | 0 | 0 | 0 | 0 | 0 | 0 | 0 | 0 | 0 | 0 | 0 | 0 | 0
F5_Commercial_Grocery (WA)_Existing_Food Preparation_Natural Gas_Range_E9 | F5 | Commercial | Grocery (WA) | Existing | Food Preparation | Natural Gas | Range | E9 | RIM BC Ratio | 0 | 0 | 0 | 0 | 0 | 0 | 0 | 0 | 0 | 0 | 0 | 0 | 0 | 0 | 0 | 0 | 0 | 0 | 0 | 0 | 0 | 0 | 0 | 0 | 0 | 0 | 0
F5_Commercial_Grocery (WA)_Existing_Food Preparation_Natural Gas_Range_E10 | F5 | Commercial | Grocery (WA) | Existing | Food Preparation | Natural Gas | Range | E10 | RIM BC Ratio | 0 | 0 | 0 | 0 | 0 | 0 | 0 | 0 | 0 | 0 | 0 | 0 | 0 | 0 | 0 | 0 | 0 | 0 | 0 | 0 | 0 | 0 | 0 | 0 | 0 | 0 | 0
F0_Commercial_Grocery (WA)_Existing_Food Preparation_Natural Gas_Steamer_E0 | F0 | Commercial | Grocery (WA) | Existing | Food Preparation | Natural Gas | Steamer | E0 | Economic Unit | ENERGY STAR | ENERGY STAR | ENERGY STAR | ENERGY STAR | ENERGY STAR | ENERGY STAR | ENERGY STAR | ENERGY STAR | ENERGY STAR | ENERGY STAR | ENERGY STAR | ENERGY STAR | ENERGY STAR | ENERGY STAR | ENERGY STAR | ENERGY STAR | ENERGY STAR | ENERGY STAR | ENERGY STAR | ENERGY STAR | ENERGY STAR | ENERGY STAR | ENERGY STAR | ENERGY STAR | ENERGY STAR | ENERGY STAR | ENERGY STAR
F1_Commercial_Grocery (WA)_Existing_Food Preparation_Natural Gas_Steamer_E1 | F1 | Commercial | Grocery (WA) | Existing | Food Preparation | Natural Gas | Steamer | E1 | CCE | 0 | 0 | 0 | 0 | 0 | 0 | 0 | 0 | 0 | 0 | 0 | 0 | 0 | 0 | 0 | 0 | 0 | 0 | 0 | 0 | 0 | 0 | 0 | 0 | 0 | 0 | 0
F1_Commercial_Grocery (WA)_Existing_Food Preparation_Natural Gas_Steamer_E2 | F1 | Commercial | Grocery (WA) | Existing | Food Preparation | Natural Gas | Steamer | E2 | CCE | 2.2093e-05 | 2.2093e-05 | 2.2093e-05 | 2.2093e-05 | 2.2093e-05 | 2.2093e-05 | 2.2093e-05 | 2.2093e-05 | 2.2093e-05 | 2.2093e-05 | 2.2093e-05 | 2.2093e-05 | 2.2093e-05 | 2.2093e-05 | 2.2093e-05 | 2.2093e-05 | 2.2093e-05 | 2.2093e-05 | 2.2093e-05 | 2.2093e-05 | 2.2093e-05 | 2.2093e-05 | 2.2093e-05 | 2.2093e-05 | 2.2093e-05 | 2.2093e-05 | 2.2093e-05
F1_Commercial_Grocery (WA)_Existing_Food Preparation_Natural Gas_Steamer_E3 | F1 | Commercial | Grocery (WA) | Existing | Food Preparation | Natural Gas | Steamer | E3 | CCE | 0 | 0 | 0 | 0 | 0 | 0 | 0 | 0 | 0 | 0 | 0 | 0 | 0 | 0 | 0 | 0 | 0 | 0 | 0 | 0 | 0 | 0 | 0 | 0 | 0 | 0 | 0
F1_Commercial_Grocery (WA)_Existing_Food Preparation_Natural Gas_Steamer_E4 | F1 | Commercial | Grocery (WA) | Existing | Food Preparation | Natural Gas | Steamer | E4 | CCE | 0 | 0 | 0 | 0 | 0 | 0 | 0 | 0 | 0 | 0 | 0 | 0 | 0 | 0 | 0 | 0 | 0 | 0 | 0 | 0 | 0 | 0 | 0 | 0 | 0 | 0 | 0
F1_Commercial_Grocery (WA)_Existing_Food Preparation_Natural Gas_Steamer_E5 | F1 | Commercial | Grocery (WA) | Existing | Food Preparation | Natural Gas | Steamer | E5 | CCE | 0 | 0 | 0 | 0 | 0 | 0 | 0 | 0 | 0 | 0 | 0 | 0 | 0 | 0 | 0 | 0 | 0 | 0 | 0 | 0 | 0 | 0 | 0 | 0 | 0 | 0 | 0
F1_Commercial_Grocery (WA)_Existing_Food Preparation_Natural Gas_Steamer_E6 | F1 | Commercial | Grocery (WA) | Existing | Food Preparation | Natural Gas | Steamer | E6 | CCE | 0 | 0 | 0 | 0 | 0 | 0 | 0 | 0 | 0 | 0 | 0 | 0 | 0 | 0 | 0 | 0 | 0 | 0 | 0 | 0 | 0 | 0 | 0 | 0 | 0 | 0 | 0
F1_Commercial_Grocery (WA)_Existing_Food Preparation_Natural Gas_Steamer_E7 | F1 | Commercial | Grocery (WA) | Existing | Food Preparation | Natural Gas | Steamer | E7 | CCE | 0 | 0 | 0 | 0 | 0 | 0 | 0 | 0 | 0 | 0 | 0 | 0 | 0 | 0 | 0 | 0 | 0 | 0 | 0 | 0 | 0 | 0 | 0 | 0 | 0 | 0 | 0
F1_Commercial_Grocery (WA)_Existing_Food Preparation_Natural Gas_Steamer_E8 | F1 | Commercial | Grocery (WA) | Existing | Food Preparation | Natural Gas | Steamer | E8 | CCE | 0 | 0 | 0 | 0 | 0 | 0 | 0 | 0 | 0 | 0 | 0 | 0 | 0 | 0 | 0 | 0 | 0 | 0 | 0 | 0 | 0 | 0 | 0 | 0 | 0 | 0 | 0
F1_Commercial_Grocery (WA)_Existing_Food Preparation_Natural Gas_Steamer_E9 | F1 | Commercial | Grocery (WA) | Existing | Food Preparation | Natural Gas | Steamer | E9 | CCE | 0 | 0 | 0 | 0 | 0 | 0 | 0 | 0 | 0 | 0 | 0 | 0 | 0 | 0 | 0 | 0 | 0 | 0 | 0 | 0 | 0 | 0 | 0 | 0 | 0 | 0 | 0
F1_Commercial_Grocery (WA)_Existing_Food Preparation_Natural Gas_Steamer_E10 | F1 | Commercial | Grocery (WA) | Existing | Food Preparation | Natural Gas | Steamer | E10 | CCE | 0 | 0 | 0 | 0 | 0 | 0 | 0 | 0 | 0 | 0 | 0 | 0 | 0 | 0 | 0 | 0 | 0 | 0 | 0 | 0 | 0 | 0 | 0 | 0 | 0 | 0 | 0
F2_Commercial_Grocery (WA)_Existing_Food Preparation_Natural Gas_Steamer_E1 | F2 | Commercial | Grocery (WA) | Existing | Food Preparation | Natural Gas | Steamer | E1 | TRC BC Ratio | [24 empty] | 1 | 1 | 1 | bar: 2019 to 2042
F2_Commercial_Grocery (WA)_Existing_Food Preparation_Natural Gas_Steamer_E2 | F2 | Commercial | Grocery (WA) | Existing | Food Preparation | Natural Gas | Steamer | E2 | TRC BC Ratio | 161.0894 | 165.1492 | 169.9591 | 175.4711 | 181.7044 | 189.2885 | 197.0947 | 204.8253 | 212.2676 | 219.8135 | 225.8176 | 231.4425 | 237.486 | 243.4021 | 248.6917 | 253.6417 | 258.0809 | 262.4637 | 267.1451 | 271.7117 | 276.4031 | 281.2806 | 286.2098 | 291.2946 | 296.4697 | 301.7367 | 307.0974
F2_Commercial_Grocery (WA)_Existing_Food Preparation_Natural Gas_Steamer_E3 | F2 | Commercial | Grocery (WA) | Existing | Food Preparation | Natural Gas | Steamer | E3 | TRC BC Ratio | 0 | 0 | 0 | 0 | 0 | 0 | 0 | 0 | 0 | 0 | 0 | 0 | 0 | 0 | 0 | 0 | 0 | 0 | 0 | 0 | 0 | 0 | 0 | 0 | 0 | 0 | 0
F2_Commercial_Grocery (WA)_Existing_Food Preparation_Natural Gas_Steamer_E4 | F2 | Commercial | Grocery (WA) | Existing | Food Preparation | Natural Gas | Steamer | E4 | TRC BC Ratio | 0 | 0 | 0 | 0 | 0 | 0 | 0 | 0 | 0 | 0 | 0 | 0 | 0 | 0 | 0 | 0 | 0 | 0 | 0 | 0 | 0 | 0 | 0 | 0 | 0 | 0 | 0
F2_Commercial_Grocery (WA)_Existing_Food Preparation_Natural Gas_Steamer_E5 | F2 | Commercial | Grocery (WA) | Existing | Food Preparation | Natural Gas | Steamer | E5 | TRC BC Ratio | 0 | 0 | 0 | 0 | 0 | 0 | 0 | 0 | 0 | 0 | 0 | 0 | 0 | 0 | 0 | 0 | 0 | 0 | 0 | 0 | 0 | 0 | 0 | 0 | 0 | 0 | 0
F2_Commercial_Grocery (WA)_Existing_Food Preparation_Natural Gas_Steamer_E6 | F2 | Commercial | Grocery (WA) | Existing | Food Preparation | Natural Gas | Steamer | E6 | TRC BC Ratio | 0 | 0 | 0 | 0 | 0 | 0 | 0 | 0 | 0 | 0 | 0 | 0 | 0 | 0 | 0 | 0 | 0 | 0 | 0 | 0 | 0 | 0 | 0 | 0 | 0 | 0 | 0
F2_Commercial_Grocery (WA)_Existing_Food Preparation_Natural Gas_Steamer_E7 | F2 | Commercial | Grocery (WA) | Existing | Food Preparation | Natural Gas | Steamer | E7 | TRC BC Ratio | 0 | 0 | 0 | 0 | 0 | 0 | 0 | 0 | 0 | 0 | 0 | 0 | 0 | 0 | 0 | 0 | 0 | 0 | 0 | 0 | 0 | 0 | 0 | 0 | 0 | 0 | 0
F2_Commercial_Grocery (WA)_Existing_Food Preparation_Natural Gas_Steamer_E8 | F2 | Commercial | Grocery (WA) | Existing | Food Preparation | Natural Gas | Steamer | E8 | TRC BC Ratio | 0 | 0 | 0 | 0 | 0 | 0 | 0 | 0 | 0 | 0 | 0 | 0 | 0 | 0 | 0 | 0 | 0 | 0 | 0 | 0 | 0 | 0 | 0 | 0 | 0 | 0 | 0
F2_Commercial_Grocery (WA)_Existing_Food Preparation_Natural Gas_Steamer_E9 | F2 | Commercial | Grocery (WA) | Existing | Food Preparation | Natural Gas | Steamer | E9 | TRC BC Ratio | 0 | 0 | 0 | 0 | 0 | 0 | 0 | 0 | 0 | 0 | 0 | 0 | 0 | 0 | 0 | 0 | 0 | 0 | 0 | 0 | 0 | 0 | 0 | 0 | 0 | 0 | 0
F2_Commercial_Grocery (WA)_Existing_Food Preparation_Natural Gas_Steamer_E10 | F2 | Commercial | Grocery (WA) | Existing | Food Preparation | Natural Gas | Steamer | E10 | TRC BC Ratio | 0 | 0 | 0 | 0 | 0 | 0 | 0 | 0 | 0 | 0 | 0 | 0 | 0 | 0 | 0 | 0 | 0 | 0 | 0 | 0 | 0 | 0 | 0 | 0 | 0 | 0 | 0
F3_Commercial_Grocery (WA)_Existing_Food Preparation_Natural Gas_Steamer_E1 | F3 | Commercial | Grocery (WA) | Existing | Food Preparation | Natural Gas | Steamer | E1 | PACT BC Ratio | [24 empty] | 1 | 1 | 1 | bar: 2019 to 2042
F3_Commercial_Grocery (WA)_Existing_Food Preparation_Natural Gas_Steamer_E2 | F3 | Commercial | Grocery (WA) | Existing | Food Preparation | Natural Gas | Steamer | E2 | PACT BC Ratio | 324.6537 | 332.8357 | 342.5294 | 353.638 | 366.2004 | 381.4852 | 397.2174 | 412.7975 | 427.7965 | 443.0041 | 455.1045 | 466.4407 | 478.6207 | 490.5437 | 501.2042 | 511.1803 | 520.1269 | 528.9599 | 538.3944 | 547.5979 | 557.0527 | 566.8826 | 576.8168 | 587.0645 | 597.4942 | 608.1092 | 618.9128
F3_Commercial_Grocery (WA)_Existing_Food Preparation_Natural Gas_Steamer_E3 | F3 | Commercial | Grocery (WA) | Existing | Food Preparation | Natural Gas | Steamer | E3 | PACT BC Ratio | 0 | 0 | 0 | 0 | 0 | 0 | 0 | 0 | 0 | 0 | 0 | 0 | 0 | 0 | 0 | 0 | 0 | 0 | 0 | 0 | 0 | 0 | 0 | 0 | 0 | 0 | 0
F3_Commercial_Grocery (WA)_Existing_Food Preparation_Natural Gas_Steamer_E4 | F3 | Commercial | Grocery (WA) | Existing | Food Preparation | Natural Gas | Steamer | E4 | PACT BC Ratio | 0 | 0 | 0 | 0 | 0 | 0 | 0 | 0 | 0 | 0 | 0 | 0 | 0 | 0 | 0 | 0 | 0 | 0 | 0 | 0 | 0 | 0 | 0 | 0 | 0 | 0 | 0
F3_Commercial_Grocery (WA)_Existing_Food Preparation_Natural Gas_Steamer_E5 | F3 | Commercial | Grocery (WA) | Existing | Food Preparation | Natural Gas | Steamer | E5 | PACT BC Ratio | 0 | 0 | 0 | 0 | 0 | 0 | 0 | 0 | 0 | 0 | 0 | 0 | 0 | 0 | 0 | 0 | 0 | 0 | 0 | 0 | 0 | 0 | 0 | 0 | 0 | 0 | 0
F3_Commercial_Grocery (WA)_Existing_Food Preparation_Natural Gas_Steamer_E6 | F3 | Commercial | Grocery (WA) | Existing | Food Preparation | Natural Gas | Steamer | E6 | PACT BC Ratio | 0 | 0 | 0 | 0 | 0 | 0 | 0 | 0 | 0 | 0 | 0 | 0 | 0 | 0 | 0 | 0 | 0 | 0 | 0 | 0 | 0 | 0 | 0 | 0 | 0 | 0 | 0
F3_Commercial_Grocery (WA)_Existing_Food Preparation_Natural Gas_Steamer_E7 | F3 | Commercial | Grocery (WA) | Existing | Food Preparation | Natural Gas | Steamer | E7 | PACT BC Ratio | 0 | 0 | 0 | 0 | 0 | 0 | 0 | 0 | 0 | 0 | 0 | 0 | 0 | 0 | 0 | 0 | 0 | 0 | 0 | 0 | 0 | 0 | 0 | 0 | 0 | 0 | 0
F3_Commercial_Grocery (WA)_Existing_Food Preparation_Natural Gas_Steamer_E8 | F3 | Commercial | Grocery (WA) | Existing | Food Preparation | Natural Gas | Steamer | E8 | PACT BC Ratio | 0 | 0 | 0 | 0 | 0 | 0 | 0 | 0 | 0 | 0 | 0 | 0 | 0 | 0 | 0 | 0 | 0 | 0 | 0 | 0 | 0 | 0 | 0 | 0 | 0 | 0 | 0
F3_Commercial_Grocery (WA)_Existing_Food Preparation_Natural Gas_Steamer_E9 | F3 | Commercial | Grocery (WA) | Existing | Food Preparation | Natural Gas | Steamer | E9 | PACT BC Ratio | 0 | 0 | 0 | 0 | 0 | 0 | 0 | 0 | 0 | 0 | 0 | 0 | 0 | 0 | 0 | 0 | 0 | 0 | 0 | 0 | 0 | 0 | 0 | 0 | 0 | 0 | 0
F3_Commercial_Grocery (WA)_Existing_Food Preparation_Natural Gas_Steamer_E10 | F3 | Commercial | Grocery (WA) | Existing | Food Preparation | Natural Gas | Steamer | E10 | PACT BC Ratio | 0 | 0 | 0 | 0 | 0 | 0 | 0 | 0 | 0 | 0 | 0 | 0 | 0 | 0 | 0 | 0 | 0 | 0 | 0 | 0 | 0 | 0 | 0 | 0 | 0 | 0 | 0
F4_Commercial_Grocery (WA)_Existing_Food Preparation_Natural Gas_Steamer_E1 | F4 | Commercial | Grocery (WA) | Existing | Food Preparation | Natural Gas | Steamer | E1 | RVT BC Ratio | [24 empty] | 1 | 1 | 1 | bar: 2019 to 2042
F4_Commercial_Grocery (WA)_Existing_Food Preparation_Natural Gas_Steamer_E2 | F4 | Commercial | Grocery (WA) | Existing | Food Preparation | Natural Gas | Steamer | E2 | RVT BC Ratio | 228.0723 | 232.3732 | 237.4217 | 243.307 | 250.0485 | 258.4632 | 266.9014 | 274.9132 | 282.1656 | 289.1958 | 296.4805 | 303.1008 | 310.0889 | 316.7007 | 322.3864 | 327.5176 | 331.8603 | 336.0062 | 340.4151 | 344.5321 | 348.6633 | 354.809 | 361.0198 | 367.4266 | 373.9472 | 380.5837 | 387.3381
F4_Commercial_Grocery (WA)_Existing_Food Preparation_Natural Gas_Steamer_E3 | F4 | Commercial | Grocery (WA) | Existing | Food Preparation | Natural Gas | Steamer | E3 | RVT BC Ratio | 0 | 0 | 0 | 0 | 0 | 0 | 0 | 0 | 0 | 0 | 0 | 0 | 0 | 0 | 0 | 0 | 0 | 0 | 0 | 0 | 0 | 0 | 0 | 0 | 0 | 0 | 0
F4_Commercial_Grocery (WA)_Existing_Food Preparation_Natural Gas_Steamer_E4 | F4 | Commercial | Grocery (WA) | Existing | Food Preparation | Natural Gas | Steamer | E4 | RVT BC Ratio | 0 | 0 | 0 | 0 | 0 | 0 | 0 | 0 | 0 | 0 | 0 | 0 | 0 | 0 | 0 | 0 | 0 | 0 | 0 | 0 | 0 | 0 | 0 | 0 | 0 | 0 | 0
F4_Commercial_Grocery (WA)_Existing_Food Preparation_Natural Gas_Steamer_E5 | F4 | Commercial | Grocery (WA) | Existing | Food Preparation | Natural Gas | Steamer | E5 | RVT BC Ratio | 0 | 0 | 0 | 0 | 0 | 0 | 0 | 0 | 0 | 0 | 0 | 0 | 0 | 0 | 0 | 0 | 0 | 0 | 0 | 0 | 0 | 0 | 0 | 0 | 0 | 0 | 0
F4_Commercial_Grocery (WA)_Existing_Food Preparation_Natural Gas_Steamer_E6 | F4 | Commercial | Grocery (WA) | Existing | Food Preparation | Natural Gas | Steamer | E6 | RVT BC Ratio | 0 | 0 | 0 | 0 | 0 | 0 | 0 | 0 | 0 | 0 | 0 | 0 | 0 | 0 | 0 | 0 | 0 | 0 | 0 | 0 | 0 | 0 | 0 | 0 | 0 | 0 | 0
F4_Commercial_Grocery (WA)_Existing_Food Preparation_Natural Gas_Steamer_E7 | F4 | Commercial | Grocery (WA) | Existing | Food Preparation | Natural Gas | Steamer | E7 | RVT BC Ratio | 0 | 0 | 0 | 0 | 0 | 0 | 0 | 0 | 0 | 0 | 0 | 0 | 0 | 0 | 0 | 0 | 0 | 0 | 0 | 0 | 0 | 0 | 0 | 0 | 0 | 0 | 0
F4_Commercial_Grocery (WA)_Existing_Food Preparation_Natural Gas_Steamer_E8 | F4 | Commercial | Grocery (WA) | Existing | Food Preparation | Natural Gas | Steamer | E8 | RVT BC Ratio | 0 | 0 | 0 | 0 | 0 | 0 | 0 | 0 | 0 | 0 | 0 | 0 | 0 | 0 | 0 | 0 | 0 | 0 | 0 | 0 | 0 | 0 | 0 | 0 | 0 | 0 | 0
F4_Commercial_Grocery (WA)_Existing_Food Preparation_Natural Gas_Steamer_E9 | F4 | Commercial | Grocery (WA) | Existing | Food Preparation | Natural Gas | Steamer | E9 | RVT BC Ratio | 0 | 0 | 0 | 0 | 0 | 0 | 0 | 0 | 0 | 0 | 0 | 0 | 0 | 0 | 0 | 0 | 0 | 0 | 0 | 0 | 0 | 0 | 0 | 0 | 0 | 0 | 0
F4_Commercial_Grocery (WA)_Existing_Food Preparation_Natural Gas_Steamer_E10 | F4 | Commercial | Grocery (WA) | Existing | Food Preparation | Natural Gas | Steamer | E10 | RVT BC Ratio | 0 | 0 | 0 | 0 | 0 | 0 | 0 | 0 | 0 | 0 | 0 | 0 | 0 | 0 | 0 | 0 | 0 | 0 | 0 | 0 | 0 | 0 | 0 | 0 | 0 | 0 | 0
F5_Commercial_Grocery (WA)_Existing_Food Preparation_Natural Gas_Steamer_E1 | F5 | Commercial | Grocery (WA) | Existing | Food Preparation | Natural Gas | Steamer | E1 | RIM BC Ratio | [24 empty] | 1 | 1 | 1 | bar: 2019 to 2042
F5_Commercial_Grocery (WA)_Existing_Food Preparation_Natural Gas_Steamer_E2 | F5 | Commercial | Grocery (WA) | Existing | Food Preparation | Natural Gas | Steamer | E2 | RIM BC Ratio | 0.84683 | 0.85211 | 0.8583 | 0.86472 | 0.87132 | 0.87815 | 0.88548 | 0.89342 | 0.9021 | 0.91147 | 0.91338 | 0.91569 | 0.91844 | 0.92168 | 0.92512 | 0.92876 | 0.93265 | 0.9368 | 0.94116 | 0.94582 | 0.95076 | 0.95078 | 0.95081 | 0.95084 | 0.95087 | 0.95089 | 0.95092
F5_Commercial_Grocery (WA)_Existing_Food Preparation_Natural Gas_Steamer_E3 | F5 | Commercial | Grocery (WA) | Existing | Food Preparation | Natural Gas | Steamer | E3 | RIM BC Ratio | 0 | 0 | 0 | 0 | 0 | 0 | 0 | 0 | 0 | 0 | 0 | 0 | 0 | 0 | 0 | 0 | 0 | 0 | 0 | 0 | 0 | 0 | 0 | 0 | 0 | 0 | 0
F5_Commercial_Grocery (WA)_Existing_Food Preparation_Natural Gas_Steamer_E4 | F5 | Commercial | Grocery (WA) | Existing | Food Preparation | Natural Gas | Steamer | E4 | RIM BC Ratio | 0 | 0 | 0 | 0 | 0 | 0 | 0 | 0 | 0 | 0 | 0 | 0 | 0 | 0 | 0 | 0 | 0 | 0 | 0 | 0 | 0 | 0 | 0 | 0 | 0 | 0 | 0
F5_Commercial_Grocery (WA)_Existing_Food Preparation_Natural Gas_Steamer_E5 | F5 | Commercial | Grocery (WA) | Existing | Food Preparation | Natural Gas | Steamer | E5 | RIM BC Ratio | 0 | 0 | 0 | 0 | 0 | 0 | 0 | 0 | 0 | 0 | 0 | 0 | 0 | 0 | 0 | 0 | 0 | 0 | 0 | 0 | 0 | 0 | 0 | 0 | 0 | 0 | 0
F5_Commercial_Grocery (WA)_Existing_Food Preparation_Natural Gas_Steamer_E6 | F5 | Commercial | Grocery (WA) | Existing | Food Preparation | Natural Gas | Steamer | E6 | RIM BC Ratio | 0 | 0 | 0 | 0 | 0 | 0 | 0 | 0 | 0 | 0 | 0 | 0 | 0 | 0 | 0 | 0 | 0 | 0 | 0 | 0 | 0 | 0 | 0 | 0 | 0 | 0 | 0
F5_Commercial_Grocery (WA)_Existing_Food Preparation_Natural Gas_Steamer_E7 | F5 | Commercial | Grocery (WA) | Existing | Food Preparation | Natural Gas | Steamer | E7 | RIM BC Ratio | 0 | 0 | 0 | 0 | 0 | 0 | 0 | 0 | 0 | 0 | 0 | 0 | 0 | 0 | 0 | 0 | 0 | 0 | 0 | 0 | 0 | 0 | 0 | 0 | 0 | 0 | 0
F5_Commercial_Grocery (WA)_Existing_Food Preparation_Natural Gas_Steamer_E8 | F5 | Commercial | Grocery (WA) | Existing | Food Preparation | Natural Gas | Steamer | E8 | RIM BC Ratio | 0 | 0 | 0 | 0 | 0 | 0 | 0 | 0 | 0 | 0 | 0 | 0 | 0 | 0 | 0 | 0 | 0 | 0 | 0 | 0 | 0 | 0 | 0 | 0 | 0 | 0 | 0
F5_Commercial_Grocery (WA)_Existing_Food Preparation_Natural Gas_Steamer_E9 | F5 | Commercial | Grocery (WA) | Existing | Food Preparation | Natural Gas | Steamer | E9 | RIM BC Ratio | 0 | 0 | 0 | 0 | 0 | 0 | 0 | 0 | 0 | 0 | 0 | 0 | 0 | 0 | 0 | 0 | 0 | 0 | 0 | 0 | 0 | 0 | 0 | 0 | 0 | 0 | 0
F5_Commercial_Grocery (WA)_Existing_Food Preparation_Natural Gas_Steamer_E10 | F5 | Commercial | Grocery (WA) | Existing | Food Preparation | Natural Gas | Steamer | E10 | RIM BC Ratio | 0 | 0 | 0 | 0 | 0 | 0 | 0 | 0 | 0 | 0 | 0 | 0 | 0 | 0 | 0 | 0 | 0 | 0 | 0 | 0 | 0 | 0 | 0 | 0 | 0 | 0 | 0
F0_Commercial_Grocery (WA)_Existing_Food Preparation_Natural Gas_Food Prep Other_E0 | F0 | Commercial | Grocery (WA) | Existing | Food Preparation | Natural Gas | Food Prep Other | E0 | Economic Unit | Standard | Standard | Standard | Standard | Standard | Standard | Standard | Standard | Standard | Standard | Standard | Standard | Standard | Standard | Standard | Standard | Standard | Standard | Standard | Standard | Standard | Standard | Standard | Standard | Standard | Standard | Standard
F1_Commercial_Grocery (WA)_Existing_Food Preparation_Natural Gas_Food Prep Other_E1 | F1 | Commercial | Grocery (WA) | Existing | Food Preparation | Natural Gas | Food Prep Other | E1 | CCE | 0 | 0 | 0 | 0 | 0 | 0 | 0 | 0 | 0 | 0 | 0 | 0 | 0 | 0 | 0 | 0 | 0 | 0 | 0 | 0 | 0 | 0 | 0 | 0 | 0 | 0 | 0
F1_Commercial_Grocery (WA)_Existing_Food Preparation_Natural Gas_Food Prep Other_E2 | F1 | Commercial | Grocery (WA) | Existing | Food Preparation | Natural Gas | Food Prep Other | E2 | CCE | 0.19058 | 0.19058 | 0.19058 | 0.19058 | 0.19058 | 0.19058 | 0.19058 | 0.19058 | 0.19058 | 0.19058 | 0.19058 | 0.19058 | 0.19058 | 0.19058 | 0.19058 | 0.19058 | 0.19058 | 0.19058 | 0.19058 | 0.19058 | 0.19058 | 0.19058 | 0.19058 | 0.19058 | 0.19058 | 0.19058 | 0.19058
F1_Commercial_Grocery (WA)_Existing_Food Preparation_Natural Gas_Food Prep Other_E3 | F1 | Commercial | Grocery (WA) | Existing | Food Preparation | Natural Gas | Food Prep Other | E3 | CCE | 0 | 0 | 0 | 0 | 0 | 0 | 0 | 0 | 0 | 0 | 0 | 0 | 0 | 0 | 0 | 0 | 0 | 0 | 0 | 0 | 0 | 0 | 0 | 0 | 0 | 0 | 0
F1_Commercial_Grocery (WA)_Existing_Food Preparation_Natural Gas_Food Prep Other_E4 | F1 | Commercial | Grocery (WA) | Existing | Food Preparation | Natural Gas | Food Prep Other | E4 | CCE | 0 | 0 | 0 | 0 | 0 | 0 | 0 | 0 | 0 | 0 | 0 | 0 | 0 | 0 | 0 | 0 | 0 | 0 | 0 | 0 | 0 | 0 | 0 | 0 | 0 | 0 | 0
F1_Commercial_Grocery (WA)_Existing_Food Preparation_Natural Gas_Food Prep Other_E5 | F1 | Commercial | Grocery (WA) | Existing | Food Preparation | Natural Gas | Food Prep Other | E5 | CCE | 0 | 0 | 0 | 0 | 0 | 0 | 0 | 0 | 0 | 0 | 0 | 0 | 0 | 0 | 0 | 0 | 0 | 0 | 0 | 0 | 0 | 0 | 0 | 0 | 0 | 0 | 0
F1_Commercial_Grocery (WA)_Existing_Food Preparation_Natural Gas_Food Prep Other_E6 | F1 | Commercial | Grocery (WA) | Existing | Food Preparation | Natural Gas | Food Prep Other | E6 | CCE | 0 | 0 | 0 | 0 | 0 | 0 | 0 | 0 | 0 | 0 | 0 | 0 | 0 | 0 | 0 | 0 | 0 | 0 | 0 | 0 | 0 | 0 | 0 | 0 | 0 | 0 | 0
F1_Commercial_Grocery (WA)_Existing_Food Preparation_Natural Gas_Food Prep Other_E7 | F1 | Commercial | Grocery (WA) | Existing | Food Preparation | Natural Gas | Food Prep Other | E7 | CCE | 0 | 0 | 0 | 0 | 0 | 0 | 0 | 0 | 0 | 0 | 0 | 0 | 0 | 0 | 0 | 0 | 0 | 0 | 0 | 0 | 0 | 0 | 0 | 0 | 0 | 0 | 0
F1_Commercial_Grocery (WA)_Existing_Food Preparation_Natural Gas_Food Prep Other_E8 | F1 | Commercial | Grocery (WA) | Existing | Food Preparation | Natural Gas | Food Prep Other | E8 | CCE | 0 | 0 | 0 | 0 | 0 | 0 | 0 | 0 | 0 | 0 | 0 | 0 | 0 | 0 | 0 | 0 | 0 | 0 | 0 | 0 | 0 | 0 | 0 | 0 | 0 | 0 | 0
F1_Commercial_Grocery (WA)_Existing_Food Preparation_Natural Gas_Food Prep Other_E9 | F1 | Commercial | Grocery (WA) | Existing | Food Preparation | Natural Gas | Food Prep Other | E9 | CCE | 0 | 0 | 0 | 0 | 0 | 0 | 0 | 0 | 0 | 0 | 0 | 0 | 0 | 0 | 0 | 0 | 0 | 0 | 0 | 0 | 0 | 0 | 0 | 0 | 0 | 0 | 0
F1_Commercial_Grocery (WA)_Existing_Food Preparation_Natural Gas_Food Prep Other_E10 | F1 | Commercial | Grocery (WA) | Existing | Food Preparation | Natural Gas | Food Prep Other | E10 | CCE | 0 | 0 | 0 | 0 | 0 | 0 | 0 | 0 | 0 | 0 | 0 | 0 | 0 | 0 | 0 | 0 | 0 | 0 | 0 | 0 | 0 | 0 | 0 | 0 | 0 | 0 | 0
F2_Commercial_Grocery (WA)_Existing_Food Preparation_Natural Gas_Food Prep Other_E1 | F2 | Commercial | Grocery (WA) | Existing | Food Preparation | Natural Gas | Food Prep Other | E1 | TRC BC Ratio | [24 empty] | 1 | 1 | 1 | bar: 2019 to 2042
F2_Commercial_Grocery (WA)_Existing_Food Preparation_Natural Gas_Food Prep Other_E2 | F2 | Commercial | Grocery (WA) | Existing | Food Preparation | Natural Gas | Food Prep Other | E2 | TRC BC Ratio | 0.018197 | 0.018618 | 0.019146 | 0.019769 | 0.020494 | 0.021409 | 0.022361 | 0.02331 | 0.024226 | 0.025155 | 0.025879 | 0.026553 | 0.02728 | 0.027988 | 0.028612 | 0.02919 | 0.0297 | 0.030201 | 0.03074 | 0.031263 | 0.0318 | 0.032361 | 0.032927 | 0.033512 | 0.034107 | 0.034713 | 0.03533
F2_Commercial_Grocery (WA)_Existing_Food Preparation_Natural Gas_Food Prep Other_E3 | F2 | Commercial | Grocery (WA) | Existing | Food Preparation | Natural Gas | Food Prep Other | E3 | TRC BC Ratio | 0 | 0 | 0 | 0 | 0 | 0 | 0 | 0 | 0 | 0 | 0 | 0 | 0 | 0 | 0 | 0 | 0 | 0 | 0 | 0 | 0 | 0 | 0 | 0 | 0 | 0 | 0
F2_Commercial_Grocery (WA)_Existing_Food Preparation_Natural Gas_Food Prep Other_E4 | F2 | Commercial | Grocery (WA) | Existing | Food Preparation | Natural Gas | Food Prep Other | E4 | TRC BC Ratio | 0 | 0 | 0 | 0 | 0 | 0 | 0 | 0 | 0 | 0 | 0 | 0 | 0 | 0 | 0 | 0 | 0 | 0 | 0 | 0 | 0 | 0 | 0 | 0 | 0 | 0 | 0
F2_Commercial_Grocery (WA)_Existing_Food Preparation_Natural Gas_Food Prep Other_E5 | F2 | Commercial | Grocery (WA) | Existing | Food Preparation | Natural Gas | Food Prep Other | E5 | TRC BC Ratio | 0 | 0 | 0 | 0 | 0 | 0 | 0 | 0 | 0 | 0 | 0 | 0 | 0 | 0 | 0 | 0 | 0 | 0 | 0 | 0 | 0 | 0 | 0 | 0 | 0 | 0 | 0
F2_Commercial_Grocery (WA)_Existing_Food Preparation_Natural Gas_Food Prep Other_E6 | F2 | Commercial | Grocery (WA) | Existing | Food Preparation | Natural Gas | Food Prep Other | E6 | TRC BC Ratio | 0 | 0 | 0 | 0 | 0 | 0 | 0 | 0 | 0 | 0 | 0 | 0 | 0 | 0 | 0 | 0 | 0 | 0 | 0 | 0 | 0 | 0 | 0 | 0 | 0 | 0 | 0
F2_Commercial_Grocery (WA)_Existing_Food Preparation_Natural Gas_Food Prep Other_E7 | F2 | Commercial | Grocery (WA) | Existing | Food Preparation | Natural Gas | Food Prep Other | E7 | TRC BC Ratio | 0 | 0 | 0 | 0 | 0 | 0 | 0 | 0 | 0 | 0 | 0 | 0 | 0 | 0 | 0 | 0 | 0 | 0 | 0 | 0 | 0 | 0 | 0 | 0 | 0 | 0 | 0
F2_Commercial_Grocery (WA)_Existing_Food Preparation_Natural Gas_Food Prep Other_E8 | F2 | Commercial | Grocery (WA) | Existing | Food Preparation | Natural Gas | Food Prep Other | E8 | TRC BC Ratio | 0 | 0 | 0 | 0 | 0 | 0 | 0 | 0 | 0 | 0 | 0 | 0 | 0 | 0 | 0 | 0 | 0 | 0 | 0 | 0 | 0 | 0 | 0 | 0 | 0 | 0 | 0
F2_Commercial_Grocery (WA)_Existing_Food Preparation_Natural Gas_Food Prep Other_E9 | F2 | Commercial | Grocery (WA) | Existing | Food Preparation | Natural Gas | Food Prep Other | E9 | TRC BC Ratio | 0 | 0 | 0 | 0 | 0 | 0 | 0 | 0 | 0 | 0 | 0 | 0 | 0 | 0 | 0 | 0 | 0 | 0 | 0 | 0 | 0 | 0 | 0 | 0 | 0 | 0 | 0
F2_Commercial_Grocery (WA)_Existing_Food Preparation_Natural Gas_Food Prep Other_E10 | F2 | Commercial | Grocery (WA) | Existing | Food Preparation | Natural Gas | Food Prep Other | E10 | TRC BC Ratio | 0 | 0 | 0 | 0 | 0 | 0 | 0 | 0 | 0 | 0 | 0 | 0 | 0 | 0 | 0 | 0 | 0 | 0 | 0 | 0 | 0 | 0 | 0 | 0 | 0 | 0 | 0
F3_Commercial_Grocery (WA)_Existing_Food Preparation_Natural Gas_Food Prep Other_E1 | F3 | Commercial | Grocery (WA) | Existing | Food Preparation | Natural Gas | Food Prep Other | E1 | PACT BC Ratio | [24 empty] | 1 | 1 | 1 | bar: 2019 to 2042
F3_Commercial_Grocery (WA)_Existing_Food Preparation_Natural Gas_Food Prep Other_E2 | F3 | Commercial | Grocery (WA) | Existing | Food Preparation | Natural Gas | Food Prep Other | E2 | PACT BC Ratio | 0.036674 | 0.037521 | 0.038586 | 0.039842 | 0.041303 | 0.043146 | 0.045065 | 0.046979 | 0.048825 | 0.050696 | 0.052156 | 0.053514 | 0.054979 | 0.056406 | 0.057664 | 0.058829 | 0.059856 | 0.060866 | 0.061953 | 0.063006 | 0.064089 | 0.065219 | 0.06636 | 0.067539 | 0.068739 | 0.06996 | 0.071203
F3_Commercial_Grocery (WA)_Existing_Food Preparation_Natural Gas_Food Prep Other_E3 | F3 | Commercial | Grocery (WA) | Existing | Food Preparation | Natural Gas | Food Prep Other | E3 | PACT BC Ratio | 0 | 0 | 0 | 0 | 0 | 0 | 0 | 0 | 0 | 0 | 0 | 0 | 0 | 0 | 0 | 0 | 0 | 0 | 0 | 0 | 0 | 0 | 0 | 0 | 0 | 0 | 0
F3_Commercial_Grocery (WA)_Existing_Food Preparation_Natural Gas_Food Prep Other_E4 | F3 | Commercial | Grocery (WA) | Existing | Food Preparation | Natural Gas | Food Prep Other | E4 | PACT BC Ratio | 0 | 0 | 0 | 0 | 0 | 0 | 0 | 0 | 0 | 0 | 0 | 0 | 0 | 0 | 0 | 0 | 0 | 0 | 0 | 0 | 0 | 0 | 0 | 0 | 0 | 0 | 0
F3_Commercial_Grocery (WA)_Existing_Food Preparation_Natural Gas_Food Prep Other_E5 | F3 | Commercial | Grocery (WA) | Existing | Food Preparation | Natural Gas | Food Prep Other | E5 | PACT BC Ratio | 0 | 0 | 0 | 0 | 0 | 0 | 0 | 0 | 0 | 0 | 0 | 0 | 0 | 0 | 0 | 0 | 0 | 0 | 0 | 0 | 0 | 0 | 0 | 0 | 0 | 0 | 0
F3_Commercial_Grocery (WA)_Existing_Food Preparation_Natural Gas_Food Prep Other_E6 | F3 | Commercial | Grocery (WA) | Existing | Food Preparation | Natural Gas | Food Prep Other | E6 | PACT BC Ratio | 0 | 0 | 0 | 0 | 0 | 0 | 0 | 0 | 0 | 0 | 0 | 0 | 0 | 0 | 0 | 0 | 0 | 0 | 0 | 0 | 0 | 0 | 0 | 0 | 0 | 0 | 0
F3_Commercial_Grocery (WA)_Existing_Food Preparation_Natural Gas_Food Prep Other_E7 | F3 | Commercial | Grocery (WA) | Existing | Food Preparation | Natural Gas | Food Prep Other | E7 | PACT BC Ratio | 0 | 0 | 0 | 0 | 0 | 0 | 0 | 0 | 0 | 0 | 0 | 0 | 0 | 0 | 0 | 0 | 0 | 0 | 0 | 0 | 0 | 0 | 0 | 0 | 0 | 0 | 0
F3_Commercial_Grocery (WA)_Existing_Food Preparation_Natural Gas_Food Prep Other_E8 | F3 | Commercial | Grocery (WA) | Existing | Food Preparation | Natural Gas | Food Prep Other | E8 | PACT BC Ratio | 0 | 0 | 0 | 0 | 0 | 0 | 0 | 0 | 0 | 0 | 0 | 0 | 0 | 0 | 0 | 0 | 0 | 0 | 0 | 0 | 0 | 0 | 0 | 0 | 0 | 0 | 0
F3_Commercial_Grocery (WA)_Existing_Food Preparation_Natural Gas_Food Prep Other_E9 | F3 | Commercial | Grocery (WA) | Existing | Food Preparation | Natural Gas | Food Prep Other | E9 | PACT BC Ratio | 0 | 0 | 0 | 0 | 0 | 0 | 0 | 0 | 0 | 0 | 0 | 0 | 0 | 0 | 0 | 0 | 0 | 0 | 0 | 0 | 0 | 0 | 0 | 0 | 0 | 0 | 0
F3_Commercial_Grocery (WA)_Existing_Food Preparation_Natural Gas_Food Prep Other_E10 | F3 | Commercial | Grocery (WA) | Existing | Food Preparation | Natural Gas | Food Prep Other | E10 | PACT BC Ratio | 0 | 0 | 0 | 0 | 0 | 0 | 0 | 0 | 0 | 0 | 0 | 0 | 0 | 0 | 0 | 0 | 0 | 0 | 0 | 0 | 0 | 0 | 0 | 0 | 0 | 0 | 0
F4_Commercial_Grocery (WA)_Existing_Food Preparation_Natural Gas_Food Prep Other_E1 | F4 | Commercial | Grocery (WA) | Existing | Food Preparation | Natural Gas | Food Prep Other | E1 | RVT BC Ratio | [24 empty] | 1 | 1 | 1 | bar: 2019 to 2042
F4_Commercial_Grocery (WA)_Existing_Food Preparation_Natural Gas_Food Prep Other_E2 | F4 | Commercial | Grocery (WA) | Existing | Food Preparation | Natural Gas | Food Prep Other | E2 | RVT BC Ratio | 0.4214 | 0.42184 | 0.42236 | 0.423 | 0.42376 | 0.42477 | 0.4258 | 0.4268 | 0.42772 | 0.42861 | 0.42951 | 0.43033 | 0.43117 | 0.43195 | 0.43261 | 0.43319 | 0.43367 | 0.43412 | 0.43461 | 0.43505 | 0.43549 | 0.4362 | 0.43691 | 0.43765 | 0.4384 | 0.43916 | 0.43994
F4_Commercial_Grocery (WA)_Existing_Food Preparation_Natural Gas_Food Prep Other_E3 | F4 | Commercial | Grocery (WA) | Existing | Food Preparation | Natural Gas | Food Prep Other | E3 | RVT BC Ratio | 0 | 0 | 0 | 0 | 0 | 0 | 0 | 0 | 0 | 0 | 0 | 0 | 0 | 0 | 0 | 0 | 0 | 0 | 0 | 0 | 0 | 0 | 0 | 0 | 0 | 0 | 0
F4_Commercial_Grocery (WA)_Existing_Food Preparation_Natural Gas_Food Prep Other_E4 | F4 | Commercial | Grocery (WA) | Existing | Food Preparation | Natural Gas | Food Prep Other | E4 | RVT BC Ratio | 0 | 0 | 0 | 0 | 0 | 0 | 0 | 0 | 0 | 0 | 0 | 0 | 0 | 0 | 0 | 0 | 0 | 0 | 0 | 0 | 0 | 0 | 0 | 0 | 0 | 0 | 0
F4_Commercial_Grocery (WA)_Existing_Food Preparation_Natural Gas_Food Prep Other_E5 | F4 | Commercial | Grocery (WA) | Existing | Food Preparation | Natural Gas | Food Prep Other | E5 | RVT BC Ratio | 0 | 0 | 0 | 0 | 0 | 0 | 0 | 0 | 0 | 0 | 0 | 0 | 0 | 0 | 0 | 0 | 0 | 0 | 0 | 0 | 0 | 0 | 0 | 0 | 0 | 0 | 0
F4_Commercial_Grocery (WA)_Existing_Food Preparation_Natural Gas_Food Prep Other_E6 | F4 | Commercial | Grocery (WA) | Existing | Food Preparation | Natural Gas | Food Prep Other | E6 | RVT BC Ratio | 0 | 0 | 0 | 0 | 0 | 0 | 0 | 0 | 0 | 0 | 0 | 0 | 0 | 0 | 0 | 0 | 0 | 0 | 0 | 0 | 0 | 0 | 0 | 0 | 0 | 0 | 0
F4_Commercial_Grocery (WA)_Existing_Food Preparation_Natural Gas_Food Prep Other_E7 | F4 | Commercial | Grocery (WA) | Existing | Food Preparation | Natural Gas | Food Prep Other | E7 | RVT BC Ratio | 0 | 0 | 0 | 0 | 0 | 0 | 0 | 0 | 0 | 0 | 0 | 0 | 0 | 0 | 0 | 0 | 0 | 0 | 0 | 0 | 0 | 0 | 0 | 0 | 0 | 0 | 0
F4_Commercial_Grocery (WA)_Existing_Food Preparation_Natural Gas_Food Prep Other_E8 | F4 | Commercial | Grocery (WA) | Existing | Food Preparation | Natural Gas | Food Prep Other | E8 | RVT BC Ratio | 0 | 0 | 0 | 0 | 0 | 0 | 0 | 0 | 0 | 0 | 0 | 0 | 0 | 0 | 0 | 0 | 0 | 0 | 0 | 0 | 0 | 0 | 0 | 0 | 0 | 0 | 0
F4_Commercial_Grocery (WA)_Existing_Food Preparation_Natural Gas_Food Prep Other_E9 | F4 | Commercial | Grocery (WA) | Existing | Food Preparation | Natural Gas | Food Prep Other | E9 | RVT BC Ratio | 0 | 0 | 0 | 0 | 0 | 0 | 0 | 0 | 0 | 0 | 0 | 0 | 0 | 0 | 0 | 0 | 0 | 0 | 0 | 0 | 0 | 0 | 0 | 0 | 0 | 0 | 0
F4_Commercial_Grocery (WA)_Existing_Food Preparation_Natural Gas_Food Prep Other_E10 | F4 | Commercial | Grocery (WA) | Existing | Food Preparation | Natural Gas | Food Prep Other | E10 | RVT BC Ratio | 0 | 0 | 0 | 0 | 0 | 0 | 0 | 0 | 0 | 0 | 0 | 0 | 0 | 0 | 0 | 0 | 0 | 0 | 0 | 0 | 0 | 0 | 0 | 0 | 0 | 0 | 0
F5_Commercial_Grocery (WA)_Existing_Food Preparation_Natural Gas_Food Prep Other_E1 | F5 | Commercial | Grocery (WA) | Existing | Food Preparation | Natural Gas | Food Prep Other | E1 | RIM BC Ratio | [24 empty] | 1 | 1 | 1 | bar: 2019 to 2042
F5_Commercial_Grocery (WA)_Existing_Food Preparation_Natural Gas_Food Prep Other_E2 | F5 | Commercial | Grocery (WA) | Existing | Food Preparation | Natural Gas | Food Prep Other | E2 | RIM BC Ratio | 0.035141 | 0.035928 | 0.036916 | 0.038079 | 0.039427 | 0.041119 | 0.042878 | 0.044627 | 0.046312 | 0.04802 | 0.049332 | 0.050551 | 0.051865 | 0.053145 | 0.054274 | 0.05532 | 0.056244 | 0.057152 | 0.058128 | 0.059074 | 0.060048 | 0.061039 | 0.062037 | 0.063066 | 0.064111 | 0.065172 | 0.06625
F5_Commercial_Grocery (WA)_Existing_Food Preparation_Natural Gas_Food Prep Other_E3 | F5 | Commercial | Grocery (WA) | Existing | Food Preparation | Natural Gas | Food Prep Other | E3 | RIM BC Ratio | 0 | 0 | 0 | 0 | 0 | 0 | 0 | 0 | 0 | 0 | 0 | 0 | 0 | 0 | 0 | 0 | 0 | 0 | 0 | 0 | 0 | 0 | 0 | 0 | 0 | 0 | 0
F5_Commercial_Grocery (WA)_Existing_Food Preparation_Natural Gas_Food Prep Other_E4 | F5 | Commercial | Grocery (WA) | Existing | Food Preparation | Natural Gas | Food Prep Other | E4 | RIM BC Ratio | 0 | 0 | 0 | 0 | 0 | 0 | 0 | 0 | 0 | 0 | 0 | 0 | 0 | 0 | 0 | 0 | 0 | 0 | 0 | 0 | 0 | 0 | 0 | 0 | 0 | 0 | 0
F5_Commercial_Grocery (WA)_Existing_Food Preparation_Natural Gas_Food Prep Other_E5 | F5 | Commercial | Grocery (WA) | Existing | Food Preparation | Natural Gas | Food Prep Other | E5 | RIM BC Ratio | 0 | 0 | 0 | 0 | 0 | 0 | 0 | 0 | 0 | 0 | 0 | 0 | 0 | 0 | 0 | 0 | 0 | 0 | 0 | 0 | 0 | 0 | 0 | 0 | 0 | 0 | 0
F5_Commercial_Grocery (WA)_Existing_Food Preparation_Natural Gas_Food Prep Other_E6 | F5 | Commercial | Grocery (WA) | Existing | Food Preparation | Natural Gas | Food Prep Other | E6 | RIM BC Ratio | 0 | 0 | 0 | 0 | 0 | 0 | 0 | 0 | 0 | 0 | 0 | 0 | 0 | 0 | 0 | 0 | 0 | 0 | 0 | 0 | 0 | 0 | 0 | 0 | 0 | 0 | 0
F5_Commercial_Grocery (WA)_Existing_Food Preparation_Natural Gas_Food Prep Other_E7 | F5 | Commercial | Grocery (WA) | Existing | Food Preparation | Natural Gas | Food Prep Other | E7 | RIM BC Ratio | 0 | 0 | 0 | 0 | 0 | 0 | 0 | 0 | 0 | 0 | 0 | 0 | 0 | 0 | 0 | 0 | 0 | 0 | 0 | 0 | 0 | 0 | 0 | 0 | 0 | 0 | 0
F5_Commercial_Grocery (WA)_Existing_Food Preparation_Natural Gas_Food Prep Other_E8 | F5 | Commercial | Grocery (WA) | Existing | Food Preparation | Natural Gas | Food Prep Other | E8 | RIM BC Ratio | 0 | 0 | 0 | 0 | 0 | 0 | 0 | 0 | 0 | 0 | 0 | 0 | 0 | 0 | 0 | 0 | 0 | 0 | 0 | 0 | 0 | 0 | 0 | 0 | 0 | 0 | 0
F5_Commercial_Grocery (WA)_Existing_Food Preparation_Natural Gas_Food Prep Other_E9 | F5 | Commercial | Grocery (WA) | Existing | Food Preparation | Natural Gas | Food Prep Other | E9 | RIM BC Ratio | 0 | 0 | 0 | 0 | 0 | 0 | 0 | 0 | 0 | 0 | 0 | 0 | 0 | 0 | 0 | 0 | 0 | 0 | 0 | 0 | 0 | 0 | 0 | 0 | 0 | 0 | 0
F5_Commercial_Grocery (WA)_Existing_Food Preparation_Natural Gas_Food Prep Other_E10 | F5 | Commercial | Grocery (WA) | Existing | Food Preparation | Natural Gas | Food Prep Other | E10 | RIM BC Ratio | 0 | 0 | 0 | 0 | 0 | 0 | 0 | 0 | 0 | 0 | 0 | 0 | 0 | 0 | 0 | 0 | 0 | 0 | 0 | 0 | 0 | 0 | 0 | 0 | 0 | 0 | 0
F0_Commercial_Grocery (WA)_Existing_Miscellaneous_Natural Gas_Pool Heater_E0 | F0 | Commercial | Grocery (WA) | Existing | Miscellaneous | Natural Gas | Pool Heater | E0 | Economic Unit | Standard (EF .82) | Standard (EF .82) | Standard (EF .82) | Standard (EF .82) | Standard (EF .82) | Standard (EF .82) | Standard (EF .82) | Standard (EF .82) | Standard (EF .82) | Standard (EF .82) | Standard (EF .82) | Standard (EF .82) | Standard (EF .82) | Standard (EF .82) | Standard (EF .82) | Standard (EF .82) | Standard (EF .82) | Standard (EF .82) | Standard (EF .82) | Standard (EF .82) | Standard (EF .82) | Standard (EF .82) | Standard (EF .82) | Standard (EF .82) | Standard (EF .82) | Standard (EF .82) | Standard (EF .82)
F1_Commercial_Grocery (WA)_Existing_Miscellaneous_Natural Gas_Pool Heater_E1 | F1 | Commercial | Grocery (WA) | Existing | Miscellaneous | Natural Gas | Pool Heater | E1 | CCE | 0 | 0 | 0 | 0 | 0 | 0 | 0 | 0 | 0 | 0 | 0 | 0 | 0 | 0 | 0 | 0 | 0 | 0 | 0 | 0 | 0 | 0 | 0 | 0 | 0 | 0 | 0
F1_Commercial_Grocery (WA)_Existing_Miscellaneous_Natural Gas_Pool Heater_E2 | F1 | Commercial | Grocery (WA) | Existing | Miscellaneous | Natural Gas | Pool Heater | E2 | CCE | 0.013474 | 0.013474 | 0.013474 | 0.013474 | 0.013474 | 0.013474 | 0.013474 | 0.013474 | 0.013474 | 0.013474 | 0.013474 | 0.013474 | 0.013474 | 0.013474 | 0.013474 | 0.013474 | 0.013474 | 0.013474 | 0.013474 | 0.013474 | 0.013474 | 0.013474 | 0.013474 | 0.013474 | 0.013474 | 0.013474 | 0.013474
F1_Commercial_Grocery (WA)_Existing_Miscellaneous_Natural Gas_Pool Heater_E3 | F1 | Commercial | Grocery (WA) | Existing | Miscellaneous | Natural Gas | Pool Heater | E3 | CCE | 0 | 0 | 0 | 0 | 0 | 0 | 0 | 0 | 0 | 0 | 0 | 0 | 0 | 0 | 0 | 0 | 0 | 0 | 0 | 0 | 0 | 0 | 0 | 0 | 0 | 0 | 0
F1_Commercial_Grocery (WA)_Existing_Miscellaneous_Natural Gas_Pool Heater_E4 | F1 | Commercial | Grocery (WA) | Existing | Miscellaneous | Natural Gas | Pool Heater | E4 | CCE | 0 | 0 | 0 | 0 | 0 | 0 | 0 | 0 | 0 | 0 | 0 | 0 | 0 | 0 | 0 | 0 | 0 | 0 | 0 | 0 | 0 | 0 | 0 | 0 | 0 | 0 | 0
F1_Commercial_Grocery (WA)_Existing_Miscellaneous_Natural Gas_Pool Heater_E5 | F1 | Commercial | Grocery (WA) | Existing | Miscellaneous | Natural Gas | Pool Heater | E5 | CCE | 0 | 0 | 0 | 0 | 0 | 0 | 0 | 0 | 0 | 0 | 0 | 0 | 0 | 0 | 0 | 0 | 0 | 0 | 0 | 0 | 0 | 0 | 0 | 0 | 0 | 0 | 0
F1_Commercial_Grocery (WA)_Existing_Miscellaneous_Natural Gas_Pool Heater_E6 | F1 | Commercial | Grocery (WA) | Existing | Miscellaneous | Natural Gas | Pool Heater | E6 | CCE | 0 | 0 | 0 | 0 | 0 | 0 | 0 | 0 | 0 | 0 | 0 | 0 | 0 | 0 | 0 | 0 | 0 | 0 | 0 | 0 | 0 | 0 | 0 | 0 | 0 | 0 | 0
F1_Commercial_Grocery (WA)_Existing_Miscellaneous_Natural Gas_Pool Heater_E7 | F1 | Commercial | Grocery (WA) | Existing | Miscellaneous | Natural Gas | Pool Heater | E7 | CCE | 0 | 0 | 0 | 0 | 0 | 0 | 0 | 0 | 0 | 0 | 0 | 0 | 0 | 0 | 0 | 0 | 0 | 0 | 0 | 0 | 0 | 0 | 0 | 0 | 0 | 0 | 0
F1_Commercial_Grocery (WA)_Existing_Miscellaneous_Natural Gas_Pool Heater_E8 | F1 | Commercial | Grocery (WA) | Existing | Miscellaneous | Natural Gas | Pool Heater | E8 | CCE | 0 | 0 | 0 | 0 | 0 | 0 | 0 | 0 | 0 | 0 | 0 | 0 | 0 | 0 | 0 | 0 | 0 | 0 | 0 | 0 | 0 | 0 | 0 | 0 | 0 | 0 | 0
F1_Commercial_Grocery (WA)_Existing_Miscellaneous_Natural Gas_Pool Heater_E9 | F1 | Commercial | Grocery (WA) | Existing | Miscellaneous | Natural Gas | Pool Heater | E9 | CCE | 0 | 0 | 0 | 0 | 0 | 0 | 0 | 0 | 0 | 0 | 0 | 0 | 0 | 0 | 0 | 0 | 0 | 0 | 0 | 0 | 0 | 0 | 0 | 0 | 0 | 0 | 0
F1_Commercial_Grocery (WA)_Existing_Miscellaneous_Natural Gas_Pool Heater_E10 | F1 | Commercial | Grocery (WA) | Existing | Miscellaneous | Natural Gas | Pool Heater | E10 | CCE | 0 | 0 | 0 | 0 | 0 | 0 | 0 | 0 | 0 | 0 | 0 | 0 | 0 | 0 | 0 | 0 | 0 | 0 | 0 | 0 | 0 | 0 | 0 | 0 | 0 | 0 | 0
F2_Commercial_Grocery (WA)_Existing_Miscellaneous_Natural Gas_Pool Heater_E1 | F2 | Commercial | Grocery (WA) | Existing | Miscellaneous | Natural Gas | Pool Heater | E1 | TRC BC Ratio | [24 empty] | 1 | 1 | 1 | bar: 2019 to 2042
F2_Commercial_Grocery (WA)_Existing_Miscellaneous_Natural Gas_Pool Heater_E2 | F2 | Commercial | Grocery (WA) | Existing | Miscellaneous | Natural Gas | Pool Heater | E2 | TRC BC Ratio | 0.24558 | 0.24744 | 0.25144 | 0.25792 | 0.26685 | 0.27983 | 0.29405 | 0.30832 | 0.32213 | 0.3369 | 0.34804 | 0.3585 | 0.37033 | 0.38173 | 0.39129 | 0.39986 | 0.40688 | 0.4136 | 0.42102 | 0.42801 | 0.43524 | 0.44289 | 0.45057 | 0.45857 | 0.46672 | 0.47501 | 0.48345
F2_Commercial_Grocery (WA)_Existing_Miscellaneous_Natural Gas_Pool Heater_E3 | F2 | Commercial | Grocery (WA) | Existing | Miscellaneous | Natural Gas | Pool Heater | E3 | TRC BC Ratio | 0 | 0 | 0 | 0 | 0 | 0 | 0 | 0 | 0 | 0 | 0 | 0 | 0 | 0 | 0 | 0 | 0 | 0 | 0 | 0 | 0 | 0 | 0 | 0 | 0 | 0 | 0
F2_Commercial_Grocery (WA)_Existing_Miscellaneous_Natural Gas_Pool Heater_E4 | F2 | Commercial | Grocery (WA) | Existing | Miscellaneous | Natural Gas | Pool Heater | E4 | TRC BC Ratio | 0 | 0 | 0 | 0 | 0 | 0 | 0 | 0 | 0 | 0 | 0 | 0 | 0 | 0 | 0 | 0 | 0 | 0 | 0 | 0 | 0 | 0 | 0 | 0 | 0 | 0 | 0
F2_Commercial_Grocery (WA)_Existing_Miscellaneous_Natural Gas_Pool Heater_E5 | F2 | Commercial | Grocery (WA) | Existing | Miscellaneous | Natural Gas | Pool Heater | E5 | TRC BC Ratio | 0 | 0 | 0 | 0 | 0 | 0 | 0 | 0 | 0 | 0 | 0 | 0 | 0 | 0 | 0 | 0 | 0 | 0 | 0 | 0 | 0 | 0 | 0 | 0 | 0 | 0 | 0
F2_Commercial_Grocery (WA)_Existing_Miscellaneous_Natural Gas_Pool Heater_E6 | F2 | Commercial | Grocery (WA) | Existing | Miscellaneous | Natural Gas | Pool Heater | E6 | TRC BC Ratio | 0 | 0 | 0 | 0 | 0 | 0 | 0 | 0 | 0 | 0 | 0 | 0 | 0 | 0 | 0 | 0 | 0 | 0 | 0 | 0 | 0 | 0 | 0 | 0 | 0 | 0 | 0
F2_Commercial_Grocery (WA)_Existing_Miscellaneous_Natural Gas_Pool Heater_E7 | F2 | Commercial | Grocery (WA) | Existing | Miscellaneous | Natural Gas | Pool Heater | E7 | TRC BC Ratio | 0 | 0 | 0 | 0 | 0 | 0 | 0 | 0 | 0 | 0 | 0 | 0 | 0 | 0 | 0 | 0 | 0 | 0 | 0 | 0 | 0 | 0 | 0 | 0 | 0 | 0 | 0
F2_Commercial_Grocery (WA)_Existing_Miscellaneous_Natural Gas_Pool Heater_E8 | F2 | Commercial | Grocery (WA) | Existing | Miscellaneous | Natural Gas | Pool Heater | E8 | TRC BC Ratio | 0 | 0 | 0 | 0 | 0 | 0 | 0 | 0 | 0 | 0 | 0 | 0 | 0 | 0 | 0 | 0 | 0 | 0 | 0 | 0 | 0 | 0 | 0 | 0 | 0 | 0 | 0
F2_Commercial_Grocery (WA)_Existing_Miscellaneous_Natural Gas_Pool Heater_E9 | F2 | Commercial | Grocery (WA) | Existing | Miscellaneous | Natural Gas | Pool Heater | E9 | TRC BC Ratio | 0 | 0 | 0 | 0 | 0 | 0 | 0 | 0 | 0 | 0 | 0 | 0 | 0 | 0 | 0 | 0 | 0 | 0 | 0 | 0 | 0 | 0 | 0 | 0 | 0 | 0 | 0
F2_Commercial_Grocery (WA)_Existing_Miscellaneous_Natural Gas_Pool Heater_E10 | F2 | Commercial | Grocery (WA) | Existing | Miscellaneous | Natural Gas | Pool Heater | E10 | TRC BC Ratio | 0 | 0 | 0 | 0 | 0 | 0 | 0 | 0 | 0 | 0 | 0 | 0 | 0 | 0 | 0 | 0 | 0 | 0 | 0 | 0 | 0 | 0 | 0 | 0 | 0 | 0 | 0
F3_Commercial_Grocery (WA)_Existing_Miscellaneous_Natural Gas_Pool Heater_E1 | F3 | Commercial | Grocery (WA) | Existing | Miscellaneous | Natural Gas | Pool Heater | E1 | PACT BC Ratio | [24 empty] | 1 | 1 | 1 | bar: 2019 to 2042
F3_Commercial_Grocery (WA)_Existing_Miscellaneous_Natural Gas_Pool Heater_E2 | F3 | Commercial | Grocery (WA) | Existing | Miscellaneous | Natural Gas | Pool Heater | E2 | PACT BC Ratio | 0.60931 | 0.61394 | 0.62387 | 0.63995 | 0.66211 | 0.69429 | 0.72958 | 0.76498 | 0.79925 | 0.8359 | 0.86355 | 0.8895 | 0.91884 | 0.94714 | 0.97086 | 0.99213 | 1.0095 | 1.0262 | 1.0446 | 1.062 | 1.0799 | 1.0989 | 1.1179 | 1.1378 | 1.158 | 1.1786 | 1.1995
F3_Commercial_Grocery (WA)_Existing_Miscellaneous_Natural Gas_Pool Heater_E3 | F3 | Commercial | Grocery (WA) | Existing | Miscellaneous | Natural Gas | Pool Heater | E3 | PACT BC Ratio | 0 | 0 | 0 | 0 | 0 | 0 | 0 | 0 | 0 | 0 | 0 | 0 | 0 | 0 | 0 | 0 | 0 | 0 | 0 | 0 | 0 | 0 | 0 | 0 | 0 | 0 | 0
F3_Commercial_Grocery (WA)_Existing_Miscellaneous_Natural Gas_Pool Heater_E4 | F3 | Commercial | Grocery (WA) | Existing | Miscellaneous | Natural Gas | Pool Heater | E4 | PACT BC Ratio | 0 | 0 | 0 | 0 | 0 | 0 | 0 | 0 | 0 | 0 | 0 | 0 | 0 | 0 | 0 | 0 | 0 | 0 | 0 | 0 | 0 | 0 | 0 | 0 | 0 | 0 | 0
F3_Commercial_Grocery (WA)_Existing_Miscellaneous_Natural Gas_Pool Heater_E5 | F3 | Commercial | Grocery (WA) | Existing | Miscellaneous | Natural Gas | Pool Heater | E5 | PACT BC Ratio | 0 | 0 | 0 | 0 | 0 | 0 | 0 | 0 | 0 | 0 | 0 | 0 | 0 | 0 | 0 | 0 | 0 | 0 | 0 | 0 | 0 | 0 | 0 | 0 | 0 | 0 | 0
F3_Commercial_Grocery (WA)_Existing_Miscellaneous_Natural Gas_Pool Heater_E6 | F3 | Commercial | Grocery (WA) | Existing | Miscellaneous | Natural Gas | Pool Heater | E6 | PACT BC Ratio | 0 | 0 | 0 | 0 | 0 | 0 | 0 | 0 | 0 | 0 | 0 | 0 | 0 | 0 | 0 | 0 | 0 | 0 | 0 | 0 | 0 | 0 | 0 | 0 | 0 | 0 | 0
F3_Commercial_Grocery (WA)_Existing_Miscellaneous_Natural Gas_Pool Heater_E7 | F3 | Commercial | Grocery (WA) | Existing | Miscellaneous | Natural Gas | Pool Heater | E7 | PACT BC Ratio | 0 | 0 | 0 | 0 | 0 | 0 | 0 | 0 | 0 | 0 | 0 | 0 | 0 | 0 | 0 | 0 | 0 | 0 | 0 | 0 | 0 | 0 | 0 | 0 | 0 | 0 | 0
F3_Commercial_Grocery (WA)_Existing_Miscellaneous_Natural Gas_Pool Heater_E8 | F3 | Commercial | Grocery (WA) | Existing | Miscellaneous | Natural Gas | Pool Heater | E8 | PACT BC Ratio | 0 | 0 | 0 | 0 | 0 | 0 | 0 | 0 | 0 | 0 | 0 | 0 | 0 | 0 | 0 | 0 | 0 | 0 | 0 | 0 | 0 | 0 | 0 | 0 | 0 | 0 | 0
F3_Commercial_Grocery (WA)_Existing_Miscellaneous_Natural Gas_Pool Heater_E9 | F3 | Commercial | Grocery (WA) | Existing | Miscellaneous | Natural Gas | Pool Heater | E9 | PACT BC Ratio | 0 | 0 | 0 | 0 | 0 | 0 | 0 | 0 | 0 | 0 | 0 | 0 | 0 | 0 | 0 | 0 | 0 | 0 | 0 | 0 | 0 | 0 | 0 | 0 | 0 | 0 | 0
F3_Commercial_Grocery (WA)_Existing_Miscellaneous_Natural Gas_Pool Heater_E10 | F3 | Commercial | Grocery (WA) | Existing | Miscellaneous | Natural Gas | Pool Heater | E10 | PACT BC Ratio | 0 | 0 | 0 | 0 | 0 | 0 | 0 | 0 | 0 | 0 | 0 | 0 | 0 | 0 | 0 | 0 | 0 | 0 | 0 | 0 | 0 | 0 | 0 | 0 | 0 | 0 | 0
F4_Commercial_Grocery (WA)_Existing_Miscellaneous_Natural Gas_Pool Heater_E1 | F4 | Commercial | Grocery (WA) | Existing | Miscellaneous | Natural Gas | Pool Heater | E1 | RVT BC Ratio | [24 empty] | 1 | 1 | 1 | bar: 2019 to 2042
F4_Commercial_Grocery (WA)_Existing_Miscellaneous_Natural Gas_Pool Heater_E2 | F4 | Commercial | Grocery (WA) | Existing | Miscellaneous | Natural Gas | Pool Heater | E2 | RVT BC Ratio | 0.63728 | 0.63996 | 0.6448 | 0.65211 | 0.66171 | 0.67568 | 0.68979 | 0.70332 | 0.71552 | 0.72835 | 0.74306 | 0.75687 | 0.77248 | 0.78692 | 0.7982 | 0.80735 | 0.81352 | 0.81821 | 0.82349 | 0.82781 | 0.83205 | 0.84168 | 0.85136 | 0.86145 | 0.87171 | 0.88216 | 0.89279
F4_Commercial_Grocery (WA)_Existing_Miscellaneous_Natural Gas_Pool Heater_E3 | F4 | Commercial | Grocery (WA) | Existing | Miscellaneous | Natural Gas | Pool Heater | E3 | RVT BC Ratio | 0 | 0 | 0 | 0 | 0 | 0 | 0 | 0 | 0 | 0 | 0 | 0 | 0 | 0 | 0 | 0 | 0 | 0 | 0 | 0 | 0 | 0 | 0 | 0 | 0 | 0 | 0
F4_Commercial_Grocery (WA)_Existing_Miscellaneous_Natural Gas_Pool Heater_E4 | F4 | Commercial | Grocery (WA) | Existing | Miscellaneous | Natural Gas | Pool Heater | E4 | RVT BC Ratio | 0 | 0 | 0 | 0 | 0 | 0 | 0 | 0 | 0 | 0 | 0 | 0 | 0 | 0 | 0 | 0 | 0 | 0 | 0 | 0 | 0 | 0 | 0 | 0 | 0 | 0 | 0
F4_Commercial_Grocery (WA)_Existing_Miscellaneous_Natural Gas_Pool Heater_E5 | F4 | Commercial | Grocery (WA) | Existing | Miscellaneous | Natural Gas | Pool Heater | E5 | RVT BC Ratio | 0 | 0 | 0 | 0 | 0 | 0 | 0 | 0 | 0 | 0 | 0 | 0 | 0 | 0 | 0 | 0 | 0 | 0 | 0 | 0 | 0 | 0 | 0 | 0 | 0 | 0 | 0
F4_Commercial_Grocery (WA)_Existing_Miscellaneous_Natural Gas_Pool Heater_E6 | F4 | Commercial | Grocery (WA) | Existing | Miscellaneous | Natural Gas | Pool Heater | E6 | RVT BC Ratio | 0 | 0 | 0 | 0 | 0 | 0 | 0 | 0 | 0 | 0 | 0 | 0 | 0 | 0 | 0 | 0 | 0 | 0 | 0 | 0 | 0 | 0 | 0 | 0 | 0 | 0 | 0
F4_Commercial_Grocery (WA)_Existing_Miscellaneous_Natural Gas_Pool Heater_E7 | F4 | Commercial | Grocery (WA) | Existing | Miscellaneous | Natural Gas | Pool Heater | E7 | RVT BC Ratio | 0 | 0 | 0 | 0 | 0 | 0 | 0 | 0 | 0 | 0 | 0 | 0 | 0 | 0 | 0 | 0 | 0 | 0 | 0 | 0 | 0 | 0 | 0 | 0 | 0 | 0 | 0
F4_Commercial_Grocery (WA)_Existing_Miscellaneous_Natural Gas_Pool Heater_E8 | F4 | Commercial | Grocery (WA) | Existing | Miscellaneous | Natural Gas | Pool Heater | E8 | RVT BC Ratio | 0 | 0 | 0 | 0 | 0 | 0 | 0 | 0 | 0 | 0 | 0 | 0 | 0 | 0 | 0 | 0 | 0 | 0 | 0 | 0 | 0 | 0 | 0 | 0 | 0 | 0 | 0
F4_Commercial_Grocery (WA)_Existing_Miscellaneous_Natural Gas_Pool Heater_E9 | F4 | Commercial | Grocery (WA) | Existing | Miscellaneous | Natural Gas | Pool Heater | E9 | RVT BC Ratio | 0 | 0 | 0 | 0 | 0 | 0 | 0 | 0 | 0 | 0 | 0 | 0 | 0 | 0 | 0 | 0 | 0 | 0 | 0 | 0 | 0 | 0 | 0 | 0 | 0 | 0 | 0
F4_Commercial_Grocery (WA)_Existing_Miscellaneous_Natural Gas_Pool Heater_E10 | F4 | Commercial | Grocery (WA) | Existing | Miscellaneous | Natural Gas | Pool Heater | E10 | RVT BC Ratio | 0 | 0 | 0 | 0 | 0 | 0 | 0 | 0 | 0 | 0 | 0 | 0 | 0 | 0 | 0 | 0 | 0 | 0 | 0 | 0 | 0 | 0 | 0 | 0 | 0 | 0 | 0
F5_Commercial_Grocery (WA)_Existing_Miscellaneous_Natural Gas_Pool Heater_E1 | F5 | Commercial | Grocery (WA) | Existing | Miscellaneous | Natural Gas | Pool Heater | E1 | RIM BC Ratio | [24 empty] | 1 | 1 | 1 | bar: 2019 to 2042
F5_Commercial_Grocery (WA)_Existing_Miscellaneous_Natural Gas_Pool Heater_E2 | F5 | Commercial | Grocery (WA) | Existing | Miscellaneous | Natural Gas | Pool Heater | E2 | RIM BC Ratio | 0.35197 | 0.3535 | 0.35717 | 0.36322 | 0.37161 | 0.38346 | 0.39657 | 0.40958 | 0.42222 | 0.43548 | 0.44287 | 0.4496 | 0.45697 | 0.46415 | 0.4704 | 0.47633 | 0.48175 | 0.48744 | 0.49363 | 0.49972 | 0.50607 | 0.5102 | 0.51427 | 0.51843 | 0.52259 | 0.52674 | 0.53088
F5_Commercial_Grocery (WA)_Existing_Miscellaneous_Natural Gas_Pool Heater_E3 | F5 | Commercial | Grocery (WA) | Existing | Miscellaneous | Natural Gas | Pool Heater | E3 | RIM BC Ratio | 0 | 0 | 0 | 0 | 0 | 0 | 0 | 0 | 0 | 0 | 0 | 0 | 0 | 0 | 0 | 0 | 0 | 0 | 0 | 0 | 0 | 0 | 0 | 0 | 0 | 0 | 0
F5_Commercial_Grocery (WA)_Existing_Miscellaneous_Natural Gas_Pool Heater_E4 | F5 | Commercial | Grocery (WA) | Existing | Miscellaneous | Natural Gas | Pool Heater | E4 | RIM BC Ratio | 0 | 0 | 0 | 0 | 0 | 0 | 0 | 0 | 0 | 0 | 0 | 0 | 0 | 0 | 0 | 0 | 0 | 0 | 0 | 0 | 0 | 0 | 0 | 0 | 0 | 0 | 0
F5_Commercial_Grocery (WA)_Existing_Miscellaneous_Natural Gas_Pool Heater_E5 | F5 | Commercial | Grocery (WA) | Existing | Miscellaneous | Natural Gas | Pool Heater | E5 | RIM BC Ratio | 0 | 0 | 0 | 0 | 0 | 0 | 0 | 0 | 0 | 0 | 0 | 0 | 0 | 0 | 0 | 0 | 0 | 0 | 0 | 0 | 0 | 0 | 0 | 0 | 0 | 0 | 0
F5_Commercial_Grocery (WA)_Existing_Miscellaneous_Natural Gas_Pool Heater_E6 | F5 | Commercial | Grocery (WA) | Existing | Miscellaneous | Natural Gas | Pool Heater | E6 | RIM BC Ratio | 0 | 0 | 0 | 0 | 0 | 0 | 0 | 0 | 0 | 0 | 0 | 0 | 0 | 0 | 0 | 0 | 0 | 0 | 0 | 0 | 0 | 0 | 0 | 0 | 0 | 0 | 0
F5_Commercial_Grocery (WA)_Existing_Miscellaneous_Natural Gas_Pool Heater_E7 | F5 | Commercial | Grocery (WA) | Existing | Miscellaneous | Natural Gas | Pool Heater | E7 | RIM BC Ratio | 0 | 0 | 0 | 0 | 0 | 0 | 0 | 0 | 0 | 0 | 0 | 0 | 0 | 0 | 0 | 0 | 0 | 0 | 0 | 0 | 0 | 0 | 0 | 0 | 0 | 0 | 0
F5_Commercial_Grocery (WA)_Existing_Miscellaneous_Natural Gas_Pool Heater_E8 | F5 | Commercial | Grocery (WA) | Existing | Miscellaneous | Natural Gas | Pool Heater | E8 | RIM BC Ratio | 0 | 0 | 0 | 0 | 0 | 0 | 0 | 0 | 0 | 0 | 0 | 0 | 0 | 0 | 0 | 0 | 0 | 0 | 0 | 0 | 0 | 0 | 0 | 0 | 0 | 0 | 0
F5_Commercial_Grocery (WA)_Existing_Miscellaneous_Natural Gas_Pool Heater_E9 | F5 | Commercial | Grocery (WA) | Existing | Miscellaneous | Natural Gas | Pool Heater | E9 | RIM BC Ratio | 0 | 0 | 0 | 0 | 0 | 0 | 0 | 0 | 0 | 0 | 0 | 0 | 0 | 0 | 0 | 0 | 0 | 0 | 0 | 0 | 0 | 0 | 0 | 0 | 0 | 0 | 0
F5_Commercial_Grocery (WA)_Existing_Miscellaneous_Natural Gas_Pool Heater_E10 | F5 | Commercial | Grocery (WA) | Existing | Miscellaneous | Natural Gas | Pool Heater | E10 | RIM BC Ratio | 0 | 0 | 0 | 0 | 0 | 0 | 0 | 0 | 0 | 0 | 0 | 0 | 0 | 0 | 0 | 0 | 0 | 0 | 0 | 0 | 0 | 0 | 0 | 0 | 0 | 0 | 0
F0_Commercial_Grocery (WA)_Existing_Miscellaneous_Natural Gas_Miscellaneous_E0 | F0 | Commercial | Grocery (WA) | Existing | Miscellaneous | Natural Gas | Miscellaneous | E0 | Economic Unit | Standard | Standard | Standard | Standard | Standard | Standard | Standard | Standard | Standard | Standard | Standard | Standard | Standard | Standard | Standard | Standard | Standard | Standard | Standard | Standard | Standard | Standard | Standard | Standard | Standard | Standard | Standard
F1_Commercial_Grocery (WA)_Existing_Miscellaneous_Natural Gas_Miscellaneous_E1 | F1 | Commercial | Grocery (WA) | Existing | Miscellaneous | Natural Gas | Miscellaneous | E1 | CCE | 0 | 0 | 0 | 0 | 0 | 0 | 0 | 0 | 0 | 0 | 0 | 0 | 0 | 0 | 0 | 0 | 0 | 0 | 0 | 0 | 0 | 0 | 0 | 0 | 0 | 0 | 0
F1_Commercial_Grocery (WA)_Existing_Miscellaneous_Natural Gas_Miscellaneous_E2 | F1 | Commercial | Grocery (WA) | Existing | Miscellaneous | Natural Gas | Miscellaneous | E2 | CCE | 0 | 0 | 0 | 0 | 0 | 0 | 0 | 0 | 0 | 0 | 0 | 0 | 0 | 0 | 0 | 0 | 0 | 0 | 0 | 0 | 0 | 0 | 0 | 0 | 0 | 0 | 0
F1_Commercial_Grocery (WA)_Existing_Miscellaneous_Natural Gas_Miscellaneous_E3 | F1 | Commercial | Grocery (WA) | Existing | Miscellaneous | Natural Gas | Miscellaneous | E3 | CCE | 0 | 0 | 0 | 0 | 0 | 0 | 0 | 0 | 0 | 0 | 0 | 0 | 0 | 0 | 0 | 0 | 0 | 0 | 0 | 0 | 0 | 0 | 0 | 0 | 0 | 0 | 0
F1_Commercial_Grocery (WA)_Existing_Miscellaneous_Natural Gas_Miscellaneous_E4 | F1 | Commercial | Grocery (WA) | Existing | Miscellaneous | Natural Gas | Miscellaneous | E4 | CCE | 0 | 0 | 0 | 0 | 0 | 0 | 0 | 0 | 0 | 0 | 0 | 0 | 0 | 0 | 0 | 0 | 0 | 0 | 0 | 0 | 0 | 0 | 0 | 0 | 0 | 0 | 0
F1_Commercial_Grocery (WA)_Existing_Miscellaneous_Natural Gas_Miscellaneous_E5 | F1 | Commercial | Grocery (WA) | Existing | Miscellaneous | Natural Gas | Miscellaneous | E5 | CCE | 0 | 0 | 0 | 0 | 0 | 0 | 0 | 0 | 0 | 0 | 0 | 0 | 0 | 0 | 0 | 0 | 0 | 0 | 0 | 0 | 0 | 0 | 0 | 0 | 0 | 0 | 0
F1_Commercial_Grocery (WA)_Existing_Miscellaneous_Natural Gas_Miscellaneous_E6 | F1 | Commercial | Grocery (WA) | Existing | Miscellaneous | Natural Gas | Miscellaneous | E6 | CCE | 0 | 0 | 0 | 0 | 0 | 0 | 0 | 0 | 0 | 0 | 0 | 0 | 0 | 0 | 0 | 0 | 0 | 0 | 0 | 0 | 0 | 0 | 0 | 0 | 0 | 0 | 0
F1_Commercial_Grocery (WA)_Existing_Miscellaneous_Natural Gas_Miscellaneous_E7 | F1 | Commercial | Grocery (WA) | Existing | Miscellaneous | Natural Gas | Miscellaneous | E7 | CCE | 0 | 0 | 0 | 0 | 0 | 0 | 0 | 0 | 0 | 0 | 0 | 0 | 0 | 0 | 0 | 0 | 0 | 0 | 0 | 0 | 0 | 0 | 0 | 0 | 0 | 0 | 0
F1_Commercial_Grocery (WA)_Existing_Miscellaneous_Natural Gas_Miscellaneous_E8 | F1 | Commercial | Grocery (WA) | Existing | Miscellaneous | Natural Gas | Miscellaneous | E8 | CCE | 0 | 0 | 0 | 0 | 0 | 0 | 0 | 0 | 0 | 0 | 0 | 0 | 0 | 0 | 0 | 0 | 0 | 0 | 0 | 0 | 0 | 0 | 0 | 0 | 0 | 0 | 0
F1_Commercial_Grocery (WA)_Existing_Miscellaneous_Natural Gas_Miscellaneous_E9 | F1 | Commercial | Grocery (WA) | Existing | Miscellaneous | Natural Gas | Miscellaneous | E9 | CCE | 0 | 0 | 0 | 0 | 0 | 0 | 0 | 0 | 0 | 0 | 0 | 0 | 0 | 0 | 0 | 0 | 0 | 0 | 0 | 0 | 0 | 0 | 0 | 0 | 0 | 0 | 0
F1_Commercial_Grocery (WA)_Existing_Miscellaneous_Natural Gas_Miscellaneous_E10 | F1 | Commercial | Grocery (WA) | Existing | Miscellaneous | Natural Gas | Miscellaneous | E10 | CCE | 0 | 0 | 0 | 0 | 0 | 0 | 0 | 0 | 0 | 0 | 0 | 0 | 0 | 0 | 0 | 0 | 0 | 0 | 0 | 0 | 0 | 0 | 0 | 0 | 0 | 0 | 0
F2_Commercial_Grocery (WA)_Existing_Miscellaneous_Natural Gas_Miscellaneous_E1 | F2 | Commercial | Grocery (WA) | Existing | Miscellaneous | Natural Gas | Miscellaneous | E1 | TRC BC Ratio | [24 empty] | 1 | 1 | 1 | bar: 2019 to 2042
F2_Commercial_Grocery (WA)_Existing_Miscellaneous_Natural Gas_Miscellaneous_E2 | F2 | Commercial | Grocery (WA) | Existing | Miscellaneous | Natural Gas | Miscellaneous | E2 | TRC BC Ratio | 0 | 0 | 0 | 0 | 0 | 0 | 0 | 0 | 0 | 0 | 0 | 0 | 0 | 0 | 0 | 0 | 0 | 0 | 0 | 0 | 0 | 0 | 0 | 0 | 0 | 0 | 0
F2_Commercial_Grocery (WA)_Existing_Miscellaneous_Natural Gas_Miscellaneous_E3 | F2 | Commercial | Grocery (WA) | Existing | Miscellaneous | Natural Gas | Miscellaneous | E3 | TRC BC Ratio | 0 | 0 | 0 | 0 | 0 | 0 | 0 | 0 | 0 | 0 | 0 | 0 | 0 | 0 | 0 | 0 | 0 | 0 | 0 | 0 | 0 | 0 | 0 | 0 | 0 | 0 | 0
F2_Commercial_Grocery (WA)_Existing_Miscellaneous_Natural Gas_Miscellaneous_E4 | F2 | Commercial | Grocery (WA) | Existing | Miscellaneous | Natural Gas | Miscellaneous | E4 | TRC BC Ratio | 0 | 0 | 0 | 0 | 0 | 0 | 0 | 0 | 0 | 0 | 0 | 0 | 0 | 0 | 0 | 0 | 0 | 0 | 0 | 0 | 0 | 0 | 0 | 0 | 0 | 0 | 0
F2_Commercial_Grocery (WA)_Existing_Miscellaneous_Natural Gas_Miscellaneous_E5 | F2 | Commercial | Grocery (WA) | Existing | Miscellaneous | Natural Gas | Miscellaneous | E5 | TRC BC Ratio | 0 | 0 | 0 | 0 | 0 | 0 | 0 | 0 | 0 | 0 | 0 | 0 | 0 | 0 | 0 | 0 | 0 | 0 | 0 | 0 | 0 | 0 | 0 | 0 | 0 | 0 | 0
F2_Commercial_Grocery (WA)_Existing_Miscellaneous_Natural Gas_Miscellaneous_E6 | F2 | Commercial | Grocery (WA) | Existing | Miscellaneous | Natural Gas | Miscellaneous | E6 | TRC BC Ratio | 0 | 0 | 0 | 0 | 0 | 0 | 0 | 0 | 0 | 0 | 0 | 0 | 0 | 0 | 0 | 0 | 0 | 0 | 0 | 0 | 0 | 0 | 0 | 0 | 0 | 0 | 0
F2_Commercial_Grocery (WA)_Existing_Miscellaneous_Natural Gas_Miscellaneous_E7 | F2 | Commercial | Grocery (WA) | Existing | Miscellaneous | Natural Gas | Miscellaneous | E7 | TRC BC Ratio | 0 | 0 | 0 | 0 | 0 | 0 | 0 | 0 | 0 | 0 | 0 | 0 | 0 | 0 | 0 | 0 | 0 | 0 | 0 | 0 | 0 | 0 | 0 | 0 | 0 | 0 | 0
F2_Commercial_Grocery (WA)_Existing_Miscellaneous_Natural Gas_Miscellaneous_E8 | F2 | Commercial | Grocery (WA) | Existing | Miscellaneous | Natural Gas | Miscellaneous | E8 | TRC BC Ratio | 0 | 0 | 0 | 0 | 0 | 0 | 0 | 0 | 0 | 0 | 0 | 0 | 0 | 0 | 0 | 0 | 0 | 0 | 0 | 0 | 0 | 0 | 0 | 0 | 0 | 0 | 0
F2_Commercial_Grocery (WA)_Existing_Miscellaneous_Natural Gas_Miscellaneous_E9 | F2 | Commercial | Grocery (WA) | Existing | Miscellaneous | Natural Gas | Miscellaneous | E9 | TRC BC Ratio | 0 | 0 | 0 | 0 | 0 | 0 | 0 | 0 | 0 | 0 | 0 | 0 | 0 | 0 | 0 | 0 | 0 | 0 | 0 | 0 | 0 | 0 | 0 | 0 | 0 | 0 | 0
F2_Commercial_Grocery (WA)_Existing_Miscellaneous_Natural Gas_Miscellaneous_E10 | F2 | Commercial | Grocery (WA) | Existing | Miscellaneous | Natural Gas | Miscellaneous | E10 | TRC BC Ratio | 0 | 0 | 0 | 0 | 0 | 0 | 0 | 0 | 0 | 0 | 0 | 0 | 0 | 0 | 0 | 0 | 0 | 0 | 0 | 0 | 0 | 0 | 0 | 0 | 0 | 0 | 0
F3_Commercial_Grocery (WA)_Existing_Miscellaneous_Natural Gas_Miscellaneous_E1 | F3 | Commercial | Grocery (WA) | Existing | Miscellaneous | Natural Gas | Miscellaneous | E1 | PACT BC Ratio | [24 empty] | 1 | 1 | 1 | bar: 2019 to 2042
F3_Commercial_Grocery (WA)_Existing_Miscellaneous_Natural Gas_Miscellaneous_E2 | F3 | Commercial | Grocery (WA) | Existing | Miscellaneous | Natural Gas | Miscellaneous | E2 | PACT BC Ratio | 0 | 0 | 0 | 0 | 0 | 0 | 0 | 0 | 0 | 0 | 0 | 0 | 0 | 0 | 0 | 0 | 0 | 0 | 0 | 0 | 0 | 0 | 0 | 0 | 0 | 0 | 0
F3_Commercial_Grocery (WA)_Existing_Miscellaneous_Natural Gas_Miscellaneous_E3 | F3 | Commercial | Grocery (WA) | Existing | Miscellaneous | Natural Gas | Miscellaneous | E3 | PACT BC Ratio | 0 | 0 | 0 | 0 | 0 | 0 | 0 | 0 | 0 | 0 | 0 | 0 | 0 | 0 | 0 | 0 | 0 | 0 | 0 | 0 | 0 | 0 | 0 | 0 | 0 | 0 | 0
F3_Commercial_Grocery (WA)_Existing_Miscellaneous_Natural Gas_Miscellaneous_E4 | F3 | Commercial | Grocery (WA) | Existing | Miscellaneous | Natural Gas | Miscellaneous | E4 | PACT BC Ratio | 0 | 0 | 0 | 0 | 0 | 0 | 0 | 0 | 0 | 0 | 0 | 0 | 0 | 0 | 0 | 0 | 0 | 0 | 0 | 0 | 0 | 0 | 0 | 0 | 0 | 0 | 0
F3_Commercial_Grocery (WA)_Existing_Miscellaneous_Natural Gas_Miscellaneous_E5 | F3 | Commercial | Grocery (WA) | Existing | Miscellaneous | Natural Gas | Miscellaneous | E5 | PACT BC Ratio | 0 | 0 | 0 | 0 | 0 | 0 | 0 | 0 | 0 | 0 | 0 | 0 | 0 | 0 | 0 | 0 | 0 | 0 | 0 | 0 | 0 | 0 | 0 | 0 | 0 | 0 | 0
F3_Commercial_Grocery (WA)_Existing_Miscellaneous_Natural Gas_Miscellaneous_E6 | F3 | Commercial | Grocery (WA) | Existing | Miscellaneous | Natural Gas | Miscellaneous | E6 | PACT BC Ratio | 0 | 0 | 0 | 0 | 0 | 0 | 0 | 0 | 0 | 0 | 0 | 0 | 0 | 0 | 0 | 0 | 0 | 0 | 0 | 0 | 0 | 0 | 0 | 0 | 0 | 0 | 0
F3_Commercial_Grocery (WA)_Existing_Miscellaneous_Natural Gas_Miscellaneous_E7 | F3 | Commercial | Grocery (WA) | Existing | Miscellaneous | Natural Gas | Miscellaneous | E7 | PACT BC Ratio | 0 | 0 | 0 | 0 | 0 | 0 | 0 | 0 | 0 | 0 | 0 | 0 | 0 | 0 | 0 | 0 | 0 | 0 | 0 | 0 | 0 | 0 | 0 | 0 | 0 | 0 | 0
F3_Commercial_Grocery (WA)_Existing_Miscellaneous_Natural Gas_Miscellaneous_E8 | F3 | Commercial | Grocery (WA) | Existing | Miscellaneous | Natural Gas | Miscellaneous | E8 | PACT BC Ratio | 0 | 0 | 0 | 0 | 0 | 0 | 0 | 0 | 0 | 0 | 0 | 0 | 0 | 0 | 0 | 0 | 0 | 0 | 0 | 0 | 0 | 0 | 0 | 0 | 0 | 0 | 0
F3_Commercial_Grocery (WA)_Existing_Miscellaneous_Natural Gas_Miscellaneous_E9 | F3 | Commercial | Grocery (WA) | Existing | Miscellaneous | Natural Gas | Miscellaneous | E9 | PACT BC Ratio | 0 | 0 | 0 | 0 | 0 | 0 | 0 | 0 | 0 | 0 | 0 | 0 | 0 | 0 | 0 | 0 | 0 | 0 | 0 | 0 | 0 | 0 | 0 | 0 | 0 | 0 | 0
F3_Commercial_Grocery (WA)_Existing_Miscellaneous_Natural Gas_Miscellaneous_E10 | F3 | Commercial | Grocery (WA) | Existing | Miscellaneous | Natural Gas | Miscellaneous | E10 | PACT BC Ratio | 0 | 0 | 0 | 0 | 0 | 0 | 0 | 0 | 0 | 0 | 0 | 0 | 0 | 0 | 0 | 0 | 0 | 0 | 0 | 0 | 0 | 0 | 0 | 0 | 0 | 0 | 0
F4_Commercial_Grocery (WA)_Existing_Miscellaneous_Natural Gas_Miscellaneous_E1 | F4 | Commercial | Grocery (WA) | Existing | Miscellaneous | Natural Gas | Miscellaneous | E1 | RVT BC Ratio | [24 empty] | 1 | 1 | 1 | bar: 2019 to 2042
F4_Commercial_Grocery (WA)_Existing_Miscellaneous_Natural Gas_Miscellaneous_E2 | F4 | Commercial | Grocery (WA) | Existing | Miscellaneous | Natural Gas | Miscellaneous | E2 | RVT BC Ratio | 0 | 0 | 0 | 0 | 0 | 0 | 0 | 0 | 0 | 0 | 0 | 0 | 0 | 0 | 0 | 0 | 0 | 0 | 0 | 0 | 0 | 0 | 0 | 0 | 0 | 0 | 0
F4_Commercial_Grocery (WA)_Existing_Miscellaneous_Natural Gas_Miscellaneous_E3 | F4 | Commercial | Grocery (WA) | Existing | Miscellaneous | Natural Gas | Miscellaneous | E3 | RVT BC Ratio | 0 | 0 | 0 | 0 | 0 | 0 | 0 | 0 | 0 | 0 | 0 | 0 | 0 | 0 | 0 | 0 | 0 | 0 | 0 | 0 | 0 | 0 | 0 | 0 | 0 | 0 | 0
F4_Commercial_Grocery (WA)_Existing_Miscellaneous_Natural Gas_Miscellaneous_E4 | F4 | Commercial | Grocery (WA) | Existing | Miscellaneous | Natural Gas | Miscellaneous | E4 | RVT BC Ratio | 0 | 0 | 0 | 0 | 0 | 0 | 0 | 0 | 0 | 0 | 0 | 0 | 0 | 0 | 0 | 0 | 0 | 0 | 0 | 0 | 0 | 0 | 0 | 0 | 0 | 0 | 0
F4_Commercial_Grocery (WA)_Existing_Miscellaneous_Natural Gas_Miscellaneous_E5 | F4 | Commercial | Grocery (WA) | Existing | Miscellaneous | Natural Gas | Miscellaneous | E5 | RVT BC Ratio | 0 | 0 | 0 | 0 | 0 | 0 | 0 | 0 | 0 | 0 | 0 | 0 | 0 | 0 | 0 | 0 | 0 | 0 | 0 | 0 | 0 | 0 | 0 | 0 | 0 | 0 | 0
F4_Commercial_Grocery (WA)_Existing_Miscellaneous_Natural Gas_Miscellaneous_E6 | F4 | Commercial | Grocery (WA) | Existing | Miscellaneous | Natural Gas | Miscellaneous | E6 | RVT BC Ratio | 0 | 0 | 0 | 0 | 0 | 0 | 0 | 0 | 0 | 0 | 0 | 0 | 0 | 0 | 0 | 0 | 0 | 0 | 0 | 0 | 0 | 0 | 0 | 0 | 0 | 0 | 0
F4_Commercial_Grocery (WA)_Existing_Miscellaneous_Natural Gas_Miscellaneous_E7 | F4 | Commercial | Grocery (WA) | Existing | Miscellaneous | Natural Gas | Miscellaneous | E7 | RVT BC Ratio | 0 | 0 | 0 | 0 | 0 | 0 | 0 | 0 | 0 | 0 | 0 | 0 | 0 | 0 | 0 | 0 | 0 | 0 | 0 | 0 | 0 | 0 | 0 | 0 | 0 | 0 | 0
F4_Commercial_Grocery (WA)_Existing_Miscellaneous_Natural Gas_Miscellaneous_E8 | F4 | Commercial | Grocery (WA) | Existing | Miscellaneous | Natural Gas | Miscellaneous | E8 | RVT BC Ratio | 0 | 0 | 0 | 0 | 0 | 0 | 0 | 0 | 0 | 0 | 0 | 0 | 0 | 0 | 0 | 0 | 0 | 0 | 0 | 0 | 0 | 0 | 0 | 0 | 0 | 0 | 0
F4_Commercial_Grocery (WA)_Existing_Miscellaneous_Natural Gas_Miscellaneous_E9 | F4 | Commercial | Grocery (WA) | Existing | Miscellaneous | Natural Gas | Miscellaneous | E9 | RVT BC Ratio | 0 | 0 | 0 | 0 | 0 | 0 | 0 | 0 | 0 | 0 | 0 | 0 | 0 | 0 | 0 | 0 | 0 | 0 | 0 | 0 | 0 | 0 | 0 | 0 | 0 | 0 | 0
F4_Commercial_Grocery (WA)_Existing_Miscellaneous_Natural Gas_Miscellaneous_E10 | F4 | Commercial | Grocery (WA) | Existing | Miscellaneous | Natural Gas | Miscellaneous | E10 | RVT BC Ratio | 0 | 0 | 0 | 0 | 0 | 0 | 0 | 0 | 0 | 0 | 0 | 0 | 0 | 0 | 0 | 0 | 0 | 0 | 0 | 0 | 0 | 0 | 0 | 0 | 0 | 0 | 0
F5_Commercial_Grocery (WA)_Existing_Miscellaneous_Natural Gas_Miscellaneous_E1 | F5 | Commercial | Grocery (WA) | Existing | Miscellaneous | Natural Gas | Miscellaneous | E1 | RIM BC Ratio | [24 empty] | 1 | 1 | 1 | bar: 2019 to 2042
F5_Commercial_Grocery (WA)_Existing_Miscellaneous_Natural Gas_Miscellaneous_E2 | F5 | Commercial | Grocery (WA) | Existing | Miscellaneous | Natural Gas | Miscellaneous | E2 | RIM BC Ratio | 0 | 0 | 0 | 0 | 0 | 0 | 0 | 0 | 0 | 0 | 0 | 0 | 0 | 0 | 0 | 0 | 0 | 0 | 0 | 0 | 0 | 0 | 0 | 0 | 0 | 0 | 0
F5_Commercial_Grocery (WA)_Existing_Miscellaneous_Natural Gas_Miscellaneous_E3 | F5 | Commercial | Grocery (WA) | Existing | Miscellaneous | Natural Gas | Miscellaneous | E3 | RIM BC Ratio | 0 | 0 | 0 | 0 | 0 | 0 | 0 | 0 | 0 | 0 | 0 | 0 | 0 | 0 | 0 | 0 | 0 | 0 | 0 | 0 | 0 | 0 | 0 | 0 | 0 | 0 | 0
F5_Commercial_Grocery (WA)_Existing_Miscellaneous_Natural Gas_Miscellaneous_E4 | F5 | Commercial | Grocery (WA) | Existing | Miscellaneous | Natural Gas | Miscellaneous | E4 | RIM BC Ratio | 0 | 0 | 0 | 0 | 0 | 0 | 0 | 0 | 0 | 0 | 0 | 0 | 0 | 0 | 0 | 0 | 0 | 0 | 0 | 0 | 0 | 0 | 0 | 0 | 0 | 0 | 0
F5_Commercial_Grocery (WA)_Existing_Miscellaneous_Natural Gas_Miscellaneous_E5 | F5 | Commercial | Grocery (WA) | Existing | Miscellaneous | Natural Gas | Miscellaneous | E5 | RIM BC Ratio | 0 | 0 | 0 | 0 | 0 | 0 | 0 | 0 | 0 | 0 | 0 | 0 | 0 | 0 | 0 | 0 | 0 | 0 | 0 | 0 | 0 | 0 | 0 | 0 | 0 | 0 | 0
F5_Commercial_Grocery (WA)_Existing_Miscellaneous_Natural Gas_Miscellaneous_E6 | F5 | Commercial | Grocery (WA) | Existing | Miscellaneous | Natural Gas | Miscellaneous | E6 | RIM BC Ratio | 0 | 0 | 0 | 0 | 0 | 0 | 0 | 0 | 0 | 0 | 0 | 0 | 0 | 0 | 0 | 0 | 0 | 0 | 0 | 0 | 0 | 0 | 0 | 0 | 0 | 0 | 0
F5_Commercial_Grocery (WA)_Existing_Miscellaneous_Natural Gas_Miscellaneous_E7 | F5 | Commercial | Grocery (WA) | Existing | Miscellaneous | Natural Gas | Miscellaneous | E7 | RIM BC Ratio | 0 | 0 | 0 | 0 | 0 | 0 | 0 | 0 | 0 | 0 | 0 | 0 | 0 | 0 | 0 | 0 | 0 | 0 | 0 | 0 | 0 | 0 | 0 | 0 | 0 | 0 | 0
F5_Commercial_Grocery (WA)_Existing_Miscellaneous_Natural Gas_Miscellaneous_E8 | F5 | Commercial | Grocery (WA) | Existing | Miscellaneous | Natural Gas | Miscellaneous | E8 | RIM BC Ratio | 0 | 0 | 0 | 0 | 0 | 0 | 0 | 0 | 0 | 0 | 0 | 0 | 0 | 0 | 0 | 0 | 0 | 0 | 0 | 0 | 0 | 0 | 0 | 0 | 0 | 0 | 0
F5_Commercial_Grocery (WA)_Existing_Miscellaneous_Natural Gas_Miscellaneous_E9 | F5 | Commercial | Grocery (WA) | Existing | Miscellaneous | Natural Gas | Miscellaneous | E9 | RIM BC Ratio | 0 | 0 | 0 | 0 | 0 | 0 | 0 | 0 | 0 | 0 | 0 | 0 | 0 | 0 | 0 | 0 | 0 | 0 | 0 | 0 | 0 | 0 | 0 | 0 | 0 | 0 | 0
F5_Commercial_Grocery (WA)_Existing_Miscellaneous_Natural Gas_Miscellaneous_E10 | F5 | Commercial | Grocery (WA) | Existing | Miscellaneous | Natural Gas | Miscellaneous | E10 | RIM BC Ratio | 0 | 0 | 0 | 0 | 0 | 0 | 0 | 0 | 0 | 0 | 0 | 0 | 0 | 0 | 0 | 0 | 0 | 0 | 0 | 0 | 0 | 0 | 0 | 0 | 0 | 0 | 0
F0_Commercial_Grocery (WA)_New_Space Heating_Natural Gas_Furnace_E0 | F0 | Commercial | Grocery (WA) | New | Space Heating | Natural Gas | Furnace | E0 | Economic Unit | AFUE 96% | AFUE 96% | AFUE 96% | AFUE 96% | AFUE 96% | AFUE 96% | AFUE 96% | AFUE 96% | AFUE 96% | AFUE 96% | AFUE 96% | AFUE 96% | AFUE 96% | AFUE 96% | AFUE 96% | AFUE 96% | AFUE 96% | AFUE 96% | AFUE 96% | AFUE 96% | AFUE 96% | AFUE 96% | AFUE 96% | AFUE 96% | AFUE 96% | AFUE 96% | AFUE 96%
F1_Commercial_Grocery (WA)_New_Space Heating_Natural Gas_Furnace_E1 | F1 | Commercial | Grocery (WA) | New | Space Heating | Natural Gas | Furnace | E1 | CCE | 0 | 0 | 0 | 0 | 0 | 0 | 0 | 0 | 0 | 0 | 0 | 0 | 0 | 0 | 0 | 0 | 0 | 0 | 0 | 0 | 0 | 0 | 0 | 0 | 0 | 0 | 0
F1_Commercial_Grocery (WA)_New_Space Heating_Natural Gas_Furnace_E2 | F1 | Commercial | Grocery (WA) | New | Space Heating | Natural Gas | Furnace | E2 | CCE | 0.015097 | 0.015667 | 0.015667 | 0.015667 | 0.015667 | 0.015667 | 0.015667 | 0.015667 | 0.015667 | 0.015667 | 0.015667 | 0.015667 | 0.015667 | 0.015667 | 0.015667 | 0.015667 | 0.015667 | 0.015667 | 0.015667 | 0.015667 | 0.015667 | 0.015667 | 0.015667 | 0.015667 | 0.015667 | 0.015667 | 0.015667
F1_Commercial_Grocery (WA)_New_Space Heating_Natural Gas_Furnace_E3 | F1 | Commercial | Grocery (WA) | New | Space Heating | Natural Gas | Furnace | E3 | CCE | 0.0022545 | 0.0023396 | 0.0023396 | 0.0023396 | 0.0023396 | 0.0023396 | 0.0023396 | 0.0023396 | 0.0023396 | 0.0023396 | 0.0023396 | 0.0023396 | 0.0023396 | 0.0023396 | 0.0023396 | 0.0023396 | 0.0023396 | 0.0023396 | 0.0023396 | 0.0023396 | 0.0023396 | 0.0023396 | 0.0023396 | 0.0023396 | 0.0023396 | 0.0023396 | 0.0023396
F1_Commercial_Grocery (WA)_New_Space Heating_Natural Gas_Furnace_E4 | F1 | Commercial | Grocery (WA) | New | Space Heating | Natural Gas | Furnace | E4 | CCE | 0 | 0 | 0 | 0 | 0 | 0 | 0 | 0 | 0 | 0 | 0 | 0 | 0 | 0 | 0 | 0 | 0 | 0 | 0 | 0 | 0 | 0 | 0 | 0 | 0 | 0 | 0
F1_Commercial_Grocery (WA)_New_Space Heating_Natural Gas_Furnace_E5 | F1 | Commercial | Grocery (WA) | New | Space Heating | Natural Gas | Furnace | E5 | CCE | 0 | 0 | 0 | 0 | 0 | 0 | 0 | 0 | 0 | 0 | 0 | 0 | 0 | 0 | 0 | 0 | 0 | 0 | 0 | 0 | 0 | 0 | 0 | 0 | 0 | 0 | 0
F1_Commercial_Grocery (WA)_New_Space Heating_Natural Gas_Furnace_E6 | F1 | Commercial | Grocery (WA) | New | Space Heating | Natural Gas | Furnace | E6 | CCE | 0 | 0 | 0 | 0 | 0 | 0 | 0 | 0 | 0 | 0 | 0 | 0 | 0 | 0 | 0 | 0 | 0 | 0 | 0 | 0 | 0 | 0 | 0 | 0 | 0 | 0 | 0
F1_Commercial_Grocery (WA)_New_Space Heating_Natural Gas_Furnace_E7 | F1 | Commercial | Grocery (WA) | New | Space Heating | Natural Gas | Furnace | E7 | CCE | 0 | 0 | 0 | 0 | 0 | 0 | 0 | 0 | 0 | 0 | 0 | 0 | 0 | 0 | 0 | 0 | 0 | 0 | 0 | 0 | 0 | 0 | 0 | 0 | 0 | 0 | 0
F1_Commercial_Grocery (WA)_New_Space Heating_Natural Gas_Furnace_E8 | F1 | Commercial | Grocery (WA) | New | Space Heating | Natural Gas | Furnace | E8 | CCE | 0 | 0 | 0 | 0 | 0 | 0 | 0 | 0 | 0 | 0 | 0 | 0 | 0 | 0 | 0 | 0 | 0 | 0 | 0 | 0 | 0 | 0 | 0 | 0 | 0 | 0 | 0
F1_Commercial_Grocery (WA)_New_Space Heating_Natural Gas_Furnace_E9 | F1 | Commercial | Grocery (WA) | New | Space Heating | Natural Gas | Furnace | E9 | CCE | 0 | 0 | 0 | 0 | 0 | 0 | 0 | 0 | 0 | 0 | 0 | 0 | 0 | 0 | 0 | 0 | 0 | 0 | 0 | 0 | 0 | 0 | 0 | 0 | 0 | 0 | 0
F1_Commercial_Grocery (WA)_New_Space Heating_Natural Gas_Furnace_E10 | F1 | Commercial | Grocery (WA) | New | Space Heating | Natural Gas | Furnace | E10 | CCE | 0 | 0 | 0 | 0 | 0 | 0 | 0 | 0 | 0 | 0 | 0 | 0 | 0 | 0 | 0 | 0 | 0 | 0 | 0 | 0 | 0 | 0 | 0 | 0 | 0 | 0 | 0
F2_Commercial_Grocery (WA)_New_Space Heating_Natural Gas_Furnace_E1 | F2 | Commercial | Grocery (WA) | New | Space Heating | Natural Gas | Furnace | E1 | TRC BC Ratio | [24 empty] | 1 | 1 | 1 | bar: 2019 to 2042
F2_Commercial_Grocery (WA)_New_Space Heating_Natural Gas_Furnace_E2 | F2 | Commercial | Grocery (WA) | New | Space Heating | Natural Gas | Furnace | E2 | TRC BC Ratio | 0.24911 | 0.25273 | 0.25786 | 0.26372 | 0.27037 | 0.28004 | 0.28991 | 0.30038 | 0.31024 | 0.32024 | 0.32899 | 0.33689 | 0.34567 | 0.35478 | 0.36311 | 0.37127 | 0.37873 | 0.38645 | 0.39452 | 0.4028 | 0.41124 | 0.42021 | 0.43084 | 0.43999 | 0.44932 | 0.45886 | 0.4686
F2_Commercial_Grocery (WA)_New_Space Heating_Natural Gas_Furnace_E3 | F2 | Commercial | Grocery (WA) | New | Space Heating | Natural Gas | Furnace | E3 | TRC BC Ratio | 1.6681 | 1.6924 | 1.7268 | 1.766 | 1.8105 | 1.8753 | 1.9414 | 2.0115 | 2.0775 | 2.1445 | 2.2031 | 2.256 | 2.3148 | 2.3757 | 2.4315 | 2.4862 | 2.5362 | 2.5878 | 2.6419 | 2.6973 | 2.7539 | 2.8139 | 2.8851 | 2.9464 | 3.0089 | 3.0728 | 3.138
F2_Commercial_Grocery (WA)_New_Space Heating_Natural Gas_Furnace_E4 | F2 | Commercial | Grocery (WA) | New | Space Heating | Natural Gas | Furnace | E4 | TRC BC Ratio | 0 | 0 | 0 | 0 | 0 | 0 | 0 | 0 | 0 | 0 | 0 | 0 | 0 | 0 | 0 | 0 | 0 | 0 | 0 | 0 | 0 | 0 | 0 | 0 | 0 | 0 | 0
F2_Commercial_Grocery (WA)_New_Space Heating_Natural Gas_Furnace_E5 | F2 | Commercial | Grocery (WA) | New | Space Heating | Natural Gas | Furnace | E5 | TRC BC Ratio | 0 | 0 | 0 | 0 | 0 | 0 | 0 | 0 | 0 | 0 | 0 | 0 | 0 | 0 | 0 | 0 | 0 | 0 | 0 | 0 | 0 | 0 | 0 | 0 | 0 | 0 | 0
F2_Commercial_Grocery (WA)_New_Space Heating_Natural Gas_Furnace_E6 | F2 | Commercial | Grocery (WA) | New | Space Heating | Natural Gas | Furnace | E6 | TRC BC Ratio | 0 | 0 | 0 | 0 | 0 | 0 | 0 | 0 | 0 | 0 | 0 | 0 | 0 | 0 | 0 | 0 | 0 | 0 | 0 | 0 | 0 | 0 | 0 | 0 | 0 | 0 | 0
F2_Commercial_Grocery (WA)_New_Space Heating_Natural Gas_Furnace_E7 | F2 | Commercial | Grocery (WA) | New | Space Heating | Natural Gas | Furnace | E7 | TRC BC Ratio | 0 | 0 | 0 | 0 | 0 | 0 | 0 | 0 | 0 | 0 | 0 | 0 | 0 | 0 | 0 | 0 | 0 | 0 | 0 | 0 | 0 | 0 | 0 | 0 | 0 | 0 | 0
F2_Commercial_Grocery (WA)_New_Space Heating_Natural Gas_Furnace_E8 | F2 | Commercial | Grocery (WA) | New | Space Heating | Natural Gas | Furnace | E8 | TRC BC Ratio | 0 | 0 | 0 | 0 | 0 | 0 | 0 | 0 | 0 | 0 | 0 | 0 | 0 | 0 | 0 | 0 | 0 | 0 | 0 | 0 | 0 | 0 | 0 | 0 | 0 | 0 | 0
F2_Commercial_Grocery (WA)_New_Space Heating_Natural Gas_Furnace_E9 | F2 | Commercial | Grocery (WA) | New | Space Heating | Natural Gas | Furnace | E9 | TRC BC Ratio | 0 | 0 | 0 | 0 | 0 | 0 | 0 | 0 | 0 | 0 | 0 | 0 | 0 | 0 | 0 | 0 | 0 | 0 | 0 | 0 | 0 | 0 | 0 | 0 | 0 | 0 | 0
F2_Commercial_Grocery (WA)_New_Space Heating_Natural Gas_Furnace_E10 | F2 | Commercial | Grocery (WA) | New | Space Heating | Natural Gas | Furnace | E10 | TRC BC Ratio | 0 | 0 | 0 | 0 | 0 | 0 | 0 | 0 | 0 | 0 | 0 | 0 | 0 | 0 | 0 | 0 | 0 | 0 | 0 | 0 | 0 | 0 | 0 | 0 | 0 | 0 | 0
F3_Commercial_Grocery (WA)_New_Space Heating_Natural Gas_Furnace_E1 | F3 | Commercial | Grocery (WA) | New | Space Heating | Natural Gas | Furnace | E1 | PACT BC Ratio | [24 empty] | 1 | 1 | 1 | bar: 2019 to 2042
F3_Commercial_Grocery (WA)_New_Space Heating_Natural Gas_Furnace_E2 | F3 | Commercial | Grocery (WA) | New | Space Heating | Natural Gas | Furnace | E2 | PACT BC Ratio | 0.69773 | 0.70787 | 0.72225 | 0.73866 | 0.75728 | 0.78436 | 0.812 | 0.84134 | 0.86896 | 0.89696 | 0.92147 | 0.94361 | 0.9682 | 0.99369 | 1.017 | 1.0399 | 1.0608 | 1.0824 | 1.105 | 1.1282 | 1.1518 | 1.177 | 1.2067 | 1.2324 | 1.2585 | 1.2852 | 1.3125
F3_Commercial_Grocery (WA)_New_Space Heating_Natural Gas_Furnace_E3 | F3 | Commercial | Grocery (WA) | New | Space Heating | Natural Gas | Furnace | E3 | PACT BC Ratio | 4.6723 | 4.7402 | 4.8365 | 4.9464 | 5.0711 | 5.2524 | 5.4376 | 5.634 | 5.819 | 6.0065 | 6.1706 | 6.3189 | 6.4835 | 6.6542 | 6.8105 | 6.9635 | 7.1036 | 7.2483 | 7.3996 | 7.555 | 7.7133 | 7.8815 | 8.081 | 8.2525 | 8.4276 | 8.6065 | 8.7892
F3_Commercial_Grocery (WA)_New_Space Heating_Natural Gas_Furnace_E4 | F3 | Commercial | Grocery (WA) | New | Space Heating | Natural Gas | Furnace | E4 | PACT BC Ratio | 0 | 0 | 0 | 0 | 0 | 0 | 0 | 0 | 0 | 0 | 0 | 0 | 0 | 0 | 0 | 0 | 0 | 0 | 0 | 0 | 0 | 0 | 0 | 0 | 0 | 0 | 0
F3_Commercial_Grocery (WA)_New_Space Heating_Natural Gas_Furnace_E5 | F3 | Commercial | Grocery (WA) | New | Space Heating | Natural Gas | Furnace | E5 | PACT BC Ratio | 0 | 0 | 0 | 0 | 0 | 0 | 0 | 0 | 0 | 0 | 0 | 0 | 0 | 0 | 0 | 0 | 0 | 0 | 0 | 0 | 0 | 0 | 0 | 0 | 0 | 0 | 0
F3_Commercial_Grocery (WA)_New_Space Heating_Natural Gas_Furnace_E6 | F3 | Commercial | Grocery (WA) | New | Space Heating | Natural Gas | Furnace | E6 | PACT BC Ratio | 0 | 0 | 0 | 0 | 0 | 0 | 0 | 0 | 0 | 0 | 0 | 0 | 0 | 0 | 0 | 0 | 0 | 0 | 0 | 0 | 0 | 0 | 0 | 0 | 0 | 0 | 0
F3_Commercial_Grocery (WA)_New_Space Heating_Natural Gas_Furnace_E7 | F3 | Commercial | Grocery (WA) | New | Space Heating | Natural Gas | Furnace | E7 | PACT BC Ratio | 0 | 0 | 0 | 0 | 0 | 0 | 0 | 0 | 0 | 0 | 0 | 0 | 0 | 0 | 0 | 0 | 0 | 0 | 0 | 0 | 0 | 0 | 0 | 0 | 0 | 0 | 0
F3_Commercial_Grocery (WA)_New_Space Heating_Natural Gas_Furnace_E8 | F3 | Commercial | Grocery (WA) | New | Space Heating | Natural Gas | Furnace | E8 | PACT BC Ratio | 0 | 0 | 0 | 0 | 0 | 0 | 0 | 0 | 0 | 0 | 0 | 0 | 0 | 0 | 0 | 0 | 0 | 0 | 0 | 0 | 0 | 0 | 0 | 0 | 0 | 0 | 0
F3_Commercial_Grocery (WA)_New_Space Heating_Natural Gas_Furnace_E9 | F3 | Commercial | Grocery (WA) | New | Space Heating | Natural Gas | Furnace | E9 | PACT BC Ratio | 0 | 0 | 0 | 0 | 0 | 0 | 0 | 0 | 0 | 0 | 0 | 0 | 0 | 0 | 0 | 0 | 0 | 0 | 0 | 0 | 0 | 0 | 0 | 0 | 0 | 0 | 0
F3_Commercial_Grocery (WA)_New_Space Heating_Natural Gas_Furnace_E10 | F3 | Commercial | Grocery (WA) | New | Space Heating | Natural Gas | Furnace | E10 | PACT BC Ratio | 0 | 0 | 0 | 0 | 0 | 0 | 0 | 0 | 0 | 0 | 0 | 0 | 0 | 0 | 0 | 0 | 0 | 0 | 0 | 0 | 0 | 0 | 0 | 0 | 0 | 0 | 0
F4_Commercial_Grocery (WA)_New_Space Heating_Natural Gas_Furnace_E1 | F4 | Commercial | Grocery (WA) | New | Space Heating | Natural Gas | Furnace | E1 | RVT BC Ratio | [24 empty] | 1 | 1 | 1 | bar: 2019 to 2042
F4_Commercial_Grocery (WA)_New_Space Heating_Natural Gas_Furnace_E2 | F4 | Commercial | Grocery (WA) | New | Space Heating | Natural Gas | Furnace | E2 | RVT BC Ratio | 0.57736 | 0.58026 | 0.58508 | 0.59066 | 0.59705 | 0.60746 | 0.61778 | 0.62858 | 0.63805 | 0.64725 | 0.65767 | 0.66677 | 0.67691 | 0.68735 | 0.69664 | 0.70556 | 0.71342 | 0.72144 | 0.72976 | 0.73817 | 0.74659 | 0.75789 | 0.77129 | 0.78281 | 0.79458 | 0.8066 | 0.81887
F4_Commercial_Grocery (WA)_New_Space Heating_Natural Gas_Furnace_E3 | F4 | Commercial | Grocery (WA) | New | Space Heating | Natural Gas | Furnace | E3 | RVT BC Ratio | 2.565 | 2.5844 | 2.6167 | 2.6541 | 2.6969 | 2.7666 | 2.8357 | 2.908 | 2.9715 | 3.033 | 3.1028 | 3.1638 | 3.2316 | 3.3015 | 3.3638 | 3.4235 | 3.4761 | 3.5298 | 3.5855 | 3.6419 | 3.6983 | 3.774 | 3.8637 | 3.9408 | 4.0196 | 4.1001 | 4.1823
F4_Commercial_Grocery (WA)_New_Space Heating_Natural Gas_Furnace_E4 | F4 | Commercial | Grocery (WA) | New | Space Heating | Natural Gas | Furnace | E4 | RVT BC Ratio | 0 | 0 | 0 | 0 | 0 | 0 | 0 | 0 | 0 | 0 | 0 | 0 | 0 | 0 | 0 | 0 | 0 | 0 | 0 | 0 | 0 | 0 | 0 | 0 | 0 | 0 | 0
F4_Commercial_Grocery (WA)_New_Space Heating_Natural Gas_Furnace_E5 | F4 | Commercial | Grocery (WA) | New | Space Heating | Natural Gas | Furnace | E5 | RVT BC Ratio | 0 | 0 | 0 | 0 | 0 | 0 | 0 | 0 | 0 | 0 | 0 | 0 | 0 | 0 | 0 | 0 | 0 | 0 | 0 | 0 | 0 | 0 | 0 | 0 | 0 | 0 | 0
F4_Commercial_Grocery (WA)_New_Space Heating_Natural Gas_Furnace_E6 | F4 | Commercial | Grocery (WA) | New | Space Heating | Natural Gas | Furnace | E6 | RVT BC Ratio | 0 | 0 | 0 | 0 | 0 | 0 | 0 | 0 | 0 | 0 | 0 | 0 | 0 | 0 | 0 | 0 | 0 | 0 | 0 | 0 | 0 | 0 | 0 | 0 | 0 | 0 | 0
F4_Commercial_Grocery (WA)_New_Space Heating_Natural Gas_Furnace_E7 | F4 | Commercial | Grocery (WA) | New | Space Heating | Natural Gas | Furnace | E7 | RVT BC Ratio | 0 | 0 | 0 | 0 | 0 | 0 | 0 | 0 | 0 | 0 | 0 | 0 | 0 | 0 | 0 | 0 | 0 | 0 | 0 | 0 | 0 | 0 | 0 | 0 | 0 | 0 | 0
F4_Commercial_Grocery (WA)_New_Space Heating_Natural Gas_Furnace_E8 | F4 | Commercial | Grocery (WA) | New | Space Heating | Natural Gas | Furnace | E8 | RVT BC Ratio | 0 | 0 | 0 | 0 | 0 | 0 | 0 | 0 | 0 | 0 | 0 | 0 | 0 | 0 | 0 | 0 | 0 | 0 | 0 | 0 | 0 | 0 | 0 | 0 | 0 | 0 | 0
F4_Commercial_Grocery (WA)_New_Space Heating_Natural Gas_Furnace_E9 | F4 | Commercial | Grocery (WA) | New | Space Heating | Natural Gas | Furnace | E9 | RVT BC Ratio | 0 | 0 | 0 | 0 | 0 | 0 | 0 | 0 | 0 | 0 | 0 | 0 | 0 | 0 | 0 | 0 | 0 | 0 | 0 | 0 | 0 | 0 | 0 | 0 | 0 | 0 | 0
F4_Commercial_Grocery (WA)_New_Space Heating_Natural Gas_Furnace_E10 | F4 | Commercial | Grocery (WA) | New | Space Heating | Natural Gas | Furnace | E10 | RVT BC Ratio | 0 | 0 | 0 | 0 | 0 | 0 | 0 | 0 | 0 | 0 | 0 | 0 | 0 | 0 | 0 | 0 | 0 | 0 | 0 | 0 | 0 | 0 | 0 | 0 | 0 | 0 | 0
F5_Commercial_Grocery (WA)_New_Space Heating_Natural Gas_Furnace_E1 | F5 | Commercial | Grocery (WA) | New | Space Heating | Natural Gas | Furnace | E1 | RIM BC Ratio | [24 empty] | 1 | 1 | 1 | bar: 2019 to 2042
F5_Commercial_Grocery (WA)_New_Space Heating_Natural Gas_Furnace_E2 | F5 | Commercial | Grocery (WA) | New | Space Heating | Natural Gas | Furnace | E2 | RIM BC Ratio | 0.38455 | 0.38869 | 0.39414 | 0.40026 | 0.40705 | 0.41617 | 0.4254 | 0.43503 | 0.44423 | 0.45357 | 0.4603 | 0.46641 | 0.47303 | 0.47978 | 0.48596 | 0.49198 | 0.49756 | 0.50327 | 0.50919 | 0.51521 | 0.52133 | 0.52641 | 0.53229 | 0.53722 | 0.54213 | 0.54702 | 0.55191
F5_Commercial_Grocery (WA)_New_Space Heating_Natural Gas_Furnace_E3 | F5 | Commercial | Grocery (WA) | New | Space Heating | Natural Gas | Furnace | E3 | RIM BC Ratio | 0.72397 | 0.72937 | 0.73565 | 0.74252 | 0.74998 | 0.75856 | 0.76741 | 0.77664 | 0.78609 | 0.79596 | 0.80043 | 0.80482 | 0.80945 | 0.81418 | 0.81876 | 0.82335 | 0.82789 | 0.83258 | 0.83746 | 0.8425 | 0.84771 | 0.8497 | 0.85197 | 0.85384 | 0.85568 | 0.85749 | 0.85927
F5_Commercial_Grocery (WA)_New_Space Heating_Natural Gas_Furnace_E4 | F5 | Commercial | Grocery (WA) | New | Space Heating | Natural Gas | Furnace | E4 | RIM BC Ratio | 0 | 0 | 0 | 0 | 0 | 0 | 0 | 0 | 0 | 0 | 0 | 0 | 0 | 0 | 0 | 0 | 0 | 0 | 0 | 0 | 0 | 0 | 0 | 0 | 0 | 0 | 0
F5_Commercial_Grocery (WA)_New_Space Heating_Natural Gas_Furnace_E5 | F5 | Commercial | Grocery (WA) | New | Space Heating | Natural Gas | Furnace | E5 | RIM BC Ratio | 0 | 0 | 0 | 0 | 0 | 0 | 0 | 0 | 0 | 0 | 0 | 0 | 0 | 0 | 0 | 0 | 0 | 0 | 0 | 0 | 0 | 0 | 0 | 0 | 0 | 0 | 0
F5_Commercial_Grocery (WA)_New_Space Heating_Natural Gas_Furnace_E6 | F5 | Commercial | Grocery (WA) | New | Space Heating | Natural Gas | Furnace | E6 | RIM BC Ratio | 0 | 0 | 0 | 0 | 0 | 0 | 0 | 0 | 0 | 0 | 0 | 0 | 0 | 0 | 0 | 0 | 0 | 0 | 0 | 0 | 0 | 0 | 0 | 0 | 0 | 0 | 0
F5_Commercial_Grocery (WA)_New_Space Heating_Natural Gas_Furnace_E7 | F5 | Commercial | Grocery (WA) | New | Space Heating | Natural Gas | Furnace | E7 | RIM BC Ratio | 0 | 0 | 0 | 0 | 0 | 0 | 0 | 0 | 0 | 0 | 0 | 0 | 0 | 0 | 0 | 0 | 0 | 0 | 0 | 0 | 0 | 0 | 0 | 0 | 0 | 0 | 0
F5_Commercial_Grocery (WA)_New_Space Heating_Natural Gas_Furnace_E8 | F5 | Commercial | Grocery (WA) | New | Space Heating | Natural Gas | Furnace | E8 | RIM BC Ratio | 0 | 0 | 0 | 0 | 0 | 0 | 0 | 0 | 0 | 0 | 0 | 0 | 0 | 0 | 0 | 0 | 0 | 0 | 0 | 0 | 0 | 0 | 0 | 0 | 0 | 0 | 0
F5_Commercial_Grocery (WA)_New_Space Heating_Natural Gas_Furnace_E9 | F5 | Commercial | Grocery (WA) | New | Space Heating | Natural Gas | Furnace | E9 | RIM BC Ratio | 0 | 0 | 0 | 0 | 0 | 0 | 0 | 0 | 0 | 0 | 0 | 0 | 0 | 0 | 0 | 0 | 0 | 0 | 0 | 0 | 0 | 0 | 0 | 0 | 0 | 0 | 0
F5_Commercial_Grocery (WA)_New_Space Heating_Natural Gas_Furnace_E10 | F5 | Commercial | Grocery (WA) | New | Space Heating | Natural Gas | Furnace | E10 | RIM BC Ratio | 0 | 0 | 0 | 0 | 0 | 0 | 0 | 0 | 0 | 0 | 0 | 0 | 0 | 0 | 0 | 0 | 0 | 0 | 0 | 0 | 0 | 0 | 0 | 0 | 0 | 0 | 0
F0_Commercial_Grocery (WA)_New_Space Heating_Natural Gas_Boiler_E0 | F0 | Commercial | Grocery (WA) | New | Space Heating | Natural Gas | Boiler | E0 | Economic Unit | AFUE 97% | AFUE 97% | AFUE 97% | AFUE 97% | AFUE 97% | AFUE 97% | AFUE 97% | AFUE 97% | AFUE 97% | AFUE 97% | AFUE 97% | AFUE 97% | AFUE 97% | AFUE 97% | AFUE 97% | AFUE 97% | AFUE 97% | AFUE 97% | AFUE 97% | AFUE 97% | AFUE 97% | AFUE 97% | AFUE 97% | AFUE 97% | AFUE 97% | AFUE 97% | AFUE 97%
F1_Commercial_Grocery (WA)_New_Space Heating_Natural Gas_Boiler_E1 | F1 | Commercial | Grocery (WA) | New | Space Heating | Natural Gas | Boiler | E1 | CCE | 0 | 0 | 0 | 0 | 0 | 0 | 0 | 0 | 0 | 0 | 0 | 0 | 0 | 0 | 0 | 0 | 0 | 0 | 0 | 0 | 0 | 0 | 0 | 0 | 0 | 0 | 0
F1_Commercial_Grocery (WA)_New_Space Heating_Natural Gas_Boiler_E2 | F1 | Commercial | Grocery (WA) | New | Space Heating | Natural Gas | Boiler | E2 | CCE | 0.00062942 | 0.00065319 | 0.00065319 | 0.00065319 | 0.00065319 | 0.00065319 | 0.00065319 | 0.00065319 | 0.00065319 | 0.00065319 | 0.00065319 | 0.00065319 | 0.00065319 | 0.00065319 | 0.00065319 | 0.00065319 | 0.00065319 | 0.00065319 | 0.00065319 | 0.00065319 | 0.00065319 | 0.00065319 | 0.00065319 | 0.00065319 | 0.00065319 | 0.00065319 | 0.00065319
F1_Commercial_Grocery (WA)_New_Space Heating_Natural Gas_Boiler_E3 | F1 | Commercial | Grocery (WA) | New | Space Heating | Natural Gas | Boiler | E3 | CCE | -0.00013754 | -0.00014274 | -0.00014274 | -0.00014274 | -0.00014274 | -0.00014274 | -0.00014274 | -0.00014274 | -0.00014274 | -0.00014274 | -0.00014274 | -0.00014274 | -0.00014274 | -0.00014274 | -0.00014274 | -0.00014274 | -0.00014274 | -0.00014274 | -0.00014274 | -0.00014274 | -0.00014274 | -0.00014274 | -0.00014274 | -0.00014274 | -0.00014274 | -0.00014274 | -0.00014274
F1_Commercial_Grocery (WA)_New_Space Heating_Natural Gas_Boiler_E4 | F1 | Commercial | Grocery (WA) | New | Space Heating | Natural Gas | Boiler | E4 | CCE | 0.014466 | 0.015012 | 0.015012 | 0.015012 | 0.015012 | 0.015012 | 0.015012 | 0.015012 | 0.015012 | 0.015012 | 0.015012 | 0.015012 | 0.015012 | 0.015012 | 0.015012 | 0.015012 | 0.015012 | 0.015012 | 0.015012 | 0.015012 | 0.015012 | 0.015012 | 0.015012 | 0.015012 | 0.015012 | 0.015012 | 0.015012
F1_Commercial_Grocery (WA)_New_Space Heating_Natural Gas_Boiler_E5 | F1 | Commercial | Grocery (WA) | New | Space Heating | Natural Gas | Boiler | E5 | CCE | 0 | 0 | 0 | 0 | 0 | 0 | 0 | 0 | 0 | 0 | 0 | 0 | 0 | 0 | 0 | 0 | 0 | 0 | 0 | 0 | 0 | 0 | 0 | 0 | 0 | 0 | 0
F1_Commercial_Grocery (WA)_New_Space Heating_Natural Gas_Boiler_E6 | F1 | Commercial | Grocery (WA) | New | Space Heating | Natural Gas | Boiler | E6 | CCE | 0 | 0 | 0 | 0 | 0 | 0 | 0 | 0 | 0 | 0 | 0 | 0 | 0 | 0 | 0 | 0 | 0 | 0 | 0 | 0 | 0 | 0 | 0 | 0 | 0 | 0 | 0
F1_Commercial_Grocery (WA)_New_Space Heating_Natural Gas_Boiler_E7 | F1 | Commercial | Grocery (WA) | New | Space Heating | Natural Gas | Boiler | E7 | CCE | 0 | 0 | 0 | 0 | 0 | 0 | 0 | 0 | 0 | 0 | 0 | 0 | 0 | 0 | 0 | 0 | 0 | 0 | 0 | 0 | 0 | 0 | 0 | 0 | 0 | 0 | 0
F1_Commercial_Grocery (WA)_New_Space Heating_Natural Gas_Boiler_E8 | F1 | Commercial | Grocery (WA) | New | Space Heating | Natural Gas | Boiler | E8 | CCE | 0 | 0 | 0 | 0 | 0 | 0 | 0 | 0 | 0 | 0 | 0 | 0 | 0 | 0 | 0 | 0 | 0 | 0 | 0 | 0 | 0 | 0 | 0 | 0 | 0 | 0 | 0
F1_Commercial_Grocery (WA)_New_Space Heating_Natural Gas_Boiler_E9 | F1 | Commercial | Grocery (WA) | New | Space Heating | Natural Gas | Boiler | E9 | CCE | 0 | 0 | 0 | 0 | 0 | 0 | 0 | 0 | 0 | 0 | 0 | 0 | 0 | 0 | 0 | 0 | 0 | 0 | 0 | 0 | 0 | 0 | 0 | 0 | 0 | 0 | 0
F1_Commercial_Grocery (WA)_New_Space Heating_Natural Gas_Boiler_E10 | F1 | Commercial | Grocery (WA) | New | Space Heating | Natural Gas | Boiler | E10 | CCE | 0 | 0 | 0 | 0 | 0 | 0 | 0 | 0 | 0 | 0 | 0 | 0 | 0 | 0 | 0 | 0 | 0 | 0 | 0 | 0 | 0 | 0 | 0 | 0 | 0 | 0 | 0
F2_Commercial_Grocery (WA)_New_Space Heating_Natural Gas_Boiler_E1 | F2 | Commercial | Grocery (WA) | New | Space Heating | Natural Gas | Boiler | E1 | TRC BC Ratio | [24 empty] | 1 | 1 | 1 | bar: 2019 to 2042
F2_Commercial_Grocery (WA)_New_Space Heating_Natural Gas_Boiler_E2 | F2 | Commercial | Grocery (WA) | New | Space Heating | Natural Gas | Boiler | E2 | TRC BC Ratio | 6.747 | 6.8647 | 7.0101 | 7.1683 | 7.3401 | 7.5654 | 7.7952 | 8.0371 | 8.2698 | 8.5064 | 8.7225 | 8.9254 | 9.1447 | 9.3698 | 9.5828 | 9.7941 | 9.9947 | 10.2012 | 10.4153 | 10.6348 | 10.8586 | 11.0921 | 11.3547 | 11.5908 | 11.8291 | 12.0114 | 12.1753
F2_Commercial_Grocery (WA)_New_Space Heating_Natural Gas_Boiler_E3 | F2 | Commercial | Grocery (WA) | New | Space Heating | Natural Gas | Boiler | E3 | TRC BC Ratio | [24 empty] | 1 | 1 | 1 | bar: 2019 to 2042
F2_Commercial_Grocery (WA)_New_Space Heating_Natural Gas_Boiler_E4 | F2 | Commercial | Grocery (WA) | New | Space Heating | Natural Gas | Boiler | E4 | TRC BC Ratio | 0.33835 | 0.34526 | 0.35289 | 0.36079 | 0.36898 | 0.37841 | 0.388 | 0.39798 | 0.40789 | 0.41799 | 0.42776 | 0.43735 | 0.44741 | 0.4576 | 0.46762 | 0.47772 | 0.4877 | 0.49793 | 0.50845 | 0.5192 | 0.53018 | 0.5414 | 0.55327 | 0.56451 | 0.57571 | 0.58094 | 0.58404
F2_Commercial_Grocery (WA)_New_Space Heating_Natural Gas_Boiler_E5 | F2 | Commercial | Grocery (WA) | New | Space Heating | Natural Gas | Boiler | E5 | TRC BC Ratio | 0 | 0 | 0 | 0 | 0 | 0 | 0 | 0 | 0 | 0 | 0 | 0 | 0 | 0 | 0 | 0 | 0 | 0 | 0 | 0 | 0 | 0 | 0 | 0 | 0 | 0 | 0
F2_Commercial_Grocery (WA)_New_Space Heating_Natural Gas_Boiler_E6 | F2 | Commercial | Grocery (WA) | New | Space Heating | Natural Gas | Boiler | E6 | TRC BC Ratio | 0 | 0 | 0 | 0 | 0 | 0 | 0 | 0 | 0 | 0 | 0 | 0 | 0 | 0 | 0 | 0 | 0 | 0 | 0 | 0 | 0 | 0 | 0 | 0 | 0 | 0 | 0
F2_Commercial_Grocery (WA)_New_Space Heating_Natural Gas_Boiler_E7 | F2 | Commercial | Grocery (WA) | New | Space Heating | Natural Gas | Boiler | E7 | TRC BC Ratio | 0 | 0 | 0 | 0 | 0 | 0 | 0 | 0 | 0 | 0 | 0 | 0 | 0 | 0 | 0 | 0 | 0 | 0 | 0 | 0 | 0 | 0 | 0 | 0 | 0 | 0 | 0
F2_Commercial_Grocery (WA)_New_Space Heating_Natural Gas_Boiler_E8 | F2 | Commercial | Grocery (WA) | New | Space Heating | Natural Gas | Boiler | E8 | TRC BC Ratio | 0 | 0 | 0 | 0 | 0 | 0 | 0 | 0 | 0 | 0 | 0 | 0 | 0 | 0 | 0 | 0 | 0 | 0 | 0 | 0 | 0 | 0 | 0 | 0 | 0 | 0 | 0
F2_Commercial_Grocery (WA)_New_Space Heating_Natural Gas_Boiler_E9 | F2 | Commercial | Grocery (WA) | New | Space Heating | Natural Gas | Boiler | E9 | TRC BC Ratio | 0 | 0 | 0 | 0 | 0 | 0 | 0 | 0 | 0 | 0 | 0 | 0 | 0 | 0 | 0 | 0 | 0 | 0 | 0 | 0 | 0 | 0 | 0 | 0 | 0 | 0 | 0
F2_Commercial_Grocery (WA)_New_Space Heating_Natural Gas_Boiler_E10 | F2 | Commercial | Grocery (WA) | New | Space Heating | Natural Gas | Boiler | E10 | TRC BC Ratio | 0 | 0 | 0 | 0 | 0 | 0 | 0 | 0 | 0 | 0 | 0 | 0 | 0 | 0 | 0 | 0 | 0 | 0 | 0 | 0 | 0 | 0 | 0 | 0 | 0 | 0 | 0
F3_Commercial_Grocery (WA)_New_Space Heating_Natural Gas_Boiler_E1 | F3 | Commercial | Grocery (WA) | New | Space Heating | Natural Gas | Boiler | E1 | PACT BC Ratio | [24 empty] | 1 | 1 | 1 | bar: 2019 to 2042
F3_Commercial_Grocery (WA)_New_Space Heating_Natural Gas_Boiler_E2 | F3 | Commercial | Grocery (WA) | New | Space Heating | Natural Gas | Boiler | E2 | PACT BC Ratio | 18.8976 | 19.2273 | 19.6348 | 20.0778 | 20.5589 | 21.1901 | 21.8336 | 22.5113 | 23.1631 | 23.8256 | 24.4309 | 24.9991 | 25.6136 | 26.244 | 26.8405 | 27.4323 | 27.9943 | 28.5725 | 29.1724 | 29.7872 | 30.4141 | 31.0679 | 31.8036 | 32.4646 | 33.1324 | 33.6428 | 34.102
F3_Commercial_Grocery (WA)_New_Space Heating_Natural Gas_Boiler_E3 | F3 | Commercial | Grocery (WA) | New | Space Heating | Natural Gas | Boiler | E3 | PACT BC Ratio | [24 empty] | 1 | 1 | 1 | bar: 2019 to 2042
F3_Commercial_Grocery (WA)_New_Space Heating_Natural Gas_Boiler_E4 | F3 | Commercial | Grocery (WA) | New | Space Heating | Natural Gas | Boiler | E4 | PACT BC Ratio | 0.94768 | 0.96704 | 0.9884 | 1.0105 | 1.0335 | 1.0599 | 1.0867 | 1.1147 | 1.1425 | 1.1708 | 1.1981 | 1.225 | 1.2532 | 1.2817 | 1.3098 | 1.3381 | 1.366 | 1.3947 | 1.4241 | 1.4542 | 1.485 | 1.5164 | 1.5497 | 1.5811 | 1.6125 | 1.6272 | 1.6358
F3_Commercial_Grocery (WA)_New_Space Heating_Natural Gas_Boiler_E5 | F3 | Commercial | Grocery (WA) | New | Space Heating | Natural Gas | Boiler | E5 | PACT BC Ratio | 0 | 0 | 0 | 0 | 0 | 0 | 0 | 0 | 0 | 0 | 0 | 0 | 0 | 0 | 0 | 0 | 0 | 0 | 0 | 0 | 0 | 0 | 0 | 0 | 0 | 0 | 0
F3_Commercial_Grocery (WA)_New_Space Heating_Natural Gas_Boiler_E6 | F3 | Commercial | Grocery (WA) | New | Space Heating | Natural Gas | Boiler | E6 | PACT BC Ratio | 0 | 0 | 0 | 0 | 0 | 0 | 0 | 0 | 0 | 0 | 0 | 0 | 0 | 0 | 0 | 0 | 0 | 0 | 0 | 0 | 0 | 0 | 0 | 0 | 0 | 0 | 0
F3_Commercial_Grocery (WA)_New_Space Heating_Natural Gas_Boiler_E7 | F3 | Commercial | Grocery (WA) | New | Space Heating | Natural Gas | Boiler | E7 | PACT BC Ratio | 0 | 0 | 0 | 0 | 0 | 0 | 0 | 0 | 0 | 0 | 0 | 0 | 0 | 0 | 0 | 0 | 0 | 0 | 0 | 0 | 0 | 0 | 0 | 0 | 0 | 0 | 0
F3_Commercial_Grocery (WA)_New_Space Heating_Natural Gas_Boiler_E8 | F3 | Commercial | Grocery (WA) | New | Space Heating | Natural Gas | Boiler | E8 | PACT BC Ratio | 0 | 0 | 0 | 0 | 0 | 0 | 0 | 0 | 0 | 0 | 0 | 0 | 0 | 0 | 0 | 0 | 0 | 0 | 0 | 0 | 0 | 0 | 0 | 0 | 0 | 0 | 0
F3_Commercial_Grocery (WA)_New_Space Heating_Natural Gas_Boiler_E9 | F3 | Commercial | Grocery (WA) | New | Space Heating | Natural Gas | Boiler | E9 | PACT BC Ratio | 0 | 0 | 0 | 0 | 0 | 0 | 0 | 0 | 0 | 0 | 0 | 0 | 0 | 0 | 0 | 0 | 0 | 0 | 0 | 0 | 0 | 0 | 0 | 0 | 0 | 0 | 0
F3_Commercial_Grocery (WA)_New_Space Heating_Natural Gas_Boiler_E10 | F3 | Commercial | Grocery (WA) | New | Space Heating | Natural Gas | Boiler | E10 | PACT BC Ratio | 0 | 0 | 0 | 0 | 0 | 0 | 0 | 0 | 0 | 0 | 0 | 0 | 0 | 0 | 0 | 0 | 0 | 0 | 0 | 0 | 0 | 0 | 0 | 0 | 0 | 0 | 0
F4_Commercial_Grocery (WA)_New_Space Heating_Natural Gas_Boiler_E1 | F4 | Commercial | Grocery (WA) | New | Space Heating | Natural Gas | Boiler | E1 | RVT BC Ratio | [24 empty] | 1 | 1 | 1 | bar: 2019 to 2042
F4_Commercial_Grocery (WA)_New_Space Heating_Natural Gas_Boiler_E2 | F4 | Commercial | Grocery (WA) | New | Space Heating | Natural Gas | Boiler | E2 | RVT BC Ratio | 9.407 | 9.5175 | 9.6636 | 9.8231 | 9.9969 | 10.2424 | 10.4882 | 10.7451 | 10.982 | 11.217 | 11.4769 | 11.7174 | 11.9776 | 12.2432 | 12.4903 | 12.7327 | 12.9583 | 13.1886 | 13.426 | 13.6671 | 13.9103 | 14.2045 | 14.5354 | 14.8328 | 15.1332 | 15.3628 | 15.5694
F4_Commercial_Grocery (WA)_New_Space Heating_Natural Gas_Boiler_E3 | F4 | Commercial | Grocery (WA) | New | Space Heating | Natural Gas | Boiler | E3 | RVT BC Ratio | [24 empty] | 1 | 1 | 1 | bar: 2019 to 2042
F4_Commercial_Grocery (WA)_New_Space Heating_Natural Gas_Boiler_E4 | F4 | Commercial | Grocery (WA) | New | Space Heating | Natural Gas | Boiler | E4 | RVT BC Ratio | 0.67475 | 0.68194 | 0.69006 | 0.69848 | 0.70724 | 0.71768 | 0.72827 | 0.73933 | 0.75019 | 0.76126 | 0.77315 | 0.7849 | 0.79721 | 0.80964 | 0.82181 | 0.834 | 0.84597 | 0.85819 | 0.87072 | 0.88349 | 0.89646 | 0.9106 | 0.92555 | 0.93971 | 0.95383 | 0.96042 | 0.96432
F4_Commercial_Grocery (WA)_New_Space Heating_Natural Gas_Boiler_E5 | F4 | Commercial | Grocery (WA) | New | Space Heating | Natural Gas | Boiler | E5 | RVT BC Ratio | 0 | 0 | 0 | 0 | 0 | 0 | 0 | 0 | 0 | 0 | 0 | 0 | 0 | 0 | 0 | 0 | 0 | 0 | 0 | 0 | 0 | 0 | 0 | 0 | 0 | 0 | 0
F4_Commercial_Grocery (WA)_New_Space Heating_Natural Gas_Boiler_E6 | F4 | Commercial | Grocery (WA) | New | Space Heating | Natural Gas | Boiler | E6 | RVT BC Ratio | 0 | 0 | 0 | 0 | 0 | 0 | 0 | 0 | 0 | 0 | 0 | 0 | 0 | 0 | 0 | 0 | 0 | 0 | 0 | 0 | 0 | 0 | 0 | 0 | 0 | 0 | 0
F4_Commercial_Grocery (WA)_New_Space Heating_Natural Gas_Boiler_E7 | F4 | Commercial | Grocery (WA) | New | Space Heating | Natural Gas | Boiler | E7 | RVT BC Ratio | 0 | 0 | 0 | 0 | 0 | 0 | 0 | 0 | 0 | 0 | 0 | 0 | 0 | 0 | 0 | 0 | 0 | 0 | 0 | 0 | 0 | 0 | 0 | 0 | 0 | 0 | 0
F4_Commercial_Grocery (WA)_New_Space Heating_Natural Gas_Boiler_E8 | F4 | Commercial | Grocery (WA) | New | Space Heating | Natural Gas | Boiler | E8 | RVT BC Ratio | 0 | 0 | 0 | 0 | 0 | 0 | 0 | 0 | 0 | 0 | 0 | 0 | 0 | 0 | 0 | 0 | 0 | 0 | 0 | 0 | 0 | 0 | 0 | 0 | 0 | 0 | 0
F4_Commercial_Grocery (WA)_New_Space Heating_Natural Gas_Boiler_E9 | F4 | Commercial | Grocery (WA) | New | Space Heating | Natural Gas | Boiler | E9 | RVT BC Ratio | 0 | 0 | 0 | 0 | 0 | 0 | 0 | 0 | 0 | 0 | 0 | 0 | 0 | 0 | 0 | 0 | 0 | 0 | 0 | 0 | 0 | 0 | 0 | 0 | 0 | 0 | 0
F4_Commercial_Grocery (WA)_New_Space Heating_Natural Gas_Boiler_E10 | F4 | Commercial | Grocery (WA) | New | Space Heating | Natural Gas | Boiler | E10 | RVT BC Ratio | 0 | 0 | 0 | 0 | 0 | 0 | 0 | 0 | 0 | 0 | 0 | 0 | 0 | 0 | 0 | 0 | 0 | 0 | 0 | 0 | 0 | 0 | 0 | 0 | 0 | 0 | 0
F5_Commercial_Grocery (WA)_New_Space Heating_Natural Gas_Boiler_E1 | F5 | Commercial | Grocery (WA) | New | Space Heating | Natural Gas | Boiler | E1 | RIM BC Ratio | [24 empty] | 1 | 1 | 1 | bar: 2019 to 2042
F5_Commercial_Grocery (WA)_New_Space Heating_Natural Gas_Boiler_E2 | F5 | Commercial | Grocery (WA) | New | Space Heating | Natural Gas | Boiler | E2 | RIM BC Ratio | 0.84276 | 0.8477 | 0.85285 | 0.85822 | 0.8638 | 0.86939 | 0.87519 | 0.88117 | 0.88748 | 0.89407 | 0.89638 | 0.89872 | 0.90113 | 0.90361 | 0.90615 | 0.90877 | 0.91149 | 0.91431 | 0.91724 | 0.92029 | 0.92346 | 0.92405 | 0.92469 | 0.92524 | 0.92577 | 0.92616 | 0.92651
F5_Commercial_Grocery (WA)_New_Space Heating_Natural Gas_Boiler_E3 | F5 | Commercial | Grocery (WA) | New | Space Heating | Natural Gas | Boiler | E3 | RIM BC Ratio | [24 empty] | 1 | 1 | 1 | bar: 2019 to 2042
F5_Commercial_Grocery (WA)_New_Space Heating_Natural Gas_Boiler_E4 | F5 | Commercial | Grocery (WA) | New | Space Heating | Natural Gas | Boiler | E4 | RIM BC Ratio | 0.46415 | 0.46977 | 0.47577 | 0.48187 | 0.48805 | 0.49482 | 0.50158 | 0.50843 | 0.51512 | 0.52181 | 0.52748 | 0.53287 | 0.5384 | 0.54387 | 0.54917 | 0.55442 | 0.55952 | 0.56466 | 0.56983 | 0.57503 | 0.58025 | 0.58498 | 0.58986 | 0.59437 | 0.59875 | 0.60076 | 0.60194
F5_Commercial_Grocery (WA)_New_Space Heating_Natural Gas_Boiler_E5 | F5 | Commercial | Grocery (WA) | New | Space Heating | Natural Gas | Boiler | E5 | RIM BC Ratio | 0 | 0 | 0 | 0 | 0 | 0 | 0 | 0 | 0 | 0 | 0 | 0 | 0 | 0 | 0 | 0 | 0 | 0 | 0 | 0 | 0 | 0 | 0 | 0 | 0 | 0 | 0
F5_Commercial_Grocery (WA)_New_Space Heating_Natural Gas_Boiler_E6 | F5 | Commercial | Grocery (WA) | New | Space Heating | Natural Gas | Boiler | E6 | RIM BC Ratio | 0 | 0 | 0 | 0 | 0 | 0 | 0 | 0 | 0 | 0 | 0 | 0 | 0 | 0 | 0 | 0 | 0 | 0 | 0 | 0 | 0 | 0 | 0 | 0 | 0 | 0 | 0
F5_Commercial_Grocery (WA)_New_Space Heating_Natural Gas_Boiler_E7 | F5 | Commercial | Grocery (WA) | New | Space Heating | Natural Gas | Boiler | E7 | RIM BC Ratio | 0 | 0 | 0 | 0 | 0 | 0 | 0 | 0 | 0 | 0 | 0 | 0 | 0 | 0 | 0 | 0 | 0 | 0 | 0 | 0 | 0 | 0 | 0 | 0 | 0 | 0 | 0
F5_Commercial_Grocery (WA)_New_Space Heating_Natural Gas_Boiler_E8 | F5 | Commercial | Grocery (WA) | New | Space Heating | Natural Gas | Boiler | E8 | RIM BC Ratio | 0 | 0 | 0 | 0 | 0 | 0 | 0 | 0 | 0 | 0 | 0 | 0 | 0 | 0 | 0 | 0 | 0 | 0 | 0 | 0 | 0 | 0 | 0 | 0 | 0 | 0 | 0
F5_Commercial_Grocery (WA)_New_Space Heating_Natural Gas_Boiler_E9 | F5 | Commercial | Grocery (WA) | New | Space Heating | Natural Gas | Boiler | E9 | RIM BC Ratio | 0 | 0 | 0 | 0 | 0 | 0 | 0 | 0 | 0 | 0 | 0 | 0 | 0 | 0 | 0 | 0 | 0 | 0 | 0 | 0 | 0 | 0 | 0 | 0 | 0 | 0 | 0
F5_Commercial_Grocery (WA)_New_Space Heating_Natural Gas_Boiler_E10 | F5 | Commercial | Grocery (WA) | New | Space Heating | Natural Gas | Boiler | E10 | RIM BC Ratio | 0 | 0 | 0 | 0 | 0 | 0 | 0 | 0 | 0 | 0 | 0 | 0 | 0 | 0 | 0 | 0 | 0 | 0 | 0 | 0 | 0 | 0 | 0 | 0 | 0 | 0 | 0
F0_Commercial_Grocery (WA)_New_Space Heating_Natural Gas_Unit Heater_E0 | F0 | Commercial | Grocery (WA) | New | Space Heating | Natural Gas | Unit Heater | E0 | Economic Unit | Infrared Radiant | Infrared Radiant | Infrared Radiant | Infrared Radiant | Infrared Radiant | Infrared Radiant | Infrared Radiant | Infrared Radiant | Infrared Radiant | Infrared Radiant | Infrared Radiant | Infrared Radiant | Infrared Radiant | Infrared Radiant | Infrared Radiant | Infrared Radiant | Infrared Radiant | Infrared Radiant | Infrared Radiant | Infrared Radiant | Infrared Radiant | Infrared Radiant | Infrared Radiant | Infrared Radiant | Infrared Radiant | Infrared Radiant | Infrared Radiant
F1_Commercial_Grocery (WA)_New_Space Heating_Natural Gas_Unit Heater_E1 | F1 | Commercial | Grocery (WA) | New | Space Heating | Natural Gas | Unit Heater | E1 | CCE | 0 | 0 | 0 | 0 | 0 | 0 | 0 | 0 | 0 | 0 | 0 | 0 | 0 | 0 | 0 | 0 | 0 | 0 | 0 | 0 | 0 | 0 | 0 | 0 | 0 | 0 | 0
F1_Commercial_Grocery (WA)_New_Space Heating_Natural Gas_Unit Heater_E2 | F1 | Commercial | Grocery (WA) | New | Space Heating | Natural Gas | Unit Heater | E2 | CCE | 0.00037234 | 0.0003864 | 0.0003864 | 0.0003864 | 0.0003864 | 0.0003864 | 0.0003864 | 0.0003864 | 0.0003864 | 0.0003864 | 0.0003864 | 0.0003864 | 0.0003864 | 0.0003864 | 0.0003864 | 0.0003864 | 0.0003864 | 0.0003864 | 0.0003864 | 0.0003864 | 0.0003864 | 0.0003864 | 0.0003864 | 0.0003864 | 0.0003864 | 0.0003864 | 0.0003864
F1_Commercial_Grocery (WA)_New_Space Heating_Natural Gas_Unit Heater_E3 | F1 | Commercial | Grocery (WA) | New | Space Heating | Natural Gas | Unit Heater | E3 | CCE | 0.00011686 | 0.00012128 | 0.00012128 | 0.00012128 | 0.00012128 | 0.00012128 | 0.00012128 | 0.00012128 | 0.00012128 | 0.00012128 | 0.00012128 | 0.00012128 | 0.00012128 | 0.00012128 | 0.00012128 | 0.00012128 | 0.00012128 | 0.00012128 | 0.00012128 | 0.00012128 | 0.00012128 | 0.00012128 | 0.00012128 | 0.00012128 | 0.00012128 | 0.00012128 | 0.00012128
F1_Commercial_Grocery (WA)_New_Space Heating_Natural Gas_Unit Heater_E4 | F1 | Commercial | Grocery (WA) | New | Space Heating | Natural Gas | Unit Heater | E4 | CCE | 0 | 0 | 0 | 0 | 0 | 0 | 0 | 0 | 0 | 0 | 0 | 0 | 0 | 0 | 0 | 0 | 0 | 0 | 0 | 0 | 0 | 0 | 0 | 0 | 0 | 0 | 0
F1_Commercial_Grocery (WA)_New_Space Heating_Natural Gas_Unit Heater_E5 | F1 | Commercial | Grocery (WA) | New | Space Heating | Natural Gas | Unit Heater | E5 | CCE | 0 | 0 | 0 | 0 | 0 | 0 | 0 | 0 | 0 | 0 | 0 | 0 | 0 | 0 | 0 | 0 | 0 | 0 | 0 | 0 | 0 | 0 | 0 | 0 | 0 | 0 | 0
F1_Commercial_Grocery (WA)_New_Space Heating_Natural Gas_Unit Heater_E6 | F1 | Commercial | Grocery (WA) | New | Space Heating | Natural Gas | Unit Heater | E6 | CCE | 0 | 0 | 0 | 0 | 0 | 0 | 0 | 0 | 0 | 0 | 0 | 0 | 0 | 0 | 0 | 0 | 0 | 0 | 0 | 0 | 0 | 0 | 0 | 0 | 0 | 0 | 0
F1_Commercial_Grocery (WA)_New_Space Heating_Natural Gas_Unit Heater_E7 | F1 | Commercial | Grocery (WA) | New | Space Heating | Natural Gas | Unit Heater | E7 | CCE | 0 | 0 | 0 | 0 | 0 | 0 | 0 | 0 | 0 | 0 | 0 | 0 | 0 | 0 | 0 | 0 | 0 | 0 | 0 | 0 | 0 | 0 | 0 | 0 | 0 | 0 | 0
F1_Commercial_Grocery (WA)_New_Space Heating_Natural Gas_Unit Heater_E8 | F1 | Commercial | Grocery (WA) | New | Space Heating | Natural Gas | Unit Heater | E8 | CCE | 0 | 0 | 0 | 0 | 0 | 0 | 0 | 0 | 0 | 0 | 0 | 0 | 0 | 0 | 0 | 0 | 0 | 0 | 0 | 0 | 0 | 0 | 0 | 0 | 0 | 0 | 0
F1_Commercial_Grocery (WA)_New_Space Heating_Natural Gas_Unit Heater_E9 | F1 | Commercial | Grocery (WA) | New | Space Heating | Natural Gas | Unit Heater | E9 | CCE | 0 | 0 | 0 | 0 | 0 | 0 | 0 | 0 | 0 | 0 | 0 | 0 | 0 | 0 | 0 | 0 | 0 | 0 | 0 | 0 | 0 | 0 | 0 | 0 | 0 | 0 | 0
F1_Commercial_Grocery (WA)_New_Space Heating_Natural Gas_Unit Heater_E10 | F1 | Commercial | Grocery (WA) | New | Space Heating | Natural Gas | Unit Heater | E10 | CCE | 0 | 0 | 0 | 0 | 0 | 0 | 0 | 0 | 0 | 0 | 0 | 0 | 0 | 0 | 0 | 0 | 0 | 0 | 0 | 0 | 0 | 0 | 0 | 0 | 0 | 0 | 0
F2_Commercial_Grocery (WA)_New_Space Heating_Natural Gas_Unit Heater_E1 | F2 | Commercial | Grocery (WA) | New | Space Heating | Natural Gas | Unit Heater | E1 | TRC BC Ratio | [24 empty] | 1 | 1 | 1 | bar: 2019 to 2042
F2_Commercial_Grocery (WA)_New_Space Heating_Natural Gas_Unit Heater_E2 | F2 | Commercial | Grocery (WA) | New | Space Heating | Natural Gas | Unit Heater | E2 | TRC BC Ratio | 10.6466 | 10.8216 | 11.0499 | 11.3016 | 11.5788 | 11.9607 | 12.3497 | 12.7616 | 13.1557 | 13.556 | 13.9143 | 14.2448 | 14.6066 | 14.9781 | 15.3239 | 15.6648 | 15.983 | 16.3109 | 16.6524 | 17.0028 | 17.3599 | 17.7366 | 18.1728 | 18.5585 | 18.9525 | 19.3547 | 19.7655
F2_Commercial_Grocery (WA)_New_Space Heating_Natural Gas_Unit Heater_E3 | F2 | Commercial | Grocery (WA) | New | Space Heating | Natural Gas | Unit Heater | E3 | TRC BC Ratio | 47.2609 | 48.5066 | 49.7272 | 50.8755 | 51.947 | 52.9172 | 53.8816 | 54.8798 | 55.9967 | 57.1495 | 58.3779 | 59.6727 | 60.9687 | 62.2113 | 63.5084 | 64.8432 | 66.2316 | 67.6468 | 69.0865 | 70.5555 | 72.0563 | 73.5787 | 75.0905 | 76.6843 | 78.3119 | 79.9741 | 81.6716
F2_Commercial_Grocery (WA)_New_Space Heating_Natural Gas_Unit Heater_E4 | F2 | Commercial | Grocery (WA) | New | Space Heating | Natural Gas | Unit Heater | E4 | TRC BC Ratio | 0 | 0 | 0 | 0 | 0 | 0 | 0 | 0 | 0 | 0 | 0 | 0 | 0 | 0 | 0 | 0 | 0 | 0 | 0 | 0 | 0 | 0 | 0 | 0 | 0 | 0 | 0
F2_Commercial_Grocery (WA)_New_Space Heating_Natural Gas_Unit Heater_E5 | F2 | Commercial | Grocery (WA) | New | Space Heating | Natural Gas | Unit Heater | E5 | TRC BC Ratio | 0 | 0 | 0 | 0 | 0 | 0 | 0 | 0 | 0 | 0 | 0 | 0 | 0 | 0 | 0 | 0 | 0 | 0 | 0 | 0 | 0 | 0 | 0 | 0 | 0 | 0 | 0
F2_Commercial_Grocery (WA)_New_Space Heating_Natural Gas_Unit Heater_E6 | F2 | Commercial | Grocery (WA) | New | Space Heating | Natural Gas | Unit Heater | E6 | TRC BC Ratio | 0 | 0 | 0 | 0 | 0 | 0 | 0 | 0 | 0 | 0 | 0 | 0 | 0 | 0 | 0 | 0 | 0 | 0 | 0 | 0 | 0 | 0 | 0 | 0 | 0 | 0 | 0
F2_Commercial_Grocery (WA)_New_Space Heating_Natural Gas_Unit Heater_E7 | F2 | Commercial | Grocery (WA) | New | Space Heating | Natural Gas | Unit Heater | E7 | TRC BC Ratio | 0 | 0 | 0 | 0 | 0 | 0 | 0 | 0 | 0 | 0 | 0 | 0 | 0 | 0 | 0 | 0 | 0 | 0 | 0 | 0 | 0 | 0 | 0 | 0 | 0 | 0 | 0
F2_Commercial_Grocery (WA)_New_Space Heating_Natural Gas_Unit Heater_E8 | F2 | Commercial | Grocery (WA) | New | Space Heating | Natural Gas | Unit Heater | E8 | TRC BC Ratio | 0 | 0 | 0 | 0 | 0 | 0 | 0 | 0 | 0 | 0 | 0 | 0 | 0 | 0 | 0 | 0 | 0 | 0 | 0 | 0 | 0 | 0 | 0 | 0 | 0 | 0 | 0
F2_Commercial_Grocery (WA)_New_Space Heating_Natural Gas_Unit Heater_E9 | F2 | Commercial | Grocery (WA) | New | Space Heating | Natural Gas | Unit Heater | E9 | TRC BC Ratio | 0 | 0 | 0 | 0 | 0 | 0 | 0 | 0 | 0 | 0 | 0 | 0 | 0 | 0 | 0 | 0 | 0 | 0 | 0 | 0 | 0 | 0 | 0 | 0 | 0 | 0 | 0
F2_Commercial_Grocery (WA)_New_Space Heating_Natural Gas_Unit Heater_E10 | F2 | Commercial | Grocery (WA) | New | Space Heating | Natural Gas | Unit Heater | E10 | TRC BC Ratio | 0 | 0 | 0 | 0 | 0 | 0 | 0 | 0 | 0 | 0 | 0 | 0 | 0 | 0 | 0 | 0 | 0 | 0 | 0 | 0 | 0 | 0 | 0 | 0 | 0 | 0 | 0
F3_Commercial_Grocery (WA)_New_Space Heating_Natural Gas_Unit Heater_E1 | F3 | Commercial | Grocery (WA) | New | Space Heating | Natural Gas | Unit Heater | E1 | PACT BC Ratio | [24 empty] | 1 | 1 | 1 | bar: 2019 to 2042
F3_Commercial_Grocery (WA)_New_Space Heating_Natural Gas_Unit Heater_E2 | F3 | Commercial | Grocery (WA) | New | Space Heating | Natural Gas | Unit Heater | E2 | PACT BC Ratio | 29.8201 | 30.3102 | 30.9498 | 31.6549 | 32.4312 | 33.5009 | 34.5904 | 35.7441 | 36.8479 | 37.9691 | 38.9727 | 39.8984 | 40.9117 | 41.9522 | 42.921 | 43.8758 | 44.7669 | 45.6854 | 46.642 | 47.6233 | 48.6234 | 49.6787 | 50.9004 | 51.9808 | 53.0841 | 54.2108 | 55.3615
F3_Commercial_Grocery (WA)_New_Space Heating_Natural Gas_Unit Heater_E3 | F3 | Commercial | Grocery (WA) | New | Space Heating | Natural Gas | Unit Heater | E3 | PACT BC Ratio | 132.3735 | 135.8625 | 139.2812 | 142.4977 | 145.4988 | 148.2163 | 150.9175 | 153.7134 | 156.8416 | 160.0706 | 163.5113 | 167.1378 | 170.7678 | 174.2482 | 177.8812 | 181.62 | 185.5086 | 189.4726 | 193.5051 | 197.6196 | 201.8231 | 206.0874 | 210.3216 | 214.7858 | 219.3446 | 224.0003 | 228.7548
F3_Commercial_Grocery (WA)_New_Space Heating_Natural Gas_Unit Heater_E4 | F3 | Commercial | Grocery (WA) | New | Space Heating | Natural Gas | Unit Heater | E4 | PACT BC Ratio | 0 | 0 | 0 | 0 | 0 | 0 | 0 | 0 | 0 | 0 | 0 | 0 | 0 | 0 | 0 | 0 | 0 | 0 | 0 | 0 | 0 | 0 | 0 | 0 | 0 | 0 | 0
F3_Commercial_Grocery (WA)_New_Space Heating_Natural Gas_Unit Heater_E5 | F3 | Commercial | Grocery (WA) | New | Space Heating | Natural Gas | Unit Heater | E5 | PACT BC Ratio | 0 | 0 | 0 | 0 | 0 | 0 | 0 | 0 | 0 | 0 | 0 | 0 | 0 | 0 | 0 | 0 | 0 | 0 | 0 | 0 | 0 | 0 | 0 | 0 | 0 | 0 | 0
F3_Commercial_Grocery (WA)_New_Space Heating_Natural Gas_Unit Heater_E6 | F3 | Commercial | Grocery (WA) | New | Space Heating | Natural Gas | Unit Heater | E6 | PACT BC Ratio | 0 | 0 | 0 | 0 | 0 | 0 | 0 | 0 | 0 | 0 | 0 | 0 | 0 | 0 | 0 | 0 | 0 | 0 | 0 | 0 | 0 | 0 | 0 | 0 | 0 | 0 | 0
F3_Commercial_Grocery (WA)_New_Space Heating_Natural Gas_Unit Heater_E7 | F3 | Commercial | Grocery (WA) | New | Space Heating | Natural Gas | Unit Heater | E7 | PACT BC Ratio | 0 | 0 | 0 | 0 | 0 | 0 | 0 | 0 | 0 | 0 | 0 | 0 | 0 | 0 | 0 | 0 | 0 | 0 | 0 | 0 | 0 | 0 | 0 | 0 | 0 | 0 | 0
F3_Commercial_Grocery (WA)_New_Space Heating_Natural Gas_Unit Heater_E8 | F3 | Commercial | Grocery (WA) | New | Space Heating | Natural Gas | Unit Heater | E8 | PACT BC Ratio | 0 | 0 | 0 | 0 | 0 | 0 | 0 | 0 | 0 | 0 | 0 | 0 | 0 | 0 | 0 | 0 | 0 | 0 | 0 | 0 | 0 | 0 | 0 | 0 | 0 | 0 | 0
F3_Commercial_Grocery (WA)_New_Space Heating_Natural Gas_Unit Heater_E9 | F3 | Commercial | Grocery (WA) | New | Space Heating | Natural Gas | Unit Heater | E9 | PACT BC Ratio | 0 | 0 | 0 | 0 | 0 | 0 | 0 | 0 | 0 | 0 | 0 | 0 | 0 | 0 | 0 | 0 | 0 | 0 | 0 | 0 | 0 | 0 | 0 | 0 | 0 | 0 | 0
F3_Commercial_Grocery (WA)_New_Space Heating_Natural Gas_Unit Heater_E10 | F3 | Commercial | Grocery (WA) | New | Space Heating | Natural Gas | Unit Heater | E10 | PACT BC Ratio | 0 | 0 | 0 | 0 | 0 | 0 | 0 | 0 | 0 | 0 | 0 | 0 | 0 | 0 | 0 | 0 | 0 | 0 | 0 | 0 | 0 | 0 | 0 | 0 | 0 | 0 | 0
F4_Commercial_Grocery (WA)_New_Space Heating_Natural Gas_Unit Heater_E1 | F4 | Commercial | Grocery (WA) | New | Space Heating | Natural Gas | Unit Heater | E1 | RVT BC Ratio | [24 empty] | 1 | 1 | 1 | bar: 2019 to 2042
F4_Commercial_Grocery (WA)_New_Space Heating_Natural Gas_Unit Heater_E2 | F4 | Commercial | Grocery (WA) | New | Space Heating | Natural Gas | Unit Heater | E2 | RVT BC Ratio | 14.9556 | 15.1107 | 15.3326 | 15.5774 | 15.8469 | 16.2543 | 16.6577 | 17.0817 | 17.4664 | 17.8457 | 18.2727 | 18.6591 | 19.0828 | 19.515 | 19.9088 | 20.291 | 20.6379 | 20.992 | 21.3579 | 21.729 | 22.1019 | 22.5766 | 23.1262 | 23.6122 | 24.1085 | 24.6154 | 25.133
F4_Commercial_Grocery (WA)_New_Space Heating_Natural Gas_Unit Heater_E3 | F4 | Commercial | Grocery (WA) | New | Space Heating | Natural Gas | Unit Heater | E3 | RVT BC Ratio | 61.3052 | 62.7146 | 64.0656 | 65.3 | 66.4103 | 67.355 | 68.2686 | 69.2824 | 70.5213 | 71.8897 | 73.3559 | 75.0124 | 76.6723 | 78.268 | 79.9375 | 81.659 | 83.4535 | 85.2862 | 87.1541 | 89.064 | 91.0193 | 92.9376 | 94.8424 | 96.8507 | 98.9015 | 100.9958 | 103.1347
F4_Commercial_Grocery (WA)_New_Space Heating_Natural Gas_Unit Heater_E4 | F4 | Commercial | Grocery (WA) | New | Space Heating | Natural Gas | Unit Heater | E4 | RVT BC Ratio | 0 | 0 | 0 | 0 | 0 | 0 | 0 | 0 | 0 | 0 | 0 | 0 | 0 | 0 | 0 | 0 | 0 | 0 | 0 | 0 | 0 | 0 | 0 | 0 | 0 | 0 | 0
F4_Commercial_Grocery (WA)_New_Space Heating_Natural Gas_Unit Heater_E5 | F4 | Commercial | Grocery (WA) | New | Space Heating | Natural Gas | Unit Heater | E5 | RVT BC Ratio | 0 | 0 | 0 | 0 | 0 | 0 | 0 | 0 | 0 | 0 | 0 | 0 | 0 | 0 | 0 | 0 | 0 | 0 | 0 | 0 | 0 | 0 | 0 | 0 | 0 | 0 | 0
F4_Commercial_Grocery (WA)_New_Space Heating_Natural Gas_Unit Heater_E6 | F4 | Commercial | Grocery (WA) | New | Space Heating | Natural Gas | Unit Heater | E6 | RVT BC Ratio | 0 | 0 | 0 | 0 | 0 | 0 | 0 | 0 | 0 | 0 | 0 | 0 | 0 | 0 | 0 | 0 | 0 | 0 | 0 | 0 | 0 | 0 | 0 | 0 | 0 | 0 | 0
F4_Commercial_Grocery (WA)_New_Space Heating_Natural Gas_Unit Heater_E7 | F4 | Commercial | Grocery (WA) | New | Space Heating | Natural Gas | Unit Heater | E7 | RVT BC Ratio | 0 | 0 | 0 | 0 | 0 | 0 | 0 | 0 | 0 | 0 | 0 | 0 | 0 | 0 | 0 | 0 | 0 | 0 | 0 | 0 | 0 | 0 | 0 | 0 | 0 | 0 | 0
F4_Commercial_Grocery (WA)_New_Space Heating_Natural Gas_Unit Heater_E8 | F4 | Commercial | Grocery (WA) | New | Space Heating | Natural Gas | Unit Heater | E8 | RVT BC Ratio | 0 | 0 | 0 | 0 | 0 | 0 | 0 | 0 | 0 | 0 | 0 | 0 | 0 | 0 | 0 | 0 | 0 | 0 | 0 | 0 | 0 | 0 | 0 | 0 | 0 | 0 | 0
F4_Commercial_Grocery (WA)_New_Space Heating_Natural Gas_Unit Heater_E9 | F4 | Commercial | Grocery (WA) | New | Space Heating | Natural Gas | Unit Heater | E9 | RVT BC Ratio | 0 | 0 | 0 | 0 | 0 | 0 | 0 | 0 | 0 | 0 | 0 | 0 | 0 | 0 | 0 | 0 | 0 | 0 | 0 | 0 | 0 | 0 | 0 | 0 | 0 | 0 | 0
F4_Commercial_Grocery (WA)_New_Space Heating_Natural Gas_Unit Heater_E10 | F4 | Commercial | Grocery (WA) | New | Space Heating | Natural Gas | Unit Heater | E10 | RVT BC Ratio | 0 | 0 | 0 | 0 | 0 | 0 | 0 | 0 | 0 | 0 | 0 | 0 | 0 | 0 | 0 | 0 | 0 | 0 | 0 | 0 | 0 | 0 | 0 | 0 | 0 | 0 | 0
F5_Commercial_Grocery (WA)_New_Space Heating_Natural Gas_Unit Heater_E1 | F5 | Commercial | Grocery (WA) | New | Space Heating | Natural Gas | Unit Heater | E1 | RIM BC Ratio | [24 empty] | 1 | 1 | 1 | bar: 2019 to 2042
F5_Commercial_Grocery (WA)_New_Space Heating_Natural Gas_Unit Heater_E2 | F5 | Commercial | Grocery (WA) | New | Space Heating | Natural Gas | Unit Heater | E2 | RIM BC Ratio | 0.84298 | 0.84816 | 0.85368 | 0.85958 | 0.86587 | 0.87229 | 0.8791 | 0.88613 | 0.89361 | 0.90144 | 0.90388 | 0.90639 | 0.90899 | 0.91168 | 0.91446 | 0.91737 | 0.92042 | 0.92361 | 0.92694 | 0.93043 | 0.93409 | 0.93447 | 0.93489 | 0.93525 | 0.9356 | 0.93594 | 0.93627
F5_Commercial_Grocery (WA)_New_Space Heating_Natural Gas_Unit Heater_E3 | F5 | Commercial | Grocery (WA) | New | Space Heating | Natural Gas | Unit Heater | E3 | RIM BC Ratio | 0.92209 | 0.92519 | 0.92853 | 0.93207 | 0.93584 | 0.93998 | 0.94434 | 0.9478 | 0.95015 | 0.95131 | 0.95238 | 0.95207 | 0.95174 | 0.95139 | 0.95099 | 0.95056 | 0.95008 | 0.94958 | 0.94905 | 0.9485 | 0.94791 | 0.948 | 0.94809 | 0.94818 | 0.94826 | 0.94835 | 0.94843
F5_Commercial_Grocery (WA)_New_Space Heating_Natural Gas_Unit Heater_E4 | F5 | Commercial | Grocery (WA) | New | Space Heating | Natural Gas | Unit Heater | E4 | RIM BC Ratio | 0 | 0 | 0 | 0 | 0 | 0 | 0 | 0 | 0 | 0 | 0 | 0 | 0 | 0 | 0 | 0 | 0 | 0 | 0 | 0 | 0 | 0 | 0 | 0 | 0 | 0 | 0
F5_Commercial_Grocery (WA)_New_Space Heating_Natural Gas_Unit Heater_E5 | F5 | Commercial | Grocery (WA) | New | Space Heating | Natural Gas | Unit Heater | E5 | RIM BC Ratio | 0 | 0 | 0 | 0 | 0 | 0 | 0 | 0 | 0 | 0 | 0 | 0 | 0 | 0 | 0 | 0 | 0 | 0 | 0 | 0 | 0 | 0 | 0 | 0 | 0 | 0 | 0
F5_Commercial_Grocery (WA)_New_Space Heating_Natural Gas_Unit Heater_E6 | F5 | Commercial | Grocery (WA) | New | Space Heating | Natural Gas | Unit Heater | E6 | RIM BC Ratio | 0 | 0 | 0 | 0 | 0 | 0 | 0 | 0 | 0 | 0 | 0 | 0 | 0 | 0 | 0 | 0 | 0 | 0 | 0 | 0 | 0 | 0 | 0 | 0 | 0 | 0 | 0
F5_Commercial_Grocery (WA)_New_Space Heating_Natural Gas_Unit Heater_E7 | F5 | Commercial | Grocery (WA) | New | Space Heating | Natural Gas | Unit Heater | E7 | RIM BC Ratio | 0 | 0 | 0 | 0 | 0 | 0 | 0 | 0 | 0 | 0 | 0 | 0 | 0 | 0 | 0 | 0 | 0 | 0 | 0 | 0 | 0 | 0 | 0 | 0 | 0 | 0 | 0
F5_Commercial_Grocery (WA)_New_Space Heating_Natural Gas_Unit Heater_E8 | F5 | Commercial | Grocery (WA) | New | Space Heating | Natural Gas | Unit Heater | E8 | RIM BC Ratio | 0 | 0 | 0 | 0 | 0 | 0 | 0 | 0 | 0 | 0 | 0 | 0 | 0 | 0 | 0 | 0 | 0 | 0 | 0 | 0 | 0 | 0 | 0 | 0 | 0 | 0 | 0
F5_Commercial_Grocery (WA)_New_Space Heating_Natural Gas_Unit Heater_E9 | F5 | Commercial | Grocery (WA) | New | Space Heating | Natural Gas | Unit Heater | E9 | RIM BC Ratio | 0 | 0 | 0 | 0 | 0 | 0 | 0 | 0 | 0 | 0 | 0 | 0 | 0 | 0 | 0 | 0 | 0 | 0 | 0 | 0 | 0 | 0 | 0 | 0 | 0 | 0 | 0
F5_Commercial_Grocery (WA)_New_Space Heating_Natural Gas_Unit Heater_E10 | F5 | Commercial | Grocery (WA) | New | Space Heating | Natural Gas | Unit Heater | E10 | RIM BC Ratio | 0 | 0 | 0 | 0 | 0 | 0 | 0 | 0 | 0 | 0 | 0 | 0 | 0 | 0 | 0 | 0 | 0 | 0 | 0 | 0 | 0 | 0 | 0 | 0 | 0 | 0 | 0
F0_Commercial_Grocery (WA)_New_Water Heating_Natural Gas_Water Heater_E0 | F0 | Commercial | Grocery (WA) | New | Water Heating | Natural Gas | Water Heater | E0 | Economic Unit | Gas-Fired Absorption HPWH | Gas-Fired Absorption HPWH | Gas-Fired Absorption HPWH | Gas-Fired Absorption HPWH | Gas-Fired Absorption HPWH | Gas-Fired Absorption HPWH | Gas-Fired Absorption HPWH | Gas-Fired Absorption HPWH | Gas-Fired Absorption HPWH | Gas-Fired Absorption HPWH | Gas-Fired Absorption HPWH | Gas-Fired Absorption HPWH | Gas-Fired Absorption HPWH | Gas-Fired Absorption HPWH | Gas-Fired Absorption HPWH | Gas-Fired Absorption HPWH | Gas-Fired Absorption HPWH | Gas-Fired Absorption HPWH | Gas-Fired Absorption HPWH | Gas-Fired Absorption HPWH | Gas-Fired Absorption HPWH | Gas-Fired Absorption HPWH | Gas-Fired Absorption HPWH | Gas-Fired Absorption HPWH | Gas-Fired Absorption HPWH | Gas-Fired Absorption HPWH | Gas-Fired Absorption HPWH
F1_Commercial_Grocery (WA)_New_Water Heating_Natural Gas_Water Heater_E1 | F1 | Commercial | Grocery (WA) | New | Water Heating | Natural Gas | Water Heater | E1 | CCE | 0 | 0 | 0 | 0 | 0 | 0 | 0 | 0 | 0 | 0 | 0 | 0 | 0 | 0 | 0 | 0 | 0 | 0 | 0 | 0 | 0 | 0 | 0 | 0 | 0 | 0 | 0
F1_Commercial_Grocery (WA)_New_Water Heating_Natural Gas_Water Heater_E2 | F1 | Commercial | Grocery (WA) | New | Water Heating | Natural Gas | Water Heater | E2 | CCE | 0.00095875 | 0.00095875 | 0.00095875 | 0.00095875 | 0.00095875 | 0.00095875 | 0.00095875 | 0.00095875 | 0.00095875 | 0.00095875 | 0.00095875 | 0.00095875 | 0.00095875 | 0.00095875 | 0.00095875 | 0.00095875 | 0.00095875 | 0.00095875 | 0.00095875 | 0.00095875 | 0.00095875 | 0.00095875 | 0.00095875 | 0.00095875 | 0.00095875 | 0.00095875 | 0.00095875
F1_Commercial_Grocery (WA)_New_Water Heating_Natural Gas_Water Heater_E3 | F1 | Commercial | Grocery (WA) | New | Water Heating | Natural Gas | Water Heater | E3 | CCE | 0.0016992 | 0.0016992 | 0.0016992 | 0.0016992 | 0.0016992 | 0.0016992 | 0.0016992 | 0.0016992 | 0.0016992 | 0.0016992 | 0.0016992 | 0.0016992 | 0.0016992 | 0.0016992 | 0.0016992 | 0.0016992 | 0.0016992 | 0.0016992 | 0.0016992 | 0.0016992 | 0.0016992 | 0.0016992 | 0.0016992 | 0.0016992 | 0.0016992 | 0.0016992 | 0.0016992
F1_Commercial_Grocery (WA)_New_Water Heating_Natural Gas_Water Heater_E4 | F1 | Commercial | Grocery (WA) | New | Water Heating | Natural Gas | Water Heater | E4 | CCE | 0.0017304 | 0.0017304 | 0.0017304 | 0.0017304 | 0.0017304 | 0.0017304 | 0.0017304 | 0.0017304 | 0.0017304 | 0.0017304 | 0.0017304 | 0.0017304 | 0.0017304 | 0.0017304 | 0.0017304 | 0.0017304 | 0.0017304 | 0.0017304 | 0.0017304 | 0.0017304 | 0.0017304 | 0.0017304 | 0.0017304 | 0.0017304 | 0.0017304 | 0.0017304 | 0.0017304
F1_Commercial_Grocery (WA)_New_Water Heating_Natural Gas_Water Heater_E5 | F1 | Commercial | Grocery (WA) | New | Water Heating | Natural Gas | Water Heater | E5 | CCE | 0.0025217 | 0.0025217 | 0.0025217 | 0.0025217 | 0.0025217 | 0.0025217 | 0.0025217 | 0.0025217 | 0.0025217 | 0.0025217 | 0.0025217 | 0.0025217 | 0.0025217 | 0.0025217 | 0.0025217 | 0.0025217 | 0.0025217 | 0.0025217 | 0.0025217 | 0.0025217 | 0.0025217 | 0.0025217 | 0.0025217 | 0.0025217 | 0.0025217 | 0.0025217 | 0.0025217
F1_Commercial_Grocery (WA)_New_Water Heating_Natural Gas_Water Heater_E6 | F1 | Commercial | Grocery (WA) | New | Water Heating | Natural Gas | Water Heater | E6 | CCE | 0 | 0 | 0 | 0 | 0 | 0 | 0 | 0 | 0 | 0 | 0 | 0 | 0 | 0 | 0 | 0 | 0 | 0 | 0 | 0 | 0 | 0 | 0 | 0 | 0 | 0 | 0
F1_Commercial_Grocery (WA)_New_Water Heating_Natural Gas_Water Heater_E7 | F1 | Commercial | Grocery (WA) | New | Water Heating | Natural Gas | Water Heater | E7 | CCE | 0 | 0 | 0 | 0 | 0 | 0 | 0 | 0 | 0 | 0 | 0 | 0 | 0 | 0 | 0 | 0 | 0 | 0 | 0 | 0 | 0 | 0 | 0 | 0 | 0 | 0 | 0
F1_Commercial_Grocery (WA)_New_Water Heating_Natural Gas_Water Heater_E8 | F1 | Commercial | Grocery (WA) | New | Water Heating | Natural Gas | Water Heater | E8 | CCE | 0 | 0 | 0 | 0 | 0 | 0 | 0 | 0 | 0 | 0 | 0 | 0 | 0 | 0 | 0 | 0 | 0 | 0 | 0 | 0 | 0 | 0 | 0 | 0 | 0 | 0 | 0
F1_Commercial_Grocery (WA)_New_Water Heating_Natural Gas_Water Heater_E9 | F1 | Commercial | Grocery (WA) | New | Water Heating | Natural Gas | Water Heater | E9 | CCE | 0 | 0 | 0 | 0 | 0 | 0 | 0 | 0 | 0 | 0 | 0 | 0 | 0 | 0 | 0 | 0 | 0 | 0 | 0 | 0 | 0 | 0 | 0 | 0 | 0 | 0 | 0
F1_Commercial_Grocery (WA)_New_Water Heating_Natural Gas_Water Heater_E10 | F1 | Commercial | Grocery (WA) | New | Water Heating | Natural Gas | Water Heater | E10 | CCE | 0 | 0 | 0 | 0 | 0 | 0 | 0 | 0 | 0 | 0 | 0 | 0 | 0 | 0 | 0 | 0 | 0 | 0 | 0 | 0 | 0 | 0 | 0 | 0 | 0 | 0 | 0
F2_Commercial_Grocery (WA)_New_Water Heating_Natural Gas_Water Heater_E1 | F2 | Commercial | Grocery (WA) | New | Water Heating | Natural Gas | Water Heater | E1 | TRC BC Ratio | [24 empty] | 1 | 1 | 1 | bar: 2019 to 2042
F2_Commercial_Grocery (WA)_New_Water Heating_Natural Gas_Water Heater_E2 | F2 | Commercial | Grocery (WA) | New | Water Heating | Natural Gas | Water Heater | E2 | TRC BC Ratio | 3.8672 | 3.9687 | 4.0827 | 4.2104 | 4.3526 | 4.5209 | 4.6922 | 4.861 | 5.0233 | 5.188 | 5.3221 | 5.4486 | 5.5839 | 5.7171 | 5.8379 | 5.9523 | 6.0567 | 6.1603 | 6.2701 | 6.3779 | 6.4885 | 6.6031 | 6.719 | 6.8384 | 6.9599 | 7.0835 | 7.2094
F2_Commercial_Grocery (WA)_New_Water Heating_Natural Gas_Water Heater_E3 | F2 | Commercial | Grocery (WA) | New | Water Heating | Natural Gas | Water Heater | E3 | TRC BC Ratio | 2.182 | 2.2394 | 2.3037 | 2.3757 | 2.456 | 2.5509 | 2.6476 | 2.7428 | 2.8344 | 2.9273 | 3.003 | 3.0743 | 3.1507 | 3.2258 | 3.294 | 3.3586 | 3.4175 | 3.4759 | 3.5379 | 3.5987 | 3.6611 | 3.7258 | 3.7912 | 3.8585 | 3.9271 | 3.9969 | 4.0679
F2_Commercial_Grocery (WA)_New_Water Heating_Natural Gas_Water Heater_E4 | F2 | Commercial | Grocery (WA) | New | Water Heating | Natural Gas | Water Heater | E4 | TRC BC Ratio | 1.3772 | 1.4191 | 1.4759 | 1.55 | 1.6417 | 1.7612 | 1.8846 | 2.0046 | 2.1169 | 2.2309 | 2.3129 | 2.3862 | 2.4672 | 2.5449 | 2.6094 | 2.6664 | 2.7125 | 2.7566 | 2.806 | 2.8522 | 2.9002 | 2.951 | 3.0021 | 3.0554 | 3.1097 | 3.1649 | 3.2212
F2_Commercial_Grocery (WA)_New_Water Heating_Natural Gas_Water Heater_E5 | F2 | Commercial | Grocery (WA) | New | Water Heating | Natural Gas | Water Heater | E5 | TRC BC Ratio | 1.5084 | 1.548 | 1.5916 | 1.6394 | 1.6918 | 1.7529 | 1.8149 | 1.8762 | 1.9353 | 1.9953 | 2.045 | 2.0922 | 2.1425 | 2.1921 | 2.2376 | 2.281 | 2.3211 | 2.3609 | 2.403 | 2.4445 | 2.487 | 2.5309 | 2.5754 | 2.6212 | 2.6678 | 2.7152 | 2.7634
F2_Commercial_Grocery (WA)_New_Water Heating_Natural Gas_Water Heater_E6 | F2 | Commercial | Grocery (WA) | New | Water Heating | Natural Gas | Water Heater | E6 | TRC BC Ratio | 0 | 0 | 0 | 0 | 0 | 0 | 0 | 0 | 0 | 0 | 0 | 0 | 0 | 0 | 0 | 0 | 0 | 0 | 0 | 0 | 0 | 0 | 0 | 0 | 0 | 0 | 0
F2_Commercial_Grocery (WA)_New_Water Heating_Natural Gas_Water Heater_E7 | F2 | Commercial | Grocery (WA) | New | Water Heating | Natural Gas | Water Heater | E7 | TRC BC Ratio | 0 | 0 | 0 | 0 | 0 | 0 | 0 | 0 | 0 | 0 | 0 | 0 | 0 | 0 | 0 | 0 | 0 | 0 | 0 | 0 | 0 | 0 | 0 | 0 | 0 | 0 | 0
F2_Commercial_Grocery (WA)_New_Water Heating_Natural Gas_Water Heater_E8 | F2 | Commercial | Grocery (WA) | New | Water Heating | Natural Gas | Water Heater | E8 | TRC BC Ratio | 0 | 0 | 0 | 0 | 0 | 0 | 0 | 0 | 0 | 0 | 0 | 0 | 0 | 0 | 0 | 0 | 0 | 0 | 0 | 0 | 0 | 0 | 0 | 0 | 0 | 0 | 0
F2_Commercial_Grocery (WA)_New_Water Heating_Natural Gas_Water Heater_E9 | F2 | Commercial | Grocery (WA) | New | Water Heating | Natural Gas | Water Heater | E9 | TRC BC Ratio | 0 | 0 | 0 | 0 | 0 | 0 | 0 | 0 | 0 | 0 | 0 | 0 | 0 | 0 | 0 | 0 | 0 | 0 | 0 | 0 | 0 | 0 | 0 | 0 | 0 | 0 | 0
F2_Commercial_Grocery (WA)_New_Water Heating_Natural Gas_Water Heater_E10 | F2 | Commercial | Grocery (WA) | New | Water Heating | Natural Gas | Water Heater | E10 | TRC BC Ratio | 0 | 0 | 0 | 0 | 0 | 0 | 0 | 0 | 0 | 0 | 0 | 0 | 0 | 0 | 0 | 0 | 0 | 0 | 0 | 0 | 0 | 0 | 0 | 0 | 0 | 0 | 0
F3_Commercial_Grocery (WA)_New_Water Heating_Natural Gas_Water Heater_E1 | F3 | Commercial | Grocery (WA) | New | Water Heating | Natural Gas | Water Heater | E1 | PACT BC Ratio | [24 empty] | 1 | 1 | 1 | bar: 2019 to 2042
F3_Commercial_Grocery (WA)_New_Water Heating_Natural Gas_Water Heater_E2 | F3 | Commercial | Grocery (WA) | New | Water Heating | Natural Gas | Water Heater | E2 | PACT BC Ratio | 9.595 | 9.8471 | 10.1299 | 10.4468 | 10.7996 | 11.217 | 11.6421 | 12.0608 | 12.4636 | 12.8722 | 13.2049 | 13.5188 | 13.8546 | 14.185 | 14.4848 | 14.7687 | 15.0277 | 15.2846 | 15.5571 | 15.8245 | 16.0989 | 16.3833 | 16.6709 | 16.9671 | 17.2686 | 17.5753 | 17.8876
F3_Commercial_Grocery (WA)_New_Water Heating_Natural Gas_Water Heater_E3 | F3 | Commercial | Grocery (WA) | New | Water Heating | Natural Gas | Water Heater | E3 | PACT BC Ratio | 5.414 | 5.5562 | 5.7158 | 5.8946 | 6.0937 | 6.3292 | 6.569 | 6.8053 | 7.0325 | 7.2631 | 7.4508 | 7.6279 | 7.8174 | 8.0038 | 8.173 | 8.3332 | 8.4794 | 8.6243 | 8.7781 | 8.929 | 9.0838 | 9.2442 | 9.4066 | 9.5737 | 9.7438 | 9.9169 | 10.093
F3_Commercial_Grocery (WA)_New_Water Heating_Natural Gas_Water Heater_E4 | F3 | Commercial | Grocery (WA) | New | Water Heating | Natural Gas | Water Heater | E4 | PACT BC Ratio | 3.4171 | 3.5211 | 3.6618 | 3.8457 | 4.0732 | 4.3697 | 4.6759 | 4.9736 | 5.2524 | 5.5351 | 5.7387 | 5.9204 | 6.1216 | 6.3144 | 6.4744 | 6.6159 | 6.7301 | 6.8396 | 6.962 | 7.0768 | 7.1958 | 7.3219 | 7.4486 | 7.581 | 7.7157 | 7.8527 | 7.9922
F3_Commercial_Grocery (WA)_New_Water Heating_Natural Gas_Water Heater_E5 | F3 | Commercial | Grocery (WA) | New | Water Heating | Natural Gas | Water Heater | E5 | PACT BC Ratio | 3.7426 | 3.8408 | 3.949 | 4.0677 | 4.1977 | 4.3492 | 4.5031 | 4.655 | 4.8018 | 4.9507 | 5.0739 | 5.191 | 5.3158 | 5.439 | 5.5519 | 5.6596 | 5.759 | 5.8579 | 5.9623 | 6.0652 | 6.1706 | 6.2797 | 6.3901 | 6.5036 | 6.6191 | 6.7367 | 6.8564
F3_Commercial_Grocery (WA)_New_Water Heating_Natural Gas_Water Heater_E6 | F3 | Commercial | Grocery (WA) | New | Water Heating | Natural Gas | Water Heater | E6 | PACT BC Ratio | 0 | 0 | 0 | 0 | 0 | 0 | 0 | 0 | 0 | 0 | 0 | 0 | 0 | 0 | 0 | 0 | 0 | 0 | 0 | 0 | 0 | 0 | 0 | 0 | 0 | 0 | 0
F3_Commercial_Grocery (WA)_New_Water Heating_Natural Gas_Water Heater_E7 | F3 | Commercial | Grocery (WA) | New | Water Heating | Natural Gas | Water Heater | E7 | PACT BC Ratio | 0 | 0 | 0 | 0 | 0 | 0 | 0 | 0 | 0 | 0 | 0 | 0 | 0 | 0 | 0 | 0 | 0 | 0 | 0 | 0 | 0 | 0 | 0 | 0 | 0 | 0 | 0
F3_Commercial_Grocery (WA)_New_Water Heating_Natural Gas_Water Heater_E8 | F3 | Commercial | Grocery (WA) | New | Water Heating | Natural Gas | Water Heater | E8 | PACT BC Ratio | 0 | 0 | 0 | 0 | 0 | 0 | 0 | 0 | 0 | 0 | 0 | 0 | 0 | 0 | 0 | 0 | 0 | 0 | 0 | 0 | 0 | 0 | 0 | 0 | 0 | 0 | 0
F3_Commercial_Grocery (WA)_New_Water Heating_Natural Gas_Water Heater_E9 | F3 | Commercial | Grocery (WA) | New | Water Heating | Natural Gas | Water Heater | E9 | PACT BC Ratio | 0 | 0 | 0 | 0 | 0 | 0 | 0 | 0 | 0 | 0 | 0 | 0 | 0 | 0 | 0 | 0 | 0 | 0 | 0 | 0 | 0 | 0 | 0 | 0 | 0 | 0 | 0
F3_Commercial_Grocery (WA)_New_Water Heating_Natural Gas_Water Heater_E10 | F3 | Commercial | Grocery (WA) | New | Water Heating | Natural Gas | Water Heater | E10 | PACT BC Ratio | 0 | 0 | 0 | 0 | 0 | 0 | 0 | 0 | 0 | 0 | 0 | 0 | 0 | 0 | 0 | 0 | 0 | 0 | 0 | 0 | 0 | 0 | 0 | 0 | 0 | 0 | 0
F4_Commercial_Grocery (WA)_New_Water Heating_Natural Gas_Water Heater_E1 | F4 | Commercial | Grocery (WA) | New | Water Heating | Natural Gas | Water Heater | E1 | RVT BC Ratio | [24 empty] | 1 | 1 | 1 | bar: 2019 to 2042
F4_Commercial_Grocery (WA)_New_Water Heating_Natural Gas_Water Heater_E2 | F4 | Commercial | Grocery (WA) | New | Water Heating | Natural Gas | Water Heater | E2 | RVT BC Ratio | 5.6934 | 5.8022 | 5.9245 | 6.062 | 6.2152 | 6.4004 | 6.5842 | 6.758 | 6.9156 | 7.0691 | 7.2281 | 7.3738 | 7.5294 | 7.6803 | 7.8129 | 7.9348 | 8.0413 | 8.1441 | 8.2526 | 8.3555 | 8.4591 | 8.6035 | 8.7496 | 8.9 | 9.0531 | 9.2089 | 9.3675
F4_Commercial_Grocery (WA)_New_Water Heating_Natural Gas_Water Heater_E3 | F4 | Commercial | Grocery (WA) | New | Water Heating | Natural Gas | Water Heater | E3 | RVT BC Ratio | 3.3361 | 3.3975 | 3.4665 | 3.544 | 3.6305 | 3.735 | 3.8387 | 3.9368 | 4.0257 | 4.1123 | 4.202 | 4.2842 | 4.3721 | 4.4572 | 4.532 | 4.6008 | 4.6609 | 4.7189 | 4.7801 | 4.8382 | 4.8966 | 4.9781 | 5.0605 | 5.1454 | 5.2318 | 5.3197 | 5.4092
F4_Commercial_Grocery (WA)_New_Water Heating_Natural Gas_Water Heater_E4 | F4 | Commercial | Grocery (WA) | New | Water Heating | Natural Gas | Water Heater | E4 | RVT BC Ratio | 2.4391 | 2.4822 | 2.5432 | 2.6253 | 2.7285 | 2.8674 | 3.0074 | 3.1341 | 3.2403 | 3.3383 | 3.4362 | 3.5148 | 3.6021 | 3.6831 | 3.7447 | 3.7944 | 3.8273 | 3.8554 | 3.8877 | 3.9131 | 3.9378 | 4.0019 | 4.0663 | 4.1335 | 4.2019 | 4.2715 | 4.3423
F4_Commercial_Grocery (WA)_New_Water Heating_Natural Gas_Water Heater_E5 | F4 | Commercial | Grocery (WA) | New | Water Heating | Natural Gas | Water Heater | E5 | RVT BC Ratio | 2.3788 | 2.4219 | 2.469 | 2.52 | 2.5752 | 2.6412 | 2.7068 | 2.7692 | 2.8266 | 2.8829 | 2.9417 | 2.9965 | 3.0548 | 3.1115 | 3.1622 | 3.2093 | 3.2512 | 3.292 | 3.3348 | 3.3759 | 3.4172 | 3.4726 | 3.5287 | 3.5863 | 3.645 | 3.7047 | 3.7655
F4_Commercial_Grocery (WA)_New_Water Heating_Natural Gas_Water Heater_E6 | F4 | Commercial | Grocery (WA) | New | Water Heating | Natural Gas | Water Heater | E6 | RVT BC Ratio | 0 | 0 | 0 | 0 | 0 | 0 | 0 | 0 | 0 | 0 | 0 | 0 | 0 | 0 | 0 | 0 | 0 | 0 | 0 | 0 | 0 | 0 | 0 | 0 | 0 | 0 | 0
F4_Commercial_Grocery (WA)_New_Water Heating_Natural Gas_Water Heater_E7 | F4 | Commercial | Grocery (WA) | New | Water Heating | Natural Gas | Water Heater | E7 | RVT BC Ratio | 0 | 0 | 0 | 0 | 0 | 0 | 0 | 0 | 0 | 0 | 0 | 0 | 0 | 0 | 0 | 0 | 0 | 0 | 0 | 0 | 0 | 0 | 0 | 0 | 0 | 0 | 0
F4_Commercial_Grocery (WA)_New_Water Heating_Natural Gas_Water Heater_E8 | F4 | Commercial | Grocery (WA) | New | Water Heating | Natural Gas | Water Heater | E8 | RVT BC Ratio | 0 | 0 | 0 | 0 | 0 | 0 | 0 | 0 | 0 | 0 | 0 | 0 | 0 | 0 | 0 | 0 | 0 | 0 | 0 | 0 | 0 | 0 | 0 | 0 | 0 | 0 | 0
F4_Commercial_Grocery (WA)_New_Water Heating_Natural Gas_Water Heater_E9 | F4 | Commercial | Grocery (WA) | New | Water Heating | Natural Gas | Water Heater | E9 | RVT BC Ratio | 0 | 0 | 0 | 0 | 0 | 0 | 0 | 0 | 0 | 0 | 0 | 0 | 0 | 0 | 0 | 0 | 0 | 0 | 0 | 0 | 0 | 0 | 0 | 0 | 0 | 0 | 0
F4_Commercial_Grocery (WA)_New_Water Heating_Natural Gas_Water Heater_E10 | F4 | Commercial | Grocery (WA) | New | Water Heating | Natural Gas | Water Heater | E10 | RVT BC Ratio | 0 | 0 | 0 | 0 | 0 | 0 | 0 | 0 | 0 | 0 | 0 | 0 | 0 | 0 | 0 | 0 | 0 | 0 | 0 | 0 | 0 | 0 | 0 | 0 | 0 | 0 | 0
F5_Commercial_Grocery (WA)_New_Water Heating_Natural Gas_Water Heater_E1 | F5 | Commercial | Grocery (WA) | New | Water Heating | Natural Gas | Water Heater | E1 | RIM BC Ratio | [24 empty] | 1 | 1 | 1 | bar: 2019 to 2042
F5_Commercial_Grocery (WA)_New_Water Heating_Natural Gas_Water Heater_E2 | F5 | Commercial | Grocery (WA) | New | Water Heating | Natural Gas | Water Heater | E2 | RIM BC Ratio | 0.78742 | 0.79346 | 0.79995 | 0.80686 | 0.81419 | 0.82192 | 0.82996 | 0.83833 | 0.84714 | 0.85645 | 0.85977 | 0.86328 | 0.86691 | 0.87059 | 0.87428 | 0.87805 | 0.88191 | 0.88593 | 0.89016 | 0.89456 | 0.89919 | 0.90006 | 0.90091 | 0.90176 | 0.9026 | 0.90343 | 0.90424
F5_Commercial_Grocery (WA)_New_Water Heating_Natural Gas_Water Heater_E3 | F5 | Commercial | Grocery (WA) | New | Water Heating | Natural Gas | Water Heater | E3 | RIM BC Ratio | 0.74049 | 0.74698 | 0.75396 | 0.76144 | 0.76939 | 0.7779 | 0.78665 | 0.79563 | 0.80489 | 0.81459 | 0.81861 | 0.82271 | 0.82695 | 0.83119 | 0.83534 | 0.8395 | 0.84368 | 0.84798 | 0.85249 | 0.85714 | 0.862 | 0.86343 | 0.86482 | 0.86621 | 0.86758 | 0.86893 | 0.87026
F5_Commercial_Grocery (WA)_New_Water Heating_Natural Gas_Water Heater_E4 | F5 | Commercial | Grocery (WA) | New | Water Heating | Natural Gas | Water Heater | E4 | RIM BC Ratio | 0.6262 | 0.6349 | 0.6456 | 0.65833 | 0.6727 | 0.68899 | 0.70508 | 0.72148 | 0.73838 | 0.75659 | 0.76329 | 0.7708 | 0.77869 | 0.78646 | 0.79379 | 0.80105 | 0.80822 | 0.8157 | 0.82374 | 0.83213 | 0.84106 | 0.84276 | 0.84441 | 0.84609 | 0.84774 | 0.84937 | 0.85098
F5_Commercial_Grocery (WA)_New_Water Heating_Natural Gas_Water Heater_E5 | F5 | Commercial | Grocery (WA) | New | Water Heating | Natural Gas | Water Heater | E5 | RIM BC Ratio | 0.70192 | 0.70848 | 0.7156 | 0.72329 | 0.73156 | 0.74035 | 0.74926 | 0.75824 | 0.76732 | 0.77665 | 0.7811 | 0.78543 | 0.78991 | 0.79435 | 0.79863 | 0.80287 | 0.80705 | 0.81132 | 0.81577 | 0.82032 | 0.82504 | 0.82696 | 0.82885 | 0.83073 | 0.83259 | 0.83442 | 0.83623
F5_Commercial_Grocery (WA)_New_Water Heating_Natural Gas_Water Heater_E6 | F5 | Commercial | Grocery (WA) | New | Water Heating | Natural Gas | Water Heater | E6 | RIM BC Ratio | 0 | 0 | 0 | 0 | 0 | 0 | 0 | 0 | 0 | 0 | 0 | 0 | 0 | 0 | 0 | 0 | 0 | 0 | 0 | 0 | 0 | 0 | 0 | 0 | 0 | 0 | 0
F5_Commercial_Grocery (WA)_New_Water Heating_Natural Gas_Water Heater_E7 | F5 | Commercial | Grocery (WA) | New | Water Heating | Natural Gas | Water Heater | E7 | RIM BC Ratio | 0 | 0 | 0 | 0 | 0 | 0 | 0 | 0 | 0 | 0 | 0 | 0 | 0 | 0 | 0 | 0 | 0 | 0 | 0 | 0 | 0 | 0 | 0 | 0 | 0 | 0 | 0
F5_Commercial_Grocery (WA)_New_Water Heating_Natural Gas_Water Heater_E8 | F5 | Commercial | Grocery (WA) | New | Water Heating | Natural Gas | Water Heater | E8 | RIM BC Ratio | 0 | 0 | 0 | 0 | 0 | 0 | 0 | 0 | 0 | 0 | 0 | 0 | 0 | 0 | 0 | 0 | 0 | 0 | 0 | 0 | 0 | 0 | 0 | 0 | 0 | 0 | 0
F5_Commercial_Grocery (WA)_New_Water Heating_Natural Gas_Water Heater_E9 | F5 | Commercial | Grocery (WA) | New | Water Heating | Natural Gas | Water Heater | E9 | RIM BC Ratio | 0 | 0 | 0 | 0 | 0 | 0 | 0 | 0 | 0 | 0 | 0 | 0 | 0 | 0 | 0 | 0 | 0 | 0 | 0 | 0 | 0 | 0 | 0 | 0 | 0 | 0 | 0
F5_Commercial_Grocery (WA)_New_Water Heating_Natural Gas_Water Heater_E10 | F5 | Commercial | Grocery (WA) | New | Water Heating | Natural Gas | Water Heater | E10 | RIM BC Ratio | 0 | 0 | 0 | 0 | 0 | 0 | 0 | 0 | 0 | 0 | 0 | 0 | 0 | 0 | 0 | 0 | 0 | 0 | 0 | 0 | 0 | 0 | 0 | 0 | 0 | 0 | 0
F0_Commercial_Grocery (WA)_New_Food Preparation_Natural Gas_Oven_E0 | F0 | Commercial | Grocery (WA) | New | Food Preparation | Natural Gas | Oven | E0 | Economic Unit | ENERGY STAR (>42% Baking Efficiency) | ENERGY STAR (>42% Baking Efficiency) | ENERGY STAR (>42% Baking Efficiency) | ENERGY STAR (>42% Baking Efficiency) | ENERGY STAR (>42% Baking Efficiency) | ENERGY STAR (>42% Baking Efficiency) | ENERGY STAR (>42% Baking Efficiency) | ENERGY STAR (>42% Baking Efficiency) | ENERGY STAR (>42% Baking Efficiency) | ENERGY STAR (>42% Baking Efficiency) | ENERGY STAR (>42% Baking Efficiency) | ENERGY STAR (>42% Baking Efficiency) | ENERGY STAR (>42% Baking Efficiency) | ENERGY STAR (>42% Baking Efficiency) | ENERGY STAR (>42% Baking Efficiency) | ENERGY STAR (>42% Baking Efficiency) | ENERGY STAR (>42% Baking Efficiency) | ENERGY STAR (>42% Baking Efficiency) | ENERGY STAR (>42% Baking Efficiency) | ENERGY STAR (>42% Baking Efficiency) | ENERGY STAR (>42% Baking Efficiency) | ENERGY STAR (>42% Baking Efficiency) | ENERGY STAR (>42% Baking Efficiency) | ENERGY STAR (>42% Baking Efficiency) | ENERGY STAR (>42% Baking Efficiency) | ENERGY STAR (>42% Baking Efficiency) | ENERGY STAR (>42% Baking Efficiency)
F1_Commercial_Grocery (WA)_New_Food Preparation_Natural Gas_Oven_E1 | F1 | Commercial | Grocery (WA) | New | Food Preparation | Natural Gas | Oven | E1 | CCE | 0 | 0 | 0 | 0 | 0 | 0 | 0 | 0 | 0 | 0 | 0 | 0 | 0 | 0 | 0 | 0 | 0 | 0 | 0 | 0 | 0 | 0 | 0 | 0 | 0 | 0 | 0
F1_Commercial_Grocery (WA)_New_Food Preparation_Natural Gas_Oven_E2 | F1 | Commercial | Grocery (WA) | New | Food Preparation | Natural Gas | Oven | E2 | CCE | 0.00015072 | 0.00015072 | 0.00015072 | 0.00015072 | 0.00015072 | 0.00015072 | 0.00015072 | 0.00015072 | 0.00015072 | 0.00015072 | 0.00015072 | 0.00015072 | 0.00015072 | 0.00015072 | 0.00015072 | 0.00015072 | 0.00015072 | 0.00015072 | 0.00015072 | 0.00015072 | 0.00015072 | 0.00015072 | 0.00015072 | 0.00015072 | 0.00015072 | 0.00015072 | 0.00015072
F1_Commercial_Grocery (WA)_New_Food Preparation_Natural Gas_Oven_E3 | F1 | Commercial | Grocery (WA) | New | Food Preparation | Natural Gas | Oven | E3 | CCE | 0 | 0 | 0 | 0 | 0 | 0 | 0 | 0 | 0 | 0 | 0 | 0 | 0 | 0 | 0 | 0 | 0 | 0 | 0 | 0 | 0 | 0 | 0 | 0 | 0 | 0 | 0
F1_Commercial_Grocery (WA)_New_Food Preparation_Natural Gas_Oven_E4 | F1 | Commercial | Grocery (WA) | New | Food Preparation | Natural Gas | Oven | E4 | CCE | 0 | 0 | 0 | 0 | 0 | 0 | 0 | 0 | 0 | 0 | 0 | 0 | 0 | 0 | 0 | 0 | 0 | 0 | 0 | 0 | 0 | 0 | 0 | 0 | 0 | 0 | 0
F1_Commercial_Grocery (WA)_New_Food Preparation_Natural Gas_Oven_E5 | F1 | Commercial | Grocery (WA) | New | Food Preparation | Natural Gas | Oven | E5 | CCE | 0 | 0 | 0 | 0 | 0 | 0 | 0 | 0 | 0 | 0 | 0 | 0 | 0 | 0 | 0 | 0 | 0 | 0 | 0 | 0 | 0 | 0 | 0 | 0 | 0 | 0 | 0
F1_Commercial_Grocery (WA)_New_Food Preparation_Natural Gas_Oven_E6 | F1 | Commercial | Grocery (WA) | New | Food Preparation | Natural Gas | Oven | E6 | CCE | 0 | 0 | 0 | 0 | 0 | 0 | 0 | 0 | 0 | 0 | 0 | 0 | 0 | 0 | 0 | 0 | 0 | 0 | 0 | 0 | 0 | 0 | 0 | 0 | 0 | 0 | 0
F1_Commercial_Grocery (WA)_New_Food Preparation_Natural Gas_Oven_E7 | F1 | Commercial | Grocery (WA) | New | Food Preparation | Natural Gas | Oven | E7 | CCE | 0 | 0 | 0 | 0 | 0 | 0 | 0 | 0 | 0 | 0 | 0 | 0 | 0 | 0 | 0 | 0 | 0 | 0 | 0 | 0 | 0 | 0 | 0 | 0 | 0 | 0 | 0
F1_Commercial_Grocery (WA)_New_Food Preparation_Natural Gas_Oven_E8 | F1 | Commercial | Grocery (WA) | New | Food Preparation | Natural Gas | Oven | E8 | CCE | 0 | 0 | 0 | 0 | 0 | 0 | 0 | 0 | 0 | 0 | 0 | 0 | 0 | 0 | 0 | 0 | 0 | 0 | 0 | 0 | 0 | 0 | 0 | 0 | 0 | 0 | 0
F1_Commercial_Grocery (WA)_New_Food Preparation_Natural Gas_Oven_E9 | F1 | Commercial | Grocery (WA) | New | Food Preparation | Natural Gas | Oven | E9 | CCE | 0 | 0 | 0 | 0 | 0 | 0 | 0 | 0 | 0 | 0 | 0 | 0 | 0 | 0 | 0 | 0 | 0 | 0 | 0 | 0 | 0 | 0 | 0 | 0 | 0 | 0 | 0
F1_Commercial_Grocery (WA)_New_Food Preparation_Natural Gas_Oven_E10 | F1 | Commercial | Grocery (WA) | New | Food Preparation | Natural Gas | Oven | E10 | CCE | 0 | 0 | 0 | 0 | 0 | 0 | 0 | 0 | 0 | 0 | 0 | 0 | 0 | 0 | 0 | 0 | 0 | 0 | 0 | 0 | 0 | 0 | 0 | 0 | 0 | 0 | 0
F2_Commercial_Grocery (WA)_New_Food Preparation_Natural Gas_Oven_E1 | F2 | Commercial | Grocery (WA) | New | Food Preparation | Natural Gas | Oven | E1 | TRC BC Ratio | [24 empty] | 1 | 1 | 1 | bar: 2019 to 2042
F2_Commercial_Grocery (WA)_New_Food Preparation_Natural Gas_Oven_E2 | F2 | Commercial | Grocery (WA) | New | Food Preparation | Natural Gas | Oven | E2 | TRC BC Ratio | 23.0095 | 23.5407 | 24.2088 | 24.9971 | 25.9137 | 27.0697 | 28.2738 | 29.4744 | 30.6324 | 31.8063 | 32.7225 | 33.5748 | 34.4937 | 35.3888 | 36.1782 | 36.9092 | 37.5538 | 38.1874 | 38.8689 | 39.5297 | 40.2094 | 40.9183 | 41.634 | 42.3736 | 43.1264 | 43.8926 | 44.6724
F2_Commercial_Grocery (WA)_New_Food Preparation_Natural Gas_Oven_E3 | F2 | Commercial | Grocery (WA) | New | Food Preparation | Natural Gas | Oven | E3 | TRC BC Ratio | 0 | 0 | 0 | 0 | 0 | 0 | 0 | 0 | 0 | 0 | 0 | 0 | 0 | 0 | 0 | 0 | 0 | 0 | 0 | 0 | 0 | 0 | 0 | 0 | 0 | 0 | 0
F2_Commercial_Grocery (WA)_New_Food Preparation_Natural Gas_Oven_E4 | F2 | Commercial | Grocery (WA) | New | Food Preparation | Natural Gas | Oven | E4 | TRC BC Ratio | 0 | 0 | 0 | 0 | 0 | 0 | 0 | 0 | 0 | 0 | 0 | 0 | 0 | 0 | 0 | 0 | 0 | 0 | 0 | 0 | 0 | 0 | 0 | 0 | 0 | 0 | 0
F2_Commercial_Grocery (WA)_New_Food Preparation_Natural Gas_Oven_E5 | F2 | Commercial | Grocery (WA) | New | Food Preparation | Natural Gas | Oven | E5 | TRC BC Ratio | 0 | 0 | 0 | 0 | 0 | 0 | 0 | 0 | 0 | 0 | 0 | 0 | 0 | 0 | 0 | 0 | 0 | 0 | 0 | 0 | 0 | 0 | 0 | 0 | 0 | 0 | 0
F2_Commercial_Grocery (WA)_New_Food Preparation_Natural Gas_Oven_E6 | F2 | Commercial | Grocery (WA) | New | Food Preparation | Natural Gas | Oven | E6 | TRC BC Ratio | 0 | 0 | 0 | 0 | 0 | 0 | 0 | 0 | 0 | 0 | 0 | 0 | 0 | 0 | 0 | 0 | 0 | 0 | 0 | 0 | 0 | 0 | 0 | 0 | 0 | 0 | 0
F2_Commercial_Grocery (WA)_New_Food Preparation_Natural Gas_Oven_E7 | F2 | Commercial | Grocery (WA) | New | Food Preparation | Natural Gas | Oven | E7 | TRC BC Ratio | 0 | 0 | 0 | 0 | 0 | 0 | 0 | 0 | 0 | 0 | 0 | 0 | 0 | 0 | 0 | 0 | 0 | 0 | 0 | 0 | 0 | 0 | 0 | 0 | 0 | 0 | 0
F2_Commercial_Grocery (WA)_New_Food Preparation_Natural Gas_Oven_E8 | F2 | Commercial | Grocery (WA) | New | Food Preparation | Natural Gas | Oven | E8 | TRC BC Ratio | 0 | 0 | 0 | 0 | 0 | 0 | 0 | 0 | 0 | 0 | 0 | 0 | 0 | 0 | 0 | 0 | 0 | 0 | 0 | 0 | 0 | 0 | 0 | 0 | 0 | 0 | 0
F2_Commercial_Grocery (WA)_New_Food Preparation_Natural Gas_Oven_E9 | F2 | Commercial | Grocery (WA) | New | Food Preparation | Natural Gas | Oven | E9 | TRC BC Ratio | 0 | 0 | 0 | 0 | 0 | 0 | 0 | 0 | 0 | 0 | 0 | 0 | 0 | 0 | 0 | 0 | 0 | 0 | 0 | 0 | 0 | 0 | 0 | 0 | 0 | 0 | 0
F2_Commercial_Grocery (WA)_New_Food Preparation_Natural Gas_Oven_E10 | F2 | Commercial | Grocery (WA) | New | Food Preparation | Natural Gas | Oven | E10 | TRC BC Ratio | 0 | 0 | 0 | 0 | 0 | 0 | 0 | 0 | 0 | 0 | 0 | 0 | 0 | 0 | 0 | 0 | 0 | 0 | 0 | 0 | 0 | 0 | 0 | 0 | 0 | 0 | 0
F3_Commercial_Grocery (WA)_New_Food Preparation_Natural Gas_Oven_E1 | F3 | Commercial | Grocery (WA) | New | Food Preparation | Natural Gas | Oven | E1 | PACT BC Ratio | [24 empty] | 1 | 1 | 1 | bar: 2019 to 2042
F3_Commercial_Grocery (WA)_New_Food Preparation_Natural Gas_Oven_E2 | F3 | Commercial | Grocery (WA) | New | Food Preparation | Natural Gas | Oven | E2 | PACT BC Ratio | 46.3724 | 47.443 | 48.7896 | 50.3782 | 52.2255 | 54.5554 | 56.9821 | 59.4016 | 61.7354 | 64.1013 | 65.9478 | 67.6655 | 69.5173 | 71.3213 | 72.9122 | 74.3854 | 75.6845 | 76.9615 | 78.335 | 79.6667 | 81.0366 | 82.4653 | 83.9076 | 85.3983 | 86.9155 | 88.4596 | 90.0312
F3_Commercial_Grocery (WA)_New_Food Preparation_Natural Gas_Oven_E3 | F3 | Commercial | Grocery (WA) | New | Food Preparation | Natural Gas | Oven | E3 | PACT BC Ratio | 0 | 0 | 0 | 0 | 0 | 0 | 0 | 0 | 0 | 0 | 0 | 0 | 0 | 0 | 0 | 0 | 0 | 0 | 0 | 0 | 0 | 0 | 0 | 0 | 0 | 0 | 0
F3_Commercial_Grocery (WA)_New_Food Preparation_Natural Gas_Oven_E4 | F3 | Commercial | Grocery (WA) | New | Food Preparation | Natural Gas | Oven | E4 | PACT BC Ratio | 0 | 0 | 0 | 0 | 0 | 0 | 0 | 0 | 0 | 0 | 0 | 0 | 0 | 0 | 0 | 0 | 0 | 0 | 0 | 0 | 0 | 0 | 0 | 0 | 0 | 0 | 0
F3_Commercial_Grocery (WA)_New_Food Preparation_Natural Gas_Oven_E5 | F3 | Commercial | Grocery (WA) | New | Food Preparation | Natural Gas | Oven | E5 | PACT BC Ratio | 0 | 0 | 0 | 0 | 0 | 0 | 0 | 0 | 0 | 0 | 0 | 0 | 0 | 0 | 0 | 0 | 0 | 0 | 0 | 0 | 0 | 0 | 0 | 0 | 0 | 0 | 0
F3_Commercial_Grocery (WA)_New_Food Preparation_Natural Gas_Oven_E6 | F3 | Commercial | Grocery (WA) | New | Food Preparation | Natural Gas | Oven | E6 | PACT BC Ratio | 0 | 0 | 0 | 0 | 0 | 0 | 0 | 0 | 0 | 0 | 0 | 0 | 0 | 0 | 0 | 0 | 0 | 0 | 0 | 0 | 0 | 0 | 0 | 0 | 0 | 0 | 0
F3_Commercial_Grocery (WA)_New_Food Preparation_Natural Gas_Oven_E7 | F3 | Commercial | Grocery (WA) | New | Food Preparation | Natural Gas | Oven | E7 | PACT BC Ratio | 0 | 0 | 0 | 0 | 0 | 0 | 0 | 0 | 0 | 0 | 0 | 0 | 0 | 0 | 0 | 0 | 0 | 0 | 0 | 0 | 0 | 0 | 0 | 0 | 0 | 0 | 0
F3_Commercial_Grocery (WA)_New_Food Preparation_Natural Gas_Oven_E8 | F3 | Commercial | Grocery (WA) | New | Food Preparation | Natural Gas | Oven | E8 | PACT BC Ratio | 0 | 0 | 0 | 0 | 0 | 0 | 0 | 0 | 0 | 0 | 0 | 0 | 0 | 0 | 0 | 0 | 0 | 0 | 0 | 0 | 0 | 0 | 0 | 0 | 0 | 0 | 0
F3_Commercial_Grocery (WA)_New_Food Preparation_Natural Gas_Oven_E9 | F3 | Commercial | Grocery (WA) | New | Food Preparation | Natural Gas | Oven | E9 | PACT BC Ratio | 0 | 0 | 0 | 0 | 0 | 0 | 0 | 0 | 0 | 0 | 0 | 0 | 0 | 0 | 0 | 0 | 0 | 0 | 0 | 0 | 0 | 0 | 0 | 0 | 0 | 0 | 0
F3_Commercial_Grocery (WA)_New_Food Preparation_Natural Gas_Oven_E10 | F3 | Commercial | Grocery (WA) | New | Food Preparation | Natural Gas | Oven | E10 | PACT BC Ratio | 0 | 0 | 0 | 0 | 0 | 0 | 0 | 0 | 0 | 0 | 0 | 0 | 0 | 0 | 0 | 0 | 0 | 0 | 0 | 0 | 0 | 0 | 0 | 0 | 0 | 0 | 0
F4_Commercial_Grocery (WA)_New_Food Preparation_Natural Gas_Oven_E1 | F4 | Commercial | Grocery (WA) | New | Food Preparation | Natural Gas | Oven | E1 | RVT BC Ratio | [24 empty] | 1 | 1 | 1 | bar: 2019 to 2042
F4_Commercial_Grocery (WA)_New_Food Preparation_Natural Gas_Oven_E2 | F4 | Commercial | Grocery (WA) | New | Food Preparation | Natural Gas | Oven | E2 | RVT BC Ratio | 33.2413 | 33.7881 | 34.4544 | 35.2642 | 36.2276 | 37.501 | 38.8072 | 40.0708 | 41.234 | 42.3511 | 43.4985 | 44.5234 | 45.5926 | 46.5807 | 47.413 | 48.1505 | 48.7553 | 49.3254 | 49.937 | 50.4981 | 51.0593 | 51.9525 | 52.8542 | 53.7862 | 54.7347 | 55.7001 | 56.6827
F4_Commercial_Grocery (WA)_New_Food Preparation_Natural Gas_Oven_E3 | F4 | Commercial | Grocery (WA) | New | Food Preparation | Natural Gas | Oven | E3 | RVT BC Ratio | 0 | 0 | 0 | 0 | 0 | 0 | 0 | 0 | 0 | 0 | 0 | 0 | 0 | 0 | 0 | 0 | 0 | 0 | 0 | 0 | 0 | 0 | 0 | 0 | 0 | 0 | 0
F4_Commercial_Grocery (WA)_New_Food Preparation_Natural Gas_Oven_E4 | F4 | Commercial | Grocery (WA) | New | Food Preparation | Natural Gas | Oven | E4 | RVT BC Ratio | 0 | 0 | 0 | 0 | 0 | 0 | 0 | 0 | 0 | 0 | 0 | 0 | 0 | 0 | 0 | 0 | 0 | 0 | 0 | 0 | 0 | 0 | 0 | 0 | 0 | 0 | 0
F4_Commercial_Grocery (WA)_New_Food Preparation_Natural Gas_Oven_E5 | F4 | Commercial | Grocery (WA) | New | Food Preparation | Natural Gas | Oven | E5 | RVT BC Ratio | 0 | 0 | 0 | 0 | 0 | 0 | 0 | 0 | 0 | 0 | 0 | 0 | 0 | 0 | 0 | 0 | 0 | 0 | 0 | 0 | 0 | 0 | 0 | 0 | 0 | 0 | 0
F4_Commercial_Grocery (WA)_New_Food Preparation_Natural Gas_Oven_E6 | F4 | Commercial | Grocery (WA) | New | Food Preparation | Natural Gas | Oven | E6 | RVT BC Ratio | 0 | 0 | 0 | 0 | 0 | 0 | 0 | 0 | 0 | 0 | 0 | 0 | 0 | 0 | 0 | 0 | 0 | 0 | 0 | 0 | 0 | 0 | 0 | 0 | 0 | 0 | 0
F4_Commercial_Grocery (WA)_New_Food Preparation_Natural Gas_Oven_E7 | F4 | Commercial | Grocery (WA) | New | Food Preparation | Natural Gas | Oven | E7 | RVT BC Ratio | 0 | 0 | 0 | 0 | 0 | 0 | 0 | 0 | 0 | 0 | 0 | 0 | 0 | 0 | 0 | 0 | 0 | 0 | 0 | 0 | 0 | 0 | 0 | 0 | 0 | 0 | 0
F4_Commercial_Grocery (WA)_New_Food Preparation_Natural Gas_Oven_E8 | F4 | Commercial | Grocery (WA) | New | Food Preparation | Natural Gas | Oven | E8 | RVT BC Ratio | 0 | 0 | 0 | 0 | 0 | 0 | 0 | 0 | 0 | 0 | 0 | 0 | 0 | 0 | 0 | 0 | 0 | 0 | 0 | 0 | 0 | 0 | 0 | 0 | 0 | 0 | 0
F4_Commercial_Grocery (WA)_New_Food Preparation_Natural Gas_Oven_E9 | F4 | Commercial | Grocery (WA) | New | Food Preparation | Natural Gas | Oven | E9 | RVT BC Ratio | 0 | 0 | 0 | 0 | 0 | 0 | 0 | 0 | 0 | 0 | 0 | 0 | 0 | 0 | 0 | 0 | 0 | 0 | 0 | 0 | 0 | 0 | 0 | 0 | 0 | 0 | 0
F4_Commercial_Grocery (WA)_New_Food Preparation_Natural Gas_Oven_E10 | F4 | Commercial | Grocery (WA) | New | Food Preparation | Natural Gas | Oven | E10 | RVT BC Ratio | 0 | 0 | 0 | 0 | 0 | 0 | 0 | 0 | 0 | 0 | 0 | 0 | 0 | 0 | 0 | 0 | 0 | 0 | 0 | 0 | 0 | 0 | 0 | 0 | 0 | 0 | 0
F5_Commercial_Grocery (WA)_New_Food Preparation_Natural Gas_Oven_E1 | F5 | Commercial | Grocery (WA) | New | Food Preparation | Natural Gas | Oven | E1 | RIM BC Ratio | [24 empty] | 1 | 1 | 1 | bar: 2019 to 2042
F5_Commercial_Grocery (WA)_New_Food Preparation_Natural Gas_Oven_E2 | F5 | Commercial | Grocery (WA) | New | Food Preparation | Natural Gas | Oven | E2 | RIM BC Ratio | 0.82567 | 0.83114 | 0.8383 | 0.84582 | 0.85365 | 0.86161 | 0.8698 | 0.87829 | 0.88717 | 0.89698 | 0.89859 | 0.90086 | 0.90391 | 0.90778 | 0.91181 | 0.91604 | 0.92052 | 0.92528 | 0.9303 | 0.93565 | 0.94132 | 0.94151 | 0.94169 | 0.94188 | 0.94206 | 0.94224 | 0.94241
F5_Commercial_Grocery (WA)_New_Food Preparation_Natural Gas_Oven_E3 | F5 | Commercial | Grocery (WA) | New | Food Preparation | Natural Gas | Oven | E3 | RIM BC Ratio | 0 | 0 | 0 | 0 | 0 | 0 | 0 | 0 | 0 | 0 | 0 | 0 | 0 | 0 | 0 | 0 | 0 | 0 | 0 | 0 | 0 | 0 | 0 | 0 | 0 | 0 | 0
F5_Commercial_Grocery (WA)_New_Food Preparation_Natural Gas_Oven_E4 | F5 | Commercial | Grocery (WA) | New | Food Preparation | Natural Gas | Oven | E4 | RIM BC Ratio | 0 | 0 | 0 | 0 | 0 | 0 | 0 | 0 | 0 | 0 | 0 | 0 | 0 | 0 | 0 | 0 | 0 | 0 | 0 | 0 | 0 | 0 | 0 | 0 | 0 | 0 | 0
F5_Commercial_Grocery (WA)_New_Food Preparation_Natural Gas_Oven_E5 | F5 | Commercial | Grocery (WA) | New | Food Preparation | Natural Gas | Oven | E5 | RIM BC Ratio | 0 | 0 | 0 | 0 | 0 | 0 | 0 | 0 | 0 | 0 | 0 | 0 | 0 | 0 | 0 | 0 | 0 | 0 | 0 | 0 | 0 | 0 | 0 | 0 | 0 | 0 | 0
F5_Commercial_Grocery (WA)_New_Food Preparation_Natural Gas_Oven_E6 | F5 | Commercial | Grocery (WA) | New | Food Preparation | Natural Gas | Oven | E6 | RIM BC Ratio | 0 | 0 | 0 | 0 | 0 | 0 | 0 | 0 | 0 | 0 | 0 | 0 | 0 | 0 | 0 | 0 | 0 | 0 | 0 | 0 | 0 | 0 | 0 | 0 | 0 | 0 | 0
F5_Commercial_Grocery (WA)_New_Food Preparation_Natural Gas_Oven_E7 | F5 | Commercial | Grocery (WA) | New | Food Preparation | Natural Gas | Oven | E7 | RIM BC Ratio | 0 | 0 | 0 | 0 | 0 | 0 | 0 | 0 | 0 | 0 | 0 | 0 | 0 | 0 | 0 | 0 | 0 | 0 | 0 | 0 | 0 | 0 | 0 | 0 | 0 | 0 | 0
F5_Commercial_Grocery (WA)_New_Food Preparation_Natural Gas_Oven_E8 | F5 | Commercial | Grocery (WA) | New | Food Preparation | Natural Gas | Oven | E8 | RIM BC Ratio | 0 | 0 | 0 | 0 | 0 | 0 | 0 | 0 | 0 | 0 | 0 | 0 | 0 | 0 | 0 | 0 | 0 | 0 | 0 | 0 | 0 | 0 | 0 | 0 | 0 | 0 | 0
F5_Commercial_Grocery (WA)_New_Food Preparation_Natural Gas_Oven_E9 | F5 | Commercial | Grocery (WA) | New | Food Preparation | Natural Gas | Oven | E9 | RIM BC Ratio | 0 | 0 | 0 | 0 | 0 | 0 | 0 | 0 | 0 | 0 | 0 | 0 | 0 | 0 | 0 | 0 | 0 | 0 | 0 | 0 | 0 | 0 | 0 | 0 | 0 | 0 | 0
F5_Commercial_Grocery (WA)_New_Food Preparation_Natural Gas_Oven_E10 | F5 | Commercial | Grocery (WA) | New | Food Preparation | Natural Gas | Oven | E10 | RIM BC Ratio | 0 | 0 | 0 | 0 | 0 | 0 | 0 | 0 | 0 | 0 | 0 | 0 | 0 | 0 | 0 | 0 | 0 | 0 | 0 | 0 | 0 | 0 | 0 | 0 | 0 | 0 | 0
F0_Commercial_Grocery (WA)_New_Food Preparation_Natural Gas_Conveyor Oven_E0 | F0 | Commercial | Grocery (WA) | New | Food Preparation | Natural Gas | Conveyor Oven | E0 | Economic Unit | ENERGY STAR (>42% Baking Efficiency) | ENERGY STAR (>42% Baking Efficiency) | ENERGY STAR (>42% Baking Efficiency) | ENERGY STAR (>42% Baking Efficiency) | ENERGY STAR (>42% Baking Efficiency) | ENERGY STAR (>42% Baking Efficiency) | ENERGY STAR (>42% Baking Efficiency) | ENERGY STAR (>42% Baking Efficiency) | ENERGY STAR (>42% Baking Efficiency) | ENERGY STAR (>42% Baking Efficiency) | ENERGY STAR (>42% Baking Efficiency) | ENERGY STAR (>42% Baking Efficiency) | ENERGY STAR (>42% Baking Efficiency) | ENERGY STAR (>42% Baking Efficiency) | ENERGY STAR (>42% Baking Efficiency) | ENERGY STAR (>42% Baking Efficiency) | ENERGY STAR (>42% Baking Efficiency) | ENERGY STAR (>42% Baking Efficiency) | ENERGY STAR (>42% Baking Efficiency) | ENERGY STAR (>42% Baking Efficiency) | ENERGY STAR (>42% Baking Efficiency) | ENERGY STAR (>42% Baking Efficiency) | ENERGY STAR (>42% Baking Efficiency) | ENERGY STAR (>42% Baking Efficiency) | ENERGY STAR (>42% Baking Efficiency) | ENERGY STAR (>42% Baking Efficiency) | ENERGY STAR (>42% Baking Efficiency)
F1_Commercial_Grocery (WA)_New_Food Preparation_Natural Gas_Conveyor Oven_E1 | F1 | Commercial | Grocery (WA) | New | Food Preparation | Natural Gas | Conveyor Oven | E1 | CCE | 0 | 0 | 0 | 0 | 0 | 0 | 0 | 0 | 0 | 0 | 0 | 0 | 0 | 0 | 0 | 0 | 0 | 0 | 0 | 0 | 0 | 0 | 0 | 0 | 0 | 0 | 0
F1_Commercial_Grocery (WA)_New_Food Preparation_Natural Gas_Conveyor Oven_E2 | F1 | Commercial | Grocery (WA) | New | Food Preparation | Natural Gas | Conveyor Oven | E2 | CCE | 0.00023572 | 0.00023572 | 0.00023572 | 0.00023572 | 0.00023572 | 0.00023572 | 0.00023572 | 0.00023572 | 0.00023572 | 0.00023572 | 0.00023572 | 0.00023572 | 0.00023572 | 0.00023572 | 0.00023572 | 0.00023572 | 0.00023572 | 0.00023572 | 0.00023572 | 0.00023572 | 0.00023572 | 0.00023572 | 0.00023572 | 0.00023572 | 0.00023572 | 0.00023572 | 0.00023572
F1_Commercial_Grocery (WA)_New_Food Preparation_Natural Gas_Conveyor Oven_E3 | F1 | Commercial | Grocery (WA) | New | Food Preparation | Natural Gas | Conveyor Oven | E3 | CCE | 0 | 0 | 0 | 0 | 0 | 0 | 0 | 0 | 0 | 0 | 0 | 0 | 0 | 0 | 0 | 0 | 0 | 0 | 0 | 0 | 0 | 0 | 0 | 0 | 0 | 0 | 0
F1_Commercial_Grocery (WA)_New_Food Preparation_Natural Gas_Conveyor Oven_E4 | F1 | Commercial | Grocery (WA) | New | Food Preparation | Natural Gas | Conveyor Oven | E4 | CCE | 0 | 0 | 0 | 0 | 0 | 0 | 0 | 0 | 0 | 0 | 0 | 0 | 0 | 0 | 0 | 0 | 0 | 0 | 0 | 0 | 0 | 0 | 0 | 0 | 0 | 0 | 0
F1_Commercial_Grocery (WA)_New_Food Preparation_Natural Gas_Conveyor Oven_E5 | F1 | Commercial | Grocery (WA) | New | Food Preparation | Natural Gas | Conveyor Oven | E5 | CCE | 0 | 0 | 0 | 0 | 0 | 0 | 0 | 0 | 0 | 0 | 0 | 0 | 0 | 0 | 0 | 0 | 0 | 0 | 0 | 0 | 0 | 0 | 0 | 0 | 0 | 0 | 0
F1_Commercial_Grocery (WA)_New_Food Preparation_Natural Gas_Conveyor Oven_E6 | F1 | Commercial | Grocery (WA) | New | Food Preparation | Natural Gas | Conveyor Oven | E6 | CCE | 0 | 0 | 0 | 0 | 0 | 0 | 0 | 0 | 0 | 0 | 0 | 0 | 0 | 0 | 0 | 0 | 0 | 0 | 0 | 0 | 0 | 0 | 0 | 0 | 0 | 0 | 0
F1_Commercial_Grocery (WA)_New_Food Preparation_Natural Gas_Conveyor Oven_E7 | F1 | Commercial | Grocery (WA) | New | Food Preparation | Natural Gas | Conveyor Oven | E7 | CCE | 0 | 0 | 0 | 0 | 0 | 0 | 0 | 0 | 0 | 0 | 0 | 0 | 0 | 0 | 0 | 0 | 0 | 0 | 0 | 0 | 0 | 0 | 0 | 0 | 0 | 0 | 0
F1_Commercial_Grocery (WA)_New_Food Preparation_Natural Gas_Conveyor Oven_E8 | F1 | Commercial | Grocery (WA) | New | Food Preparation | Natural Gas | Conveyor Oven | E8 | CCE | 0 | 0 | 0 | 0 | 0 | 0 | 0 | 0 | 0 | 0 | 0 | 0 | 0 | 0 | 0 | 0 | 0 | 0 | 0 | 0 | 0 | 0 | 0 | 0 | 0 | 0 | 0
F1_Commercial_Grocery (WA)_New_Food Preparation_Natural Gas_Conveyor Oven_E9 | F1 | Commercial | Grocery (WA) | New | Food Preparation | Natural Gas | Conveyor Oven | E9 | CCE | 0 | 0 | 0 | 0 | 0 | 0 | 0 | 0 | 0 | 0 | 0 | 0 | 0 | 0 | 0 | 0 | 0 | 0 | 0 | 0 | 0 | 0 | 0 | 0 | 0 | 0 | 0
F1_Commercial_Grocery (WA)_New_Food Preparation_Natural Gas_Conveyor Oven_E10 | F1 | Commercial | Grocery (WA) | New | Food Preparation | Natural Gas | Conveyor Oven | E10 | CCE | 0 | 0 | 0 | 0 | 0 | 0 | 0 | 0 | 0 | 0 | 0 | 0 | 0 | 0 | 0 | 0 | 0 | 0 | 0 | 0 | 0 | 0 | 0 | 0 | 0 | 0 | 0
F2_Commercial_Grocery (WA)_New_Food Preparation_Natural Gas_Conveyor Oven_E1 | F2 | Commercial | Grocery (WA) | New | Food Preparation | Natural Gas | Conveyor Oven | E1 | TRC BC Ratio | [24 empty] | 1 | 1 | 1 | bar: 2019 to 2042
F2_Commercial_Grocery (WA)_New_Food Preparation_Natural Gas_Conveyor Oven_E2 | F2 | Commercial | Grocery (WA) | New | Food Preparation | Natural Gas | Conveyor Oven | E2 | TRC BC Ratio | 16.275 | 16.7117 | 17.1917 | 17.7175 | 18.2935 | 18.9644 | 19.645 | 20.3165 | 20.9642 | 21.6214 | 22.1637 | 22.6783 | 23.2272 | 23.7685 | 24.264 | 24.7355 | 25.1699 | 25.6017 | 26.0579 | 26.5072 | 26.9678 | 27.4443 | 27.9267 | 28.4229 | 28.9278 | 29.4418 | 29.9648
F2_Commercial_Grocery (WA)_New_Food Preparation_Natural Gas_Conveyor Oven_E3 | F2 | Commercial | Grocery (WA) | New | Food Preparation | Natural Gas | Conveyor Oven | E3 | TRC BC Ratio | 0 | 0 | 0 | 0 | 0 | 0 | 0 | 0 | 0 | 0 | 0 | 0 | 0 | 0 | 0 | 0 | 0 | 0 | 0 | 0 | 0 | 0 | 0 | 0 | 0 | 0 | 0
F2_Commercial_Grocery (WA)_New_Food Preparation_Natural Gas_Conveyor Oven_E4 | F2 | Commercial | Grocery (WA) | New | Food Preparation | Natural Gas | Conveyor Oven | E4 | TRC BC Ratio | 0 | 0 | 0 | 0 | 0 | 0 | 0 | 0 | 0 | 0 | 0 | 0 | 0 | 0 | 0 | 0 | 0 | 0 | 0 | 0 | 0 | 0 | 0 | 0 | 0 | 0 | 0
F2_Commercial_Grocery (WA)_New_Food Preparation_Natural Gas_Conveyor Oven_E5 | F2 | Commercial | Grocery (WA) | New | Food Preparation | Natural Gas | Conveyor Oven | E5 | TRC BC Ratio | 0 | 0 | 0 | 0 | 0 | 0 | 0 | 0 | 0 | 0 | 0 | 0 | 0 | 0 | 0 | 0 | 0 | 0 | 0 | 0 | 0 | 0 | 0 | 0 | 0 | 0 | 0
F2_Commercial_Grocery (WA)_New_Food Preparation_Natural Gas_Conveyor Oven_E6 | F2 | Commercial | Grocery (WA) | New | Food Preparation | Natural Gas | Conveyor Oven | E6 | TRC BC Ratio | 0 | 0 | 0 | 0 | 0 | 0 | 0 | 0 | 0 | 0 | 0 | 0 | 0 | 0 | 0 | 0 | 0 | 0 | 0 | 0 | 0 | 0 | 0 | 0 | 0 | 0 | 0
F2_Commercial_Grocery (WA)_New_Food Preparation_Natural Gas_Conveyor Oven_E7 | F2 | Commercial | Grocery (WA) | New | Food Preparation | Natural Gas | Conveyor Oven | E7 | TRC BC Ratio | 0 | 0 | 0 | 0 | 0 | 0 | 0 | 0 | 0 | 0 | 0 | 0 | 0 | 0 | 0 | 0 | 0 | 0 | 0 | 0 | 0 | 0 | 0 | 0 | 0 | 0 | 0
F2_Commercial_Grocery (WA)_New_Food Preparation_Natural Gas_Conveyor Oven_E8 | F2 | Commercial | Grocery (WA) | New | Food Preparation | Natural Gas | Conveyor Oven | E8 | TRC BC Ratio | 0 | 0 | 0 | 0 | 0 | 0 | 0 | 0 | 0 | 0 | 0 | 0 | 0 | 0 | 0 | 0 | 0 | 0 | 0 | 0 | 0 | 0 | 0 | 0 | 0 | 0 | 0
F2_Commercial_Grocery (WA)_New_Food Preparation_Natural Gas_Conveyor Oven_E9 | F2 | Commercial | Grocery (WA) | New | Food Preparation | Natural Gas | Conveyor Oven | E9 | TRC BC Ratio | 0 | 0 | 0 | 0 | 0 | 0 | 0 | 0 | 0 | 0 | 0 | 0 | 0 | 0 | 0 | 0 | 0 | 0 | 0 | 0 | 0 | 0 | 0 | 0 | 0 | 0 | 0
F2_Commercial_Grocery (WA)_New_Food Preparation_Natural Gas_Conveyor Oven_E10 | F2 | Commercial | Grocery (WA) | New | Food Preparation | Natural Gas | Conveyor Oven | E10 | TRC BC Ratio | 0 | 0 | 0 | 0 | 0 | 0 | 0 | 0 | 0 | 0 | 0 | 0 | 0 | 0 | 0 | 0 | 0 | 0 | 0 | 0 | 0 | 0 | 0 | 0 | 0 | 0 | 0
F3_Commercial_Grocery (WA)_New_Food Preparation_Natural Gas_Conveyor Oven_E1 | F3 | Commercial | Grocery (WA) | New | Food Preparation | Natural Gas | Conveyor Oven | E1 | PACT BC Ratio | [24 empty] | 1 | 1 | 1 | bar: 2019 to 2042
F3_Commercial_Grocery (WA)_New_Food Preparation_Natural Gas_Conveyor Oven_E2 | F3 | Commercial | Grocery (WA) | New | Food Preparation | Natural Gas | Conveyor Oven | E2 | PACT BC Ratio | 32.8 | 33.6802 | 34.6475 | 35.7071 | 36.868 | 38.2203 | 39.5918 | 40.945 | 42.2505 | 43.5751 | 44.6678 | 45.705 | 46.8112 | 47.9022 | 48.9007 | 49.8511 | 50.7265 | 51.5966 | 52.5161 | 53.4216 | 54.3498 | 55.3103 | 56.2825 | 57.2824 | 58.3001 | 59.3359 | 60.39
F3_Commercial_Grocery (WA)_New_Food Preparation_Natural Gas_Conveyor Oven_E3 | F3 | Commercial | Grocery (WA) | New | Food Preparation | Natural Gas | Conveyor Oven | E3 | PACT BC Ratio | 0 | 0 | 0 | 0 | 0 | 0 | 0 | 0 | 0 | 0 | 0 | 0 | 0 | 0 | 0 | 0 | 0 | 0 | 0 | 0 | 0 | 0 | 0 | 0 | 0 | 0 | 0
F3_Commercial_Grocery (WA)_New_Food Preparation_Natural Gas_Conveyor Oven_E4 | F3 | Commercial | Grocery (WA) | New | Food Preparation | Natural Gas | Conveyor Oven | E4 | PACT BC Ratio | 0 | 0 | 0 | 0 | 0 | 0 | 0 | 0 | 0 | 0 | 0 | 0 | 0 | 0 | 0 | 0 | 0 | 0 | 0 | 0 | 0 | 0 | 0 | 0 | 0 | 0 | 0
F3_Commercial_Grocery (WA)_New_Food Preparation_Natural Gas_Conveyor Oven_E5 | F3 | Commercial | Grocery (WA) | New | Food Preparation | Natural Gas | Conveyor Oven | E5 | PACT BC Ratio | 0 | 0 | 0 | 0 | 0 | 0 | 0 | 0 | 0 | 0 | 0 | 0 | 0 | 0 | 0 | 0 | 0 | 0 | 0 | 0 | 0 | 0 | 0 | 0 | 0 | 0 | 0
F3_Commercial_Grocery (WA)_New_Food Preparation_Natural Gas_Conveyor Oven_E6 | F3 | Commercial | Grocery (WA) | New | Food Preparation | Natural Gas | Conveyor Oven | E6 | PACT BC Ratio | 0 | 0 | 0 | 0 | 0 | 0 | 0 | 0 | 0 | 0 | 0 | 0 | 0 | 0 | 0 | 0 | 0 | 0 | 0 | 0 | 0 | 0 | 0 | 0 | 0 | 0 | 0
F3_Commercial_Grocery (WA)_New_Food Preparation_Natural Gas_Conveyor Oven_E7 | F3 | Commercial | Grocery (WA) | New | Food Preparation | Natural Gas | Conveyor Oven | E7 | PACT BC Ratio | 0 | 0 | 0 | 0 | 0 | 0 | 0 | 0 | 0 | 0 | 0 | 0 | 0 | 0 | 0 | 0 | 0 | 0 | 0 | 0 | 0 | 0 | 0 | 0 | 0 | 0 | 0
F3_Commercial_Grocery (WA)_New_Food Preparation_Natural Gas_Conveyor Oven_E8 | F3 | Commercial | Grocery (WA) | New | Food Preparation | Natural Gas | Conveyor Oven | E8 | PACT BC Ratio | 0 | 0 | 0 | 0 | 0 | 0 | 0 | 0 | 0 | 0 | 0 | 0 | 0 | 0 | 0 | 0 | 0 | 0 | 0 | 0 | 0 | 0 | 0 | 0 | 0 | 0 | 0
F3_Commercial_Grocery (WA)_New_Food Preparation_Natural Gas_Conveyor Oven_E9 | F3 | Commercial | Grocery (WA) | New | Food Preparation | Natural Gas | Conveyor Oven | E9 | PACT BC Ratio | 0 | 0 | 0 | 0 | 0 | 0 | 0 | 0 | 0 | 0 | 0 | 0 | 0 | 0 | 0 | 0 | 0 | 0 | 0 | 0 | 0 | 0 | 0 | 0 | 0 | 0 | 0
F3_Commercial_Grocery (WA)_New_Food Preparation_Natural Gas_Conveyor Oven_E10 | F3 | Commercial | Grocery (WA) | New | Food Preparation | Natural Gas | Conveyor Oven | E10 | PACT BC Ratio | 0 | 0 | 0 | 0 | 0 | 0 | 0 | 0 | 0 | 0 | 0 | 0 | 0 | 0 | 0 | 0 | 0 | 0 | 0 | 0 | 0 | 0 | 0 | 0 | 0 | 0 | 0
F4_Commercial_Grocery (WA)_New_Food Preparation_Natural Gas_Conveyor Oven_E1 | F4 | Commercial | Grocery (WA) | New | Food Preparation | Natural Gas | Conveyor Oven | E1 | RVT BC Ratio | [24 empty] | 1 | 1 | 1 | bar: 2019 to 2042
F4_Commercial_Grocery (WA)_New_Food Preparation_Natural Gas_Conveyor Oven_E2 | F4 | Commercial | Grocery (WA) | New | Food Preparation | Natural Gas | Conveyor Oven | E2 | RVT BC Ratio | 23.0355 | 23.5194 | 24.0457 | 24.616 | 25.2344 | 25.9628 | 26.6756 | 27.3541 | 27.9761 | 28.5875 | 29.2266 | 29.8231 | 30.4582 | 31.0761 | 31.6258 | 32.1358 | 32.5879 | 33.0271 | 33.4885 | 33.93 | 34.3748 | 34.9753 | 35.5831 | 36.2083 | 36.8445 | 37.4921 | 38.1511
F4_Commercial_Grocery (WA)_New_Food Preparation_Natural Gas_Conveyor Oven_E3 | F4 | Commercial | Grocery (WA) | New | Food Preparation | Natural Gas | Conveyor Oven | E3 | RVT BC Ratio | 0 | 0 | 0 | 0 | 0 | 0 | 0 | 0 | 0 | 0 | 0 | 0 | 0 | 0 | 0 | 0 | 0 | 0 | 0 | 0 | 0 | 0 | 0 | 0 | 0 | 0 | 0
F4_Commercial_Grocery (WA)_New_Food Preparation_Natural Gas_Conveyor Oven_E4 | F4 | Commercial | Grocery (WA) | New | Food Preparation | Natural Gas | Conveyor Oven | E4 | RVT BC Ratio | 0 | 0 | 0 | 0 | 0 | 0 | 0 | 0 | 0 | 0 | 0 | 0 | 0 | 0 | 0 | 0 | 0 | 0 | 0 | 0 | 0 | 0 | 0 | 0 | 0 | 0 | 0
F4_Commercial_Grocery (WA)_New_Food Preparation_Natural Gas_Conveyor Oven_E5 | F4 | Commercial | Grocery (WA) | New | Food Preparation | Natural Gas | Conveyor Oven | E5 | RVT BC Ratio | 0 | 0 | 0 | 0 | 0 | 0 | 0 | 0 | 0 | 0 | 0 | 0 | 0 | 0 | 0 | 0 | 0 | 0 | 0 | 0 | 0 | 0 | 0 | 0 | 0 | 0 | 0
F4_Commercial_Grocery (WA)_New_Food Preparation_Natural Gas_Conveyor Oven_E6 | F4 | Commercial | Grocery (WA) | New | Food Preparation | Natural Gas | Conveyor Oven | E6 | RVT BC Ratio | 0 | 0 | 0 | 0 | 0 | 0 | 0 | 0 | 0 | 0 | 0 | 0 | 0 | 0 | 0 | 0 | 0 | 0 | 0 | 0 | 0 | 0 | 0 | 0 | 0 | 0 | 0
F4_Commercial_Grocery (WA)_New_Food Preparation_Natural Gas_Conveyor Oven_E7 | F4 | Commercial | Grocery (WA) | New | Food Preparation | Natural Gas | Conveyor Oven | E7 | RVT BC Ratio | 0 | 0 | 0 | 0 | 0 | 0 | 0 | 0 | 0 | 0 | 0 | 0 | 0 | 0 | 0 | 0 | 0 | 0 | 0 | 0 | 0 | 0 | 0 | 0 | 0 | 0 | 0
F4_Commercial_Grocery (WA)_New_Food Preparation_Natural Gas_Conveyor Oven_E8 | F4 | Commercial | Grocery (WA) | New | Food Preparation | Natural Gas | Conveyor Oven | E8 | RVT BC Ratio | 0 | 0 | 0 | 0 | 0 | 0 | 0 | 0 | 0 | 0 | 0 | 0 | 0 | 0 | 0 | 0 | 0 | 0 | 0 | 0 | 0 | 0 | 0 | 0 | 0 | 0 | 0
F4_Commercial_Grocery (WA)_New_Food Preparation_Natural Gas_Conveyor Oven_E9 | F4 | Commercial | Grocery (WA) | New | Food Preparation | Natural Gas | Conveyor Oven | E9 | RVT BC Ratio | 0 | 0 | 0 | 0 | 0 | 0 | 0 | 0 | 0 | 0 | 0 | 0 | 0 | 0 | 0 | 0 | 0 | 0 | 0 | 0 | 0 | 0 | 0 | 0 | 0 | 0 | 0
F4_Commercial_Grocery (WA)_New_Food Preparation_Natural Gas_Conveyor Oven_E10 | F4 | Commercial | Grocery (WA) | New | Food Preparation | Natural Gas | Conveyor Oven | E10 | RVT BC Ratio | 0 | 0 | 0 | 0 | 0 | 0 | 0 | 0 | 0 | 0 | 0 | 0 | 0 | 0 | 0 | 0 | 0 | 0 | 0 | 0 | 0 | 0 | 0 | 0 | 0 | 0 | 0
F5_Commercial_Grocery (WA)_New_Food Preparation_Natural Gas_Conveyor Oven_E1 | F5 | Commercial | Grocery (WA) | New | Food Preparation | Natural Gas | Conveyor Oven | E1 | RIM BC Ratio | [24 empty] | 1 | 1 | 1 | bar: 2019 to 2042
F5_Commercial_Grocery (WA)_New_Food Preparation_Natural Gas_Conveyor Oven_E2 | F5 | Commercial | Grocery (WA) | New | Food Preparation | Natural Gas | Conveyor Oven | E2 | RIM BC Ratio | 0.84052 | 0.84547 | 0.85087 | 0.85674 | 0.86309 | 0.86984 | 0.87715 | 0.8848 | 0.89285 | 0.90129 | 0.90382 | 0.90643 | 0.90914 | 0.91195 | 0.91488 | 0.91795 | 0.92119 | 0.92461 | 0.92819 | 0.93198 | 0.93598 | 0.93626 | 0.93653 | 0.93681 | 0.93707 | 0.93734 | 0.93759
F5_Commercial_Grocery (WA)_New_Food Preparation_Natural Gas_Conveyor Oven_E3 | F5 | Commercial | Grocery (WA) | New | Food Preparation | Natural Gas | Conveyor Oven | E3 | RIM BC Ratio | 0 | 0 | 0 | 0 | 0 | 0 | 0 | 0 | 0 | 0 | 0 | 0 | 0 | 0 | 0 | 0 | 0 | 0 | 0 | 0 | 0 | 0 | 0 | 0 | 0 | 0 | 0
F5_Commercial_Grocery (WA)_New_Food Preparation_Natural Gas_Conveyor Oven_E4 | F5 | Commercial | Grocery (WA) | New | Food Preparation | Natural Gas | Conveyor Oven | E4 | RIM BC Ratio | 0 | 0 | 0 | 0 | 0 | 0 | 0 | 0 | 0 | 0 | 0 | 0 | 0 | 0 | 0 | 0 | 0 | 0 | 0 | 0 | 0 | 0 | 0 | 0 | 0 | 0 | 0
F5_Commercial_Grocery (WA)_New_Food Preparation_Natural Gas_Conveyor Oven_E5 | F5 | Commercial | Grocery (WA) | New | Food Preparation | Natural Gas | Conveyor Oven | E5 | RIM BC Ratio | 0 | 0 | 0 | 0 | 0 | 0 | 0 | 0 | 0 | 0 | 0 | 0 | 0 | 0 | 0 | 0 | 0 | 0 | 0 | 0 | 0 | 0 | 0 | 0 | 0 | 0 | 0
F5_Commercial_Grocery (WA)_New_Food Preparation_Natural Gas_Conveyor Oven_E6 | F5 | Commercial | Grocery (WA) | New | Food Preparation | Natural Gas | Conveyor Oven | E6 | RIM BC Ratio | 0 | 0 | 0 | 0 | 0 | 0 | 0 | 0 | 0 | 0 | 0 | 0 | 0 | 0 | 0 | 0 | 0 | 0 | 0 | 0 | 0 | 0 | 0 | 0 | 0 | 0 | 0
F5_Commercial_Grocery (WA)_New_Food Preparation_Natural Gas_Conveyor Oven_E7 | F5 | Commercial | Grocery (WA) | New | Food Preparation | Natural Gas | Conveyor Oven | E7 | RIM BC Ratio | 0 | 0 | 0 | 0 | 0 | 0 | 0 | 0 | 0 | 0 | 0 | 0 | 0 | 0 | 0 | 0 | 0 | 0 | 0 | 0 | 0 | 0 | 0 | 0 | 0 | 0 | 0
F5_Commercial_Grocery (WA)_New_Food Preparation_Natural Gas_Conveyor Oven_E8 | F5 | Commercial | Grocery (WA) | New | Food Preparation | Natural Gas | Conveyor Oven | E8 | RIM BC Ratio | 0 | 0 | 0 | 0 | 0 | 0 | 0 | 0 | 0 | 0 | 0 | 0 | 0 | 0 | 0 | 0 | 0 | 0 | 0 | 0 | 0 | 0 | 0 | 0 | 0 | 0 | 0
F5_Commercial_Grocery (WA)_New_Food Preparation_Natural Gas_Conveyor Oven_E9 | F5 | Commercial | Grocery (WA) | New | Food Preparation | Natural Gas | Conveyor Oven | E9 | RIM BC Ratio | 0 | 0 | 0 | 0 | 0 | 0 | 0 | 0 | 0 | 0 | 0 | 0 | 0 | 0 | 0 | 0 | 0 | 0 | 0 | 0 | 0 | 0 | 0 | 0 | 0 | 0 | 0
F5_Commercial_Grocery (WA)_New_Food Preparation_Natural Gas_Conveyor Oven_E10 | F5 | Commercial | Grocery (WA) | New | Food Preparation | Natural Gas | Conveyor Oven | E10 | RIM BC Ratio | 0 | 0 | 0 | 0 | 0 | 0 | 0 | 0 | 0 | 0 | 0 | 0 | 0 | 0 | 0 | 0 | 0 | 0 | 0 | 0 | 0 | 0 | 0 | 0 | 0 | 0 | 0
F0_Commercial_Grocery (WA)_New_Food Preparation_Natural Gas_Double Rack Oven_E0 | F0 | Commercial | Grocery (WA) | New | Food Preparation | Natural Gas | Double Rack Oven | E0 | Economic Unit | FTSC Qualified (>50% Cooking Efficiency) | FTSC Qualified (>50% Cooking Efficiency) | FTSC Qualified (>50% Cooking Efficiency) | FTSC Qualified (>50% Cooking Efficiency) | FTSC Qualified (>50% Cooking Efficiency) | FTSC Qualified (>50% Cooking Efficiency) | FTSC Qualified (>50% Cooking Efficiency) | FTSC Qualified (>50% Cooking Efficiency) | FTSC Qualified (>50% Cooking Efficiency) | FTSC Qualified (>50% Cooking Efficiency) | FTSC Qualified (>50% Cooking Efficiency) | FTSC Qualified (>50% Cooking Efficiency) | FTSC Qualified (>50% Cooking Efficiency) | FTSC Qualified (>50% Cooking Efficiency) | FTSC Qualified (>50% Cooking Efficiency) | FTSC Qualified (>50% Cooking Efficiency) | FTSC Qualified (>50% Cooking Efficiency) | FTSC Qualified (>50% Cooking Efficiency) | FTSC Qualified (>50% Cooking Efficiency) | FTSC Qualified (>50% Cooking Efficiency) | FTSC Qualified (>50% Cooking Efficiency) | FTSC Qualified (>50% Cooking Efficiency) | FTSC Qualified (>50% Cooking Efficiency) | FTSC Qualified (>50% Cooking Efficiency) | FTSC Qualified (>50% Cooking Efficiency) | FTSC Qualified (>50% Cooking Efficiency) | FTSC Qualified (>50% Cooking Efficiency)
F1_Commercial_Grocery (WA)_New_Food Preparation_Natural Gas_Double Rack Oven_E1 | F1 | Commercial | Grocery (WA) | New | Food Preparation | Natural Gas | Double Rack Oven | E1 | CCE | 0 | 0 | 0 | 0 | 0 | 0 | 0 | 0 | 0 | 0 | 0 | 0 | 0 | 0 | 0 | 0 | 0 | 0 | 0 | 0 | 0 | 0 | 0 | 0 | 0 | 0 | 0
F1_Commercial_Grocery (WA)_New_Food Preparation_Natural Gas_Double Rack Oven_E2 | F1 | Commercial | Grocery (WA) | New | Food Preparation | Natural Gas | Double Rack Oven | E2 | CCE | 0.00049498 | 0.00049498 | 0.00049498 | 0.00049498 | 0.00049498 | 0.00049498 | 0.00049498 | 0.00049498 | 0.00049498 | 0.00049498 | 0.00049498 | 0.00049498 | 0.00049498 | 0.00049498 | 0.00049498 | 0.00049498 | 0.00049498 | 0.00049498 | 0.00049498 | 0.00049498 | 0.00049498 | 0.00049498 | 0.00049498 | 0.00049498 | 0.00049498 | 0.00049498 | 0.00049498
F1_Commercial_Grocery (WA)_New_Food Preparation_Natural Gas_Double Rack Oven_E3 | F1 | Commercial | Grocery (WA) | New | Food Preparation | Natural Gas | Double Rack Oven | E3 | CCE | 0 | 0 | 0 | 0 | 0 | 0 | 0 | 0 | 0 | 0 | 0 | 0 | 0 | 0 | 0 | 0 | 0 | 0 | 0 | 0 | 0 | 0 | 0 | 0 | 0 | 0 | 0
F1_Commercial_Grocery (WA)_New_Food Preparation_Natural Gas_Double Rack Oven_E4 | F1 | Commercial | Grocery (WA) | New | Food Preparation | Natural Gas | Double Rack Oven | E4 | CCE | 0 | 0 | 0 | 0 | 0 | 0 | 0 | 0 | 0 | 0 | 0 | 0 | 0 | 0 | 0 | 0 | 0 | 0 | 0 | 0 | 0 | 0 | 0 | 0 | 0 | 0 | 0
F1_Commercial_Grocery (WA)_New_Food Preparation_Natural Gas_Double Rack Oven_E5 | F1 | Commercial | Grocery (WA) | New | Food Preparation | Natural Gas | Double Rack Oven | E5 | CCE | 0 | 0 | 0 | 0 | 0 | 0 | 0 | 0 | 0 | 0 | 0 | 0 | 0 | 0 | 0 | 0 | 0 | 0 | 0 | 0 | 0 | 0 | 0 | 0 | 0 | 0 | 0
F1_Commercial_Grocery (WA)_New_Food Preparation_Natural Gas_Double Rack Oven_E6 | F1 | Commercial | Grocery (WA) | New | Food Preparation | Natural Gas | Double Rack Oven | E6 | CCE | 0 | 0 | 0 | 0 | 0 | 0 | 0 | 0 | 0 | 0 | 0 | 0 | 0 | 0 | 0 | 0 | 0 | 0 | 0 | 0 | 0 | 0 | 0 | 0 | 0 | 0 | 0
F1_Commercial_Grocery (WA)_New_Food Preparation_Natural Gas_Double Rack Oven_E7 | F1 | Commercial | Grocery (WA) | New | Food Preparation | Natural Gas | Double Rack Oven | E7 | CCE | 0 | 0 | 0 | 0 | 0 | 0 | 0 | 0 | 0 | 0 | 0 | 0 | 0 | 0 | 0 | 0 | 0 | 0 | 0 | 0 | 0 | 0 | 0 | 0 | 0 | 0 | 0
F1_Commercial_Grocery (WA)_New_Food Preparation_Natural Gas_Double Rack Oven_E8 | F1 | Commercial | Grocery (WA) | New | Food Preparation | Natural Gas | Double Rack Oven | E8 | CCE | 0 | 0 | 0 | 0 | 0 | 0 | 0 | 0 | 0 | 0 | 0 | 0 | 0 | 0 | 0 | 0 | 0 | 0 | 0 | 0 | 0 | 0 | 0 | 0 | 0 | 0 | 0
F1_Commercial_Grocery (WA)_New_Food Preparation_Natural Gas_Double Rack Oven_E9 | F1 | Commercial | Grocery (WA) | New | Food Preparation | Natural Gas | Double Rack Oven | E9 | CCE | 0 | 0 | 0 | 0 | 0 | 0 | 0 | 0 | 0 | 0 | 0 | 0 | 0 | 0 | 0 | 0 | 0 | 0 | 0 | 0 | 0 | 0 | 0 | 0 | 0 | 0 | 0
F1_Commercial_Grocery (WA)_New_Food Preparation_Natural Gas_Double Rack Oven_E10 | F1 | Commercial | Grocery (WA) | New | Food Preparation | Natural Gas | Double Rack Oven | E10 | CCE | 0 | 0 | 0 | 0 | 0 | 0 | 0 | 0 | 0 | 0 | 0 | 0 | 0 | 0 | 0 | 0 | 0 | 0 | 0 | 0 | 0 | 0 | 0 | 0 | 0 | 0 | 0
F2_Commercial_Grocery (WA)_New_Food Preparation_Natural Gas_Double Rack Oven_E1 | F2 | Commercial | Grocery (WA) | New | Food Preparation | Natural Gas | Double Rack Oven | E1 | TRC BC Ratio | [24 empty] | 1 | 1 | 1 | bar: 2019 to 2042
F2_Commercial_Grocery (WA)_New_Food Preparation_Natural Gas_Double Rack Oven_E2 | F2 | Commercial | Grocery (WA) | New | Food Preparation | Natural Gas | Double Rack Oven | E2 | TRC BC Ratio | 7.1902 | 7.3714 | 7.5861 | 7.8322 | 8.1104 | 8.4489 | 8.7973 | 9.1424 | 9.4746 | 9.8114 | 10.0794 | 10.3304 | 10.6002 | 10.8643 | 11.1004 | 11.3213 | 11.5195 | 11.7151 | 11.924 | 12.1279 | 12.3373 | 12.555 | 12.775 | 13.002 | 13.2329 | 13.468 | 13.7073
F2_Commercial_Grocery (WA)_New_Food Preparation_Natural Gas_Double Rack Oven_E3 | F2 | Commercial | Grocery (WA) | New | Food Preparation | Natural Gas | Double Rack Oven | E3 | TRC BC Ratio | 0 | 0 | 0 | 0 | 0 | 0 | 0 | 0 | 0 | 0 | 0 | 0 | 0 | 0 | 0 | 0 | 0 | 0 | 0 | 0 | 0 | 0 | 0 | 0 | 0 | 0 | 0
F2_Commercial_Grocery (WA)_New_Food Preparation_Natural Gas_Double Rack Oven_E4 | F2 | Commercial | Grocery (WA) | New | Food Preparation | Natural Gas | Double Rack Oven | E4 | TRC BC Ratio | 0 | 0 | 0 | 0 | 0 | 0 | 0 | 0 | 0 | 0 | 0 | 0 | 0 | 0 | 0 | 0 | 0 | 0 | 0 | 0 | 0 | 0 | 0 | 0 | 0 | 0 | 0
F2_Commercial_Grocery (WA)_New_Food Preparation_Natural Gas_Double Rack Oven_E5 | F2 | Commercial | Grocery (WA) | New | Food Preparation | Natural Gas | Double Rack Oven | E5 | TRC BC Ratio | 0 | 0 | 0 | 0 | 0 | 0 | 0 | 0 | 0 | 0 | 0 | 0 | 0 | 0 | 0 | 0 | 0 | 0 | 0 | 0 | 0 | 0 | 0 | 0 | 0 | 0 | 0
F2_Commercial_Grocery (WA)_New_Food Preparation_Natural Gas_Double Rack Oven_E6 | F2 | Commercial | Grocery (WA) | New | Food Preparation | Natural Gas | Double Rack Oven | E6 | TRC BC Ratio | 0 | 0 | 0 | 0 | 0 | 0 | 0 | 0 | 0 | 0 | 0 | 0 | 0 | 0 | 0 | 0 | 0 | 0 | 0 | 0 | 0 | 0 | 0 | 0 | 0 | 0 | 0
F2_Commercial_Grocery (WA)_New_Food Preparation_Natural Gas_Double Rack Oven_E7 | F2 | Commercial | Grocery (WA) | New | Food Preparation | Natural Gas | Double Rack Oven | E7 | TRC BC Ratio | 0 | 0 | 0 | 0 | 0 | 0 | 0 | 0 | 0 | 0 | 0 | 0 | 0 | 0 | 0 | 0 | 0 | 0 | 0 | 0 | 0 | 0 | 0 | 0 | 0 | 0 | 0
F2_Commercial_Grocery (WA)_New_Food Preparation_Natural Gas_Double Rack Oven_E8 | F2 | Commercial | Grocery (WA) | New | Food Preparation | Natural Gas | Double Rack Oven | E8 | TRC BC Ratio | 0 | 0 | 0 | 0 | 0 | 0 | 0 | 0 | 0 | 0 | 0 | 0 | 0 | 0 | 0 | 0 | 0 | 0 | 0 | 0 | 0 | 0 | 0 | 0 | 0 | 0 | 0
F2_Commercial_Grocery (WA)_New_Food Preparation_Natural Gas_Double Rack Oven_E9 | F2 | Commercial | Grocery (WA) | New | Food Preparation | Natural Gas | Double Rack Oven | E9 | TRC BC Ratio | 0 | 0 | 0 | 0 | 0 | 0 | 0 | 0 | 0 | 0 | 0 | 0 | 0 | 0 | 0 | 0 | 0 | 0 | 0 | 0 | 0 | 0 | 0 | 0 | 0 | 0 | 0
F2_Commercial_Grocery (WA)_New_Food Preparation_Natural Gas_Double Rack Oven_E10 | F2 | Commercial | Grocery (WA) | New | Food Preparation | Natural Gas | Double Rack Oven | E10 | TRC BC Ratio | 0 | 0 | 0 | 0 | 0 | 0 | 0 | 0 | 0 | 0 | 0 | 0 | 0 | 0 | 0 | 0 | 0 | 0 | 0 | 0 | 0 | 0 | 0 | 0 | 0 | 0 | 0
F3_Commercial_Grocery (WA)_New_Food Preparation_Natural Gas_Double Rack Oven_E1 | F3 | Commercial | Grocery (WA) | New | Food Preparation | Natural Gas | Double Rack Oven | E1 | PACT BC Ratio | [24 empty] | 1 | 1 | 1 | bar: 2019 to 2042
F3_Commercial_Grocery (WA)_New_Food Preparation_Natural Gas_Double Rack Oven_E2 | F3 | Commercial | Grocery (WA) | New | Food Preparation | Natural Gas | Double Rack Oven | E2 | PACT BC Ratio | 14.4909 | 14.8561 | 15.2888 | 15.7847 | 16.3454 | 17.0276 | 17.7298 | 18.4252 | 19.0947 | 19.7735 | 20.3136 | 20.8196 | 21.3633 | 21.8954 | 22.3713 | 22.8166 | 23.2159 | 23.6102 | 24.0313 | 24.4421 | 24.8641 | 25.3028 | 25.7463 | 26.2037 | 26.6692 | 27.143 | 27.6252
F3_Commercial_Grocery (WA)_New_Food Preparation_Natural Gas_Double Rack Oven_E3 | F3 | Commercial | Grocery (WA) | New | Food Preparation | Natural Gas | Double Rack Oven | E3 | PACT BC Ratio | 0 | 0 | 0 | 0 | 0 | 0 | 0 | 0 | 0 | 0 | 0 | 0 | 0 | 0 | 0 | 0 | 0 | 0 | 0 | 0 | 0 | 0 | 0 | 0 | 0 | 0 | 0
F3_Commercial_Grocery (WA)_New_Food Preparation_Natural Gas_Double Rack Oven_E4 | F3 | Commercial | Grocery (WA) | New | Food Preparation | Natural Gas | Double Rack Oven | E4 | PACT BC Ratio | 0 | 0 | 0 | 0 | 0 | 0 | 0 | 0 | 0 | 0 | 0 | 0 | 0 | 0 | 0 | 0 | 0 | 0 | 0 | 0 | 0 | 0 | 0 | 0 | 0 | 0 | 0
F3_Commercial_Grocery (WA)_New_Food Preparation_Natural Gas_Double Rack Oven_E5 | F3 | Commercial | Grocery (WA) | New | Food Preparation | Natural Gas | Double Rack Oven | E5 | PACT BC Ratio | 0 | 0 | 0 | 0 | 0 | 0 | 0 | 0 | 0 | 0 | 0 | 0 | 0 | 0 | 0 | 0 | 0 | 0 | 0 | 0 | 0 | 0 | 0 | 0 | 0 | 0 | 0
F3_Commercial_Grocery (WA)_New_Food Preparation_Natural Gas_Double Rack Oven_E6 | F3 | Commercial | Grocery (WA) | New | Food Preparation | Natural Gas | Double Rack Oven | E6 | PACT BC Ratio | 0 | 0 | 0 | 0 | 0 | 0 | 0 | 0 | 0 | 0 | 0 | 0 | 0 | 0 | 0 | 0 | 0 | 0 | 0 | 0 | 0 | 0 | 0 | 0 | 0 | 0 | 0
F3_Commercial_Grocery (WA)_New_Food Preparation_Natural Gas_Double Rack Oven_E7 | F3 | Commercial | Grocery (WA) | New | Food Preparation | Natural Gas | Double Rack Oven | E7 | PACT BC Ratio | 0 | 0 | 0 | 0 | 0 | 0 | 0 | 0 | 0 | 0 | 0 | 0 | 0 | 0 | 0 | 0 | 0 | 0 | 0 | 0 | 0 | 0 | 0 | 0 | 0 | 0 | 0
F3_Commercial_Grocery (WA)_New_Food Preparation_Natural Gas_Double Rack Oven_E8 | F3 | Commercial | Grocery (WA) | New | Food Preparation | Natural Gas | Double Rack Oven | E8 | PACT BC Ratio | 0 | 0 | 0 | 0 | 0 | 0 | 0 | 0 | 0 | 0 | 0 | 0 | 0 | 0 | 0 | 0 | 0 | 0 | 0 | 0 | 0 | 0 | 0 | 0 | 0 | 0 | 0
F3_Commercial_Grocery (WA)_New_Food Preparation_Natural Gas_Double Rack Oven_E9 | F3 | Commercial | Grocery (WA) | New | Food Preparation | Natural Gas | Double Rack Oven | E9 | PACT BC Ratio | 0 | 0 | 0 | 0 | 0 | 0 | 0 | 0 | 0 | 0 | 0 | 0 | 0 | 0 | 0 | 0 | 0 | 0 | 0 | 0 | 0 | 0 | 0 | 0 | 0 | 0 | 0
F3_Commercial_Grocery (WA)_New_Food Preparation_Natural Gas_Double Rack Oven_E10 | F3 | Commercial | Grocery (WA) | New | Food Preparation | Natural Gas | Double Rack Oven | E10 | PACT BC Ratio | 0 | 0 | 0 | 0 | 0 | 0 | 0 | 0 | 0 | 0 | 0 | 0 | 0 | 0 | 0 | 0 | 0 | 0 | 0 | 0 | 0 | 0 | 0 | 0 | 0 | 0 | 0
F4_Commercial_Grocery (WA)_New_Food Preparation_Natural Gas_Double Rack Oven_E1 | F4 | Commercial | Grocery (WA) | New | Food Preparation | Natural Gas | Double Rack Oven | E1 | RVT BC Ratio | [24 empty] | 1 | 1 | 1 | bar: 2019 to 2042
F4_Commercial_Grocery (WA)_New_Food Preparation_Natural Gas_Double Rack Oven_E2 | F4 | Commercial | Grocery (WA) | New | Food Preparation | Natural Gas | Double Rack Oven | E2 | RVT BC Ratio | 10.5578 | 10.7498 | 10.9751 | 11.2378 | 11.5387 | 11.9143 | 12.2909 | 12.6485 | 12.9723 | 13.286 | 13.6112 | 13.9067 | 14.2186 | 14.5137 | 14.7675 | 14.9965 | 15.1904 | 15.3754 | 15.5722 | 15.756 | 15.9404 | 16.2147 | 16.4919 | 16.7779 | 17.0689 | 17.3652 | 17.6666
F4_Commercial_Grocery (WA)_New_Food Preparation_Natural Gas_Double Rack Oven_E3 | F4 | Commercial | Grocery (WA) | New | Food Preparation | Natural Gas | Double Rack Oven | E3 | RVT BC Ratio | 0 | 0 | 0 | 0 | 0 | 0 | 0 | 0 | 0 | 0 | 0 | 0 | 0 | 0 | 0 | 0 | 0 | 0 | 0 | 0 | 0 | 0 | 0 | 0 | 0 | 0 | 0
F4_Commercial_Grocery (WA)_New_Food Preparation_Natural Gas_Double Rack Oven_E4 | F4 | Commercial | Grocery (WA) | New | Food Preparation | Natural Gas | Double Rack Oven | E4 | RVT BC Ratio | 0 | 0 | 0 | 0 | 0 | 0 | 0 | 0 | 0 | 0 | 0 | 0 | 0 | 0 | 0 | 0 | 0 | 0 | 0 | 0 | 0 | 0 | 0 | 0 | 0 | 0 | 0
F4_Commercial_Grocery (WA)_New_Food Preparation_Natural Gas_Double Rack Oven_E5 | F4 | Commercial | Grocery (WA) | New | Food Preparation | Natural Gas | Double Rack Oven | E5 | RVT BC Ratio | 0 | 0 | 0 | 0 | 0 | 0 | 0 | 0 | 0 | 0 | 0 | 0 | 0 | 0 | 0 | 0 | 0 | 0 | 0 | 0 | 0 | 0 | 0 | 0 | 0 | 0 | 0
F4_Commercial_Grocery (WA)_New_Food Preparation_Natural Gas_Double Rack Oven_E6 | F4 | Commercial | Grocery (WA) | New | Food Preparation | Natural Gas | Double Rack Oven | E6 | RVT BC Ratio | 0 | 0 | 0 | 0 | 0 | 0 | 0 | 0 | 0 | 0 | 0 | 0 | 0 | 0 | 0 | 0 | 0 | 0 | 0 | 0 | 0 | 0 | 0 | 0 | 0 | 0 | 0
F4_Commercial_Grocery (WA)_New_Food Preparation_Natural Gas_Double Rack Oven_E7 | F4 | Commercial | Grocery (WA) | New | Food Preparation | Natural Gas | Double Rack Oven | E7 | RVT BC Ratio | 0 | 0 | 0 | 0 | 0 | 0 | 0 | 0 | 0 | 0 | 0 | 0 | 0 | 0 | 0 | 0 | 0 | 0 | 0 | 0 | 0 | 0 | 0 | 0 | 0 | 0 | 0
F4_Commercial_Grocery (WA)_New_Food Preparation_Natural Gas_Double Rack Oven_E8 | F4 | Commercial | Grocery (WA) | New | Food Preparation | Natural Gas | Double Rack Oven | E8 | RVT BC Ratio | 0 | 0 | 0 | 0 | 0 | 0 | 0 | 0 | 0 | 0 | 0 | 0 | 0 | 0 | 0 | 0 | 0 | 0 | 0 | 0 | 0 | 0 | 0 | 0 | 0 | 0 | 0
F4_Commercial_Grocery (WA)_New_Food Preparation_Natural Gas_Double Rack Oven_E9 | F4 | Commercial | Grocery (WA) | New | Food Preparation | Natural Gas | Double Rack Oven | E9 | RVT BC Ratio | 0 | 0 | 0 | 0 | 0 | 0 | 0 | 0 | 0 | 0 | 0 | 0 | 0 | 0 | 0 | 0 | 0 | 0 | 0 | 0 | 0 | 0 | 0 | 0 | 0 | 0 | 0
F4_Commercial_Grocery (WA)_New_Food Preparation_Natural Gas_Double Rack Oven_E10 | F4 | Commercial | Grocery (WA) | New | Food Preparation | Natural Gas | Double Rack Oven | E10 | RVT BC Ratio | 0 | 0 | 0 | 0 | 0 | 0 | 0 | 0 | 0 | 0 | 0 | 0 | 0 | 0 | 0 | 0 | 0 | 0 | 0 | 0 | 0 | 0 | 0 | 0 | 0 | 0 | 0
F5_Commercial_Grocery (WA)_New_Food Preparation_Natural Gas_Double Rack Oven_E1 | F5 | Commercial | Grocery (WA) | New | Food Preparation | Natural Gas | Double Rack Oven | E1 | RIM BC Ratio | [24 empty] | 1 | 1 | 1 | bar: 2019 to 2042
F5_Commercial_Grocery (WA)_New_Food Preparation_Natural Gas_Double Rack Oven_E2 | F5 | Commercial | Grocery (WA) | New | Food Preparation | Natural Gas | Double Rack Oven | E2 | RIM BC Ratio | 0.80205 | 0.80785 | 0.81461 | 0.82171 | 0.82909 | 0.83692 | 0.84516 | 0.85386 | 0.86314 | 0.87303 | 0.87576 | 0.87877 | 0.88221 | 0.88605 | 0.88996 | 0.89399 | 0.89818 | 0.90258 | 0.90722 | 0.9121 | 0.91725 | 0.91783 | 0.91841 | 0.91898 | 0.91954 | 0.9201 | 0.92064
F5_Commercial_Grocery (WA)_New_Food Preparation_Natural Gas_Double Rack Oven_E3 | F5 | Commercial | Grocery (WA) | New | Food Preparation | Natural Gas | Double Rack Oven | E3 | RIM BC Ratio | 0 | 0 | 0 | 0 | 0 | 0 | 0 | 0 | 0 | 0 | 0 | 0 | 0 | 0 | 0 | 0 | 0 | 0 | 0 | 0 | 0 | 0 | 0 | 0 | 0 | 0 | 0
F5_Commercial_Grocery (WA)_New_Food Preparation_Natural Gas_Double Rack Oven_E4 | F5 | Commercial | Grocery (WA) | New | Food Preparation | Natural Gas | Double Rack Oven | E4 | RIM BC Ratio | 0 | 0 | 0 | 0 | 0 | 0 | 0 | 0 | 0 | 0 | 0 | 0 | 0 | 0 | 0 | 0 | 0 | 0 | 0 | 0 | 0 | 0 | 0 | 0 | 0 | 0 | 0
F5_Commercial_Grocery (WA)_New_Food Preparation_Natural Gas_Double Rack Oven_E5 | F5 | Commercial | Grocery (WA) | New | Food Preparation | Natural Gas | Double Rack Oven | E5 | RIM BC Ratio | 0 | 0 | 0 | 0 | 0 | 0 | 0 | 0 | 0 | 0 | 0 | 0 | 0 | 0 | 0 | 0 | 0 | 0 | 0 | 0 | 0 | 0 | 0 | 0 | 0 | 0 | 0
F5_Commercial_Grocery (WA)_New_Food Preparation_Natural Gas_Double Rack Oven_E6 | F5 | Commercial | Grocery (WA) | New | Food Preparation | Natural Gas | Double Rack Oven | E6 | RIM BC Ratio | 0 | 0 | 0 | 0 | 0 | 0 | 0 | 0 | 0 | 0 | 0 | 0 | 0 | 0 | 0 | 0 | 0 | 0 | 0 | 0 | 0 | 0 | 0 | 0 | 0 | 0 | 0
F5_Commercial_Grocery (WA)_New_Food Preparation_Natural Gas_Double Rack Oven_E7 | F5 | Commercial | Grocery (WA) | New | Food Preparation | Natural Gas | Double Rack Oven | E7 | RIM BC Ratio | 0 | 0 | 0 | 0 | 0 | 0 | 0 | 0 | 0 | 0 | 0 | 0 | 0 | 0 | 0 | 0 | 0 | 0 | 0 | 0 | 0 | 0 | 0 | 0 | 0 | 0 | 0
F5_Commercial_Grocery (WA)_New_Food Preparation_Natural Gas_Double Rack Oven_E8 | F5 | Commercial | Grocery (WA) | New | Food Preparation | Natural Gas | Double Rack Oven | E8 | RIM BC Ratio | 0 | 0 | 0 | 0 | 0 | 0 | 0 | 0 | 0 | 0 | 0 | 0 | 0 | 0 | 0 | 0 | 0 | 0 | 0 | 0 | 0 | 0 | 0 | 0 | 0 | 0 | 0
F5_Commercial_Grocery (WA)_New_Food Preparation_Natural Gas_Double Rack Oven_E9 | F5 | Commercial | Grocery (WA) | New | Food Preparation | Natural Gas | Double Rack Oven | E9 | RIM BC Ratio | 0 | 0 | 0 | 0 | 0 | 0 | 0 | 0 | 0 | 0 | 0 | 0 | 0 | 0 | 0 | 0 | 0 | 0 | 0 | 0 | 0 | 0 | 0 | 0 | 0 | 0 | 0
F5_Commercial_Grocery (WA)_New_Food Preparation_Natural Gas_Double Rack Oven_E10 | F5 | Commercial | Grocery (WA) | New | Food Preparation | Natural Gas | Double Rack Oven | E10 | RIM BC Ratio | 0 | 0 | 0 | 0 | 0 | 0 | 0 | 0 | 0 | 0 | 0 | 0 | 0 | 0 | 0 | 0 | 0 | 0 | 0 | 0 | 0 | 0 | 0 | 0 | 0 | 0 | 0
F0_Commercial_Grocery (WA)_New_Food Preparation_Natural Gas_Fryer_E0 | F0 | Commercial | Grocery (WA) | New | Food Preparation | Natural Gas | Fryer | E0 | Economic Unit | ENERGY STAR | ENERGY STAR | ENERGY STAR | ENERGY STAR | ENERGY STAR | ENERGY STAR | ENERGY STAR | ENERGY STAR | ENERGY STAR | ENERGY STAR | ENERGY STAR | ENERGY STAR | ENERGY STAR | ENERGY STAR | ENERGY STAR | ENERGY STAR | ENERGY STAR | ENERGY STAR | ENERGY STAR | ENERGY STAR | ENERGY STAR | ENERGY STAR | ENERGY STAR | ENERGY STAR | ENERGY STAR | ENERGY STAR | ENERGY STAR
F1_Commercial_Grocery (WA)_New_Food Preparation_Natural Gas_Fryer_E1 | F1 | Commercial | Grocery (WA) | New | Food Preparation | Natural Gas | Fryer | E1 | CCE | 0 | 0 | 0 | 0 | 0 | 0 | 0 | 0 | 0 | 0 | 0 | 0 | 0 | 0 | 0 | 0 | 0 | 0 | 0 | 0 | 0 | 0 | 0 | 0 | 0 | 0 | 0
F1_Commercial_Grocery (WA)_New_Food Preparation_Natural Gas_Fryer_E2 | F1 | Commercial | Grocery (WA) | New | Food Preparation | Natural Gas | Fryer | E2 | CCE | 0.00099831 | 0.00099831 | 0.00099831 | 0.00099831 | 0.00099831 | 0.00099831 | 0.00099831 | 0.00099831 | 0.00099831 | 0.00099831 | 0.00099831 | 0.00099831 | 0.00099831 | 0.00099831 | 0.00099831 | 0.00099831 | 0.00099831 | 0.00099831 | 0.00099831 | 0.00099831 | 0.00099831 | 0.00099831 | 0.00099831 | 0.00099831 | 0.00099831 | 0.00099831 | 0.00099831
F1_Commercial_Grocery (WA)_New_Food Preparation_Natural Gas_Fryer_E3 | F1 | Commercial | Grocery (WA) | New | Food Preparation | Natural Gas | Fryer | E3 | CCE | 0 | 0 | 0 | 0 | 0 | 0 | 0 | 0 | 0 | 0 | 0 | 0 | 0 | 0 | 0 | 0 | 0 | 0 | 0 | 0 | 0 | 0 | 0 | 0 | 0 | 0 | 0
F1_Commercial_Grocery (WA)_New_Food Preparation_Natural Gas_Fryer_E4 | F1 | Commercial | Grocery (WA) | New | Food Preparation | Natural Gas | Fryer | E4 | CCE | 0 | 0 | 0 | 0 | 0 | 0 | 0 | 0 | 0 | 0 | 0 | 0 | 0 | 0 | 0 | 0 | 0 | 0 | 0 | 0 | 0 | 0 | 0 | 0 | 0 | 0 | 0
F1_Commercial_Grocery (WA)_New_Food Preparation_Natural Gas_Fryer_E5 | F1 | Commercial | Grocery (WA) | New | Food Preparation | Natural Gas | Fryer | E5 | CCE | 0 | 0 | 0 | 0 | 0 | 0 | 0 | 0 | 0 | 0 | 0 | 0 | 0 | 0 | 0 | 0 | 0 | 0 | 0 | 0 | 0 | 0 | 0 | 0 | 0 | 0 | 0
F1_Commercial_Grocery (WA)_New_Food Preparation_Natural Gas_Fryer_E6 | F1 | Commercial | Grocery (WA) | New | Food Preparation | Natural Gas | Fryer | E6 | CCE | 0 | 0 | 0 | 0 | 0 | 0 | 0 | 0 | 0 | 0 | 0 | 0 | 0 | 0 | 0 | 0 | 0 | 0 | 0 | 0 | 0 | 0 | 0 | 0 | 0 | 0 | 0
F1_Commercial_Grocery (WA)_New_Food Preparation_Natural Gas_Fryer_E7 | F1 | Commercial | Grocery (WA) | New | Food Preparation | Natural Gas | Fryer | E7 | CCE | 0 | 0 | 0 | 0 | 0 | 0 | 0 | 0 | 0 | 0 | 0 | 0 | 0 | 0 | 0 | 0 | 0 | 0 | 0 | 0 | 0 | 0 | 0 | 0 | 0 | 0 | 0
F1_Commercial_Grocery (WA)_New_Food Preparation_Natural Gas_Fryer_E8 | F1 | Commercial | Grocery (WA) | New | Food Preparation | Natural Gas | Fryer | E8 | CCE | 0 | 0 | 0 | 0 | 0 | 0 | 0 | 0 | 0 | 0 | 0 | 0 | 0 | 0 | 0 | 0 | 0 | 0 | 0 | 0 | 0 | 0 | 0 | 0 | 0 | 0 | 0
F1_Commercial_Grocery (WA)_New_Food Preparation_Natural Gas_Fryer_E9 | F1 | Commercial | Grocery (WA) | New | Food Preparation | Natural Gas | Fryer | E9 | CCE | 0 | 0 | 0 | 0 | 0 | 0 | 0 | 0 | 0 | 0 | 0 | 0 | 0 | 0 | 0 | 0 | 0 | 0 | 0 | 0 | 0 | 0 | 0 | 0 | 0 | 0 | 0
F1_Commercial_Grocery (WA)_New_Food Preparation_Natural Gas_Fryer_E10 | F1 | Commercial | Grocery (WA) | New | Food Preparation | Natural Gas | Fryer | E10 | CCE | 0 | 0 | 0 | 0 | 0 | 0 | 0 | 0 | 0 | 0 | 0 | 0 | 0 | 0 | 0 | 0 | 0 | 0 | 0 | 0 | 0 | 0 | 0 | 0 | 0 | 0 | 0
F2_Commercial_Grocery (WA)_New_Food Preparation_Natural Gas_Fryer_E1 | F2 | Commercial | Grocery (WA) | New | Food Preparation | Natural Gas | Fryer | E1 | TRC BC Ratio | [24 empty] | 1 | 1 | 1 | bar: 2019 to 2042
F2_Commercial_Grocery (WA)_New_Food Preparation_Natural Gas_Fryer_E2 | F2 | Commercial | Grocery (WA) | New | Food Preparation | Natural Gas | Fryer | E2 | TRC BC Ratio | 3.7139 | 3.8115 | 3.921 | 4.0436 | 4.1802 | 4.3417 | 4.5063 | 4.6684 | 4.8242 | 4.9824 | 5.1112 | 5.2327 | 5.3627 | 5.4905 | 5.6066 | 5.7165 | 5.8167 | 5.9162 | 6.0216 | 6.1252 | 6.2314 | 6.3414 | 6.4528 | 6.5674 | 6.6841 | 6.8029 | 6.9237
F2_Commercial_Grocery (WA)_New_Food Preparation_Natural Gas_Fryer_E3 | F2 | Commercial | Grocery (WA) | New | Food Preparation | Natural Gas | Fryer | E3 | TRC BC Ratio | 0 | 0 | 0 | 0 | 0 | 0 | 0 | 0 | 0 | 0 | 0 | 0 | 0 | 0 | 0 | 0 | 0 | 0 | 0 | 0 | 0 | 0 | 0 | 0 | 0 | 0 | 0
F2_Commercial_Grocery (WA)_New_Food Preparation_Natural Gas_Fryer_E4 | F2 | Commercial | Grocery (WA) | New | Food Preparation | Natural Gas | Fryer | E4 | TRC BC Ratio | 0 | 0 | 0 | 0 | 0 | 0 | 0 | 0 | 0 | 0 | 0 | 0 | 0 | 0 | 0 | 0 | 0 | 0 | 0 | 0 | 0 | 0 | 0 | 0 | 0 | 0 | 0
F2_Commercial_Grocery (WA)_New_Food Preparation_Natural Gas_Fryer_E5 | F2 | Commercial | Grocery (WA) | New | Food Preparation | Natural Gas | Fryer | E5 | TRC BC Ratio | 0 | 0 | 0 | 0 | 0 | 0 | 0 | 0 | 0 | 0 | 0 | 0 | 0 | 0 | 0 | 0 | 0 | 0 | 0 | 0 | 0 | 0 | 0 | 0 | 0 | 0 | 0
F2_Commercial_Grocery (WA)_New_Food Preparation_Natural Gas_Fryer_E6 | F2 | Commercial | Grocery (WA) | New | Food Preparation | Natural Gas | Fryer | E6 | TRC BC Ratio | 0 | 0 | 0 | 0 | 0 | 0 | 0 | 0 | 0 | 0 | 0 | 0 | 0 | 0 | 0 | 0 | 0 | 0 | 0 | 0 | 0 | 0 | 0 | 0 | 0 | 0 | 0
F2_Commercial_Grocery (WA)_New_Food Preparation_Natural Gas_Fryer_E7 | F2 | Commercial | Grocery (WA) | New | Food Preparation | Natural Gas | Fryer | E7 | TRC BC Ratio | 0 | 0 | 0 | 0 | 0 | 0 | 0 | 0 | 0 | 0 | 0 | 0 | 0 | 0 | 0 | 0 | 0 | 0 | 0 | 0 | 0 | 0 | 0 | 0 | 0 | 0 | 0
F2_Commercial_Grocery (WA)_New_Food Preparation_Natural Gas_Fryer_E8 | F2 | Commercial | Grocery (WA) | New | Food Preparation | Natural Gas | Fryer | E8 | TRC BC Ratio | 0 | 0 | 0 | 0 | 0 | 0 | 0 | 0 | 0 | 0 | 0 | 0 | 0 | 0 | 0 | 0 | 0 | 0 | 0 | 0 | 0 | 0 | 0 | 0 | 0 | 0 | 0
F2_Commercial_Grocery (WA)_New_Food Preparation_Natural Gas_Fryer_E9 | F2 | Commercial | Grocery (WA) | New | Food Preparation | Natural Gas | Fryer | E9 | TRC BC Ratio | 0 | 0 | 0 | 0 | 0 | 0 | 0 | 0 | 0 | 0 | 0 | 0 | 0 | 0 | 0 | 0 | 0 | 0 | 0 | 0 | 0 | 0 | 0 | 0 | 0 | 0 | 0
F2_Commercial_Grocery (WA)_New_Food Preparation_Natural Gas_Fryer_E10 | F2 | Commercial | Grocery (WA) | New | Food Preparation | Natural Gas | Fryer | E10 | TRC BC Ratio | 0 | 0 | 0 | 0 | 0 | 0 | 0 | 0 | 0 | 0 | 0 | 0 | 0 | 0 | 0 | 0 | 0 | 0 | 0 | 0 | 0 | 0 | 0 | 0 | 0 | 0 | 0
F3_Commercial_Grocery (WA)_New_Food Preparation_Natural Gas_Fryer_E1 | F3 | Commercial | Grocery (WA) | New | Food Preparation | Natural Gas | Fryer | E1 | PACT BC Ratio | [24 empty] | 1 | 1 | 1 | bar: 2019 to 2042
F3_Commercial_Grocery (WA)_New_Food Preparation_Natural Gas_Fryer_E2 | F3 | Commercial | Grocery (WA) | New | Food Preparation | Natural Gas | Fryer | E2 | PACT BC Ratio | 7.4849 | 7.6815 | 7.9022 | 8.1493 | 8.4246 | 8.7502 | 9.0818 | 9.4084 | 9.7226 | 10.0414 | 10.3009 | 10.5458 | 10.8077 | 11.0654 | 11.2994 | 11.5208 | 11.7229 | 11.9233 | 12.1358 | 12.3444 | 12.5585 | 12.7803 | 13.0047 | 13.2357 | 13.4709 | 13.7102 | 13.9538
F3_Commercial_Grocery (WA)_New_Food Preparation_Natural Gas_Fryer_E3 | F3 | Commercial | Grocery (WA) | New | Food Preparation | Natural Gas | Fryer | E3 | PACT BC Ratio | 0 | 0 | 0 | 0 | 0 | 0 | 0 | 0 | 0 | 0 | 0 | 0 | 0 | 0 | 0 | 0 | 0 | 0 | 0 | 0 | 0 | 0 | 0 | 0 | 0 | 0 | 0
F3_Commercial_Grocery (WA)_New_Food Preparation_Natural Gas_Fryer_E4 | F3 | Commercial | Grocery (WA) | New | Food Preparation | Natural Gas | Fryer | E4 | PACT BC Ratio | 0 | 0 | 0 | 0 | 0 | 0 | 0 | 0 | 0 | 0 | 0 | 0 | 0 | 0 | 0 | 0 | 0 | 0 | 0 | 0 | 0 | 0 | 0 | 0 | 0 | 0 | 0
F3_Commercial_Grocery (WA)_New_Food Preparation_Natural Gas_Fryer_E5 | F3 | Commercial | Grocery (WA) | New | Food Preparation | Natural Gas | Fryer | E5 | PACT BC Ratio | 0 | 0 | 0 | 0 | 0 | 0 | 0 | 0 | 0 | 0 | 0 | 0 | 0 | 0 | 0 | 0 | 0 | 0 | 0 | 0 | 0 | 0 | 0 | 0 | 0 | 0 | 0
F3_Commercial_Grocery (WA)_New_Food Preparation_Natural Gas_Fryer_E6 | F3 | Commercial | Grocery (WA) | New | Food Preparation | Natural Gas | Fryer | E6 | PACT BC Ratio | 0 | 0 | 0 | 0 | 0 | 0 | 0 | 0 | 0 | 0 | 0 | 0 | 0 | 0 | 0 | 0 | 0 | 0 | 0 | 0 | 0 | 0 | 0 | 0 | 0 | 0 | 0
F3_Commercial_Grocery (WA)_New_Food Preparation_Natural Gas_Fryer_E7 | F3 | Commercial | Grocery (WA) | New | Food Preparation | Natural Gas | Fryer | E7 | PACT BC Ratio | 0 | 0 | 0 | 0 | 0 | 0 | 0 | 0 | 0 | 0 | 0 | 0 | 0 | 0 | 0 | 0 | 0 | 0 | 0 | 0 | 0 | 0 | 0 | 0 | 0 | 0 | 0
F3_Commercial_Grocery (WA)_New_Food Preparation_Natural Gas_Fryer_E8 | F3 | Commercial | Grocery (WA) | New | Food Preparation | Natural Gas | Fryer | E8 | PACT BC Ratio | 0 | 0 | 0 | 0 | 0 | 0 | 0 | 0 | 0 | 0 | 0 | 0 | 0 | 0 | 0 | 0 | 0 | 0 | 0 | 0 | 0 | 0 | 0 | 0 | 0 | 0 | 0
F3_Commercial_Grocery (WA)_New_Food Preparation_Natural Gas_Fryer_E9 | F3 | Commercial | Grocery (WA) | New | Food Preparation | Natural Gas | Fryer | E9 | PACT BC Ratio | 0 | 0 | 0 | 0 | 0 | 0 | 0 | 0 | 0 | 0 | 0 | 0 | 0 | 0 | 0 | 0 | 0 | 0 | 0 | 0 | 0 | 0 | 0 | 0 | 0 | 0 | 0
F3_Commercial_Grocery (WA)_New_Food Preparation_Natural Gas_Fryer_E10 | F3 | Commercial | Grocery (WA) | New | Food Preparation | Natural Gas | Fryer | E10 | PACT BC Ratio | 0 | 0 | 0 | 0 | 0 | 0 | 0 | 0 | 0 | 0 | 0 | 0 | 0 | 0 | 0 | 0 | 0 | 0 | 0 | 0 | 0 | 0 | 0 | 0 | 0 | 0 | 0
F4_Commercial_Grocery (WA)_New_Food Preparation_Natural Gas_Fryer_E1 | F4 | Commercial | Grocery (WA) | New | Food Preparation | Natural Gas | Fryer | E1 | RVT BC Ratio | [24 empty] | 1 | 1 | 1 | bar: 2019 to 2042
F4_Commercial_Grocery (WA)_New_Food Preparation_Natural Gas_Fryer_E2 | F4 | Commercial | Grocery (WA) | New | Food Preparation | Natural Gas | Fryer | E2 | RVT BC Ratio | 5.5908 | 5.6953 | 5.8128 | 5.9448 | 6.0919 | 6.2698 | 6.4464 | 6.6133 | 6.7646 | 6.912 | 7.0647 | 7.2046 | 7.3541 | 7.499 | 7.6264 | 7.7435 | 7.8457 | 7.9444 | 8.0486 | 8.1475 | 8.2469 | 8.3856 | 8.5259 | 8.6704 | 8.8174 | 8.967 | 9.1193
F4_Commercial_Grocery (WA)_New_Food Preparation_Natural Gas_Fryer_E3 | F4 | Commercial | Grocery (WA) | New | Food Preparation | Natural Gas | Fryer | E3 | RVT BC Ratio | 0 | 0 | 0 | 0 | 0 | 0 | 0 | 0 | 0 | 0 | 0 | 0 | 0 | 0 | 0 | 0 | 0 | 0 | 0 | 0 | 0 | 0 | 0 | 0 | 0 | 0 | 0
F4_Commercial_Grocery (WA)_New_Food Preparation_Natural Gas_Fryer_E4 | F4 | Commercial | Grocery (WA) | New | Food Preparation | Natural Gas | Fryer | E4 | RVT BC Ratio | 0 | 0 | 0 | 0 | 0 | 0 | 0 | 0 | 0 | 0 | 0 | 0 | 0 | 0 | 0 | 0 | 0 | 0 | 0 | 0 | 0 | 0 | 0 | 0 | 0 | 0 | 0
F4_Commercial_Grocery (WA)_New_Food Preparation_Natural Gas_Fryer_E5 | F4 | Commercial | Grocery (WA) | New | Food Preparation | Natural Gas | Fryer | E5 | RVT BC Ratio | 0 | 0 | 0 | 0 | 0 | 0 | 0 | 0 | 0 | 0 | 0 | 0 | 0 | 0 | 0 | 0 | 0 | 0 | 0 | 0 | 0 | 0 | 0 | 0 | 0 | 0 | 0
F4_Commercial_Grocery (WA)_New_Food Preparation_Natural Gas_Fryer_E6 | F4 | Commercial | Grocery (WA) | New | Food Preparation | Natural Gas | Fryer | E6 | RVT BC Ratio | 0 | 0 | 0 | 0 | 0 | 0 | 0 | 0 | 0 | 0 | 0 | 0 | 0 | 0 | 0 | 0 | 0 | 0 | 0 | 0 | 0 | 0 | 0 | 0 | 0 | 0 | 0
F4_Commercial_Grocery (WA)_New_Food Preparation_Natural Gas_Fryer_E7 | F4 | Commercial | Grocery (WA) | New | Food Preparation | Natural Gas | Fryer | E7 | RVT BC Ratio | 0 | 0 | 0 | 0 | 0 | 0 | 0 | 0 | 0 | 0 | 0 | 0 | 0 | 0 | 0 | 0 | 0 | 0 | 0 | 0 | 0 | 0 | 0 | 0 | 0 | 0 | 0
F4_Commercial_Grocery (WA)_New_Food Preparation_Natural Gas_Fryer_E8 | F4 | Commercial | Grocery (WA) | New | Food Preparation | Natural Gas | Fryer | E8 | RVT BC Ratio | 0 | 0 | 0 | 0 | 0 | 0 | 0 | 0 | 0 | 0 | 0 | 0 | 0 | 0 | 0 | 0 | 0 | 0 | 0 | 0 | 0 | 0 | 0 | 0 | 0 | 0 | 0
F4_Commercial_Grocery (WA)_New_Food Preparation_Natural Gas_Fryer_E9 | F4 | Commercial | Grocery (WA) | New | Food Preparation | Natural Gas | Fryer | E9 | RVT BC Ratio | 0 | 0 | 0 | 0 | 0 | 0 | 0 | 0 | 0 | 0 | 0 | 0 | 0 | 0 | 0 | 0 | 0 | 0 | 0 | 0 | 0 | 0 | 0 | 0 | 0 | 0 | 0
F4_Commercial_Grocery (WA)_New_Food Preparation_Natural Gas_Fryer_E10 | F4 | Commercial | Grocery (WA) | New | Food Preparation | Natural Gas | Fryer | E10 | RVT BC Ratio | 0 | 0 | 0 | 0 | 0 | 0 | 0 | 0 | 0 | 0 | 0 | 0 | 0 | 0 | 0 | 0 | 0 | 0 | 0 | 0 | 0 | 0 | 0 | 0 | 0 | 0 | 0
F5_Commercial_Grocery (WA)_New_Food Preparation_Natural Gas_Fryer_E1 | F5 | Commercial | Grocery (WA) | New | Food Preparation | Natural Gas | Fryer | E1 | RIM BC Ratio | [24 empty] | 1 | 1 | 1 | bar: 2019 to 2042
F5_Commercial_Grocery (WA)_New_Food Preparation_Natural Gas_Fryer_E2 | F5 | Commercial | Grocery (WA) | New | Food Preparation | Natural Gas | Fryer | E2 | RIM BC Ratio | 0.76961 | 0.77584 | 0.78252 | 0.78967 | 0.79725 | 0.80529 | 0.81361 | 0.82222 | 0.83121 | 0.84068 | 0.84428 | 0.84801 | 0.85188 | 0.85578 | 0.85965 | 0.86358 | 0.86756 | 0.87169 | 0.87603 | 0.88053 | 0.88525 | 0.88633 | 0.88739 | 0.88845 | 0.88949 | 0.89052 | 0.89153
F5_Commercial_Grocery (WA)_New_Food Preparation_Natural Gas_Fryer_E3 | F5 | Commercial | Grocery (WA) | New | Food Preparation | Natural Gas | Fryer | E3 | RIM BC Ratio | 0 | 0 | 0 | 0 | 0 | 0 | 0 | 0 | 0 | 0 | 0 | 0 | 0 | 0 | 0 | 0 | 0 | 0 | 0 | 0 | 0 | 0 | 0 | 0 | 0 | 0 | 0
F5_Commercial_Grocery (WA)_New_Food Preparation_Natural Gas_Fryer_E4 | F5 | Commercial | Grocery (WA) | New | Food Preparation | Natural Gas | Fryer | E4 | RIM BC Ratio | 0 | 0 | 0 | 0 | 0 | 0 | 0 | 0 | 0 | 0 | 0 | 0 | 0 | 0 | 0 | 0 | 0 | 0 | 0 | 0 | 0 | 0 | 0 | 0 | 0 | 0 | 0
F5_Commercial_Grocery (WA)_New_Food Preparation_Natural Gas_Fryer_E5 | F5 | Commercial | Grocery (WA) | New | Food Preparation | Natural Gas | Fryer | E5 | RIM BC Ratio | 0 | 0 | 0 | 0 | 0 | 0 | 0 | 0 | 0 | 0 | 0 | 0 | 0 | 0 | 0 | 0 | 0 | 0 | 0 | 0 | 0 | 0 | 0 | 0 | 0 | 0 | 0
F5_Commercial_Grocery (WA)_New_Food Preparation_Natural Gas_Fryer_E6 | F5 | Commercial | Grocery (WA) | New | Food Preparation | Natural Gas | Fryer | E6 | RIM BC Ratio | 0 | 0 | 0 | 0 | 0 | 0 | 0 | 0 | 0 | 0 | 0 | 0 | 0 | 0 | 0 | 0 | 0 | 0 | 0 | 0 | 0 | 0 | 0 | 0 | 0 | 0 | 0
F5_Commercial_Grocery (WA)_New_Food Preparation_Natural Gas_Fryer_E7 | F5 | Commercial | Grocery (WA) | New | Food Preparation | Natural Gas | Fryer | E7 | RIM BC Ratio | 0 | 0 | 0 | 0 | 0 | 0 | 0 | 0 | 0 | 0 | 0 | 0 | 0 | 0 | 0 | 0 | 0 | 0 | 0 | 0 | 0 | 0 | 0 | 0 | 0 | 0 | 0
F5_Commercial_Grocery (WA)_New_Food Preparation_Natural Gas_Fryer_E8 | F5 | Commercial | Grocery (WA) | New | Food Preparation | Natural Gas | Fryer | E8 | RIM BC Ratio | 0 | 0 | 0 | 0 | 0 | 0 | 0 | 0 | 0 | 0 | 0 | 0 | 0 | 0 | 0 | 0 | 0 | 0 | 0 | 0 | 0 | 0 | 0 | 0 | 0 | 0 | 0
F5_Commercial_Grocery (WA)_New_Food Preparation_Natural Gas_Fryer_E9 | F5 | Commercial | Grocery (WA) | New | Food Preparation | Natural Gas | Fryer | E9 | RIM BC Ratio | 0 | 0 | 0 | 0 | 0 | 0 | 0 | 0 | 0 | 0 | 0 | 0 | 0 | 0 | 0 | 0 | 0 | 0 | 0 | 0 | 0 | 0 | 0 | 0 | 0 | 0 | 0
F5_Commercial_Grocery (WA)_New_Food Preparation_Natural Gas_Fryer_E10 | F5 | Commercial | Grocery (WA) | New | Food Preparation | Natural Gas | Fryer | E10 | RIM BC Ratio | 0 | 0 | 0 | 0 | 0 | 0 | 0 | 0 | 0 | 0 | 0 | 0 | 0 | 0 | 0 | 0 | 0 | 0 | 0 | 0 | 0 | 0 | 0 | 0 | 0 | 0 | 0
F0_Commercial_Grocery (WA)_New_Food Preparation_Natural Gas_Broiler_E0 | F0 | Commercial | Grocery (WA) | New | Food Preparation | Natural Gas | Broiler | E0 | Economic Unit | Standard | Standard | Standard | Standard | Standard | Standard | Standard | Standard | Standard | Standard | Standard | Standard | Standard | Standard | Standard | Standard | Standard | Standard | Standard | Standard | Standard | Standard | Standard | Standard | Standard | Standard | Standard
F1_Commercial_Grocery (WA)_New_Food Preparation_Natural Gas_Broiler_E1 | F1 | Commercial | Grocery (WA) | New | Food Preparation | Natural Gas | Broiler | E1 | CCE | 0 | 0 | 0 | 0 | 0 | 0 | 0 | 0 | 0 | 0 | 0 | 0 | 0 | 0 | 0 | 0 | 0 | 0 | 0 | 0 | 0 | 0 | 0 | 0 | 0 | 0 | 0
F1_Commercial_Grocery (WA)_New_Food Preparation_Natural Gas_Broiler_E2 | F1 | Commercial | Grocery (WA) | New | Food Preparation | Natural Gas | Broiler | E2 | CCE | 0.0069043 | 0.0069043 | 0.0069043 | 0.0069043 | 0.0069043 | 0.0069043 | 0.0069043 | 0.0069043 | 0.0069043 | 0.0069043 | 0.0069043 | 0.0069043 | 0.0069043 | 0.0069043 | 0.0069043 | 0.0069043 | 0.0069043 | 0.0069043 | 0.0069043 | 0.0069043 | 0.0069043 | 0.0069043 | 0.0069043 | 0.0069043 | 0.0069043 | 0.0069043 | 0.0069043
F1_Commercial_Grocery (WA)_New_Food Preparation_Natural Gas_Broiler_E3 | F1 | Commercial | Grocery (WA) | New | Food Preparation | Natural Gas | Broiler | E3 | CCE | 0 | 0 | 0 | 0 | 0 | 0 | 0 | 0 | 0 | 0 | 0 | 0 | 0 | 0 | 0 | 0 | 0 | 0 | 0 | 0 | 0 | 0 | 0 | 0 | 0 | 0 | 0
F1_Commercial_Grocery (WA)_New_Food Preparation_Natural Gas_Broiler_E4 | F1 | Commercial | Grocery (WA) | New | Food Preparation | Natural Gas | Broiler | E4 | CCE | 0 | 0 | 0 | 0 | 0 | 0 | 0 | 0 | 0 | 0 | 0 | 0 | 0 | 0 | 0 | 0 | 0 | 0 | 0 | 0 | 0 | 0 | 0 | 0 | 0 | 0 | 0
F1_Commercial_Grocery (WA)_New_Food Preparation_Natural Gas_Broiler_E5 | F1 | Commercial | Grocery (WA) | New | Food Preparation | Natural Gas | Broiler | E5 | CCE | 0 | 0 | 0 | 0 | 0 | 0 | 0 | 0 | 0 | 0 | 0 | 0 | 0 | 0 | 0 | 0 | 0 | 0 | 0 | 0 | 0 | 0 | 0 | 0 | 0 | 0 | 0
F1_Commercial_Grocery (WA)_New_Food Preparation_Natural Gas_Broiler_E6 | F1 | Commercial | Grocery (WA) | New | Food Preparation | Natural Gas | Broiler | E6 | CCE | 0 | 0 | 0 | 0 | 0 | 0 | 0 | 0 | 0 | 0 | 0 | 0 | 0 | 0 | 0 | 0 | 0 | 0 | 0 | 0 | 0 | 0 | 0 | 0 | 0 | 0 | 0
F1_Commercial_Grocery (WA)_New_Food Preparation_Natural Gas_Broiler_E7 | F1 | Commercial | Grocery (WA) | New | Food Preparation | Natural Gas | Broiler | E7 | CCE | 0 | 0 | 0 | 0 | 0 | 0 | 0 | 0 | 0 | 0 | 0 | 0 | 0 | 0 | 0 | 0 | 0 | 0 | 0 | 0 | 0 | 0 | 0 | 0 | 0 | 0 | 0
F1_Commercial_Grocery (WA)_New_Food Preparation_Natural Gas_Broiler_E8 | F1 | Commercial | Grocery (WA) | New | Food Preparation | Natural Gas | Broiler | E8 | CCE | 0 | 0 | 0 | 0 | 0 | 0 | 0 | 0 | 0 | 0 | 0 | 0 | 0 | 0 | 0 | 0 | 0 | 0 | 0 | 0 | 0 | 0 | 0 | 0 | 0 | 0 | 0
F1_Commercial_Grocery (WA)_New_Food Preparation_Natural Gas_Broiler_E9 | F1 | Commercial | Grocery (WA) | New | Food Preparation | Natural Gas | Broiler | E9 | CCE | 0 | 0 | 0 | 0 | 0 | 0 | 0 | 0 | 0 | 0 | 0 | 0 | 0 | 0 | 0 | 0 | 0 | 0 | 0 | 0 | 0 | 0 | 0 | 0 | 0 | 0 | 0
F1_Commercial_Grocery (WA)_New_Food Preparation_Natural Gas_Broiler_E10 | F1 | Commercial | Grocery (WA) | New | Food Preparation | Natural Gas | Broiler | E10 | CCE | 0 | 0 | 0 | 0 | 0 | 0 | 0 | 0 | 0 | 0 | 0 | 0 | 0 | 0 | 0 | 0 | 0 | 0 | 0 | 0 | 0 | 0 | 0 | 0 | 0 | 0 | 0
F2_Commercial_Grocery (WA)_New_Food Preparation_Natural Gas_Broiler_E1 | F2 | Commercial | Grocery (WA) | New | Food Preparation | Natural Gas | Broiler | E1 | TRC BC Ratio | [24 empty] | 1 | 1 | 1 | bar: 2019 to 2042
F2_Commercial_Grocery (WA)_New_Food Preparation_Natural Gas_Broiler_E2 | F2 | Commercial | Grocery (WA) | New | Food Preparation | Natural Gas | Broiler | E2 | TRC BC Ratio | 0.51548 | 0.52847 | 0.54386 | 0.5615 | 0.58144 | 0.60571 | 0.63069 | 0.65543 | 0.67924 | 0.70339 | 0.7226 | 0.7406 | 0.75994 | 0.77887 | 0.7958 | 0.81164 | 0.82584 | 0.83987 | 0.85485 | 0.86946 | 0.88447 | 0.90008 | 0.91585 | 0.93212 | 0.94868 | 0.96554 | 0.98269
F2_Commercial_Grocery (WA)_New_Food Preparation_Natural Gas_Broiler_E3 | F2 | Commercial | Grocery (WA) | New | Food Preparation | Natural Gas | Broiler | E3 | TRC BC Ratio | 0 | 0 | 0 | 0 | 0 | 0 | 0 | 0 | 0 | 0 | 0 | 0 | 0 | 0 | 0 | 0 | 0 | 0 | 0 | 0 | 0 | 0 | 0 | 0 | 0 | 0 | 0
F2_Commercial_Grocery (WA)_New_Food Preparation_Natural Gas_Broiler_E4 | F2 | Commercial | Grocery (WA) | New | Food Preparation | Natural Gas | Broiler | E4 | TRC BC Ratio | 0 | 0 | 0 | 0 | 0 | 0 | 0 | 0 | 0 | 0 | 0 | 0 | 0 | 0 | 0 | 0 | 0 | 0 | 0 | 0 | 0 | 0 | 0 | 0 | 0 | 0 | 0
F2_Commercial_Grocery (WA)_New_Food Preparation_Natural Gas_Broiler_E5 | F2 | Commercial | Grocery (WA) | New | Food Preparation | Natural Gas | Broiler | E5 | TRC BC Ratio | 0 | 0 | 0 | 0 | 0 | 0 | 0 | 0 | 0 | 0 | 0 | 0 | 0 | 0 | 0 | 0 | 0 | 0 | 0 | 0 | 0 | 0 | 0 | 0 | 0 | 0 | 0
F2_Commercial_Grocery (WA)_New_Food Preparation_Natural Gas_Broiler_E6 | F2 | Commercial | Grocery (WA) | New | Food Preparation | Natural Gas | Broiler | E6 | TRC BC Ratio | 0 | 0 | 0 | 0 | 0 | 0 | 0 | 0 | 0 | 0 | 0 | 0 | 0 | 0 | 0 | 0 | 0 | 0 | 0 | 0 | 0 | 0 | 0 | 0 | 0 | 0 | 0
F2_Commercial_Grocery (WA)_New_Food Preparation_Natural Gas_Broiler_E7 | F2 | Commercial | Grocery (WA) | New | Food Preparation | Natural Gas | Broiler | E7 | TRC BC Ratio | 0 | 0 | 0 | 0 | 0 | 0 | 0 | 0 | 0 | 0 | 0 | 0 | 0 | 0 | 0 | 0 | 0 | 0 | 0 | 0 | 0 | 0 | 0 | 0 | 0 | 0 | 0
F2_Commercial_Grocery (WA)_New_Food Preparation_Natural Gas_Broiler_E8 | F2 | Commercial | Grocery (WA) | New | Food Preparation | Natural Gas | Broiler | E8 | TRC BC Ratio | 0 | 0 | 0 | 0 | 0 | 0 | 0 | 0 | 0 | 0 | 0 | 0 | 0 | 0 | 0 | 0 | 0 | 0 | 0 | 0 | 0 | 0 | 0 | 0 | 0 | 0 | 0
F2_Commercial_Grocery (WA)_New_Food Preparation_Natural Gas_Broiler_E9 | F2 | Commercial | Grocery (WA) | New | Food Preparation | Natural Gas | Broiler | E9 | TRC BC Ratio | 0 | 0 | 0 | 0 | 0 | 0 | 0 | 0 | 0 | 0 | 0 | 0 | 0 | 0 | 0 | 0 | 0 | 0 | 0 | 0 | 0 | 0 | 0 | 0 | 0 | 0 | 0
F2_Commercial_Grocery (WA)_New_Food Preparation_Natural Gas_Broiler_E10 | F2 | Commercial | Grocery (WA) | New | Food Preparation | Natural Gas | Broiler | E10 | TRC BC Ratio | 0 | 0 | 0 | 0 | 0 | 0 | 0 | 0 | 0 | 0 | 0 | 0 | 0 | 0 | 0 | 0 | 0 | 0 | 0 | 0 | 0 | 0 | 0 | 0 | 0 | 0 | 0
F3_Commercial_Grocery (WA)_New_Food Preparation_Natural Gas_Broiler_E1 | F3 | Commercial | Grocery (WA) | New | Food Preparation | Natural Gas | Broiler | E1 | PACT BC Ratio | [24 empty] | 1 | 1 | 1 | bar: 2019 to 2042
F3_Commercial_Grocery (WA)_New_Food Preparation_Natural Gas_Broiler_E2 | F3 | Commercial | Grocery (WA) | New | Food Preparation | Natural Gas | Broiler | E2 | PACT BC Ratio | 1.0389 | 1.0651 | 1.0961 | 1.1316 | 1.1718 | 1.2207 | 1.2711 | 1.3209 | 1.3689 | 1.4176 | 1.4563 | 1.4926 | 1.5316 | 1.5697 | 1.6038 | 1.6357 | 1.6644 | 1.6926 | 1.7228 | 1.7523 | 1.7825 | 1.814 | 1.8458 | 1.8786 | 1.9119 | 1.9459 | 1.9805
F3_Commercial_Grocery (WA)_New_Food Preparation_Natural Gas_Broiler_E3 | F3 | Commercial | Grocery (WA) | New | Food Preparation | Natural Gas | Broiler | E3 | PACT BC Ratio | 0 | 0 | 0 | 0 | 0 | 0 | 0 | 0 | 0 | 0 | 0 | 0 | 0 | 0 | 0 | 0 | 0 | 0 | 0 | 0 | 0 | 0 | 0 | 0 | 0 | 0 | 0
F3_Commercial_Grocery (WA)_New_Food Preparation_Natural Gas_Broiler_E4 | F3 | Commercial | Grocery (WA) | New | Food Preparation | Natural Gas | Broiler | E4 | PACT BC Ratio | 0 | 0 | 0 | 0 | 0 | 0 | 0 | 0 | 0 | 0 | 0 | 0 | 0 | 0 | 0 | 0 | 0 | 0 | 0 | 0 | 0 | 0 | 0 | 0 | 0 | 0 | 0
F3_Commercial_Grocery (WA)_New_Food Preparation_Natural Gas_Broiler_E5 | F3 | Commercial | Grocery (WA) | New | Food Preparation | Natural Gas | Broiler | E5 | PACT BC Ratio | 0 | 0 | 0 | 0 | 0 | 0 | 0 | 0 | 0 | 0 | 0 | 0 | 0 | 0 | 0 | 0 | 0 | 0 | 0 | 0 | 0 | 0 | 0 | 0 | 0 | 0 | 0
F3_Commercial_Grocery (WA)_New_Food Preparation_Natural Gas_Broiler_E6 | F3 | Commercial | Grocery (WA) | New | Food Preparation | Natural Gas | Broiler | E6 | PACT BC Ratio | 0 | 0 | 0 | 0 | 0 | 0 | 0 | 0 | 0 | 0 | 0 | 0 | 0 | 0 | 0 | 0 | 0 | 0 | 0 | 0 | 0 | 0 | 0 | 0 | 0 | 0 | 0
F3_Commercial_Grocery (WA)_New_Food Preparation_Natural Gas_Broiler_E7 | F3 | Commercial | Grocery (WA) | New | Food Preparation | Natural Gas | Broiler | E7 | PACT BC Ratio | 0 | 0 | 0 | 0 | 0 | 0 | 0 | 0 | 0 | 0 | 0 | 0 | 0 | 0 | 0 | 0 | 0 | 0 | 0 | 0 | 0 | 0 | 0 | 0 | 0 | 0 | 0
F3_Commercial_Grocery (WA)_New_Food Preparation_Natural Gas_Broiler_E8 | F3 | Commercial | Grocery (WA) | New | Food Preparation | Natural Gas | Broiler | E8 | PACT BC Ratio | 0 | 0 | 0 | 0 | 0 | 0 | 0 | 0 | 0 | 0 | 0 | 0 | 0 | 0 | 0 | 0 | 0 | 0 | 0 | 0 | 0 | 0 | 0 | 0 | 0 | 0 | 0
F3_Commercial_Grocery (WA)_New_Food Preparation_Natural Gas_Broiler_E9 | F3 | Commercial | Grocery (WA) | New | Food Preparation | Natural Gas | Broiler | E9 | PACT BC Ratio | 0 | 0 | 0 | 0 | 0 | 0 | 0 | 0 | 0 | 0 | 0 | 0 | 0 | 0 | 0 | 0 | 0 | 0 | 0 | 0 | 0 | 0 | 0 | 0 | 0 | 0 | 0
F3_Commercial_Grocery (WA)_New_Food Preparation_Natural Gas_Broiler_E10 | F3 | Commercial | Grocery (WA) | New | Food Preparation | Natural Gas | Broiler | E10 | PACT BC Ratio | 0 | 0 | 0 | 0 | 0 | 0 | 0 | 0 | 0 | 0 | 0 | 0 | 0 | 0 | 0 | 0 | 0 | 0 | 0 | 0 | 0 | 0 | 0 | 0 | 0 | 0 | 0
F4_Commercial_Grocery (WA)_New_Food Preparation_Natural Gas_Broiler_E1 | F4 | Commercial | Grocery (WA) | New | Food Preparation | Natural Gas | Broiler | E1 | RVT BC Ratio | [24 empty] | 1 | 1 | 1 | bar: 2019 to 2042
F4_Commercial_Grocery (WA)_New_Food Preparation_Natural Gas_Broiler_E2 | F4 | Commercial | Grocery (WA) | New | Food Preparation | Natural Gas | Broiler | E2 | RVT BC Ratio | 1.124 | 1.1377 | 1.1539 | 1.1727 | 1.1943 | 1.2212 | 1.2482 | 1.2739 | 1.2971 | 1.3196 | 1.3429 | 1.3641 | 1.3864 | 1.4076 | 1.4258 | 1.4422 | 1.4561 | 1.4694 | 1.4835 | 1.4966 | 1.5099 | 1.5295 | 1.5494 | 1.5699 | 1.5908 | 1.612 | 1.6336
F4_Commercial_Grocery (WA)_New_Food Preparation_Natural Gas_Broiler_E3 | F4 | Commercial | Grocery (WA) | New | Food Preparation | Natural Gas | Broiler | E3 | RVT BC Ratio | 0 | 0 | 0 | 0 | 0 | 0 | 0 | 0 | 0 | 0 | 0 | 0 | 0 | 0 | 0 | 0 | 0 | 0 | 0 | 0 | 0 | 0 | 0 | 0 | 0 | 0 | 0
F4_Commercial_Grocery (WA)_New_Food Preparation_Natural Gas_Broiler_E4 | F4 | Commercial | Grocery (WA) | New | Food Preparation | Natural Gas | Broiler | E4 | RVT BC Ratio | 0 | 0 | 0 | 0 | 0 | 0 | 0 | 0 | 0 | 0 | 0 | 0 | 0 | 0 | 0 | 0 | 0 | 0 | 0 | 0 | 0 | 0 | 0 | 0 | 0 | 0 | 0
F4_Commercial_Grocery (WA)_New_Food Preparation_Natural Gas_Broiler_E5 | F4 | Commercial | Grocery (WA) | New | Food Preparation | Natural Gas | Broiler | E5 | RVT BC Ratio | 0 | 0 | 0 | 0 | 0 | 0 | 0 | 0 | 0 | 0 | 0 | 0 | 0 | 0 | 0 | 0 | 0 | 0 | 0 | 0 | 0 | 0 | 0 | 0 | 0 | 0 | 0
F4_Commercial_Grocery (WA)_New_Food Preparation_Natural Gas_Broiler_E6 | F4 | Commercial | Grocery (WA) | New | Food Preparation | Natural Gas | Broiler | E6 | RVT BC Ratio | 0 | 0 | 0 | 0 | 0 | 0 | 0 | 0 | 0 | 0 | 0 | 0 | 0 | 0 | 0 | 0 | 0 | 0 | 0 | 0 | 0 | 0 | 0 | 0 | 0 | 0 | 0
F4_Commercial_Grocery (WA)_New_Food Preparation_Natural Gas_Broiler_E7 | F4 | Commercial | Grocery (WA) | New | Food Preparation | Natural Gas | Broiler | E7 | RVT BC Ratio | 0 | 0 | 0 | 0 | 0 | 0 | 0 | 0 | 0 | 0 | 0 | 0 | 0 | 0 | 0 | 0 | 0 | 0 | 0 | 0 | 0 | 0 | 0 | 0 | 0 | 0 | 0
F4_Commercial_Grocery (WA)_New_Food Preparation_Natural Gas_Broiler_E8 | F4 | Commercial | Grocery (WA) | New | Food Preparation | Natural Gas | Broiler | E8 | RVT BC Ratio | 0 | 0 | 0 | 0 | 0 | 0 | 0 | 0 | 0 | 0 | 0 | 0 | 0 | 0 | 0 | 0 | 0 | 0 | 0 | 0 | 0 | 0 | 0 | 0 | 0 | 0 | 0
F4_Commercial_Grocery (WA)_New_Food Preparation_Natural Gas_Broiler_E9 | F4 | Commercial | Grocery (WA) | New | Food Preparation | Natural Gas | Broiler | E9 | RVT BC Ratio | 0 | 0 | 0 | 0 | 0 | 0 | 0 | 0 | 0 | 0 | 0 | 0 | 0 | 0 | 0 | 0 | 0 | 0 | 0 | 0 | 0 | 0 | 0 | 0 | 0 | 0 | 0
F4_Commercial_Grocery (WA)_New_Food Preparation_Natural Gas_Broiler_E10 | F4 | Commercial | Grocery (WA) | New | Food Preparation | Natural Gas | Broiler | E10 | RVT BC Ratio | 0 | 0 | 0 | 0 | 0 | 0 | 0 | 0 | 0 | 0 | 0 | 0 | 0 | 0 | 0 | 0 | 0 | 0 | 0 | 0 | 0 | 0 | 0 | 0 | 0 | 0 | 0
F5_Commercial_Grocery (WA)_New_Food Preparation_Natural Gas_Broiler_E1 | F5 | Commercial | Grocery (WA) | New | Food Preparation | Natural Gas | Broiler | E1 | RIM BC Ratio | [24 empty] | 1 | 1 | 1 | bar: 2019 to 2042
F5_Commercial_Grocery (WA)_New_Food Preparation_Natural Gas_Broiler_E2 | F5 | Commercial | Grocery (WA) | New | Food Preparation | Natural Gas | Broiler | E2 | RIM BC Ratio | 0.46721 | 0.47405 | 0.48204 | 0.49084 | 0.50042 | 0.51143 | 0.52259 | 0.53364 | 0.54446 | 0.55546 | 0.56202 | 0.56821 | 0.57483 | 0.5814 | 0.58739 | 0.59309 | 0.5984 | 0.60373 | 0.60935 | 0.61495 | 0.62073 | 0.6245 | 0.62823 | 0.63198 | 0.63572 | 0.63943 | 0.64312
F5_Commercial_Grocery (WA)_New_Food Preparation_Natural Gas_Broiler_E3 | F5 | Commercial | Grocery (WA) | New | Food Preparation | Natural Gas | Broiler | E3 | RIM BC Ratio | 0 | 0 | 0 | 0 | 0 | 0 | 0 | 0 | 0 | 0 | 0 | 0 | 0 | 0 | 0 | 0 | 0 | 0 | 0 | 0 | 0 | 0 | 0 | 0 | 0 | 0 | 0
F5_Commercial_Grocery (WA)_New_Food Preparation_Natural Gas_Broiler_E4 | F5 | Commercial | Grocery (WA) | New | Food Preparation | Natural Gas | Broiler | E4 | RIM BC Ratio | 0 | 0 | 0 | 0 | 0 | 0 | 0 | 0 | 0 | 0 | 0 | 0 | 0 | 0 | 0 | 0 | 0 | 0 | 0 | 0 | 0 | 0 | 0 | 0 | 0 | 0 | 0
F5_Commercial_Grocery (WA)_New_Food Preparation_Natural Gas_Broiler_E5 | F5 | Commercial | Grocery (WA) | New | Food Preparation | Natural Gas | Broiler | E5 | RIM BC Ratio | 0 | 0 | 0 | 0 | 0 | 0 | 0 | 0 | 0 | 0 | 0 | 0 | 0 | 0 | 0 | 0 | 0 | 0 | 0 | 0 | 0 | 0 | 0 | 0 | 0 | 0 | 0
F5_Commercial_Grocery (WA)_New_Food Preparation_Natural Gas_Broiler_E6 | F5 | Commercial | Grocery (WA) | New | Food Preparation | Natural Gas | Broiler | E6 | RIM BC Ratio | 0 | 0 | 0 | 0 | 0 | 0 | 0 | 0 | 0 | 0 | 0 | 0 | 0 | 0 | 0 | 0 | 0 | 0 | 0 | 0 | 0 | 0 | 0 | 0 | 0 | 0 | 0
F5_Commercial_Grocery (WA)_New_Food Preparation_Natural Gas_Broiler_E7 | F5 | Commercial | Grocery (WA) | New | Food Preparation | Natural Gas | Broiler | E7 | RIM BC Ratio | 0 | 0 | 0 | 0 | 0 | 0 | 0 | 0 | 0 | 0 | 0 | 0 | 0 | 0 | 0 | 0 | 0 | 0 | 0 | 0 | 0 | 0 | 0 | 0 | 0 | 0 | 0
F5_Commercial_Grocery (WA)_New_Food Preparation_Natural Gas_Broiler_E8 | F5 | Commercial | Grocery (WA) | New | Food Preparation | Natural Gas | Broiler | E8 | RIM BC Ratio | 0 | 0 | 0 | 0 | 0 | 0 | 0 | 0 | 0 | 0 | 0 | 0 | 0 | 0 | 0 | 0 | 0 | 0 | 0 | 0 | 0 | 0 | 0 | 0 | 0 | 0 | 0
F5_Commercial_Grocery (WA)_New_Food Preparation_Natural Gas_Broiler_E9 | F5 | Commercial | Grocery (WA) | New | Food Preparation | Natural Gas | Broiler | E9 | RIM BC Ratio | 0 | 0 | 0 | 0 | 0 | 0 | 0 | 0 | 0 | 0 | 0 | 0 | 0 | 0 | 0 | 0 | 0 | 0 | 0 | 0 | 0 | 0 | 0 | 0 | 0 | 0 | 0
F5_Commercial_Grocery (WA)_New_Food Preparation_Natural Gas_Broiler_E10 | F5 | Commercial | Grocery (WA) | New | Food Preparation | Natural Gas | Broiler | E10 | RIM BC Ratio | 0 | 0 | 0 | 0 | 0 | 0 | 0 | 0 | 0 | 0 | 0 | 0 | 0 | 0 | 0 | 0 | 0 | 0 | 0 | 0 | 0 | 0 | 0 | 0 | 0 | 0 | 0
F0_Commercial_Grocery (WA)_New_Food Preparation_Natural Gas_Griddle_E0 | F0 | Commercial | Grocery (WA) | New | Food Preparation | Natural Gas | Griddle | E0 | Economic Unit | ENERGY STAR | ENERGY STAR | ENERGY STAR | ENERGY STAR | ENERGY STAR | ENERGY STAR | ENERGY STAR | ENERGY STAR | ENERGY STAR | ENERGY STAR | ENERGY STAR | ENERGY STAR | ENERGY STAR | ENERGY STAR | ENERGY STAR | ENERGY STAR | ENERGY STAR | ENERGY STAR | ENERGY STAR | ENERGY STAR | ENERGY STAR | ENERGY STAR | ENERGY STAR | ENERGY STAR | ENERGY STAR | ENERGY STAR | ENERGY STAR
F1_Commercial_Grocery (WA)_New_Food Preparation_Natural Gas_Griddle_E1 | F1 | Commercial | Grocery (WA) | New | Food Preparation | Natural Gas | Griddle | E1 | CCE | 0 | 0 | 0 | 0 | 0 | 0 | 0 | 0 | 0 | 0 | 0 | 0 | 0 | 0 | 0 | 0 | 0 | 0 | 0 | 0 | 0 | 0 | 0 | 0 | 0 | 0 | 0
F1_Commercial_Grocery (WA)_New_Food Preparation_Natural Gas_Griddle_E2 | F1 | Commercial | Grocery (WA) | New | Food Preparation | Natural Gas | Griddle | E2 | CCE | 0.0011079 | 0.0011079 | 0.0011079 | 0.0011079 | 0.0011079 | 0.0011079 | 0.0011079 | 0.0011079 | 0.0011079 | 0.0011079 | 0.0011079 | 0.0011079 | 0.0011079 | 0.0011079 | 0.0011079 | 0.0011079 | 0.0011079 | 0.0011079 | 0.0011079 | 0.0011079 | 0.0011079 | 0.0011079 | 0.0011079 | 0.0011079 | 0.0011079 | 0.0011079 | 0.0011079
F1_Commercial_Grocery (WA)_New_Food Preparation_Natural Gas_Griddle_E3 | F1 | Commercial | Grocery (WA) | New | Food Preparation | Natural Gas | Griddle | E3 | CCE | 0 | 0 | 0 | 0 | 0 | 0 | 0 | 0 | 0 | 0 | 0 | 0 | 0 | 0 | 0 | 0 | 0 | 0 | 0 | 0 | 0 | 0 | 0 | 0 | 0 | 0 | 0
F1_Commercial_Grocery (WA)_New_Food Preparation_Natural Gas_Griddle_E4 | F1 | Commercial | Grocery (WA) | New | Food Preparation | Natural Gas | Griddle | E4 | CCE | 0 | 0 | 0 | 0 | 0 | 0 | 0 | 0 | 0 | 0 | 0 | 0 | 0 | 0 | 0 | 0 | 0 | 0 | 0 | 0 | 0 | 0 | 0 | 0 | 0 | 0 | 0
F1_Commercial_Grocery (WA)_New_Food Preparation_Natural Gas_Griddle_E5 | F1 | Commercial | Grocery (WA) | New | Food Preparation | Natural Gas | Griddle | E5 | CCE | 0 | 0 | 0 | 0 | 0 | 0 | 0 | 0 | 0 | 0 | 0 | 0 | 0 | 0 | 0 | 0 | 0 | 0 | 0 | 0 | 0 | 0 | 0 | 0 | 0 | 0 | 0
F1_Commercial_Grocery (WA)_New_Food Preparation_Natural Gas_Griddle_E6 | F1 | Commercial | Grocery (WA) | New | Food Preparation | Natural Gas | Griddle | E6 | CCE | 0 | 0 | 0 | 0 | 0 | 0 | 0 | 0 | 0 | 0 | 0 | 0 | 0 | 0 | 0 | 0 | 0 | 0 | 0 | 0 | 0 | 0 | 0 | 0 | 0 | 0 | 0
F1_Commercial_Grocery (WA)_New_Food Preparation_Natural Gas_Griddle_E7 | F1 | Commercial | Grocery (WA) | New | Food Preparation | Natural Gas | Griddle | E7 | CCE | 0 | 0 | 0 | 0 | 0 | 0 | 0 | 0 | 0 | 0 | 0 | 0 | 0 | 0 | 0 | 0 | 0 | 0 | 0 | 0 | 0 | 0 | 0 | 0 | 0 | 0 | 0
F1_Commercial_Grocery (WA)_New_Food Preparation_Natural Gas_Griddle_E8 | F1 | Commercial | Grocery (WA) | New | Food Preparation | Natural Gas | Griddle | E8 | CCE | 0 | 0 | 0 | 0 | 0 | 0 | 0 | 0 | 0 | 0 | 0 | 0 | 0 | 0 | 0 | 0 | 0 | 0 | 0 | 0 | 0 | 0 | 0 | 0 | 0 | 0 | 0
F1_Commercial_Grocery (WA)_New_Food Preparation_Natural Gas_Griddle_E9 | F1 | Commercial | Grocery (WA) | New | Food Preparation | Natural Gas | Griddle | E9 | CCE | 0 | 0 | 0 | 0 | 0 | 0 | 0 | 0 | 0 | 0 | 0 | 0 | 0 | 0 | 0 | 0 | 0 | 0 | 0 | 0 | 0 | 0 | 0 | 0 | 0 | 0 | 0
F1_Commercial_Grocery (WA)_New_Food Preparation_Natural Gas_Griddle_E10 | F1 | Commercial | Grocery (WA) | New | Food Preparation | Natural Gas | Griddle | E10 | CCE | 0 | 0 | 0 | 0 | 0 | 0 | 0 | 0 | 0 | 0 | 0 | 0 | 0 | 0 | 0 | 0 | 0 | 0 | 0 | 0 | 0 | 0 | 0 | 0 | 0 | 0 | 0
F2_Commercial_Grocery (WA)_New_Food Preparation_Natural Gas_Griddle_E1 | F2 | Commercial | Grocery (WA) | New | Food Preparation | Natural Gas | Griddle | E1 | TRC BC Ratio | [24 empty] | 1 | 1 | 1 | bar: 2019 to 2042
F2_Commercial_Grocery (WA)_New_Food Preparation_Natural Gas_Griddle_E2 | F2 | Commercial | Grocery (WA) | New | Food Preparation | Natural Gas | Griddle | E2 | TRC BC Ratio | 3.2125 | 3.2934 | 3.3893 | 3.4992 | 3.6236 | 3.7748 | 3.9305 | 4.0846 | 4.233 | 4.3835 | 4.5033 | 4.6154 | 4.736 | 4.8539 | 4.9594 | 5.0581 | 5.1467 | 5.2341 | 5.3274 | 5.4185 | 5.512 | 5.6093 | 5.7076 | 5.809 | 5.9122 | 6.0172 | 6.1241
F2_Commercial_Grocery (WA)_New_Food Preparation_Natural Gas_Griddle_E3 | F2 | Commercial | Grocery (WA) | New | Food Preparation | Natural Gas | Griddle | E3 | TRC BC Ratio | 0 | 0 | 0 | 0 | 0 | 0 | 0 | 0 | 0 | 0 | 0 | 0 | 0 | 0 | 0 | 0 | 0 | 0 | 0 | 0 | 0 | 0 | 0 | 0 | 0 | 0 | 0
F2_Commercial_Grocery (WA)_New_Food Preparation_Natural Gas_Griddle_E4 | F2 | Commercial | Grocery (WA) | New | Food Preparation | Natural Gas | Griddle | E4 | TRC BC Ratio | 0 | 0 | 0 | 0 | 0 | 0 | 0 | 0 | 0 | 0 | 0 | 0 | 0 | 0 | 0 | 0 | 0 | 0 | 0 | 0 | 0 | 0 | 0 | 0 | 0 | 0 | 0
F2_Commercial_Grocery (WA)_New_Food Preparation_Natural Gas_Griddle_E5 | F2 | Commercial | Grocery (WA) | New | Food Preparation | Natural Gas | Griddle | E5 | TRC BC Ratio | 0 | 0 | 0 | 0 | 0 | 0 | 0 | 0 | 0 | 0 | 0 | 0 | 0 | 0 | 0 | 0 | 0 | 0 | 0 | 0 | 0 | 0 | 0 | 0 | 0 | 0 | 0
F2_Commercial_Grocery (WA)_New_Food Preparation_Natural Gas_Griddle_E6 | F2 | Commercial | Grocery (WA) | New | Food Preparation | Natural Gas | Griddle | E6 | TRC BC Ratio | 0 | 0 | 0 | 0 | 0 | 0 | 0 | 0 | 0 | 0 | 0 | 0 | 0 | 0 | 0 | 0 | 0 | 0 | 0 | 0 | 0 | 0 | 0 | 0 | 0 | 0 | 0
F2_Commercial_Grocery (WA)_New_Food Preparation_Natural Gas_Griddle_E7 | F2 | Commercial | Grocery (WA) | New | Food Preparation | Natural Gas | Griddle | E7 | TRC BC Ratio | 0 | 0 | 0 | 0 | 0 | 0 | 0 | 0 | 0 | 0 | 0 | 0 | 0 | 0 | 0 | 0 | 0 | 0 | 0 | 0 | 0 | 0 | 0 | 0 | 0 | 0 | 0
F2_Commercial_Grocery (WA)_New_Food Preparation_Natural Gas_Griddle_E8 | F2 | Commercial | Grocery (WA) | New | Food Preparation | Natural Gas | Griddle | E8 | TRC BC Ratio | 0 | 0 | 0 | 0 | 0 | 0 | 0 | 0 | 0 | 0 | 0 | 0 | 0 | 0 | 0 | 0 | 0 | 0 | 0 | 0 | 0 | 0 | 0 | 0 | 0 | 0 | 0
F2_Commercial_Grocery (WA)_New_Food Preparation_Natural Gas_Griddle_E9 | F2 | Commercial | Grocery (WA) | New | Food Preparation | Natural Gas | Griddle | E9 | TRC BC Ratio | 0 | 0 | 0 | 0 | 0 | 0 | 0 | 0 | 0 | 0 | 0 | 0 | 0 | 0 | 0 | 0 | 0 | 0 | 0 | 0 | 0 | 0 | 0 | 0 | 0 | 0 | 0
F2_Commercial_Grocery (WA)_New_Food Preparation_Natural Gas_Griddle_E10 | F2 | Commercial | Grocery (WA) | New | Food Preparation | Natural Gas | Griddle | E10 | TRC BC Ratio | 0 | 0 | 0 | 0 | 0 | 0 | 0 | 0 | 0 | 0 | 0 | 0 | 0 | 0 | 0 | 0 | 0 | 0 | 0 | 0 | 0 | 0 | 0 | 0 | 0 | 0 | 0
F3_Commercial_Grocery (WA)_New_Food Preparation_Natural Gas_Griddle_E1 | F3 | Commercial | Grocery (WA) | New | Food Preparation | Natural Gas | Griddle | E1 | PACT BC Ratio | [24 empty] | 1 | 1 | 1 | bar: 2019 to 2042
F3_Commercial_Grocery (WA)_New_Food Preparation_Natural Gas_Griddle_E2 | F3 | Commercial | Grocery (WA) | New | Food Preparation | Natural Gas | Griddle | E2 | PACT BC Ratio | 6.4743 | 6.6374 | 6.8307 | 7.0523 | 7.3028 | 7.6076 | 7.9213 | 8.232 | 8.5311 | 8.8344 | 9.0757 | 9.3018 | 9.5447 | 9.7824 | 9.995 | 10.194 | 10.3724 | 10.5485 | 10.7367 | 10.9202 | 11.1088 | 11.3048 | 11.5029 | 11.7073 | 11.9152 | 12.1269 | 12.3424
F3_Commercial_Grocery (WA)_New_Food Preparation_Natural Gas_Griddle_E3 | F3 | Commercial | Grocery (WA) | New | Food Preparation | Natural Gas | Griddle | E3 | PACT BC Ratio | 0 | 0 | 0 | 0 | 0 | 0 | 0 | 0 | 0 | 0 | 0 | 0 | 0 | 0 | 0 | 0 | 0 | 0 | 0 | 0 | 0 | 0 | 0 | 0 | 0 | 0 | 0
F3_Commercial_Grocery (WA)_New_Food Preparation_Natural Gas_Griddle_E4 | F3 | Commercial | Grocery (WA) | New | Food Preparation | Natural Gas | Griddle | E4 | PACT BC Ratio | 0 | 0 | 0 | 0 | 0 | 0 | 0 | 0 | 0 | 0 | 0 | 0 | 0 | 0 | 0 | 0 | 0 | 0 | 0 | 0 | 0 | 0 | 0 | 0 | 0 | 0 | 0
F3_Commercial_Grocery (WA)_New_Food Preparation_Natural Gas_Griddle_E5 | F3 | Commercial | Grocery (WA) | New | Food Preparation | Natural Gas | Griddle | E5 | PACT BC Ratio | 0 | 0 | 0 | 0 | 0 | 0 | 0 | 0 | 0 | 0 | 0 | 0 | 0 | 0 | 0 | 0 | 0 | 0 | 0 | 0 | 0 | 0 | 0 | 0 | 0 | 0 | 0
F3_Commercial_Grocery (WA)_New_Food Preparation_Natural Gas_Griddle_E6 | F3 | Commercial | Grocery (WA) | New | Food Preparation | Natural Gas | Griddle | E6 | PACT BC Ratio | 0 | 0 | 0 | 0 | 0 | 0 | 0 | 0 | 0 | 0 | 0 | 0 | 0 | 0 | 0 | 0 | 0 | 0 | 0 | 0 | 0 | 0 | 0 | 0 | 0 | 0 | 0
F3_Commercial_Grocery (WA)_New_Food Preparation_Natural Gas_Griddle_E7 | F3 | Commercial | Grocery (WA) | New | Food Preparation | Natural Gas | Griddle | E7 | PACT BC Ratio | 0 | 0 | 0 | 0 | 0 | 0 | 0 | 0 | 0 | 0 | 0 | 0 | 0 | 0 | 0 | 0 | 0 | 0 | 0 | 0 | 0 | 0 | 0 | 0 | 0 | 0 | 0
F3_Commercial_Grocery (WA)_New_Food Preparation_Natural Gas_Griddle_E8 | F3 | Commercial | Grocery (WA) | New | Food Preparation | Natural Gas | Griddle | E8 | PACT BC Ratio | 0 | 0 | 0 | 0 | 0 | 0 | 0 | 0 | 0 | 0 | 0 | 0 | 0 | 0 | 0 | 0 | 0 | 0 | 0 | 0 | 0 | 0 | 0 | 0 | 0 | 0 | 0
F3_Commercial_Grocery (WA)_New_Food Preparation_Natural Gas_Griddle_E9 | F3 | Commercial | Grocery (WA) | New | Food Preparation | Natural Gas | Griddle | E9 | PACT BC Ratio | 0 | 0 | 0 | 0 | 0 | 0 | 0 | 0 | 0 | 0 | 0 | 0 | 0 | 0 | 0 | 0 | 0 | 0 | 0 | 0 | 0 | 0 | 0 | 0 | 0 | 0 | 0
F3_Commercial_Grocery (WA)_New_Food Preparation_Natural Gas_Griddle_E10 | F3 | Commercial | Grocery (WA) | New | Food Preparation | Natural Gas | Griddle | E10 | PACT BC Ratio | 0 | 0 | 0 | 0 | 0 | 0 | 0 | 0 | 0 | 0 | 0 | 0 | 0 | 0 | 0 | 0 | 0 | 0 | 0 | 0 | 0 | 0 | 0 | 0 | 0 | 0 | 0
F4_Commercial_Grocery (WA)_New_Food Preparation_Natural Gas_Griddle_E1 | F4 | Commercial | Grocery (WA) | New | Food Preparation | Natural Gas | Griddle | E1 | RVT BC Ratio | [24 empty] | 1 | 1 | 1 | bar: 2019 to 2042
F4_Commercial_Grocery (WA)_New_Food Preparation_Natural Gas_Griddle_E2 | F4 | Commercial | Grocery (WA) | New | Food Preparation | Natural Gas | Griddle | E2 | RVT BC Ratio | 4.9358 | 5.0215 | 5.1222 | 5.2396 | 5.374 | 5.5418 | 5.7101 | 5.8699 | 6.0145 | 6.1547 | 6.3 | 6.432 | 6.5713 | 6.7032 | 6.8166 | 6.9189 | 7.0055 | 7.0882 | 7.1761 | 7.2582 | 7.3406 | 7.4632 | 7.587 | 7.7148 | 7.8448 | 7.9772 | 8.1118
F4_Commercial_Grocery (WA)_New_Food Preparation_Natural Gas_Griddle_E3 | F4 | Commercial | Grocery (WA) | New | Food Preparation | Natural Gas | Griddle | E3 | RVT BC Ratio | 0 | 0 | 0 | 0 | 0 | 0 | 0 | 0 | 0 | 0 | 0 | 0 | 0 | 0 | 0 | 0 | 0 | 0 | 0 | 0 | 0 | 0 | 0 | 0 | 0 | 0 | 0
F4_Commercial_Grocery (WA)_New_Food Preparation_Natural Gas_Griddle_E4 | F4 | Commercial | Grocery (WA) | New | Food Preparation | Natural Gas | Griddle | E4 | RVT BC Ratio | 0 | 0 | 0 | 0 | 0 | 0 | 0 | 0 | 0 | 0 | 0 | 0 | 0 | 0 | 0 | 0 | 0 | 0 | 0 | 0 | 0 | 0 | 0 | 0 | 0 | 0 | 0
F4_Commercial_Grocery (WA)_New_Food Preparation_Natural Gas_Griddle_E5 | F4 | Commercial | Grocery (WA) | New | Food Preparation | Natural Gas | Griddle | E5 | RVT BC Ratio | 0 | 0 | 0 | 0 | 0 | 0 | 0 | 0 | 0 | 0 | 0 | 0 | 0 | 0 | 0 | 0 | 0 | 0 | 0 | 0 | 0 | 0 | 0 | 0 | 0 | 0 | 0
F4_Commercial_Grocery (WA)_New_Food Preparation_Natural Gas_Griddle_E6 | F4 | Commercial | Grocery (WA) | New | Food Preparation | Natural Gas | Griddle | E6 | RVT BC Ratio | 0 | 0 | 0 | 0 | 0 | 0 | 0 | 0 | 0 | 0 | 0 | 0 | 0 | 0 | 0 | 0 | 0 | 0 | 0 | 0 | 0 | 0 | 0 | 0 | 0 | 0 | 0
F4_Commercial_Grocery (WA)_New_Food Preparation_Natural Gas_Griddle_E7 | F4 | Commercial | Grocery (WA) | New | Food Preparation | Natural Gas | Griddle | E7 | RVT BC Ratio | 0 | 0 | 0 | 0 | 0 | 0 | 0 | 0 | 0 | 0 | 0 | 0 | 0 | 0 | 0 | 0 | 0 | 0 | 0 | 0 | 0 | 0 | 0 | 0 | 0 | 0 | 0
F4_Commercial_Grocery (WA)_New_Food Preparation_Natural Gas_Griddle_E8 | F4 | Commercial | Grocery (WA) | New | Food Preparation | Natural Gas | Griddle | E8 | RVT BC Ratio | 0 | 0 | 0 | 0 | 0 | 0 | 0 | 0 | 0 | 0 | 0 | 0 | 0 | 0 | 0 | 0 | 0 | 0 | 0 | 0 | 0 | 0 | 0 | 0 | 0 | 0 | 0
F4_Commercial_Grocery (WA)_New_Food Preparation_Natural Gas_Griddle_E9 | F4 | Commercial | Grocery (WA) | New | Food Preparation | Natural Gas | Griddle | E9 | RVT BC Ratio | 0 | 0 | 0 | 0 | 0 | 0 | 0 | 0 | 0 | 0 | 0 | 0 | 0 | 0 | 0 | 0 | 0 | 0 | 0 | 0 | 0 | 0 | 0 | 0 | 0 | 0 | 0
F4_Commercial_Grocery (WA)_New_Food Preparation_Natural Gas_Griddle_E10 | F4 | Commercial | Grocery (WA) | New | Food Preparation | Natural Gas | Griddle | E10 | RVT BC Ratio | 0 | 0 | 0 | 0 | 0 | 0 | 0 | 0 | 0 | 0 | 0 | 0 | 0 | 0 | 0 | 0 | 0 | 0 | 0 | 0 | 0 | 0 | 0 | 0 | 0 | 0 | 0
F5_Commercial_Grocery (WA)_New_Food Preparation_Natural Gas_Griddle_E1 | F5 | Commercial | Grocery (WA) | New | Food Preparation | Natural Gas | Griddle | E1 | RIM BC Ratio | [24 empty] | 1 | 1 | 1 | bar: 2019 to 2042
F5_Commercial_Grocery (WA)_New_Food Preparation_Natural Gas_Griddle_E2 | F5 | Commercial | Grocery (WA) | New | Food Preparation | Natural Gas | Griddle | E2 | RIM BC Ratio | 0.75061 | 0.75688 | 0.76419 | 0.77195 | 0.7801 | 0.78891 | 0.79805 | 0.80752 | 0.81739 | 0.82777 | 0.83138 | 0.83512 | 0.83929 | 0.84377 | 0.84818 | 0.85263 | 0.85712 | 0.86179 | 0.8667 | 0.87181 | 0.87718 | 0.87838 | 0.87956 | 0.88073 | 0.88189 | 0.88303 | 0.88416
F5_Commercial_Grocery (WA)_New_Food Preparation_Natural Gas_Griddle_E3 | F5 | Commercial | Grocery (WA) | New | Food Preparation | Natural Gas | Griddle | E3 | RIM BC Ratio | 0 | 0 | 0 | 0 | 0 | 0 | 0 | 0 | 0 | 0 | 0 | 0 | 0 | 0 | 0 | 0 | 0 | 0 | 0 | 0 | 0 | 0 | 0 | 0 | 0 | 0 | 0
F5_Commercial_Grocery (WA)_New_Food Preparation_Natural Gas_Griddle_E4 | F5 | Commercial | Grocery (WA) | New | Food Preparation | Natural Gas | Griddle | E4 | RIM BC Ratio | 0 | 0 | 0 | 0 | 0 | 0 | 0 | 0 | 0 | 0 | 0 | 0 | 0 | 0 | 0 | 0 | 0 | 0 | 0 | 0 | 0 | 0 | 0 | 0 | 0 | 0 | 0
F5_Commercial_Grocery (WA)_New_Food Preparation_Natural Gas_Griddle_E5 | F5 | Commercial | Grocery (WA) | New | Food Preparation | Natural Gas | Griddle | E5 | RIM BC Ratio | 0 | 0 | 0 | 0 | 0 | 0 | 0 | 0 | 0 | 0 | 0 | 0 | 0 | 0 | 0 | 0 | 0 | 0 | 0 | 0 | 0 | 0 | 0 | 0 | 0 | 0 | 0
F5_Commercial_Grocery (WA)_New_Food Preparation_Natural Gas_Griddle_E6 | F5 | Commercial | Grocery (WA) | New | Food Preparation | Natural Gas | Griddle | E6 | RIM BC Ratio | 0 | 0 | 0 | 0 | 0 | 0 | 0 | 0 | 0 | 0 | 0 | 0 | 0 | 0 | 0 | 0 | 0 | 0 | 0 | 0 | 0 | 0 | 0 | 0 | 0 | 0 | 0
F5_Commercial_Grocery (WA)_New_Food Preparation_Natural Gas_Griddle_E7 | F5 | Commercial | Grocery (WA) | New | Food Preparation | Natural Gas | Griddle | E7 | RIM BC Ratio | 0 | 0 | 0 | 0 | 0 | 0 | 0 | 0 | 0 | 0 | 0 | 0 | 0 | 0 | 0 | 0 | 0 | 0 | 0 | 0 | 0 | 0 | 0 | 0 | 0 | 0 | 0
F5_Commercial_Grocery (WA)_New_Food Preparation_Natural Gas_Griddle_E8 | F5 | Commercial | Grocery (WA) | New | Food Preparation | Natural Gas | Griddle | E8 | RIM BC Ratio | 0 | 0 | 0 | 0 | 0 | 0 | 0 | 0 | 0 | 0 | 0 | 0 | 0 | 0 | 0 | 0 | 0 | 0 | 0 | 0 | 0 | 0 | 0 | 0 | 0 | 0 | 0
F5_Commercial_Grocery (WA)_New_Food Preparation_Natural Gas_Griddle_E9 | F5 | Commercial | Grocery (WA) | New | Food Preparation | Natural Gas | Griddle | E9 | RIM BC Ratio | 0 | 0 | 0 | 0 | 0 | 0 | 0 | 0 | 0 | 0 | 0 | 0 | 0 | 0 | 0 | 0 | 0 | 0 | 0 | 0 | 0 | 0 | 0 | 0 | 0 | 0 | 0
F5_Commercial_Grocery (WA)_New_Food Preparation_Natural Gas_Griddle_E10 | F5 | Commercial | Grocery (WA) | New | Food Preparation | Natural Gas | Griddle | E10 | RIM BC Ratio | 0 | 0 | 0 | 0 | 0 | 0 | 0 | 0 | 0 | 0 | 0 | 0 | 0 | 0 | 0 | 0 | 0 | 0 | 0 | 0 | 0 | 0 | 0 | 0 | 0 | 0 | 0
F0_Commercial_Grocery (WA)_New_Food Preparation_Natural Gas_Range_E0 | F0 | Commercial | Grocery (WA) | New | Food Preparation | Natural Gas | Range | E0 | Economic Unit | High Efficiency | High Efficiency | High Efficiency | High Efficiency | High Efficiency | High Efficiency | High Efficiency | High Efficiency | High Efficiency | High Efficiency | High Efficiency | High Efficiency | High Efficiency | High Efficiency | High Efficiency | High Efficiency | High Efficiency | High Efficiency | High Efficiency | High Efficiency | High Efficiency | High Efficiency | High Efficiency | High Efficiency | High Efficiency | High Efficiency | High Efficiency
F1_Commercial_Grocery (WA)_New_Food Preparation_Natural Gas_Range_E1 | F1 | Commercial | Grocery (WA) | New | Food Preparation | Natural Gas | Range | E1 | CCE | 0 | 0 | 0 | 0 | 0 | 0 | 0 | 0 | 0 | 0 | 0 | 0 | 0 | 0 | 0 | 0 | 0 | 0 | 0 | 0 | 0 | 0 | 0 | 0 | 0 | 0 | 0
F1_Commercial_Grocery (WA)_New_Food Preparation_Natural Gas_Range_E2 | F1 | Commercial | Grocery (WA) | New | Food Preparation | Natural Gas | Range | E2 | CCE | 0.00029708 | 0.00029708 | 0.00029708 | 0.00029708 | 0.00029708 | 0.00029708 | 0.00029708 | 0.00029708 | 0.00029708 | 0.00029708 | 0.00029708 | 0.00029708 | 0.00029708 | 0.00029708 | 0.00029708 | 0.00029708 | 0.00029708 | 0.00029708 | 0.00029708 | 0.00029708 | 0.00029708 | 0.00029708 | 0.00029708 | 0.00029708 | 0.00029708 | 0.00029708 | 0.00029708
F1_Commercial_Grocery (WA)_New_Food Preparation_Natural Gas_Range_E3 | F1 | Commercial | Grocery (WA) | New | Food Preparation | Natural Gas | Range | E3 | CCE | 0 | 0 | 0 | 0 | 0 | 0 | 0 | 0 | 0 | 0 | 0 | 0 | 0 | 0 | 0 | 0 | 0 | 0 | 0 | 0 | 0 | 0 | 0 | 0 | 0 | 0 | 0
F1_Commercial_Grocery (WA)_New_Food Preparation_Natural Gas_Range_E4 | F1 | Commercial | Grocery (WA) | New | Food Preparation | Natural Gas | Range | E4 | CCE | 0 | 0 | 0 | 0 | 0 | 0 | 0 | 0 | 0 | 0 | 0 | 0 | 0 | 0 | 0 | 0 | 0 | 0 | 0 | 0 | 0 | 0 | 0 | 0 | 0 | 0 | 0
F1_Commercial_Grocery (WA)_New_Food Preparation_Natural Gas_Range_E5 | F1 | Commercial | Grocery (WA) | New | Food Preparation | Natural Gas | Range | E5 | CCE | 0 | 0 | 0 | 0 | 0 | 0 | 0 | 0 | 0 | 0 | 0 | 0 | 0 | 0 | 0 | 0 | 0 | 0 | 0 | 0 | 0 | 0 | 0 | 0 | 0 | 0 | 0
F1_Commercial_Grocery (WA)_New_Food Preparation_Natural Gas_Range_E6 | F1 | Commercial | Grocery (WA) | New | Food Preparation | Natural Gas | Range | E6 | CCE | 0 | 0 | 0 | 0 | 0 | 0 | 0 | 0 | 0 | 0 | 0 | 0 | 0 | 0 | 0 | 0 | 0 | 0 | 0 | 0 | 0 | 0 | 0 | 0 | 0 | 0 | 0
F1_Commercial_Grocery (WA)_New_Food Preparation_Natural Gas_Range_E7 | F1 | Commercial | Grocery (WA) | New | Food Preparation | Natural Gas | Range | E7 | CCE | 0 | 0 | 0 | 0 | 0 | 0 | 0 | 0 | 0 | 0 | 0 | 0 | 0 | 0 | 0 | 0 | 0 | 0 | 0 | 0 | 0 | 0 | 0 | 0 | 0 | 0 | 0
F1_Commercial_Grocery (WA)_New_Food Preparation_Natural Gas_Range_E8 | F1 | Commercial | Grocery (WA) | New | Food Preparation | Natural Gas | Range | E8 | CCE | 0 | 0 | 0 | 0 | 0 | 0 | 0 | 0 | 0 | 0 | 0 | 0 | 0 | 0 | 0 | 0 | 0 | 0 | 0 | 0 | 0 | 0 | 0 | 0 | 0 | 0 | 0
F1_Commercial_Grocery (WA)_New_Food Preparation_Natural Gas_Range_E9 | F1 | Commercial | Grocery (WA) | New | Food Preparation | Natural Gas | Range | E9 | CCE | 0 | 0 | 0 | 0 | 0 | 0 | 0 | 0 | 0 | 0 | 0 | 0 | 0 | 0 | 0 | 0 | 0 | 0 | 0 | 0 | 0 | 0 | 0 | 0 | 0 | 0 | 0
F1_Commercial_Grocery (WA)_New_Food Preparation_Natural Gas_Range_E10 | F1 | Commercial | Grocery (WA) | New | Food Preparation | Natural Gas | Range | E10 | CCE | 0 | 0 | 0 | 0 | 0 | 0 | 0 | 0 | 0 | 0 | 0 | 0 | 0 | 0 | 0 | 0 | 0 | 0 | 0 | 0 | 0 | 0 | 0 | 0 | 0 | 0 | 0
F2_Commercial_Grocery (WA)_New_Food Preparation_Natural Gas_Range_E1 | F2 | Commercial | Grocery (WA) | New | Food Preparation | Natural Gas | Range | E1 | TRC BC Ratio | [24 empty] | 1 | 1 | 1 | bar: 2019 to 2042
F2_Commercial_Grocery (WA)_New_Food Preparation_Natural Gas_Range_E2 | F2 | Commercial | Grocery (WA) | New | Food Preparation | Natural Gas | Range | E2 | TRC BC Ratio | 11.6739 | 11.9434 | 12.2824 | 12.6823 | 13.1474 | 13.7339 | 14.3448 | 14.9539 | 15.5414 | 16.137 | 16.6018 | 17.0342 | 17.5004 | 17.9546 | 18.3551 | 18.7259 | 19.053 | 19.3744 | 19.7202 | 20.0554 | 20.4003 | 20.76 | 21.1231 | 21.4983 | 21.8803 | 22.269 | 22.6646
F2_Commercial_Grocery (WA)_New_Food Preparation_Natural Gas_Range_E3 | F2 | Commercial | Grocery (WA) | New | Food Preparation | Natural Gas | Range | E3 | TRC BC Ratio | 0 | 0 | 0 | 0 | 0 | 0 | 0 | 0 | 0 | 0 | 0 | 0 | 0 | 0 | 0 | 0 | 0 | 0 | 0 | 0 | 0 | 0 | 0 | 0 | 0 | 0 | 0
F2_Commercial_Grocery (WA)_New_Food Preparation_Natural Gas_Range_E4 | F2 | Commercial | Grocery (WA) | New | Food Preparation | Natural Gas | Range | E4 | TRC BC Ratio | 0 | 0 | 0 | 0 | 0 | 0 | 0 | 0 | 0 | 0 | 0 | 0 | 0 | 0 | 0 | 0 | 0 | 0 | 0 | 0 | 0 | 0 | 0 | 0 | 0 | 0 | 0
F2_Commercial_Grocery (WA)_New_Food Preparation_Natural Gas_Range_E5 | F2 | Commercial | Grocery (WA) | New | Food Preparation | Natural Gas | Range | E5 | TRC BC Ratio | 0 | 0 | 0 | 0 | 0 | 0 | 0 | 0 | 0 | 0 | 0 | 0 | 0 | 0 | 0 | 0 | 0 | 0 | 0 | 0 | 0 | 0 | 0 | 0 | 0 | 0 | 0
F2_Commercial_Grocery (WA)_New_Food Preparation_Natural Gas_Range_E6 | F2 | Commercial | Grocery (WA) | New | Food Preparation | Natural Gas | Range | E6 | TRC BC Ratio | 0 | 0 | 0 | 0 | 0 | 0 | 0 | 0 | 0 | 0 | 0 | 0 | 0 | 0 | 0 | 0 | 0 | 0 | 0 | 0 | 0 | 0 | 0 | 0 | 0 | 0 | 0
F2_Commercial_Grocery (WA)_New_Food Preparation_Natural Gas_Range_E7 | F2 | Commercial | Grocery (WA) | New | Food Preparation | Natural Gas | Range | E7 | TRC BC Ratio | 0 | 0 | 0 | 0 | 0 | 0 | 0 | 0 | 0 | 0 | 0 | 0 | 0 | 0 | 0 | 0 | 0 | 0 | 0 | 0 | 0 | 0 | 0 | 0 | 0 | 0 | 0
F2_Commercial_Grocery (WA)_New_Food Preparation_Natural Gas_Range_E8 | F2 | Commercial | Grocery (WA) | New | Food Preparation | Natural Gas | Range | E8 | TRC BC Ratio | 0 | 0 | 0 | 0 | 0 | 0 | 0 | 0 | 0 | 0 | 0 | 0 | 0 | 0 | 0 | 0 | 0 | 0 | 0 | 0 | 0 | 0 | 0 | 0 | 0 | 0 | 0
F2_Commercial_Grocery (WA)_New_Food Preparation_Natural Gas_Range_E9 | F2 | Commercial | Grocery (WA) | New | Food Preparation | Natural Gas | Range | E9 | TRC BC Ratio | 0 | 0 | 0 | 0 | 0 | 0 | 0 | 0 | 0 | 0 | 0 | 0 | 0 | 0 | 0 | 0 | 0 | 0 | 0 | 0 | 0 | 0 | 0 | 0 | 0 | 0 | 0
F2_Commercial_Grocery (WA)_New_Food Preparation_Natural Gas_Range_E10 | F2 | Commercial | Grocery (WA) | New | Food Preparation | Natural Gas | Range | E10 | TRC BC Ratio | 0 | 0 | 0 | 0 | 0 | 0 | 0 | 0 | 0 | 0 | 0 | 0 | 0 | 0 | 0 | 0 | 0 | 0 | 0 | 0 | 0 | 0 | 0 | 0 | 0 | 0 | 0
F3_Commercial_Grocery (WA)_New_Food Preparation_Natural Gas_Range_E1 | F3 | Commercial | Grocery (WA) | New | Food Preparation | Natural Gas | Range | E1 | PACT BC Ratio | [24 empty] | 1 | 1 | 1 | bar: 2019 to 2042
F3_Commercial_Grocery (WA)_New_Food Preparation_Natural Gas_Range_E2 | F3 | Commercial | Grocery (WA) | New | Food Preparation | Natural Gas | Range | E2 | PACT BC Ratio | 23.5271 | 24.0703 | 24.7535 | 25.5595 | 26.4967 | 27.6788 | 28.91 | 30.1375 | 31.3216 | 32.5219 | 33.4587 | 34.3302 | 35.2697 | 36.185 | 36.9922 | 37.7395 | 38.3987 | 39.0466 | 39.7434 | 40.419 | 41.1141 | 41.8389 | 42.5707 | 43.327 | 44.0967 | 44.8801 | 45.6775
F3_Commercial_Grocery (WA)_New_Food Preparation_Natural Gas_Range_E3 | F3 | Commercial | Grocery (WA) | New | Food Preparation | Natural Gas | Range | E3 | PACT BC Ratio | 0 | 0 | 0 | 0 | 0 | 0 | 0 | 0 | 0 | 0 | 0 | 0 | 0 | 0 | 0 | 0 | 0 | 0 | 0 | 0 | 0 | 0 | 0 | 0 | 0 | 0 | 0
F3_Commercial_Grocery (WA)_New_Food Preparation_Natural Gas_Range_E4 | F3 | Commercial | Grocery (WA) | New | Food Preparation | Natural Gas | Range | E4 | PACT BC Ratio | 0 | 0 | 0 | 0 | 0 | 0 | 0 | 0 | 0 | 0 | 0 | 0 | 0 | 0 | 0 | 0 | 0 | 0 | 0 | 0 | 0 | 0 | 0 | 0 | 0 | 0 | 0
F3_Commercial_Grocery (WA)_New_Food Preparation_Natural Gas_Range_E5 | F3 | Commercial | Grocery (WA) | New | Food Preparation | Natural Gas | Range | E5 | PACT BC Ratio | 0 | 0 | 0 | 0 | 0 | 0 | 0 | 0 | 0 | 0 | 0 | 0 | 0 | 0 | 0 | 0 | 0 | 0 | 0 | 0 | 0 | 0 | 0 | 0 | 0 | 0 | 0
F3_Commercial_Grocery (WA)_New_Food Preparation_Natural Gas_Range_E6 | F3 | Commercial | Grocery (WA) | New | Food Preparation | Natural Gas | Range | E6 | PACT BC Ratio | 0 | 0 | 0 | 0 | 0 | 0 | 0 | 0 | 0 | 0 | 0 | 0 | 0 | 0 | 0 | 0 | 0 | 0 | 0 | 0 | 0 | 0 | 0 | 0 | 0 | 0 | 0
F3_Commercial_Grocery (WA)_New_Food Preparation_Natural Gas_Range_E7 | F3 | Commercial | Grocery (WA) | New | Food Preparation | Natural Gas | Range | E7 | PACT BC Ratio | 0 | 0 | 0 | 0 | 0 | 0 | 0 | 0 | 0 | 0 | 0 | 0 | 0 | 0 | 0 | 0 | 0 | 0 | 0 | 0 | 0 | 0 | 0 | 0 | 0 | 0 | 0
F3_Commercial_Grocery (WA)_New_Food Preparation_Natural Gas_Range_E8 | F3 | Commercial | Grocery (WA) | New | Food Preparation | Natural Gas | Range | E8 | PACT BC Ratio | 0 | 0 | 0 | 0 | 0 | 0 | 0 | 0 | 0 | 0 | 0 | 0 | 0 | 0 | 0 | 0 | 0 | 0 | 0 | 0 | 0 | 0 | 0 | 0 | 0 | 0 | 0
F3_Commercial_Grocery (WA)_New_Food Preparation_Natural Gas_Range_E9 | F3 | Commercial | Grocery (WA) | New | Food Preparation | Natural Gas | Range | E9 | PACT BC Ratio | 0 | 0 | 0 | 0 | 0 | 0 | 0 | 0 | 0 | 0 | 0 | 0 | 0 | 0 | 0 | 0 | 0 | 0 | 0 | 0 | 0 | 0 | 0 | 0 | 0 | 0 | 0
F3_Commercial_Grocery (WA)_New_Food Preparation_Natural Gas_Range_E10 | F3 | Commercial | Grocery (WA) | New | Food Preparation | Natural Gas | Range | E10 | PACT BC Ratio | 0 | 0 | 0 | 0 | 0 | 0 | 0 | 0 | 0 | 0 | 0 | 0 | 0 | 0 | 0 | 0 | 0 | 0 | 0 | 0 | 0 | 0 | 0 | 0 | 0 | 0 | 0
F4_Commercial_Grocery (WA)_New_Food Preparation_Natural Gas_Range_E1 | F4 | Commercial | Grocery (WA) | New | Food Preparation | Natural Gas | Range | E1 | RVT BC Ratio | [24 empty] | 1 | 1 | 1 | bar: 2019 to 2042
F4_Commercial_Grocery (WA)_New_Food Preparation_Natural Gas_Range_E2 | F4 | Commercial | Grocery (WA) | New | Food Preparation | Natural Gas | Range | E2 | RVT BC Ratio | 17.0599 | 17.3372 | 17.6753 | 18.0861 | 18.5749 | 19.221 | 19.8837 | 20.5248 | 21.1149 | 21.6817 | 22.2639 | 22.7839 | 23.3263 | 23.8276 | 24.2499 | 24.6241 | 24.9309 | 25.2201 | 25.5304 | 25.8151 | 26.0998 | 26.553 | 27.0105 | 27.4833 | 27.9646 | 28.4544 | 28.9529
F4_Commercial_Grocery (WA)_New_Food Preparation_Natural Gas_Range_E3 | F4 | Commercial | Grocery (WA) | New | Food Preparation | Natural Gas | Range | E3 | RVT BC Ratio | 0 | 0 | 0 | 0 | 0 | 0 | 0 | 0 | 0 | 0 | 0 | 0 | 0 | 0 | 0 | 0 | 0 | 0 | 0 | 0 | 0 | 0 | 0 | 0 | 0 | 0 | 0
F4_Commercial_Grocery (WA)_New_Food Preparation_Natural Gas_Range_E4 | F4 | Commercial | Grocery (WA) | New | Food Preparation | Natural Gas | Range | E4 | RVT BC Ratio | 0 | 0 | 0 | 0 | 0 | 0 | 0 | 0 | 0 | 0 | 0 | 0 | 0 | 0 | 0 | 0 | 0 | 0 | 0 | 0 | 0 | 0 | 0 | 0 | 0 | 0 | 0
F4_Commercial_Grocery (WA)_New_Food Preparation_Natural Gas_Range_E5 | F4 | Commercial | Grocery (WA) | New | Food Preparation | Natural Gas | Range | E5 | RVT BC Ratio | 0 | 0 | 0 | 0 | 0 | 0 | 0 | 0 | 0 | 0 | 0 | 0 | 0 | 0 | 0 | 0 | 0 | 0 | 0 | 0 | 0 | 0 | 0 | 0 | 0 | 0 | 0
F4_Commercial_Grocery (WA)_New_Food Preparation_Natural Gas_Range_E6 | F4 | Commercial | Grocery (WA) | New | Food Preparation | Natural Gas | Range | E6 | RVT BC Ratio | 0 | 0 | 0 | 0 | 0 | 0 | 0 | 0 | 0 | 0 | 0 | 0 | 0 | 0 | 0 | 0 | 0 | 0 | 0 | 0 | 0 | 0 | 0 | 0 | 0 | 0 | 0
F4_Commercial_Grocery (WA)_New_Food Preparation_Natural Gas_Range_E7 | F4 | Commercial | Grocery (WA) | New | Food Preparation | Natural Gas | Range | E7 | RVT BC Ratio | 0 | 0 | 0 | 0 | 0 | 0 | 0 | 0 | 0 | 0 | 0 | 0 | 0 | 0 | 0 | 0 | 0 | 0 | 0 | 0 | 0 | 0 | 0 | 0 | 0 | 0 | 0
F4_Commercial_Grocery (WA)_New_Food Preparation_Natural Gas_Range_E8 | F4 | Commercial | Grocery (WA) | New | Food Preparation | Natural Gas | Range | E8 | RVT BC Ratio | 0 | 0 | 0 | 0 | 0 | 0 | 0 | 0 | 0 | 0 | 0 | 0 | 0 | 0 | 0 | 0 | 0 | 0 | 0 | 0 | 0 | 0 | 0 | 0 | 0 | 0 | 0
F4_Commercial_Grocery (WA)_New_Food Preparation_Natural Gas_Range_E9 | F4 | Commercial | Grocery (WA) | New | Food Preparation | Natural Gas | Range | E9 | RVT BC Ratio | 0 | 0 | 0 | 0 | 0 | 0 | 0 | 0 | 0 | 0 | 0 | 0 | 0 | 0 | 0 | 0 | 0 | 0 | 0 | 0 | 0 | 0 | 0 | 0 | 0 | 0 | 0
F4_Commercial_Grocery (WA)_New_Food Preparation_Natural Gas_Range_E10 | F4 | Commercial | Grocery (WA) | New | Food Preparation | Natural Gas | Range | E10 | RVT BC Ratio | 0 | 0 | 0 | 0 | 0 | 0 | 0 | 0 | 0 | 0 | 0 | 0 | 0 | 0 | 0 | 0 | 0 | 0 | 0 | 0 | 0 | 0 | 0 | 0 | 0 | 0 | 0
F5_Commercial_Grocery (WA)_New_Food Preparation_Natural Gas_Range_E1 | F5 | Commercial | Grocery (WA) | New | Food Preparation | Natural Gas | Range | E1 | RIM BC Ratio | [24 empty] | 1 | 1 | 1 | bar: 2019 to 2042
F5_Commercial_Grocery (WA)_New_Food Preparation_Natural Gas_Range_E2 | F5 | Commercial | Grocery (WA) | New | Food Preparation | Natural Gas | Range | E2 | RIM BC Ratio | 0.81163 | 0.81724 | 0.82454 | 0.83226 | 0.84031 | 0.8486 | 0.8571 | 0.86585 | 0.87496 | 0.88496 | 0.88686 | 0.88937 | 0.89264 | 0.8967 | 0.90087 | 0.90521 | 0.90978 | 0.9146 | 0.9197 | 0.9251 | 0.93082 | 0.93118 | 0.93154 | 0.9319 | 0.93225 | 0.93259 | 0.93293
F5_Commercial_Grocery (WA)_New_Food Preparation_Natural Gas_Range_E3 | F5 | Commercial | Grocery (WA) | New | Food Preparation | Natural Gas | Range | E3 | RIM BC Ratio | 0 | 0 | 0 | 0 | 0 | 0 | 0 | 0 | 0 | 0 | 0 | 0 | 0 | 0 | 0 | 0 | 0 | 0 | 0 | 0 | 0 | 0 | 0 | 0 | 0 | 0 | 0
F5_Commercial_Grocery (WA)_New_Food Preparation_Natural Gas_Range_E4 | F5 | Commercial | Grocery (WA) | New | Food Preparation | Natural Gas | Range | E4 | RIM BC Ratio | 0 | 0 | 0 | 0 | 0 | 0 | 0 | 0 | 0 | 0 | 0 | 0 | 0 | 0 | 0 | 0 | 0 | 0 | 0 | 0 | 0 | 0 | 0 | 0 | 0 | 0 | 0
F5_Commercial_Grocery (WA)_New_Food Preparation_Natural Gas_Range_E5 | F5 | Commercial | Grocery (WA) | New | Food Preparation | Natural Gas | Range | E5 | RIM BC Ratio | 0 | 0 | 0 | 0 | 0 | 0 | 0 | 0 | 0 | 0 | 0 | 0 | 0 | 0 | 0 | 0 | 0 | 0 | 0 | 0 | 0 | 0 | 0 | 0 | 0 | 0 | 0
F5_Commercial_Grocery (WA)_New_Food Preparation_Natural Gas_Range_E6 | F5 | Commercial | Grocery (WA) | New | Food Preparation | Natural Gas | Range | E6 | RIM BC Ratio | 0 | 0 | 0 | 0 | 0 | 0 | 0 | 0 | 0 | 0 | 0 | 0 | 0 | 0 | 0 | 0 | 0 | 0 | 0 | 0 | 0 | 0 | 0 | 0 | 0 | 0 | 0
F5_Commercial_Grocery (WA)_New_Food Preparation_Natural Gas_Range_E7 | F5 | Commercial | Grocery (WA) | New | Food Preparation | Natural Gas | Range | E7 | RIM BC Ratio | 0 | 0 | 0 | 0 | 0 | 0 | 0 | 0 | 0 | 0 | 0 | 0 | 0 | 0 | 0 | 0 | 0 | 0 | 0 | 0 | 0 | 0 | 0 | 0 | 0 | 0 | 0
F5_Commercial_Grocery (WA)_New_Food Preparation_Natural Gas_Range_E8 | F5 | Commercial | Grocery (WA) | New | Food Preparation | Natural Gas | Range | E8 | RIM BC Ratio | 0 | 0 | 0 | 0 | 0 | 0 | 0 | 0 | 0 | 0 | 0 | 0 | 0 | 0 | 0 | 0 | 0 | 0 | 0 | 0 | 0 | 0 | 0 | 0 | 0 | 0 | 0
F5_Commercial_Grocery (WA)_New_Food Preparation_Natural Gas_Range_E9 | F5 | Commercial | Grocery (WA) | New | Food Preparation | Natural Gas | Range | E9 | RIM BC Ratio | 0 | 0 | 0 | 0 | 0 | 0 | 0 | 0 | 0 | 0 | 0 | 0 | 0 | 0 | 0 | 0 | 0 | 0 | 0 | 0 | 0 | 0 | 0 | 0 | 0 | 0 | 0
F5_Commercial_Grocery (WA)_New_Food Preparation_Natural Gas_Range_E10 | F5 | Commercial | Grocery (WA) | New | Food Preparation | Natural Gas | Range | E10 | RIM BC Ratio | 0 | 0 | 0 | 0 | 0 | 0 | 0 | 0 | 0 | 0 | 0 | 0 | 0 | 0 | 0 | 0 | 0 | 0 | 0 | 0 | 0 | 0 | 0 | 0 | 0 | 0 | 0
F0_Commercial_Grocery (WA)_New_Food Preparation_Natural Gas_Steamer_E0 | F0 | Commercial | Grocery (WA) | New | Food Preparation | Natural Gas | Steamer | E0 | Economic Unit | ENERGY STAR | ENERGY STAR | ENERGY STAR | ENERGY STAR | ENERGY STAR | ENERGY STAR | ENERGY STAR | ENERGY STAR | ENERGY STAR | ENERGY STAR | ENERGY STAR | ENERGY STAR | ENERGY STAR | ENERGY STAR | ENERGY STAR | ENERGY STAR | ENERGY STAR | ENERGY STAR | ENERGY STAR | ENERGY STAR | ENERGY STAR | ENERGY STAR | ENERGY STAR | ENERGY STAR | ENERGY STAR | ENERGY STAR | ENERGY STAR
F1_Commercial_Grocery (WA)_New_Food Preparation_Natural Gas_Steamer_E1 | F1 | Commercial | Grocery (WA) | New | Food Preparation | Natural Gas | Steamer | E1 | CCE | 0 | 0 | 0 | 0 | 0 | 0 | 0 | 0 | 0 | 0 | 0 | 0 | 0 | 0 | 0 | 0 | 0 | 0 | 0 | 0 | 0 | 0 | 0 | 0 | 0 | 0 | 0
F1_Commercial_Grocery (WA)_New_Food Preparation_Natural Gas_Steamer_E2 | F1 | Commercial | Grocery (WA) | New | Food Preparation | Natural Gas | Steamer | E2 | CCE | 2.2093e-05 | 2.2093e-05 | 2.2093e-05 | 2.2093e-05 | 2.2093e-05 | 2.2093e-05 | 2.2093e-05 | 2.2093e-05 | 2.2093e-05 | 2.2093e-05 | 2.2093e-05 | 2.2093e-05 | 2.2093e-05 | 2.2093e-05 | 2.2093e-05 | 2.2093e-05 | 2.2093e-05 | 2.2093e-05 | 2.2093e-05 | 2.2093e-05 | 2.2093e-05 | 2.2093e-05 | 2.2093e-05 | 2.2093e-05 | 2.2093e-05 | 2.2093e-05 | 2.2093e-05
F1_Commercial_Grocery (WA)_New_Food Preparation_Natural Gas_Steamer_E3 | F1 | Commercial | Grocery (WA) | New | Food Preparation | Natural Gas | Steamer | E3 | CCE | 0 | 0 | 0 | 0 | 0 | 0 | 0 | 0 | 0 | 0 | 0 | 0 | 0 | 0 | 0 | 0 | 0 | 0 | 0 | 0 | 0 | 0 | 0 | 0 | 0 | 0 | 0
F1_Commercial_Grocery (WA)_New_Food Preparation_Natural Gas_Steamer_E4 | F1 | Commercial | Grocery (WA) | New | Food Preparation | Natural Gas | Steamer | E4 | CCE | 0 | 0 | 0 | 0 | 0 | 0 | 0 | 0 | 0 | 0 | 0 | 0 | 0 | 0 | 0 | 0 | 0 | 0 | 0 | 0 | 0 | 0 | 0 | 0 | 0 | 0 | 0
F1_Commercial_Grocery (WA)_New_Food Preparation_Natural Gas_Steamer_E5 | F1 | Commercial | Grocery (WA) | New | Food Preparation | Natural Gas | Steamer | E5 | CCE | 0 | 0 | 0 | 0 | 0 | 0 | 0 | 0 | 0 | 0 | 0 | 0 | 0 | 0 | 0 | 0 | 0 | 0 | 0 | 0 | 0 | 0 | 0 | 0 | 0 | 0 | 0
F1_Commercial_Grocery (WA)_New_Food Preparation_Natural Gas_Steamer_E6 | F1 | Commercial | Grocery (WA) | New | Food Preparation | Natural Gas | Steamer | E6 | CCE | 0 | 0 | 0 | 0 | 0 | 0 | 0 | 0 | 0 | 0 | 0 | 0 | 0 | 0 | 0 | 0 | 0 | 0 | 0 | 0 | 0 | 0 | 0 | 0 | 0 | 0 | 0
F1_Commercial_Grocery (WA)_New_Food Preparation_Natural Gas_Steamer_E7 | F1 | Commercial | Grocery (WA) | New | Food Preparation | Natural Gas | Steamer | E7 | CCE | 0 | 0 | 0 | 0 | 0 | 0 | 0 | 0 | 0 | 0 | 0 | 0 | 0 | 0 | 0 | 0 | 0 | 0 | 0 | 0 | 0 | 0 | 0 | 0 | 0 | 0 | 0
F1_Commercial_Grocery (WA)_New_Food Preparation_Natural Gas_Steamer_E8 | F1 | Commercial | Grocery (WA) | New | Food Preparation | Natural Gas | Steamer | E8 | CCE | 0 | 0 | 0 | 0 | 0 | 0 | 0 | 0 | 0 | 0 | 0 | 0 | 0 | 0 | 0 | 0 | 0 | 0 | 0 | 0 | 0 | 0 | 0 | 0 | 0 | 0 | 0
F1_Commercial_Grocery (WA)_New_Food Preparation_Natural Gas_Steamer_E9 | F1 | Commercial | Grocery (WA) | New | Food Preparation | Natural Gas | Steamer | E9 | CCE | 0 | 0 | 0 | 0 | 0 | 0 | 0 | 0 | 0 | 0 | 0 | 0 | 0 | 0 | 0 | 0 | 0 | 0 | 0 | 0 | 0 | 0 | 0 | 0 | 0 | 0 | 0
F1_Commercial_Grocery (WA)_New_Food Preparation_Natural Gas_Steamer_E10 | F1 | Commercial | Grocery (WA) | New | Food Preparation | Natural Gas | Steamer | E10 | CCE | 0 | 0 | 0 | 0 | 0 | 0 | 0 | 0 | 0 | 0 | 0 | 0 | 0 | 0 | 0 | 0 | 0 | 0 | 0 | 0 | 0 | 0 | 0 | 0 | 0 | 0 | 0
F2_Commercial_Grocery (WA)_New_Food Preparation_Natural Gas_Steamer_E1 | F2 | Commercial | Grocery (WA) | New | Food Preparation | Natural Gas | Steamer | E1 | TRC BC Ratio | [24 empty] | 1 | 1 | 1 | bar: 2019 to 2042
F2_Commercial_Grocery (WA)_New_Food Preparation_Natural Gas_Steamer_E2 | F2 | Commercial | Grocery (WA) | New | Food Preparation | Natural Gas | Steamer | E2 | TRC BC Ratio | 161.0894 | 165.1492 | 169.9591 | 175.4711 | 181.7044 | 189.2885 | 197.0947 | 204.8253 | 212.2676 | 219.8135 | 225.8176 | 231.4425 | 237.486 | 243.4021 | 248.6917 | 253.6417 | 258.0809 | 262.4637 | 267.1451 | 271.7117 | 276.4031 | 281.2806 | 286.2098 | 291.2946 | 296.4697 | 301.7367 | 307.0974
F2_Commercial_Grocery (WA)_New_Food Preparation_Natural Gas_Steamer_E3 | F2 | Commercial | Grocery (WA) | New | Food Preparation | Natural Gas | Steamer | E3 | TRC BC Ratio | 0 | 0 | 0 | 0 | 0 | 0 | 0 | 0 | 0 | 0 | 0 | 0 | 0 | 0 | 0 | 0 | 0 | 0 | 0 | 0 | 0 | 0 | 0 | 0 | 0 | 0 | 0
F2_Commercial_Grocery (WA)_New_Food Preparation_Natural Gas_Steamer_E4 | F2 | Commercial | Grocery (WA) | New | Food Preparation | Natural Gas | Steamer | E4 | TRC BC Ratio | 0 | 0 | 0 | 0 | 0 | 0 | 0 | 0 | 0 | 0 | 0 | 0 | 0 | 0 | 0 | 0 | 0 | 0 | 0 | 0 | 0 | 0 | 0 | 0 | 0 | 0 | 0
F2_Commercial_Grocery (WA)_New_Food Preparation_Natural Gas_Steamer_E5 | F2 | Commercial | Grocery (WA) | New | Food Preparation | Natural Gas | Steamer | E5 | TRC BC Ratio | 0 | 0 | 0 | 0 | 0 | 0 | 0 | 0 | 0 | 0 | 0 | 0 | 0 | 0 | 0 | 0 | 0 | 0 | 0 | 0 | 0 | 0 | 0 | 0 | 0 | 0 | 0
F2_Commercial_Grocery (WA)_New_Food Preparation_Natural Gas_Steamer_E6 | F2 | Commercial | Grocery (WA) | New | Food Preparation | Natural Gas | Steamer | E6 | TRC BC Ratio | 0 | 0 | 0 | 0 | 0 | 0 | 0 | 0 | 0 | 0 | 0 | 0 | 0 | 0 | 0 | 0 | 0 | 0 | 0 | 0 | 0 | 0 | 0 | 0 | 0 | 0 | 0
F2_Commercial_Grocery (WA)_New_Food Preparation_Natural Gas_Steamer_E7 | F2 | Commercial | Grocery (WA) | New | Food Preparation | Natural Gas | Steamer | E7 | TRC BC Ratio | 0 | 0 | 0 | 0 | 0 | 0 | 0 | 0 | 0 | 0 | 0 | 0 | 0 | 0 | 0 | 0 | 0 | 0 | 0 | 0 | 0 | 0 | 0 | 0 | 0 | 0 | 0
F2_Commercial_Grocery (WA)_New_Food Preparation_Natural Gas_Steamer_E8 | F2 | Commercial | Grocery (WA) | New | Food Preparation | Natural Gas | Steamer | E8 | TRC BC Ratio | 0 | 0 | 0 | 0 | 0 | 0 | 0 | 0 | 0 | 0 | 0 | 0 | 0 | 0 | 0 | 0 | 0 | 0 | 0 | 0 | 0 | 0 | 0 | 0 | 0 | 0 | 0
F2_Commercial_Grocery (WA)_New_Food Preparation_Natural Gas_Steamer_E9 | F2 | Commercial | Grocery (WA) | New | Food Preparation | Natural Gas | Steamer | E9 | TRC BC Ratio | 0 | 0 | 0 | 0 | 0 | 0 | 0 | 0 | 0 | 0 | 0 | 0 | 0 | 0 | 0 | 0 | 0 | 0 | 0 | 0 | 0 | 0 | 0 | 0 | 0 | 0 | 0
F2_Commercial_Grocery (WA)_New_Food Preparation_Natural Gas_Steamer_E10 | F2 | Commercial | Grocery (WA) | New | Food Preparation | Natural Gas | Steamer | E10 | TRC BC Ratio | 0 | 0 | 0 | 0 | 0 | 0 | 0 | 0 | 0 | 0 | 0 | 0 | 0 | 0 | 0 | 0 | 0 | 0 | 0 | 0 | 0 | 0 | 0 | 0 | 0 | 0 | 0
F3_Commercial_Grocery (WA)_New_Food Preparation_Natural Gas_Steamer_E1 | F3 | Commercial | Grocery (WA) | New | Food Preparation | Natural Gas | Steamer | E1 | PACT BC Ratio | [24 empty] | 1 | 1 | 1 | bar: 2019 to 2042
F3_Commercial_Grocery (WA)_New_Food Preparation_Natural Gas_Steamer_E2 | F3 | Commercial | Grocery (WA) | New | Food Preparation | Natural Gas | Steamer | E2 | PACT BC Ratio | 324.6537 | 332.8357 | 342.5294 | 353.638 | 366.2004 | 381.4852 | 397.2174 | 412.7975 | 427.7965 | 443.0041 | 455.1045 | 466.4407 | 478.6207 | 490.5437 | 501.2042 | 511.1803 | 520.1269 | 528.9599 | 538.3944 | 547.5979 | 557.0527 | 566.8826 | 576.8168 | 587.0645 | 597.4942 | 608.1092 | 618.9128
F3_Commercial_Grocery (WA)_New_Food Preparation_Natural Gas_Steamer_E3 | F3 | Commercial | Grocery (WA) | New | Food Preparation | Natural Gas | Steamer | E3 | PACT BC Ratio | 0 | 0 | 0 | 0 | 0 | 0 | 0 | 0 | 0 | 0 | 0 | 0 | 0 | 0 | 0 | 0 | 0 | 0 | 0 | 0 | 0 | 0 | 0 | 0 | 0 | 0 | 0
F3_Commercial_Grocery (WA)_New_Food Preparation_Natural Gas_Steamer_E4 | F3 | Commercial | Grocery (WA) | New | Food Preparation | Natural Gas | Steamer | E4 | PACT BC Ratio | 0 | 0 | 0 | 0 | 0 | 0 | 0 | 0 | 0 | 0 | 0 | 0 | 0 | 0 | 0 | 0 | 0 | 0 | 0 | 0 | 0 | 0 | 0 | 0 | 0 | 0 | 0
F3_Commercial_Grocery (WA)_New_Food Preparation_Natural Gas_Steamer_E5 | F3 | Commercial | Grocery (WA) | New | Food Preparation | Natural Gas | Steamer | E5 | PACT BC Ratio | 0 | 0 | 0 | 0 | 0 | 0 | 0 | 0 | 0 | 0 | 0 | 0 | 0 | 0 | 0 | 0 | 0 | 0 | 0 | 0 | 0 | 0 | 0 | 0 | 0 | 0 | 0
F3_Commercial_Grocery (WA)_New_Food Preparation_Natural Gas_Steamer_E6 | F3 | Commercial | Grocery (WA) | New | Food Preparation | Natural Gas | Steamer | E6 | PACT BC Ratio | 0 | 0 | 0 | 0 | 0 | 0 | 0 | 0 | 0 | 0 | 0 | 0 | 0 | 0 | 0 | 0 | 0 | 0 | 0 | 0 | 0 | 0 | 0 | 0 | 0 | 0 | 0
F3_Commercial_Grocery (WA)_New_Food Preparation_Natural Gas_Steamer_E7 | F3 | Commercial | Grocery (WA) | New | Food Preparation | Natural Gas | Steamer | E7 | PACT BC Ratio | 0 | 0 | 0 | 0 | 0 | 0 | 0 | 0 | 0 | 0 | 0 | 0 | 0 | 0 | 0 | 0 | 0 | 0 | 0 | 0 | 0 | 0 | 0 | 0 | 0 | 0 | 0
F3_Commercial_Grocery (WA)_New_Food Preparation_Natural Gas_Steamer_E8 | F3 | Commercial | Grocery (WA) | New | Food Preparation | Natural Gas | Steamer | E8 | PACT BC Ratio | 0 | 0 | 0 | 0 | 0 | 0 | 0 | 0 | 0 | 0 | 0 | 0 | 0 | 0 | 0 | 0 | 0 | 0 | 0 | 0 | 0 | 0 | 0 | 0 | 0 | 0 | 0
F3_Commercial_Grocery (WA)_New_Food Preparation_Natural Gas_Steamer_E9 | F3 | Commercial | Grocery (WA) | New | Food Preparation | Natural Gas | Steamer | E9 | PACT BC Ratio | 0 | 0 | 0 | 0 | 0 | 0 | 0 | 0 | 0 | 0 | 0 | 0 | 0 | 0 | 0 | 0 | 0 | 0 | 0 | 0 | 0 | 0 | 0 | 0 | 0 | 0 | 0
F3_Commercial_Grocery (WA)_New_Food Preparation_Natural Gas_Steamer_E10 | F3 | Commercial | Grocery (WA) | New | Food Preparation | Natural Gas | Steamer | E10 | PACT BC Ratio | 0 | 0 | 0 | 0 | 0 | 0 | 0 | 0 | 0 | 0 | 0 | 0 | 0 | 0 | 0 | 0 | 0 | 0 | 0 | 0 | 0 | 0 | 0 | 0 | 0 | 0 | 0
F4_Commercial_Grocery (WA)_New_Food Preparation_Natural Gas_Steamer_E1 | F4 | Commercial | Grocery (WA) | New | Food Preparation | Natural Gas | Steamer | E1 | RVT BC Ratio | [24 empty] | 1 | 1 | 1 | bar: 2019 to 2042
F4_Commercial_Grocery (WA)_New_Food Preparation_Natural Gas_Steamer_E2 | F4 | Commercial | Grocery (WA) | New | Food Preparation | Natural Gas | Steamer | E2 | RVT BC Ratio | 228.0723 | 232.3732 | 237.4217 | 243.307 | 250.0485 | 258.4632 | 266.9014 | 274.9132 | 282.1656 | 289.1958 | 296.4805 | 303.1008 | 310.0889 | 316.7007 | 322.3864 | 327.5176 | 331.8603 | 336.0062 | 340.4151 | 344.5321 | 348.6633 | 354.809 | 361.0198 | 367.4266 | 373.9472 | 380.5837 | 387.3381
F4_Commercial_Grocery (WA)_New_Food Preparation_Natural Gas_Steamer_E3 | F4 | Commercial | Grocery (WA) | New | Food Preparation | Natural Gas | Steamer | E3 | RVT BC Ratio | 0 | 0 | 0 | 0 | 0 | 0 | 0 | 0 | 0 | 0 | 0 | 0 | 0 | 0 | 0 | 0 | 0 | 0 | 0 | 0 | 0 | 0 | 0 | 0 | 0 | 0 | 0
F4_Commercial_Grocery (WA)_New_Food Preparation_Natural Gas_Steamer_E4 | F4 | Commercial | Grocery (WA) | New | Food Preparation | Natural Gas | Steamer | E4 | RVT BC Ratio | 0 | 0 | 0 | 0 | 0 | 0 | 0 | 0 | 0 | 0 | 0 | 0 | 0 | 0 | 0 | 0 | 0 | 0 | 0 | 0 | 0 | 0 | 0 | 0 | 0 | 0 | 0
F4_Commercial_Grocery (WA)_New_Food Preparation_Natural Gas_Steamer_E5 | F4 | Commercial | Grocery (WA) | New | Food Preparation | Natural Gas | Steamer | E5 | RVT BC Ratio | 0 | 0 | 0 | 0 | 0 | 0 | 0 | 0 | 0 | 0 | 0 | 0 | 0 | 0 | 0 | 0 | 0 | 0 | 0 | 0 | 0 | 0 | 0 | 0 | 0 | 0 | 0
F4_Commercial_Grocery (WA)_New_Food Preparation_Natural Gas_Steamer_E6 | F4 | Commercial | Grocery (WA) | New | Food Preparation | Natural Gas | Steamer | E6 | RVT BC Ratio | 0 | 0 | 0 | 0 | 0 | 0 | 0 | 0 | 0 | 0 | 0 | 0 | 0 | 0 | 0 | 0 | 0 | 0 | 0 | 0 | 0 | 0 | 0 | 0 | 0 | 0 | 0
F4_Commercial_Grocery (WA)_New_Food Preparation_Natural Gas_Steamer_E7 | F4 | Commercial | Grocery (WA) | New | Food Preparation | Natural Gas | Steamer | E7 | RVT BC Ratio | 0 | 0 | 0 | 0 | 0 | 0 | 0 | 0 | 0 | 0 | 0 | 0 | 0 | 0 | 0 | 0 | 0 | 0 | 0 | 0 | 0 | 0 | 0 | 0 | 0 | 0 | 0
F4_Commercial_Grocery (WA)_New_Food Preparation_Natural Gas_Steamer_E8 | F4 | Commercial | Grocery (WA) | New | Food Preparation | Natural Gas | Steamer | E8 | RVT BC Ratio | 0 | 0 | 0 | 0 | 0 | 0 | 0 | 0 | 0 | 0 | 0 | 0 | 0 | 0 | 0 | 0 | 0 | 0 | 0 | 0 | 0 | 0 | 0 | 0 | 0 | 0 | 0
F4_Commercial_Grocery (WA)_New_Food Preparation_Natural Gas_Steamer_E9 | F4 | Commercial | Grocery (WA) | New | Food Preparation | Natural Gas | Steamer | E9 | RVT BC Ratio | 0 | 0 | 0 | 0 | 0 | 0 | 0 | 0 | 0 | 0 | 0 | 0 | 0 | 0 | 0 | 0 | 0 | 0 | 0 | 0 | 0 | 0 | 0 | 0 | 0 | 0 | 0
F4_Commercial_Grocery (WA)_New_Food Preparation_Natural Gas_Steamer_E10 | F4 | Commercial | Grocery (WA) | New | Food Preparation | Natural Gas | Steamer | E10 | RVT BC Ratio | 0 | 0 | 0 | 0 | 0 | 0 | 0 | 0 | 0 | 0 | 0 | 0 | 0 | 0 | 0 | 0 | 0 | 0 | 0 | 0 | 0 | 0 | 0 | 0 | 0 | 0 | 0
F5_Commercial_Grocery (WA)_New_Food Preparation_Natural Gas_Steamer_E1 | F5 | Commercial | Grocery (WA) | New | Food Preparation | Natural Gas | Steamer | E1 | RIM BC Ratio | [24 empty] | 1 | 1 | 1 | bar: 2019 to 2042
F5_Commercial_Grocery (WA)_New_Food Preparation_Natural Gas_Steamer_E2 | F5 | Commercial | Grocery (WA) | New | Food Preparation | Natural Gas | Steamer | E2 | RIM BC Ratio | 0.84683 | 0.85211 | 0.8583 | 0.86472 | 0.87132 | 0.87815 | 0.88548 | 0.89342 | 0.9021 | 0.91147 | 0.91338 | 0.91569 | 0.91844 | 0.92168 | 0.92512 | 0.92876 | 0.93265 | 0.9368 | 0.94116 | 0.94582 | 0.95076 | 0.95078 | 0.95081 | 0.95084 | 0.95087 | 0.95089 | 0.95092
F5_Commercial_Grocery (WA)_New_Food Preparation_Natural Gas_Steamer_E3 | F5 | Commercial | Grocery (WA) | New | Food Preparation | Natural Gas | Steamer | E3 | RIM BC Ratio | 0 | 0 | 0 | 0 | 0 | 0 | 0 | 0 | 0 | 0 | 0 | 0 | 0 | 0 | 0 | 0 | 0 | 0 | 0 | 0 | 0 | 0 | 0 | 0 | 0 | 0 | 0
F5_Commercial_Grocery (WA)_New_Food Preparation_Natural Gas_Steamer_E4 | F5 | Commercial | Grocery (WA) | New | Food Preparation | Natural Gas | Steamer | E4 | RIM BC Ratio | 0 | 0 | 0 | 0 | 0 | 0 | 0 | 0 | 0 | 0 | 0 | 0 | 0 | 0 | 0 | 0 | 0 | 0 | 0 | 0 | 0 | 0 | 0 | 0 | 0 | 0 | 0
F5_Commercial_Grocery (WA)_New_Food Preparation_Natural Gas_Steamer_E5 | F5 | Commercial | Grocery (WA) | New | Food Preparation | Natural Gas | Steamer | E5 | RIM BC Ratio | 0 | 0 | 0 | 0 | 0 | 0 | 0 | 0 | 0 | 0 | 0 | 0 | 0 | 0 | 0 | 0 | 0 | 0 | 0 | 0 | 0 | 0 | 0 | 0 | 0 | 0 | 0
F5_Commercial_Grocery (WA)_New_Food Preparation_Natural Gas_Steamer_E6 | F5 | Commercial | Grocery (WA) | New | Food Preparation | Natural Gas | Steamer | E6 | RIM BC Ratio | 0 | 0 | 0 | 0 | 0 | 0 | 0 | 0 | 0 | 0 | 0 | 0 | 0 | 0 | 0 | 0 | 0 | 0 | 0 | 0 | 0 | 0 | 0 | 0 | 0 | 0 | 0
F5_Commercial_Grocery (WA)_New_Food Preparation_Natural Gas_Steamer_E7 | F5 | Commercial | Grocery (WA) | New | Food Preparation | Natural Gas | Steamer | E7 | RIM BC Ratio | 0 | 0 | 0 | 0 | 0 | 0 | 0 | 0 | 0 | 0 | 0 | 0 | 0 | 0 | 0 | 0 | 0 | 0 | 0 | 0 | 0 | 0 | 0 | 0 | 0 | 0 | 0
F5_Commercial_Grocery (WA)_New_Food Preparation_Natural Gas_Steamer_E8 | F5 | Commercial | Grocery (WA) | New | Food Preparation | Natural Gas | Steamer | E8 | RIM BC Ratio | 0 | 0 | 0 | 0 | 0 | 0 | 0 | 0 | 0 | 0 | 0 | 0 | 0 | 0 | 0 | 0 | 0 | 0 | 0 | 0 | 0 | 0 | 0 | 0 | 0 | 0 | 0
F5_Commercial_Grocery (WA)_New_Food Preparation_Natural Gas_Steamer_E9 | F5 | Commercial | Grocery (WA) | New | Food Preparation | Natural Gas | Steamer | E9 | RIM BC Ratio | 0 | 0 | 0 | 0 | 0 | 0 | 0 | 0 | 0 | 0 | 0 | 0 | 0 | 0 | 0 | 0 | 0 | 0 | 0 | 0 | 0 | 0 | 0 | 0 | 0 | 0 | 0
F5_Commercial_Grocery (WA)_New_Food Preparation_Natural Gas_Steamer_E10 | F5 | Commercial | Grocery (WA) | New | Food Preparation | Natural Gas | Steamer | E10 | RIM BC Ratio | 0 | 0 | 0 | 0 | 0 | 0 | 0 | 0 | 0 | 0 | 0 | 0 | 0 | 0 | 0 | 0 | 0 | 0 | 0 | 0 | 0 | 0 | 0 | 0 | 0 | 0 | 0
F0_Commercial_Grocery (WA)_New_Food Preparation_Natural Gas_Food Prep Other_E0 | F0 | Commercial | Grocery (WA) | New | Food Preparation | Natural Gas | Food Prep Other | E0 | Economic Unit | Standard | Standard | Standard | Standard | Standard | Standard | Standard | Standard | Standard | Standard | Standard | Standard | Standard | Standard | Standard | Standard | Standard | Standard | Standard | Standard | Standard | Standard | Standard | Standard | Standard | Standard | Standard
F1_Commercial_Grocery (WA)_New_Food Preparation_Natural Gas_Food Prep Other_E1 | F1 | Commercial | Grocery (WA) | New | Food Preparation | Natural Gas | Food Prep Other | E1 | CCE | 0 | 0 | 0 | 0 | 0 | 0 | 0 | 0 | 0 | 0 | 0 | 0 | 0 | 0 | 0 | 0 | 0 | 0 | 0 | 0 | 0 | 0 | 0 | 0 | 0 | 0 | 0
F1_Commercial_Grocery (WA)_New_Food Preparation_Natural Gas_Food Prep Other_E2 | F1 | Commercial | Grocery (WA) | New | Food Preparation | Natural Gas | Food Prep Other | E2 | CCE | 0.19058 | 0.19058 | 0.19058 | 0.19058 | 0.19058 | 0.19058 | 0.19058 | 0.19058 | 0.19058 | 0.19058 | 0.19058 | 0.19058 | 0.19058 | 0.19058 | 0.19058 | 0.19058 | 0.19058 | 0.19058 | 0.19058 | 0.19058 | 0.19058 | 0.19058 | 0.19058 | 0.19058 | 0.19058 | 0.19058 | 0.19058
F1_Commercial_Grocery (WA)_New_Food Preparation_Natural Gas_Food Prep Other_E3 | F1 | Commercial | Grocery (WA) | New | Food Preparation | Natural Gas | Food Prep Other | E3 | CCE | 0 | 0 | 0 | 0 | 0 | 0 | 0 | 0 | 0 | 0 | 0 | 0 | 0 | 0 | 0 | 0 | 0 | 0 | 0 | 0 | 0 | 0 | 0 | 0 | 0 | 0 | 0
F1_Commercial_Grocery (WA)_New_Food Preparation_Natural Gas_Food Prep Other_E4 | F1 | Commercial | Grocery (WA) | New | Food Preparation | Natural Gas | Food Prep Other | E4 | CCE | 0 | 0 | 0 | 0 | 0 | 0 | 0 | 0 | 0 | 0 | 0 | 0 | 0 | 0 | 0 | 0 | 0 | 0 | 0 | 0 | 0 | 0 | 0 | 0 | 0 | 0 | 0
F1_Commercial_Grocery (WA)_New_Food Preparation_Natural Gas_Food Prep Other_E5 | F1 | Commercial | Grocery (WA) | New | Food Preparation | Natural Gas | Food Prep Other | E5 | CCE | 0 | 0 | 0 | 0 | 0 | 0 | 0 | 0 | 0 | 0 | 0 | 0 | 0 | 0 | 0 | 0 | 0 | 0 | 0 | 0 | 0 | 0 | 0 | 0 | 0 | 0 | 0
F1_Commercial_Grocery (WA)_New_Food Preparation_Natural Gas_Food Prep Other_E6 | F1 | Commercial | Grocery (WA) | New | Food Preparation | Natural Gas | Food Prep Other | E6 | CCE | 0 | 0 | 0 | 0 | 0 | 0 | 0 | 0 | 0 | 0 | 0 | 0 | 0 | 0 | 0 | 0 | 0 | 0 | 0 | 0 | 0 | 0 | 0 | 0 | 0 | 0 | 0
F1_Commercial_Grocery (WA)_New_Food Preparation_Natural Gas_Food Prep Other_E7 | F1 | Commercial | Grocery (WA) | New | Food Preparation | Natural Gas | Food Prep Other | E7 | CCE | 0 | 0 | 0 | 0 | 0 | 0 | 0 | 0 | 0 | 0 | 0 | 0 | 0 | 0 | 0 | 0 | 0 | 0 | 0 | 0 | 0 | 0 | 0 | 0 | 0 | 0 | 0
F1_Commercial_Grocery (WA)_New_Food Preparation_Natural Gas_Food Prep Other_E8 | F1 | Commercial | Grocery (WA) | New | Food Preparation | Natural Gas | Food Prep Other | E8 | CCE | 0 | 0 | 0 | 0 | 0 | 0 | 0 | 0 | 0 | 0 | 0 | 0 | 0 | 0 | 0 | 0 | 0 | 0 | 0 | 0 | 0 | 0 | 0 | 0 | 0 | 0 | 0
F1_Commercial_Grocery (WA)_New_Food Preparation_Natural Gas_Food Prep Other_E9 | F1 | Commercial | Grocery (WA) | New | Food Preparation | Natural Gas | Food Prep Other | E9 | CCE | 0 | 0 | 0 | 0 | 0 | 0 | 0 | 0 | 0 | 0 | 0 | 0 | 0 | 0 | 0 | 0 | 0 | 0 | 0 | 0 | 0 | 0 | 0 | 0 | 0 | 0 | 0
F1_Commercial_Grocery (WA)_New_Food Preparation_Natural Gas_Food Prep Other_E10 | F1 | Commercial | Grocery (WA) | New | Food Preparation | Natural Gas | Food Prep Other | E10 | CCE | 0 | 0 | 0 | 0 | 0 | 0 | 0 | 0 | 0 | 0 | 0 | 0 | 0 | 0 | 0 | 0 | 0 | 0 | 0 | 0 | 0 | 0 | 0 | 0 | 0 | 0 | 0
F2_Commercial_Grocery (WA)_New_Food Preparation_Natural Gas_Food Prep Other_E1 | F2 | Commercial | Grocery (WA) | New | Food Preparation | Natural Gas | Food Prep Other | E1 | TRC BC Ratio | [24 empty] | 1 | 1 | 1 | bar: 2019 to 2042
F2_Commercial_Grocery (WA)_New_Food Preparation_Natural Gas_Food Prep Other_E2 | F2 | Commercial | Grocery (WA) | New | Food Preparation | Natural Gas | Food Prep Other | E2 | TRC BC Ratio | 0.018197 | 0.018618 | 0.019146 | 0.019769 | 0.020494 | 0.021409 | 0.022361 | 0.02331 | 0.024226 | 0.025155 | 0.025879 | 0.026553 | 0.02728 | 0.027988 | 0.028612 | 0.02919 | 0.0297 | 0.030201 | 0.03074 | 0.031263 | 0.0318 | 0.032361 | 0.032927 | 0.033512 | 0.034107 | 0.034713 | 0.03533
F2_Commercial_Grocery (WA)_New_Food Preparation_Natural Gas_Food Prep Other_E3 | F2 | Commercial | Grocery (WA) | New | Food Preparation | Natural Gas | Food Prep Other | E3 | TRC BC Ratio | 0 | 0 | 0 | 0 | 0 | 0 | 0 | 0 | 0 | 0 | 0 | 0 | 0 | 0 | 0 | 0 | 0 | 0 | 0 | 0 | 0 | 0 | 0 | 0 | 0 | 0 | 0
F2_Commercial_Grocery (WA)_New_Food Preparation_Natural Gas_Food Prep Other_E4 | F2 | Commercial | Grocery (WA) | New | Food Preparation | Natural Gas | Food Prep Other | E4 | TRC BC Ratio | 0 | 0 | 0 | 0 | 0 | 0 | 0 | 0 | 0 | 0 | 0 | 0 | 0 | 0 | 0 | 0 | 0 | 0 | 0 | 0 | 0 | 0 | 0 | 0 | 0 | 0 | 0
F2_Commercial_Grocery (WA)_New_Food Preparation_Natural Gas_Food Prep Other_E5 | F2 | Commercial | Grocery (WA) | New | Food Preparation | Natural Gas | Food Prep Other | E5 | TRC BC Ratio | 0 | 0 | 0 | 0 | 0 | 0 | 0 | 0 | 0 | 0 | 0 | 0 | 0 | 0 | 0 | 0 | 0 | 0 | 0 | 0 | 0 | 0 | 0 | 0 | 0 | 0 | 0
F2_Commercial_Grocery (WA)_New_Food Preparation_Natural Gas_Food Prep Other_E6 | F2 | Commercial | Grocery (WA) | New | Food Preparation | Natural Gas | Food Prep Other | E6 | TRC BC Ratio | 0 | 0 | 0 | 0 | 0 | 0 | 0 | 0 | 0 | 0 | 0 | 0 | 0 | 0 | 0 | 0 | 0 | 0 | 0 | 0 | 0 | 0 | 0 | 0 | 0 | 0 | 0
F2_Commercial_Grocery (WA)_New_Food Preparation_Natural Gas_Food Prep Other_E7 | F2 | Commercial | Grocery (WA) | New | Food Preparation | Natural Gas | Food Prep Other | E7 | TRC BC Ratio | 0 | 0 | 0 | 0 | 0 | 0 | 0 | 0 | 0 | 0 | 0 | 0 | 0 | 0 | 0 | 0 | 0 | 0 | 0 | 0 | 0 | 0 | 0 | 0 | 0 | 0 | 0
F2_Commercial_Grocery (WA)_New_Food Preparation_Natural Gas_Food Prep Other_E8 | F2 | Commercial | Grocery (WA) | New | Food Preparation | Natural Gas | Food Prep Other | E8 | TRC BC Ratio | 0 | 0 | 0 | 0 | 0 | 0 | 0 | 0 | 0 | 0 | 0 | 0 | 0 | 0 | 0 | 0 | 0 | 0 | 0 | 0 | 0 | 0 | 0 | 0 | 0 | 0 | 0
F2_Commercial_Grocery (WA)_New_Food Preparation_Natural Gas_Food Prep Other_E9 | F2 | Commercial | Grocery (WA) | New | Food Preparation | Natural Gas | Food Prep Other | E9 | TRC BC Ratio | 0 | 0 | 0 | 0 | 0 | 0 | 0 | 0 | 0 | 0 | 0 | 0 | 0 | 0 | 0 | 0 | 0 | 0 | 0 | 0 | 0 | 0 | 0 | 0 | 0 | 0 | 0
F2_Commercial_Grocery (WA)_New_Food Preparation_Natural Gas_Food Prep Other_E10 | F2 | Commercial | Grocery (WA) | New | Food Preparation | Natural Gas | Food Prep Other | E10 | TRC BC Ratio | 0 | 0 | 0 | 0 | 0 | 0 | 0 | 0 | 0 | 0 | 0 | 0 | 0 | 0 | 0 | 0 | 0 | 0 | 0 | 0 | 0 | 0 | 0 | 0 | 0 | 0 | 0
F3_Commercial_Grocery (WA)_New_Food Preparation_Natural Gas_Food Prep Other_E1 | F3 | Commercial | Grocery (WA) | New | Food Preparation | Natural Gas | Food Prep Other | E1 | PACT BC Ratio | [24 empty] | 1 | 1 | 1 | bar: 2019 to 2042
F3_Commercial_Grocery (WA)_New_Food Preparation_Natural Gas_Food Prep Other_E2 | F3 | Commercial | Grocery (WA) | New | Food Preparation | Natural Gas | Food Prep Other | E2 | PACT BC Ratio | 0.036674 | 0.037521 | 0.038586 | 0.039842 | 0.041303 | 0.043146 | 0.045065 | 0.046979 | 0.048825 | 0.050696 | 0.052156 | 0.053514 | 0.054979 | 0.056406 | 0.057664 | 0.058829 | 0.059856 | 0.060866 | 0.061953 | 0.063006 | 0.064089 | 0.065219 | 0.06636 | 0.067539 | 0.068739 | 0.06996 | 0.071203
F3_Commercial_Grocery (WA)_New_Food Preparation_Natural Gas_Food Prep Other_E3 | F3 | Commercial | Grocery (WA) | New | Food Preparation | Natural Gas | Food Prep Other | E3 | PACT BC Ratio | 0 | 0 | 0 | 0 | 0 | 0 | 0 | 0 | 0 | 0 | 0 | 0 | 0 | 0 | 0 | 0 | 0 | 0 | 0 | 0 | 0 | 0 | 0 | 0 | 0 | 0 | 0
F3_Commercial_Grocery (WA)_New_Food Preparation_Natural Gas_Food Prep Other_E4 | F3 | Commercial | Grocery (WA) | New | Food Preparation | Natural Gas | Food Prep Other | E4 | PACT BC Ratio | 0 | 0 | 0 | 0 | 0 | 0 | 0 | 0 | 0 | 0 | 0 | 0 | 0 | 0 | 0 | 0 | 0 | 0 | 0 | 0 | 0 | 0 | 0 | 0 | 0 | 0 | 0
F3_Commercial_Grocery (WA)_New_Food Preparation_Natural Gas_Food Prep Other_E5 | F3 | Commercial | Grocery (WA) | New | Food Preparation | Natural Gas | Food Prep Other | E5 | PACT BC Ratio | 0 | 0 | 0 | 0 | 0 | 0 | 0 | 0 | 0 | 0 | 0 | 0 | 0 | 0 | 0 | 0 | 0 | 0 | 0 | 0 | 0 | 0 | 0 | 0 | 0 | 0 | 0
F3_Commercial_Grocery (WA)_New_Food Preparation_Natural Gas_Food Prep Other_E6 | F3 | Commercial | Grocery (WA) | New | Food Preparation | Natural Gas | Food Prep Other | E6 | PACT BC Ratio | 0 | 0 | 0 | 0 | 0 | 0 | 0 | 0 | 0 | 0 | 0 | 0 | 0 | 0 | 0 | 0 | 0 | 0 | 0 | 0 | 0 | 0 | 0 | 0 | 0 | 0 | 0
F3_Commercial_Grocery (WA)_New_Food Preparation_Natural Gas_Food Prep Other_E7 | F3 | Commercial | Grocery (WA) | New | Food Preparation | Natural Gas | Food Prep Other | E7 | PACT BC Ratio | 0 | 0 | 0 | 0 | 0 | 0 | 0 | 0 | 0 | 0 | 0 | 0 | 0 | 0 | 0 | 0 | 0 | 0 | 0 | 0 | 0 | 0 | 0 | 0 | 0 | 0 | 0
F3_Commercial_Grocery (WA)_New_Food Preparation_Natural Gas_Food Prep Other_E8 | F3 | Commercial | Grocery (WA) | New | Food Preparation | Natural Gas | Food Prep Other | E8 | PACT BC Ratio | 0 | 0 | 0 | 0 | 0 | 0 | 0 | 0 | 0 | 0 | 0 | 0 | 0 | 0 | 0 | 0 | 0 | 0 | 0 | 0 | 0 | 0 | 0 | 0 | 0 | 0 | 0
F3_Commercial_Grocery (WA)_New_Food Preparation_Natural Gas_Food Prep Other_E9 | F3 | Commercial | Grocery (WA) | New | Food Preparation | Natural Gas | Food Prep Other | E9 | PACT BC Ratio | 0 | 0 | 0 | 0 | 0 | 0 | 0 | 0 | 0 | 0 | 0 | 0 | 0 | 0 | 0 | 0 | 0 | 0 | 0 | 0 | 0 | 0 | 0 | 0 | 0 | 0 | 0
F3_Commercial_Grocery (WA)_New_Food Preparation_Natural Gas_Food Prep Other_E10 | F3 | Commercial | Grocery (WA) | New | Food Preparation | Natural Gas | Food Prep Other | E10 | PACT BC Ratio | 0 | 0 | 0 | 0 | 0 | 0 | 0 | 0 | 0 | 0 | 0 | 0 | 0 | 0 | 0 | 0 | 0 | 0 | 0 | 0 | 0 | 0 | 0 | 0 | 0 | 0 | 0
F4_Commercial_Grocery (WA)_New_Food Preparation_Natural Gas_Food Prep Other_E1 | F4 | Commercial | Grocery (WA) | New | Food Preparation | Natural Gas | Food Prep Other | E1 | RVT BC Ratio | [24 empty] | 1 | 1 | 1 | bar: 2019 to 2042
F4_Commercial_Grocery (WA)_New_Food Preparation_Natural Gas_Food Prep Other_E2 | F4 | Commercial | Grocery (WA) | New | Food Preparation | Natural Gas | Food Prep Other | E2 | RVT BC Ratio | 0.4214 | 0.42184 | 0.42236 | 0.423 | 0.42376 | 0.42477 | 0.4258 | 0.4268 | 0.42772 | 0.42861 | 0.42951 | 0.43033 | 0.43117 | 0.43195 | 0.43261 | 0.43319 | 0.43367 | 0.43412 | 0.43461 | 0.43505 | 0.43549 | 0.4362 | 0.43691 | 0.43765 | 0.4384 | 0.43916 | 0.43994
F4_Commercial_Grocery (WA)_New_Food Preparation_Natural Gas_Food Prep Other_E3 | F4 | Commercial | Grocery (WA) | New | Food Preparation | Natural Gas | Food Prep Other | E3 | RVT BC Ratio | 0 | 0 | 0 | 0 | 0 | 0 | 0 | 0 | 0 | 0 | 0 | 0 | 0 | 0 | 0 | 0 | 0 | 0 | 0 | 0 | 0 | 0 | 0 | 0 | 0 | 0 | 0
F4_Commercial_Grocery (WA)_New_Food Preparation_Natural Gas_Food Prep Other_E4 | F4 | Commercial | Grocery (WA) | New | Food Preparation | Natural Gas | Food Prep Other | E4 | RVT BC Ratio | 0 | 0 | 0 | 0 | 0 | 0 | 0 | 0 | 0 | 0 | 0 | 0 | 0 | 0 | 0 | 0 | 0 | 0 | 0 | 0 | 0 | 0 | 0 | 0 | 0 | 0 | 0
F4_Commercial_Grocery (WA)_New_Food Preparation_Natural Gas_Food Prep Other_E5 | F4 | Commercial | Grocery (WA) | New | Food Preparation | Natural Gas | Food Prep Other | E5 | RVT BC Ratio | 0 | 0 | 0 | 0 | 0 | 0 | 0 | 0 | 0 | 0 | 0 | 0 | 0 | 0 | 0 | 0 | 0 | 0 | 0 | 0 | 0 | 0 | 0 | 0 | 0 | 0 | 0
F4_Commercial_Grocery (WA)_New_Food Preparation_Natural Gas_Food Prep Other_E6 | F4 | Commercial | Grocery (WA) | New | Food Preparation | Natural Gas | Food Prep Other | E6 | RVT BC Ratio | 0 | 0 | 0 | 0 | 0 | 0 | 0 | 0 | 0 | 0 | 0 | 0 | 0 | 0 | 0 | 0 | 0 | 0 | 0 | 0 | 0 | 0 | 0 | 0 | 0 | 0 | 0
F4_Commercial_Grocery (WA)_New_Food Preparation_Natural Gas_Food Prep Other_E7 | F4 | Commercial | Grocery (WA) | New | Food Preparation | Natural Gas | Food Prep Other | E7 | RVT BC Ratio | 0 | 0 | 0 | 0 | 0 | 0 | 0 | 0 | 0 | 0 | 0 | 0 | 0 | 0 | 0 | 0 | 0 | 0 | 0 | 0 | 0 | 0 | 0 | 0 | 0 | 0 | 0
F4_Commercial_Grocery (WA)_New_Food Preparation_Natural Gas_Food Prep Other_E8 | F4 | Commercial | Grocery (WA) | New | Food Preparation | Natural Gas | Food Prep Other | E8 | RVT BC Ratio | 0 | 0 | 0 | 0 | 0 | 0 | 0 | 0 | 0 | 0 | 0 | 0 | 0 | 0 | 0 | 0 | 0 | 0 | 0 | 0 | 0 | 0 | 0 | 0 | 0 | 0 | 0
F4_Commercial_Grocery (WA)_New_Food Preparation_Natural Gas_Food Prep Other_E9 | F4 | Commercial | Grocery (WA) | New | Food Preparation | Natural Gas | Food Prep Other | E9 | RVT BC Ratio | 0 | 0 | 0 | 0 | 0 | 0 | 0 | 0 | 0 | 0 | 0 | 0 | 0 | 0 | 0 | 0 | 0 | 0 | 0 | 0 | 0 | 0 | 0 | 0 | 0 | 0 | 0
F4_Commercial_Grocery (WA)_New_Food Preparation_Natural Gas_Food Prep Other_E10 | F4 | Commercial | Grocery (WA) | New | Food Preparation | Natural Gas | Food Prep Other | E10 | RVT BC Ratio | 0 | 0 | 0 | 0 | 0 | 0 | 0 | 0 | 0 | 0 | 0 | 0 | 0 | 0 | 0 | 0 | 0 | 0 | 0 | 0 | 0 | 0 | 0 | 0 | 0 | 0 | 0
F5_Commercial_Grocery (WA)_New_Food Preparation_Natural Gas_Food Prep Other_E1 | F5 | Commercial | Grocery (WA) | New | Food Preparation | Natural Gas | Food Prep Other | E1 | RIM BC Ratio | [24 empty] | 1 | 1 | 1 | bar: 2019 to 2042
F5_Commercial_Grocery (WA)_New_Food Preparation_Natural Gas_Food Prep Other_E2 | F5 | Commercial | Grocery (WA) | New | Food Preparation | Natural Gas | Food Prep Other | E2 | RIM BC Ratio | 0.035141 | 0.035928 | 0.036916 | 0.038079 | 0.039427 | 0.041119 | 0.042878 | 0.044627 | 0.046312 | 0.04802 | 0.049332 | 0.050551 | 0.051865 | 0.053145 | 0.054274 | 0.05532 | 0.056244 | 0.057152 | 0.058128 | 0.059074 | 0.060048 | 0.061039 | 0.062037 | 0.063066 | 0.064111 | 0.065172 | 0.06625
F5_Commercial_Grocery (WA)_New_Food Preparation_Natural Gas_Food Prep Other_E3 | F5 | Commercial | Grocery (WA) | New | Food Preparation | Natural Gas | Food Prep Other | E3 | RIM BC Ratio | 0 | 0 | 0 | 0 | 0 | 0 | 0 | 0 | 0 | 0 | 0 | 0 | 0 | 0 | 0 | 0 | 0 | 0 | 0 | 0 | 0 | 0 | 0 | 0 | 0 | 0 | 0
F5_Commercial_Grocery (WA)_New_Food Preparation_Natural Gas_Food Prep Other_E4 | F5 | Commercial | Grocery (WA) | New | Food Preparation | Natural Gas | Food Prep Other | E4 | RIM BC Ratio | 0 | 0 | 0 | 0 | 0 | 0 | 0 | 0 | 0 | 0 | 0 | 0 | 0 | 0 | 0 | 0 | 0 | 0 | 0 | 0 | 0 | 0 | 0 | 0 | 0 | 0 | 0
F5_Commercial_Grocery (WA)_New_Food Preparation_Natural Gas_Food Prep Other_E5 | F5 | Commercial | Grocery (WA) | New | Food Preparation | Natural Gas | Food Prep Other | E5 | RIM BC Ratio | 0 | 0 | 0 | 0 | 0 | 0 | 0 | 0 | 0 | 0 | 0 | 0 | 0 | 0 | 0 | 0 | 0 | 0 | 0 | 0 | 0 | 0 | 0 | 0 | 0 | 0 | 0
F5_Commercial_Grocery (WA)_New_Food Preparation_Natural Gas_Food Prep Other_E6 | F5 | Commercial | Grocery (WA) | New | Food Preparation | Natural Gas | Food Prep Other | E6 | RIM BC Ratio | 0 | 0 | 0 | 0 | 0 | 0 | 0 | 0 | 0 | 0 | 0 | 0 | 0 | 0 | 0 | 0 | 0 | 0 | 0 | 0 | 0 | 0 | 0 | 0 | 0 | 0 | 0
F5_Commercial_Grocery (WA)_New_Food Preparation_Natural Gas_Food Prep Other_E7 | F5 | Commercial | Grocery (WA) | New | Food Preparation | Natural Gas | Food Prep Other | E7 | RIM BC Ratio | 0 | 0 | 0 | 0 | 0 | 0 | 0 | 0 | 0 | 0 | 0 | 0 | 0 | 0 | 0 | 0 | 0 | 0 | 0 | 0 | 0 | 0 | 0 | 0 | 0 | 0 | 0
F5_Commercial_Grocery (WA)_New_Food Preparation_Natural Gas_Food Prep Other_E8 | F5 | Commercial | Grocery (WA) | New | Food Preparation | Natural Gas | Food Prep Other | E8 | RIM BC Ratio | 0 | 0 | 0 | 0 | 0 | 0 | 0 | 0 | 0 | 0 | 0 | 0 | 0 | 0 | 0 | 0 | 0 | 0 | 0 | 0 | 0 | 0 | 0 | 0 | 0 | 0 | 0
F5_Commercial_Grocery (WA)_New_Food Preparation_Natural Gas_Food Prep Other_E9 | F5 | Commercial | Grocery (WA) | New | Food Preparation | Natural Gas | Food Prep Other | E9 | RIM BC Ratio | 0 | 0 | 0 | 0 | 0 | 0 | 0 | 0 | 0 | 0 | 0 | 0 | 0 | 0 | 0 | 0 | 0 | 0 | 0 | 0 | 0 | 0 | 0 | 0 | 0 | 0 | 0
F5_Commercial_Grocery (WA)_New_Food Preparation_Natural Gas_Food Prep Other_E10 | F5 | Commercial | Grocery (WA) | New | Food Preparation | Natural Gas | Food Prep Other | E10 | RIM BC Ratio | 0 | 0 | 0 | 0 | 0 | 0 | 0 | 0 | 0 | 0 | 0 | 0 | 0 | 0 | 0 | 0 | 0 | 0 | 0 | 0 | 0 | 0 | 0 | 0 | 0 | 0 | 0
F0_Commercial_Grocery (WA)_New_Miscellaneous_Natural Gas_Pool Heater_E0 | F0 | Commercial | Grocery (WA) | New | Miscellaneous | Natural Gas | Pool Heater | E0 | Economic Unit | Standard (EF .82) | Standard (EF .82) | Standard (EF .82) | Standard (EF .82) | Standard (EF .82) | Standard (EF .82) | Standard (EF .82) | Standard (EF .82) | Standard (EF .82) | Standard (EF .82) | Standard (EF .82) | Standard (EF .82) | Standard (EF .82) | Standard (EF .82) | Standard (EF .82) | Standard (EF .82) | Standard (EF .82) | Standard (EF .82) | Standard (EF .82) | Standard (EF .82) | Standard (EF .82) | Standard (EF .82) | Standard (EF .82) | Standard (EF .82) | Standard (EF .82) | Standard (EF .82) | Standard (EF .82)
F1_Commercial_Grocery (WA)_New_Miscellaneous_Natural Gas_Pool Heater_E1 | F1 | Commercial | Grocery (WA) | New | Miscellaneous | Natural Gas | Pool Heater | E1 | CCE | 0 | 0 | 0 | 0 | 0 | 0 | 0 | 0 | 0 | 0 | 0 | 0 | 0 | 0 | 0 | 0 | 0 | 0 | 0 | 0 | 0 | 0 | 0 | 0 | 0 | 0 | 0
F1_Commercial_Grocery (WA)_New_Miscellaneous_Natural Gas_Pool Heater_E2 | F1 | Commercial | Grocery (WA) | New | Miscellaneous | Natural Gas | Pool Heater | E2 | CCE | 0.013474 | 0.013474 | 0.013474 | 0.013474 | 0.013474 | 0.013474 | 0.013474 | 0.013474 | 0.013474 | 0.013474 | 0.013474 | 0.013474 | 0.013474 | 0.013474 | 0.013474 | 0.013474 | 0.013474 | 0.013474 | 0.013474 | 0.013474 | 0.013474 | 0.013474 | 0.013474 | 0.013474 | 0.013474 | 0.013474 | 0.013474
F1_Commercial_Grocery (WA)_New_Miscellaneous_Natural Gas_Pool Heater_E3 | F1 | Commercial | Grocery (WA) | New | Miscellaneous | Natural Gas | Pool Heater | E3 | CCE | 0 | 0 | 0 | 0 | 0 | 0 | 0 | 0 | 0 | 0 | 0 | 0 | 0 | 0 | 0 | 0 | 0 | 0 | 0 | 0 | 0 | 0 | 0 | 0 | 0 | 0 | 0
F1_Commercial_Grocery (WA)_New_Miscellaneous_Natural Gas_Pool Heater_E4 | F1 | Commercial | Grocery (WA) | New | Miscellaneous | Natural Gas | Pool Heater | E4 | CCE | 0 | 0 | 0 | 0 | 0 | 0 | 0 | 0 | 0 | 0 | 0 | 0 | 0 | 0 | 0 | 0 | 0 | 0 | 0 | 0 | 0 | 0 | 0 | 0 | 0 | 0 | 0
F1_Commercial_Grocery (WA)_New_Miscellaneous_Natural Gas_Pool Heater_E5 | F1 | Commercial | Grocery (WA) | New | Miscellaneous | Natural Gas | Pool Heater | E5 | CCE | 0 | 0 | 0 | 0 | 0 | 0 | 0 | 0 | 0 | 0 | 0 | 0 | 0 | 0 | 0 | 0 | 0 | 0 | 0 | 0 | 0 | 0 | 0 | 0 | 0 | 0 | 0
F1_Commercial_Grocery (WA)_New_Miscellaneous_Natural Gas_Pool Heater_E6 | F1 | Commercial | Grocery (WA) | New | Miscellaneous | Natural Gas | Pool Heater | E6 | CCE | 0 | 0 | 0 | 0 | 0 | 0 | 0 | 0 | 0 | 0 | 0 | 0 | 0 | 0 | 0 | 0 | 0 | 0 | 0 | 0 | 0 | 0 | 0 | 0 | 0 | 0 | 0
F1_Commercial_Grocery (WA)_New_Miscellaneous_Natural Gas_Pool Heater_E7 | F1 | Commercial | Grocery (WA) | New | Miscellaneous | Natural Gas | Pool Heater | E7 | CCE | 0 | 0 | 0 | 0 | 0 | 0 | 0 | 0 | 0 | 0 | 0 | 0 | 0 | 0 | 0 | 0 | 0 | 0 | 0 | 0 | 0 | 0 | 0 | 0 | 0 | 0 | 0
F1_Commercial_Grocery (WA)_New_Miscellaneous_Natural Gas_Pool Heater_E8 | F1 | Commercial | Grocery (WA) | New | Miscellaneous | Natural Gas | Pool Heater | E8 | CCE | 0 | 0 | 0 | 0 | 0 | 0 | 0 | 0 | 0 | 0 | 0 | 0 | 0 | 0 | 0 | 0 | 0 | 0 | 0 | 0 | 0 | 0 | 0 | 0 | 0 | 0 | 0
F1_Commercial_Grocery (WA)_New_Miscellaneous_Natural Gas_Pool Heater_E9 | F1 | Commercial | Grocery (WA) | New | Miscellaneous | Natural Gas | Pool Heater | E9 | CCE | 0 | 0 | 0 | 0 | 0 | 0 | 0 | 0 | 0 | 0 | 0 | 0 | 0 | 0 | 0 | 0 | 0 | 0 | 0 | 0 | 0 | 0 | 0 | 0 | 0 | 0 | 0
F1_Commercial_Grocery (WA)_New_Miscellaneous_Natural Gas_Pool Heater_E10 | F1 | Commercial | Grocery (WA) | New | Miscellaneous | Natural Gas | Pool Heater | E10 | CCE | 0 | 0 | 0 | 0 | 0 | 0 | 0 | 0 | 0 | 0 | 0 | 0 | 0 | 0 | 0 | 0 | 0 | 0 | 0 | 0 | 0 | 0 | 0 | 0 | 0 | 0 | 0
F2_Commercial_Grocery (WA)_New_Miscellaneous_Natural Gas_Pool Heater_E1 | F2 | Commercial | Grocery (WA) | New | Miscellaneous | Natural Gas | Pool Heater | E1 | TRC BC Ratio | [24 empty] | 1 | 1 | 1 | bar: 2019 to 2042
F2_Commercial_Grocery (WA)_New_Miscellaneous_Natural Gas_Pool Heater_E2 | F2 | Commercial | Grocery (WA) | New | Miscellaneous | Natural Gas | Pool Heater | E2 | TRC BC Ratio | 0.24558 | 0.24744 | 0.25144 | 0.25792 | 0.26685 | 0.27983 | 0.29405 | 0.30832 | 0.32213 | 0.3369 | 0.34804 | 0.3585 | 0.37033 | 0.38173 | 0.39129 | 0.39986 | 0.40688 | 0.4136 | 0.42102 | 0.42801 | 0.43524 | 0.44289 | 0.45057 | 0.45857 | 0.46672 | 0.47501 | 0.48345
F2_Commercial_Grocery (WA)_New_Miscellaneous_Natural Gas_Pool Heater_E3 | F2 | Commercial | Grocery (WA) | New | Miscellaneous | Natural Gas | Pool Heater | E3 | TRC BC Ratio | 0 | 0 | 0 | 0 | 0 | 0 | 0 | 0 | 0 | 0 | 0 | 0 | 0 | 0 | 0 | 0 | 0 | 0 | 0 | 0 | 0 | 0 | 0 | 0 | 0 | 0 | 0
F2_Commercial_Grocery (WA)_New_Miscellaneous_Natural Gas_Pool Heater_E4 | F2 | Commercial | Grocery (WA) | New | Miscellaneous | Natural Gas | Pool Heater | E4 | TRC BC Ratio | 0 | 0 | 0 | 0 | 0 | 0 | 0 | 0 | 0 | 0 | 0 | 0 | 0 | 0 | 0 | 0 | 0 | 0 | 0 | 0 | 0 | 0 | 0 | 0 | 0 | 0 | 0
F2_Commercial_Grocery (WA)_New_Miscellaneous_Natural Gas_Pool Heater_E5 | F2 | Commercial | Grocery (WA) | New | Miscellaneous | Natural Gas | Pool Heater | E5 | TRC BC Ratio | 0 | 0 | 0 | 0 | 0 | 0 | 0 | 0 | 0 | 0 | 0 | 0 | 0 | 0 | 0 | 0 | 0 | 0 | 0 | 0 | 0 | 0 | 0 | 0 | 0 | 0 | 0
F2_Commercial_Grocery (WA)_New_Miscellaneous_Natural Gas_Pool Heater_E6 | F2 | Commercial | Grocery (WA) | New | Miscellaneous | Natural Gas | Pool Heater | E6 | TRC BC Ratio | 0 | 0 | 0 | 0 | 0 | 0 | 0 | 0 | 0 | 0 | 0 | 0 | 0 | 0 | 0 | 0 | 0 | 0 | 0 | 0 | 0 | 0 | 0 | 0 | 0 | 0 | 0
F2_Commercial_Grocery (WA)_New_Miscellaneous_Natural Gas_Pool Heater_E7 | F2 | Commercial | Grocery (WA) | New | Miscellaneous | Natural Gas | Pool Heater | E7 | TRC BC Ratio | 0 | 0 | 0 | 0 | 0 | 0 | 0 | 0 | 0 | 0 | 0 | 0 | 0 | 0 | 0 | 0 | 0 | 0 | 0 | 0 | 0 | 0 | 0 | 0 | 0 | 0 | 0
F2_Commercial_Grocery (WA)_New_Miscellaneous_Natural Gas_Pool Heater_E8 | F2 | Commercial | Grocery (WA) | New | Miscellaneous | Natural Gas | Pool Heater | E8 | TRC BC Ratio | 0 | 0 | 0 | 0 | 0 | 0 | 0 | 0 | 0 | 0 | 0 | 0 | 0 | 0 | 0 | 0 | 0 | 0 | 0 | 0 | 0 | 0 | 0 | 0 | 0 | 0 | 0
F2_Commercial_Grocery (WA)_New_Miscellaneous_Natural Gas_Pool Heater_E9 | F2 | Commercial | Grocery (WA) | New | Miscellaneous | Natural Gas | Pool Heater | E9 | TRC BC Ratio | 0 | 0 | 0 | 0 | 0 | 0 | 0 | 0 | 0 | 0 | 0 | 0 | 0 | 0 | 0 | 0 | 0 | 0 | 0 | 0 | 0 | 0 | 0 | 0 | 0 | 0 | 0
F2_Commercial_Grocery (WA)_New_Miscellaneous_Natural Gas_Pool Heater_E10 | F2 | Commercial | Grocery (WA) | New | Miscellaneous | Natural Gas | Pool Heater | E10 | TRC BC Ratio | 0 | 0 | 0 | 0 | 0 | 0 | 0 | 0 | 0 | 0 | 0 | 0 | 0 | 0 | 0 | 0 | 0 | 0 | 0 | 0 | 0 | 0 | 0 | 0 | 0 | 0 | 0
F3_Commercial_Grocery (WA)_New_Miscellaneous_Natural Gas_Pool Heater_E1 | F3 | Commercial | Grocery (WA) | New | Miscellaneous | Natural Gas | Pool Heater | E1 | PACT BC Ratio | [24 empty] | 1 | 1 | 1 | bar: 2019 to 2042
F3_Commercial_Grocery (WA)_New_Miscellaneous_Natural Gas_Pool Heater_E2 | F3 | Commercial | Grocery (WA) | New | Miscellaneous | Natural Gas | Pool Heater | E2 | PACT BC Ratio | 0.60931 | 0.61394 | 0.62387 | 0.63995 | 0.66211 | 0.69429 | 0.72958 | 0.76498 | 0.79925 | 0.8359 | 0.86355 | 0.8895 | 0.91884 | 0.94714 | 0.97086 | 0.99213 | 1.0095 | 1.0262 | 1.0446 | 1.062 | 1.0799 | 1.0989 | 1.1179 | 1.1378 | 1.158 | 1.1786 | 1.1995
F3_Commercial_Grocery (WA)_New_Miscellaneous_Natural Gas_Pool Heater_E3 | F3 | Commercial | Grocery (WA) | New | Miscellaneous | Natural Gas | Pool Heater | E3 | PACT BC Ratio | 0 | 0 | 0 | 0 | 0 | 0 | 0 | 0 | 0 | 0 | 0 | 0 | 0 | 0 | 0 | 0 | 0 | 0 | 0 | 0 | 0 | 0 | 0 | 0 | 0 | 0 | 0
F3_Commercial_Grocery (WA)_New_Miscellaneous_Natural Gas_Pool Heater_E4 | F3 | Commercial | Grocery (WA) | New | Miscellaneous | Natural Gas | Pool Heater | E4 | PACT BC Ratio | 0 | 0 | 0 | 0 | 0 | 0 | 0 | 0 | 0 | 0 | 0 | 0 | 0 | 0 | 0 | 0 | 0 | 0 | 0 | 0 | 0 | 0 | 0 | 0 | 0 | 0 | 0
F3_Commercial_Grocery (WA)_New_Miscellaneous_Natural Gas_Pool Heater_E5 | F3 | Commercial | Grocery (WA) | New | Miscellaneous | Natural Gas | Pool Heater | E5 | PACT BC Ratio | 0 | 0 | 0 | 0 | 0 | 0 | 0 | 0 | 0 | 0 | 0 | 0 | 0 | 0 | 0 | 0 | 0 | 0 | 0 | 0 | 0 | 0 | 0 | 0 | 0 | 0 | 0
F3_Commercial_Grocery (WA)_New_Miscellaneous_Natural Gas_Pool Heater_E6 | F3 | Commercial | Grocery (WA) | New | Miscellaneous | Natural Gas | Pool Heater | E6 | PACT BC Ratio | 0 | 0 | 0 | 0 | 0 | 0 | 0 | 0 | 0 | 0 | 0 | 0 | 0 | 0 | 0 | 0 | 0 | 0 | 0 | 0 | 0 | 0 | 0 | 0 | 0 | 0 | 0
F3_Commercial_Grocery (WA)_New_Miscellaneous_Natural Gas_Pool Heater_E7 | F3 | Commercial | Grocery (WA) | New | Miscellaneous | Natural Gas | Pool Heater | E7 | PACT BC Ratio | 0 | 0 | 0 | 0 | 0 | 0 | 0 | 0 | 0 | 0 | 0 | 0 | 0 | 0 | 0 | 0 | 0 | 0 | 0 | 0 | 0 | 0 | 0 | 0 | 0 | 0 | 0
F3_Commercial_Grocery (WA)_New_Miscellaneous_Natural Gas_Pool Heater_E8 | F3 | Commercial | Grocery (WA) | New | Miscellaneous | Natural Gas | Pool Heater | E8 | PACT BC Ratio | 0 | 0 | 0 | 0 | 0 | 0 | 0 | 0 | 0 | 0 | 0 | 0 | 0 | 0 | 0 | 0 | 0 | 0 | 0 | 0 | 0 | 0 | 0 | 0 | 0 | 0 | 0
F3_Commercial_Grocery (WA)_New_Miscellaneous_Natural Gas_Pool Heater_E9 | F3 | Commercial | Grocery (WA) | New | Miscellaneous | Natural Gas | Pool Heater | E9 | PACT BC Ratio | 0 | 0 | 0 | 0 | 0 | 0 | 0 | 0 | 0 | 0 | 0 | 0 | 0 | 0 | 0 | 0 | 0 | 0 | 0 | 0 | 0 | 0 | 0 | 0 | 0 | 0 | 0
F3_Commercial_Grocery (WA)_New_Miscellaneous_Natural Gas_Pool Heater_E10 | F3 | Commercial | Grocery (WA) | New | Miscellaneous | Natural Gas | Pool Heater | E10 | PACT BC Ratio | 0 | 0 | 0 | 0 | 0 | 0 | 0 | 0 | 0 | 0 | 0 | 0 | 0 | 0 | 0 | 0 | 0 | 0 | 0 | 0 | 0 | 0 | 0 | 0 | 0 | 0 | 0
F4_Commercial_Grocery (WA)_New_Miscellaneous_Natural Gas_Pool Heater_E1 | F4 | Commercial | Grocery (WA) | New | Miscellaneous | Natural Gas | Pool Heater | E1 | RVT BC Ratio | [24 empty] | 1 | 1 | 1 | bar: 2019 to 2042
F4_Commercial_Grocery (WA)_New_Miscellaneous_Natural Gas_Pool Heater_E2 | F4 | Commercial | Grocery (WA) | New | Miscellaneous | Natural Gas | Pool Heater | E2 | RVT BC Ratio | 0.63728 | 0.63996 | 0.6448 | 0.65211 | 0.66171 | 0.67568 | 0.68979 | 0.70332 | 0.71552 | 0.72835 | 0.74306 | 0.75687 | 0.77248 | 0.78692 | 0.7982 | 0.80735 | 0.81352 | 0.81821 | 0.82349 | 0.82781 | 0.83205 | 0.84168 | 0.85136 | 0.86145 | 0.87171 | 0.88216 | 0.89279
F4_Commercial_Grocery (WA)_New_Miscellaneous_Natural Gas_Pool Heater_E3 | F4 | Commercial | Grocery (WA) | New | Miscellaneous | Natural Gas | Pool Heater | E3 | RVT BC Ratio | 0 | 0 | 0 | 0 | 0 | 0 | 0 | 0 | 0 | 0 | 0 | 0 | 0 | 0 | 0 | 0 | 0 | 0 | 0 | 0 | 0 | 0 | 0 | 0 | 0 | 0 | 0
F4_Commercial_Grocery (WA)_New_Miscellaneous_Natural Gas_Pool Heater_E4 | F4 | Commercial | Grocery (WA) | New | Miscellaneous | Natural Gas | Pool Heater | E4 | RVT BC Ratio | 0 | 0 | 0 | 0 | 0 | 0 | 0 | 0 | 0 | 0 | 0 | 0 | 0 | 0 | 0 | 0 | 0 | 0 | 0 | 0 | 0 | 0 | 0 | 0 | 0 | 0 | 0
F4_Commercial_Grocery (WA)_New_Miscellaneous_Natural Gas_Pool Heater_E5 | F4 | Commercial | Grocery (WA) | New | Miscellaneous | Natural Gas | Pool Heater | E5 | RVT BC Ratio | 0 | 0 | 0 | 0 | 0 | 0 | 0 | 0 | 0 | 0 | 0 | 0 | 0 | 0 | 0 | 0 | 0 | 0 | 0 | 0 | 0 | 0 | 0 | 0 | 0 | 0 | 0
F4_Commercial_Grocery (WA)_New_Miscellaneous_Natural Gas_Pool Heater_E6 | F4 | Commercial | Grocery (WA) | New | Miscellaneous | Natural Gas | Pool Heater | E6 | RVT BC Ratio | 0 | 0 | 0 | 0 | 0 | 0 | 0 | 0 | 0 | 0 | 0 | 0 | 0 | 0 | 0 | 0 | 0 | 0 | 0 | 0 | 0 | 0 | 0 | 0 | 0 | 0 | 0
F4_Commercial_Grocery (WA)_New_Miscellaneous_Natural Gas_Pool Heater_E7 | F4 | Commercial | Grocery (WA) | New | Miscellaneous | Natural Gas | Pool Heater | E7 | RVT BC Ratio | 0 | 0 | 0 | 0 | 0 | 0 | 0 | 0 | 0 | 0 | 0 | 0 | 0 | 0 | 0 | 0 | 0 | 0 | 0 | 0 | 0 | 0 | 0 | 0 | 0 | 0 | 0
F4_Commercial_Grocery (WA)_New_Miscellaneous_Natural Gas_Pool Heater_E8 | F4 | Commercial | Grocery (WA) | New | Miscellaneous | Natural Gas | Pool Heater | E8 | RVT BC Ratio | 0 | 0 | 0 | 0 | 0 | 0 | 0 | 0 | 0 | 0 | 0 | 0 | 0 | 0 | 0 | 0 | 0 | 0 | 0 | 0 | 0 | 0 | 0 | 0 | 0 | 0 | 0
F4_Commercial_Grocery (WA)_New_Miscellaneous_Natural Gas_Pool Heater_E9 | F4 | Commercial | Grocery (WA) | New | Miscellaneous | Natural Gas | Pool Heater | E9 | RVT BC Ratio | 0 | 0 | 0 | 0 | 0 | 0 | 0 | 0 | 0 | 0 | 0 | 0 | 0 | 0 | 0 | 0 | 0 | 0 | 0 | 0 | 0 | 0 | 0 | 0 | 0 | 0 | 0
F4_Commercial_Grocery (WA)_New_Miscellaneous_Natural Gas_Pool Heater_E10 | F4 | Commercial | Grocery (WA) | New | Miscellaneous | Natural Gas | Pool Heater | E10 | RVT BC Ratio | 0 | 0 | 0 | 0 | 0 | 0 | 0 | 0 | 0 | 0 | 0 | 0 | 0 | 0 | 0 | 0 | 0 | 0 | 0 | 0 | 0 | 0 | 0 | 0 | 0 | 0 | 0
F5_Commercial_Grocery (WA)_New_Miscellaneous_Natural Gas_Pool Heater_E1 | F5 | Commercial | Grocery (WA) | New | Miscellaneous | Natural Gas | Pool Heater | E1 | RIM BC Ratio | [24 empty] | 1 | 1 | 1 | bar: 2019 to 2042
F5_Commercial_Grocery (WA)_New_Miscellaneous_Natural Gas_Pool Heater_E2 | F5 | Commercial | Grocery (WA) | New | Miscellaneous | Natural Gas | Pool Heater | E2 | RIM BC Ratio | 0.35197 | 0.3535 | 0.35717 | 0.36322 | 0.37161 | 0.38346 | 0.39657 | 0.40958 | 0.42222 | 0.43548 | 0.44287 | 0.4496 | 0.45697 | 0.46415 | 0.4704 | 0.47633 | 0.48175 | 0.48744 | 0.49363 | 0.49972 | 0.50607 | 0.5102 | 0.51427 | 0.51843 | 0.52259 | 0.52674 | 0.53088
F5_Commercial_Grocery (WA)_New_Miscellaneous_Natural Gas_Pool Heater_E3 | F5 | Commercial | Grocery (WA) | New | Miscellaneous | Natural Gas | Pool Heater | E3 | RIM BC Ratio | 0 | 0 | 0 | 0 | 0 | 0 | 0 | 0 | 0 | 0 | 0 | 0 | 0 | 0 | 0 | 0 | 0 | 0 | 0 | 0 | 0 | 0 | 0 | 0 | 0 | 0 | 0
F5_Commercial_Grocery (WA)_New_Miscellaneous_Natural Gas_Pool Heater_E4 | F5 | Commercial | Grocery (WA) | New | Miscellaneous | Natural Gas | Pool Heater | E4 | RIM BC Ratio | 0 | 0 | 0 | 0 | 0 | 0 | 0 | 0 | 0 | 0 | 0 | 0 | 0 | 0 | 0 | 0 | 0 | 0 | 0 | 0 | 0 | 0 | 0 | 0 | 0 | 0 | 0
F5_Commercial_Grocery (WA)_New_Miscellaneous_Natural Gas_Pool Heater_E5 | F5 | Commercial | Grocery (WA) | New | Miscellaneous | Natural Gas | Pool Heater | E5 | RIM BC Ratio | 0 | 0 | 0 | 0 | 0 | 0 | 0 | 0 | 0 | 0 | 0 | 0 | 0 | 0 | 0 | 0 | 0 | 0 | 0 | 0 | 0 | 0 | 0 | 0 | 0 | 0 | 0
F5_Commercial_Grocery (WA)_New_Miscellaneous_Natural Gas_Pool Heater_E6 | F5 | Commercial | Grocery (WA) | New | Miscellaneous | Natural Gas | Pool Heater | E6 | RIM BC Ratio | 0 | 0 | 0 | 0 | 0 | 0 | 0 | 0 | 0 | 0 | 0 | 0 | 0 | 0 | 0 | 0 | 0 | 0 | 0 | 0 | 0 | 0 | 0 | 0 | 0 | 0 | 0
F5_Commercial_Grocery (WA)_New_Miscellaneous_Natural Gas_Pool Heater_E7 | F5 | Commercial | Grocery (WA) | New | Miscellaneous | Natural Gas | Pool Heater | E7 | RIM BC Ratio | 0 | 0 | 0 | 0 | 0 | 0 | 0 | 0 | 0 | 0 | 0 | 0 | 0 | 0 | 0 | 0 | 0 | 0 | 0 | 0 | 0 | 0 | 0 | 0 | 0 | 0 | 0
F5_Commercial_Grocery (WA)_New_Miscellaneous_Natural Gas_Pool Heater_E8 | F5 | Commercial | Grocery (WA) | New | Miscellaneous | Natural Gas | Pool Heater | E8 | RIM BC Ratio | 0 | 0 | 0 | 0 | 0 | 0 | 0 | 0 | 0 | 0 | 0 | 0 | 0 | 0 | 0 | 0 | 0 | 0 | 0 | 0 | 0 | 0 | 0 | 0 | 0 | 0 | 0
F5_Commercial_Grocery (WA)_New_Miscellaneous_Natural Gas_Pool Heater_E9 | F5 | Commercial | Grocery (WA) | New | Miscellaneous | Natural Gas | Pool Heater | E9 | RIM BC Ratio | 0 | 0 | 0 | 0 | 0 | 0 | 0 | 0 | 0 | 0 | 0 | 0 | 0 | 0 | 0 | 0 | 0 | 0 | 0 | 0 | 0 | 0 | 0 | 0 | 0 | 0 | 0
F5_Commercial_Grocery (WA)_New_Miscellaneous_Natural Gas_Pool Heater_E10 | F5 | Commercial | Grocery (WA) | New | Miscellaneous | Natural Gas | Pool Heater | E10 | RIM BC Ratio | 0 | 0 | 0 | 0 | 0 | 0 | 0 | 0 | 0 | 0 | 0 | 0 | 0 | 0 | 0 | 0 | 0 | 0 | 0 | 0 | 0 | 0 | 0 | 0 | 0 | 0 | 0
F0_Commercial_Grocery (WA)_New_Miscellaneous_Natural Gas_Miscellaneous_E0 | F0 | Commercial | Grocery (WA) | New | Miscellaneous | Natural Gas | Miscellaneous | E0 | Economic Unit | Standard | Standard | Standard | Standard | Standard | Standard | Standard | Standard | Standard | Standard | Standard | Standard | Standard | Standard | Standard | Standard | Standard | Standard | Standard | Standard | Standard | Standard | Standard | Standard | Standard | Standard | Standard
F1_Commercial_Grocery (WA)_New_Miscellaneous_Natural Gas_Miscellaneous_E1 | F1 | Commercial | Grocery (WA) | New | Miscellaneous | Natural Gas | Miscellaneous | E1 | CCE | 0 | 0 | 0 | 0 | 0 | 0 | 0 | 0 | 0 | 0 | 0 | 0 | 0 | 0 | 0 | 0 | 0 | 0 | 0 | 0 | 0 | 0 | 0 | 0 | 0 | 0 | 0
F1_Commercial_Grocery (WA)_New_Miscellaneous_Natural Gas_Miscellaneous_E2 | F1 | Commercial | Grocery (WA) | New | Miscellaneous | Natural Gas | Miscellaneous | E2 | CCE | 0 | 0 | 0 | 0 | 0 | 0 | 0 | 0 | 0 | 0 | 0 | 0 | 0 | 0 | 0 | 0 | 0 | 0 | 0 | 0 | 0 | 0 | 0 | 0 | 0 | 0 | 0
F1_Commercial_Grocery (WA)_New_Miscellaneous_Natural Gas_Miscellaneous_E3 | F1 | Commercial | Grocery (WA) | New | Miscellaneous | Natural Gas | Miscellaneous | E3 | CCE | 0 | 0 | 0 | 0 | 0 | 0 | 0 | 0 | 0 | 0 | 0 | 0 | 0 | 0 | 0 | 0 | 0 | 0 | 0 | 0 | 0 | 0 | 0 | 0 | 0 | 0 | 0
F1_Commercial_Grocery (WA)_New_Miscellaneous_Natural Gas_Miscellaneous_E4 | F1 | Commercial | Grocery (WA) | New | Miscellaneous | Natural Gas | Miscellaneous | E4 | CCE | 0 | 0 | 0 | 0 | 0 | 0 | 0 | 0 | 0 | 0 | 0 | 0 | 0 | 0 | 0 | 0 | 0 | 0 | 0 | 0 | 0 | 0 | 0 | 0 | 0 | 0 | 0
F1_Commercial_Grocery (WA)_New_Miscellaneous_Natural Gas_Miscellaneous_E5 | F1 | Commercial | Grocery (WA) | New | Miscellaneous | Natural Gas | Miscellaneous | E5 | CCE | 0 | 0 | 0 | 0 | 0 | 0 | 0 | 0 | 0 | 0 | 0 | 0 | 0 | 0 | 0 | 0 | 0 | 0 | 0 | 0 | 0 | 0 | 0 | 0 | 0 | 0 | 0
F1_Commercial_Grocery (WA)_New_Miscellaneous_Natural Gas_Miscellaneous_E6 | F1 | Commercial | Grocery (WA) | New | Miscellaneous | Natural Gas | Miscellaneous | E6 | CCE | 0 | 0 | 0 | 0 | 0 | 0 | 0 | 0 | 0 | 0 | 0 | 0 | 0 | 0 | 0 | 0 | 0 | 0 | 0 | 0 | 0 | 0 | 0 | 0 | 0 | 0 | 0
F1_Commercial_Grocery (WA)_New_Miscellaneous_Natural Gas_Miscellaneous_E7 | F1 | Commercial | Grocery (WA) | New | Miscellaneous | Natural Gas | Miscellaneous | E7 | CCE | 0 | 0 | 0 | 0 | 0 | 0 | 0 | 0 | 0 | 0 | 0 | 0 | 0 | 0 | 0 | 0 | 0 | 0 | 0 | 0 | 0 | 0 | 0 | 0 | 0 | 0 | 0
F1_Commercial_Grocery (WA)_New_Miscellaneous_Natural Gas_Miscellaneous_E8 | F1 | Commercial | Grocery (WA) | New | Miscellaneous | Natural Gas | Miscellaneous | E8 | CCE | 0 | 0 | 0 | 0 | 0 | 0 | 0 | 0 | 0 | 0 | 0 | 0 | 0 | 0 | 0 | 0 | 0 | 0 | 0 | 0 | 0 | 0 | 0 | 0 | 0 | 0 | 0
F1_Commercial_Grocery (WA)_New_Miscellaneous_Natural Gas_Miscellaneous_E9 | F1 | Commercial | Grocery (WA) | New | Miscellaneous | Natural Gas | Miscellaneous | E9 | CCE | 0 | 0 | 0 | 0 | 0 | 0 | 0 | 0 | 0 | 0 | 0 | 0 | 0 | 0 | 0 | 0 | 0 | 0 | 0 | 0 | 0 | 0 | 0 | 0 | 0 | 0 | 0
F1_Commercial_Grocery (WA)_New_Miscellaneous_Natural Gas_Miscellaneous_E10 | F1 | Commercial | Grocery (WA) | New | Miscellaneous | Natural Gas | Miscellaneous | E10 | CCE | 0 | 0 | 0 | 0 | 0 | 0 | 0 | 0 | 0 | 0 | 0 | 0 | 0 | 0 | 0 | 0 | 0 | 0 | 0 | 0 | 0 | 0 | 0 | 0 | 0 | 0 | 0
F2_Commercial_Grocery (WA)_New_Miscellaneous_Natural Gas_Miscellaneous_E1 | F2 | Commercial | Grocery (WA) | New | Miscellaneous | Natural Gas | Miscellaneous | E1 | TRC BC Ratio | [24 empty] | 1 | 1 | 1 | bar: 2019 to 2042
F2_Commercial_Grocery (WA)_New_Miscellaneous_Natural Gas_Miscellaneous_E2 | F2 | Commercial | Grocery (WA) | New | Miscellaneous | Natural Gas | Miscellaneous | E2 | TRC BC Ratio | 0 | 0 | 0 | 0 | 0 | 0 | 0 | 0 | 0 | 0 | 0 | 0 | 0 | 0 | 0 | 0 | 0 | 0 | 0 | 0 | 0 | 0 | 0 | 0 | 0 | 0 | 0
F2_Commercial_Grocery (WA)_New_Miscellaneous_Natural Gas_Miscellaneous_E3 | F2 | Commercial | Grocery (WA) | New | Miscellaneous | Natural Gas | Miscellaneous | E3 | TRC BC Ratio | 0 | 0 | 0 | 0 | 0 | 0 | 0 | 0 | 0 | 0 | 0 | 0 | 0 | 0 | 0 | 0 | 0 | 0 | 0 | 0 | 0 | 0 | 0 | 0 | 0 | 0 | 0
F2_Commercial_Grocery (WA)_New_Miscellaneous_Natural Gas_Miscellaneous_E4 | F2 | Commercial | Grocery (WA) | New | Miscellaneous | Natural Gas | Miscellaneous | E4 | TRC BC Ratio | 0 | 0 | 0 | 0 | 0 | 0 | 0 | 0 | 0 | 0 | 0 | 0 | 0 | 0 | 0 | 0 | 0 | 0 | 0 | 0 | 0 | 0 | 0 | 0 | 0 | 0 | 0
F2_Commercial_Grocery (WA)_New_Miscellaneous_Natural Gas_Miscellaneous_E5 | F2 | Commercial | Grocery (WA) | New | Miscellaneous | Natural Gas | Miscellaneous | E5 | TRC BC Ratio | 0 | 0 | 0 | 0 | 0 | 0 | 0 | 0 | 0 | 0 | 0 | 0 | 0 | 0 | 0 | 0 | 0 | 0 | 0 | 0 | 0 | 0 | 0 | 0 | 0 | 0 | 0
F2_Commercial_Grocery (WA)_New_Miscellaneous_Natural Gas_Miscellaneous_E6 | F2 | Commercial | Grocery (WA) | New | Miscellaneous | Natural Gas | Miscellaneous | E6 | TRC BC Ratio | 0 | 0 | 0 | 0 | 0 | 0 | 0 | 0 | 0 | 0 | 0 | 0 | 0 | 0 | 0 | 0 | 0 | 0 | 0 | 0 | 0 | 0 | 0 | 0 | 0 | 0 | 0
F2_Commercial_Grocery (WA)_New_Miscellaneous_Natural Gas_Miscellaneous_E7 | F2 | Commercial | Grocery (WA) | New | Miscellaneous | Natural Gas | Miscellaneous | E7 | TRC BC Ratio | 0 | 0 | 0 | 0 | 0 | 0 | 0 | 0 | 0 | 0 | 0 | 0 | 0 | 0 | 0 | 0 | 0 | 0 | 0 | 0 | 0 | 0 | 0 | 0 | 0 | 0 | 0
F2_Commercial_Grocery (WA)_New_Miscellaneous_Natural Gas_Miscellaneous_E8 | F2 | Commercial | Grocery (WA) | New | Miscellaneous | Natural Gas | Miscellaneous | E8 | TRC BC Ratio | 0 | 0 | 0 | 0 | 0 | 0 | 0 | 0 | 0 | 0 | 0 | 0 | 0 | 0 | 0 | 0 | 0 | 0 | 0 | 0 | 0 | 0 | 0 | 0 | 0 | 0 | 0
F2_Commercial_Grocery (WA)_New_Miscellaneous_Natural Gas_Miscellaneous_E9 | F2 | Commercial | Grocery (WA) | New | Miscellaneous | Natural Gas | Miscellaneous | E9 | TRC BC Ratio | 0 | 0 | 0 | 0 | 0 | 0 | 0 | 0 | 0 | 0 | 0 | 0 | 0 | 0 | 0 | 0 | 0 | 0 | 0 | 0 | 0 | 0 | 0 | 0 | 0 | 0 | 0
F2_Commercial_Grocery (WA)_New_Miscellaneous_Natural Gas_Miscellaneous_E10 | F2 | Commercial | Grocery (WA) | New | Miscellaneous | Natural Gas | Miscellaneous | E10 | TRC BC Ratio | 0 | 0 | 0 | 0 | 0 | 0 | 0 | 0 | 0 | 0 | 0 | 0 | 0 | 0 | 0 | 0 | 0 | 0 | 0 | 0 | 0 | 0 | 0 | 0 | 0 | 0 | 0
F3_Commercial_Grocery (WA)_New_Miscellaneous_Natural Gas_Miscellaneous_E1 | F3 | Commercial | Grocery (WA) | New | Miscellaneous | Natural Gas | Miscellaneous | E1 | PACT BC Ratio | [24 empty] | 1 | 1 | 1 | bar: 2019 to 2042
F3_Commercial_Grocery (WA)_New_Miscellaneous_Natural Gas_Miscellaneous_E2 | F3 | Commercial | Grocery (WA) | New | Miscellaneous | Natural Gas | Miscellaneous | E2 | PACT BC Ratio | 0 | 0 | 0 | 0 | 0 | 0 | 0 | 0 | 0 | 0 | 0 | 0 | 0 | 0 | 0 | 0 | 0 | 0 | 0 | 0 | 0 | 0 | 0 | 0 | 0 | 0 | 0
F3_Commercial_Grocery (WA)_New_Miscellaneous_Natural Gas_Miscellaneous_E3 | F3 | Commercial | Grocery (WA) | New | Miscellaneous | Natural Gas | Miscellaneous | E3 | PACT BC Ratio | 0 | 0 | 0 | 0 | 0 | 0 | 0 | 0 | 0 | 0 | 0 | 0 | 0 | 0 | 0 | 0 | 0 | 0 | 0 | 0 | 0 | 0 | 0 | 0 | 0 | 0 | 0
F3_Commercial_Grocery (WA)_New_Miscellaneous_Natural Gas_Miscellaneous_E4 | F3 | Commercial | Grocery (WA) | New | Miscellaneous | Natural Gas | Miscellaneous | E4 | PACT BC Ratio | 0 | 0 | 0 | 0 | 0 | 0 | 0 | 0 | 0 | 0 | 0 | 0 | 0 | 0 | 0 | 0 | 0 | 0 | 0 | 0 | 0 | 0 | 0 | 0 | 0 | 0 | 0
F3_Commercial_Grocery (WA)_New_Miscellaneous_Natural Gas_Miscellaneous_E5 | F3 | Commercial | Grocery (WA) | New | Miscellaneous | Natural Gas | Miscellaneous | E5 | PACT BC Ratio | 0 | 0 | 0 | 0 | 0 | 0 | 0 | 0 | 0 | 0 | 0 | 0 | 0 | 0 | 0 | 0 | 0 | 0 | 0 | 0 | 0 | 0 | 0 | 0 | 0 | 0 | 0
F3_Commercial_Grocery (WA)_New_Miscellaneous_Natural Gas_Miscellaneous_E6 | F3 | Commercial | Grocery (WA) | New | Miscellaneous | Natural Gas | Miscellaneous | E6 | PACT BC Ratio | 0 | 0 | 0 | 0 | 0 | 0 | 0 | 0 | 0 | 0 | 0 | 0 | 0 | 0 | 0 | 0 | 0 | 0 | 0 | 0 | 0 | 0 | 0 | 0 | 0 | 0 | 0
F3_Commercial_Grocery (WA)_New_Miscellaneous_Natural Gas_Miscellaneous_E7 | F3 | Commercial | Grocery (WA) | New | Miscellaneous | Natural Gas | Miscellaneous | E7 | PACT BC Ratio | 0 | 0 | 0 | 0 | 0 | 0 | 0 | 0 | 0 | 0 | 0 | 0 | 0 | 0 | 0 | 0 | 0 | 0 | 0 | 0 | 0 | 0 | 0 | 0 | 0 | 0 | 0
F3_Commercial_Grocery (WA)_New_Miscellaneous_Natural Gas_Miscellaneous_E8 | F3 | Commercial | Grocery (WA) | New | Miscellaneous | Natural Gas | Miscellaneous | E8 | PACT BC Ratio | 0 | 0 | 0 | 0 | 0 | 0 | 0 | 0 | 0 | 0 | 0 | 0 | 0 | 0 | 0 | 0 | 0 | 0 | 0 | 0 | 0 | 0 | 0 | 0 | 0 | 0 | 0
F3_Commercial_Grocery (WA)_New_Miscellaneous_Natural Gas_Miscellaneous_E9 | F3 | Commercial | Grocery (WA) | New | Miscellaneous | Natural Gas | Miscellaneous | E9 | PACT BC Ratio | 0 | 0 | 0 | 0 | 0 | 0 | 0 | 0 | 0 | 0 | 0 | 0 | 0 | 0 | 0 | 0 | 0 | 0 | 0 | 0 | 0 | 0 | 0 | 0 | 0 | 0 | 0
F3_Commercial_Grocery (WA)_New_Miscellaneous_Natural Gas_Miscellaneous_E10 | F3 | Commercial | Grocery (WA) | New | Miscellaneous | Natural Gas | Miscellaneous | E10 | PACT BC Ratio | 0 | 0 | 0 | 0 | 0 | 0 | 0 | 0 | 0 | 0 | 0 | 0 | 0 | 0 | 0 | 0 | 0 | 0 | 0 | 0 | 0 | 0 | 0 | 0 | 0 | 0 | 0
F4_Commercial_Grocery (WA)_New_Miscellaneous_Natural Gas_Miscellaneous_E1 | F4 | Commercial | Grocery (WA) | New | Miscellaneous | Natural Gas | Miscellaneous | E1 | RVT BC Ratio | [24 empty] | 1 | 1 | 1 | bar: 2019 to 2042
F4_Commercial_Grocery (WA)_New_Miscellaneous_Natural Gas_Miscellaneous_E2 | F4 | Commercial | Grocery (WA) | New | Miscellaneous | Natural Gas | Miscellaneous | E2 | RVT BC Ratio | 0 | 0 | 0 | 0 | 0 | 0 | 0 | 0 | 0 | 0 | 0 | 0 | 0 | 0 | 0 | 0 | 0 | 0 | 0 | 0 | 0 | 0 | 0 | 0 | 0 | 0 | 0
F4_Commercial_Grocery (WA)_New_Miscellaneous_Natural Gas_Miscellaneous_E3 | F4 | Commercial | Grocery (WA) | New | Miscellaneous | Natural Gas | Miscellaneous | E3 | RVT BC Ratio | 0 | 0 | 0 | 0 | 0 | 0 | 0 | 0 | 0 | 0 | 0 | 0 | 0 | 0 | 0 | 0 | 0 | 0 | 0 | 0 | 0 | 0 | 0 | 0 | 0 | 0 | 0
F4_Commercial_Grocery (WA)_New_Miscellaneous_Natural Gas_Miscellaneous_E4 | F4 | Commercial | Grocery (WA) | New | Miscellaneous | Natural Gas | Miscellaneous | E4 | RVT BC Ratio | 0 | 0 | 0 | 0 | 0 | 0 | 0 | 0 | 0 | 0 | 0 | 0 | 0 | 0 | 0 | 0 | 0 | 0 | 0 | 0 | 0 | 0 | 0 | 0 | 0 | 0 | 0
F4_Commercial_Grocery (WA)_New_Miscellaneous_Natural Gas_Miscellaneous_E5 | F4 | Commercial | Grocery (WA) | New | Miscellaneous | Natural Gas | Miscellaneous | E5 | RVT BC Ratio | 0 | 0 | 0 | 0 | 0 | 0 | 0 | 0 | 0 | 0 | 0 | 0 | 0 | 0 | 0 | 0 | 0 | 0 | 0 | 0 | 0 | 0 | 0 | 0 | 0 | 0 | 0
F4_Commercial_Grocery (WA)_New_Miscellaneous_Natural Gas_Miscellaneous_E6 | F4 | Commercial | Grocery (WA) | New | Miscellaneous | Natural Gas | Miscellaneous | E6 | RVT BC Ratio | 0 | 0 | 0 | 0 | 0 | 0 | 0 | 0 | 0 | 0 | 0 | 0 | 0 | 0 | 0 | 0 | 0 | 0 | 0 | 0 | 0 | 0 | 0 | 0 | 0 | 0 | 0
F4_Commercial_Grocery (WA)_New_Miscellaneous_Natural Gas_Miscellaneous_E7 | F4 | Commercial | Grocery (WA) | New | Miscellaneous | Natural Gas | Miscellaneous | E7 | RVT BC Ratio | 0 | 0 | 0 | 0 | 0 | 0 | 0 | 0 | 0 | 0 | 0 | 0 | 0 | 0 | 0 | 0 | 0 | 0 | 0 | 0 | 0 | 0 | 0 | 0 | 0 | 0 | 0
F4_Commercial_Grocery (WA)_New_Miscellaneous_Natural Gas_Miscellaneous_E8 | F4 | Commercial | Grocery (WA) | New | Miscellaneous | Natural Gas | Miscellaneous | E8 | RVT BC Ratio | 0 | 0 | 0 | 0 | 0 | 0 | 0 | 0 | 0 | 0 | 0 | 0 | 0 | 0 | 0 | 0 | 0 | 0 | 0 | 0 | 0 | 0 | 0 | 0 | 0 | 0 | 0
F4_Commercial_Grocery (WA)_New_Miscellaneous_Natural Gas_Miscellaneous_E9 | F4 | Commercial | Grocery (WA) | New | Miscellaneous | Natural Gas | Miscellaneous | E9 | RVT BC Ratio | 0 | 0 | 0 | 0 | 0 | 0 | 0 | 0 | 0 | 0 | 0 | 0 | 0 | 0 | 0 | 0 | 0 | 0 | 0 | 0 | 0 | 0 | 0 | 0 | 0 | 0 | 0
F4_Commercial_Grocery (WA)_New_Miscellaneous_Natural Gas_Miscellaneous_E10 | F4 | Commercial | Grocery (WA) | New | Miscellaneous | Natural Gas | Miscellaneous | E10 | RVT BC Ratio | 0 | 0 | 0 | 0 | 0 | 0 | 0 | 0 | 0 | 0 | 0 | 0 | 0 | 0 | 0 | 0 | 0 | 0 | 0 | 0 | 0 | 0 | 0 | 0 | 0 | 0 | 0
F5_Commercial_Grocery (WA)_New_Miscellaneous_Natural Gas_Miscellaneous_E1 | F5 | Commercial | Grocery (WA) | New | Miscellaneous | Natural Gas | Miscellaneous | E1 | RIM BC Ratio | [24 empty] | 1 | 1 | 1 | bar: 2019 to 2042
F5_Commercial_Grocery (WA)_New_Miscellaneous_Natural Gas_Miscellaneous_E2 | F5 | Commercial | Grocery (WA) | New | Miscellaneous | Natural Gas | Miscellaneous | E2 | RIM BC Ratio | 0 | 0 | 0 | 0 | 0 | 0 | 0 | 0 | 0 | 0 | 0 | 0 | 0 | 0 | 0 | 0 | 0 | 0 | 0 | 0 | 0 | 0 | 0 | 0 | 0 | 0 | 0
F5_Commercial_Grocery (WA)_New_Miscellaneous_Natural Gas_Miscellaneous_E3 | F5 | Commercial | Grocery (WA) | New | Miscellaneous | Natural Gas | Miscellaneous | E3 | RIM BC Ratio | 0 | 0 | 0 | 0 | 0 | 0 | 0 | 0 | 0 | 0 | 0 | 0 | 0 | 0 | 0 | 0 | 0 | 0 | 0 | 0 | 0 | 0 | 0 | 0 | 0 | 0 | 0
F5_Commercial_Grocery (WA)_New_Miscellaneous_Natural Gas_Miscellaneous_E4 | F5 | Commercial | Grocery (WA) | New | Miscellaneous | Natural Gas | Miscellaneous | E4 | RIM BC Ratio | 0 | 0 | 0 | 0 | 0 | 0 | 0 | 0 | 0 | 0 | 0 | 0 | 0 | 0 | 0 | 0 | 0 | 0 | 0 | 0 | 0 | 0 | 0 | 0 | 0 | 0 | 0
F5_Commercial_Grocery (WA)_New_Miscellaneous_Natural Gas_Miscellaneous_E5 | F5 | Commercial | Grocery (WA) | New | Miscellaneous | Natural Gas | Miscellaneous | E5 | RIM BC Ratio | 0 | 0 | 0 | 0 | 0 | 0 | 0 | 0 | 0 | 0 | 0 | 0 | 0 | 0 | 0 | 0 | 0 | 0 | 0 | 0 | 0 | 0 | 0 | 0 | 0 | 0 | 0
F5_Commercial_Grocery (WA)_New_Miscellaneous_Natural Gas_Miscellaneous_E6 | F5 | Commercial | Grocery (WA) | New | Miscellaneous | Natural Gas | Miscellaneous | E6 | RIM BC Ratio | 0 | 0 | 0 | 0 | 0 | 0 | 0 | 0 | 0 | 0 | 0 | 0 | 0 | 0 | 0 | 0 | 0 | 0 | 0 | 0 | 0 | 0 | 0 | 0 | 0 | 0 | 0
F5_Commercial_Grocery (WA)_New_Miscellaneous_Natural Gas_Miscellaneous_E7 | F5 | Commercial | Grocery (WA) | New | Miscellaneous | Natural Gas | Miscellaneous | E7 | RIM BC Ratio | 0 | 0 | 0 | 0 | 0 | 0 | 0 | 0 | 0 | 0 | 0 | 0 | 0 | 0 | 0 | 0 | 0 | 0 | 0 | 0 | 0 | 0 | 0 | 0 | 0 | 0 | 0
F5_Commercial_Grocery (WA)_New_Miscellaneous_Natural Gas_Miscellaneous_E8 | F5 | Commercial | Grocery (WA) | New | Miscellaneous | Natural Gas | Miscellaneous | E8 | RIM BC Ratio | 0 | 0 | 0 | 0 | 0 | 0 | 0 | 0 | 0 | 0 | 0 | 0 | 0 | 0 | 0 | 0 | 0 | 0 | 0 | 0 | 0 | 0 | 0 | 0 | 0 | 0 | 0
F5_Commercial_Grocery (WA)_New_Miscellaneous_Natural Gas_Miscellaneous_E9 | F5 | Commercial | Grocery (WA) | New | Miscellaneous | Natural Gas | Miscellaneous | E9 | RIM BC Ratio | 0 | 0 | 0 | 0 | 0 | 0 | 0 | 0 | 0 | 0 | 0 | 0 | 0 | 0 | 0 | 0 | 0 | 0 | 0 | 0 | 0 | 0 | 0 | 0 | 0 | 0 | 0
F5_Commercial_Grocery (WA)_New_Miscellaneous_Natural Gas_Miscellaneous_E10 | F5 | Commercial | Grocery (WA) | New | Miscellaneous | Natural Gas | Miscellaneous | E10 | RIM BC Ratio | 0 | 0 | 0 | 0 | 0 | 0 | 0 | 0 | 0 | 0 | 0 | 0 | 0 | 0 | 0 | 0 | 0 | 0 | 0 | 0 | 0 | 0 | 0 | 0 | 0 | 0 | 0
F0_Commercial_School (WA)_Existing_Space Heating_Natural Gas_Furnace_E0 | F0 | Commercial | School (WA) | Existing | Space Heating | Natural Gas | Furnace | E0 | Economic Unit | AFUE 80% (Standard) | AFUE 80% (Standard) | AFUE 80% (Standard) | AFUE 80% (Standard) | AFUE 80% (Standard) | AFUE 80% (Standard) | AFUE 80% (Standard) | AFUE 80% (Standard) | AFUE 80% (Standard) | AFUE 80% (Standard) | AFUE 80% (Standard) | AFUE 80% (Standard) | AFUE 80% (Standard) | AFUE 80% (Standard) | AFUE 80% (Standard) | AFUE 80% (Standard) | AFUE 80% (Standard) | AFUE 80% (Standard) | AFUE 80% (Standard) | AFUE 80% (Standard) | AFUE 80% (Standard) | AFUE 80% (Standard) | AFUE 80% (Standard) | AFUE 80% (Standard) | AFUE 80% (Standard) | AFUE 80% (Standard) | AFUE 80% (Standard)
F1_Commercial_School (WA)_Existing_Space Heating_Natural Gas_Furnace_E1 | F1 | Commercial | School (WA) | Existing | Space Heating | Natural Gas | Furnace | E1 | CCE | 0 | 0 | 0 | 0 | 0 | 0 | 0 | 0 | 0 | 0 | 0 | 0 | 0 | 0 | 0 | 0 | 0 | 0 | 0 | 0 | 0 | 0 | 0 | 0 | 0 | 0 | 0
F1_Commercial_School (WA)_Existing_Space Heating_Natural Gas_Furnace_E2 | F1 | Commercial | School (WA) | Existing | Space Heating | Natural Gas | Furnace | E2 | CCE | 0.12281 | 0.12744 | 0.12744 | 0.12744 | 0.12744 | 0.12744 | 0.12744 | 0.12744 | 0.12744 | 0.12744 | 0.12744 | 0.12744 | 0.12744 | 0.12744 | 0.12744 | 0.12744 | 0.12744 | 0.12744 | 0.12744 | 0.12744 | 0.12744 | 0.12744 | 0.12744 | 0.12744 | 0.12744 | 0.12744 | 0.12744
F1_Commercial_School (WA)_Existing_Space Heating_Natural Gas_Furnace_E3 | F1 | Commercial | School (WA) | Existing | Space Heating | Natural Gas | Furnace | E3 | CCE | 0.018332 | 0.019024 | 0.019024 | 0.019024 | 0.019024 | 0.019024 | 0.019024 | 0.019024 | 0.019024 | 0.019024 | 0.019024 | 0.019024 | 0.019024 | 0.019024 | 0.019024 | 0.019024 | 0.019024 | 0.019024 | 0.019024 | 0.019024 | 0.019024 | 0.019024 | 0.019024 | 0.019024 | 0.019024 | 0.019024 | 0.019024
F1_Commercial_School (WA)_Existing_Space Heating_Natural Gas_Furnace_E4 | F1 | Commercial | School (WA) | Existing | Space Heating | Natural Gas | Furnace | E4 | CCE | 0 | 0 | 0 | 0 | 0 | 0 | 0 | 0 | 0 | 0 | 0 | 0 | 0 | 0 | 0 | 0 | 0 | 0 | 0 | 0 | 0 | 0 | 0 | 0 | 0 | 0 | 0
F1_Commercial_School (WA)_Existing_Space Heating_Natural Gas_Furnace_E5 | F1 | Commercial | School (WA) | Existing | Space Heating | Natural Gas | Furnace | E5 | CCE | 0 | 0 | 0 | 0 | 0 | 0 | 0 | 0 | 0 | 0 | 0 | 0 | 0 | 0 | 0 | 0 | 0 | 0 | 0 | 0 | 0 | 0 | 0 | 0 | 0 | 0 | 0
F1_Commercial_School (WA)_Existing_Space Heating_Natural Gas_Furnace_E6 | F1 | Commercial | School (WA) | Existing | Space Heating | Natural Gas | Furnace | E6 | CCE | 0 | 0 | 0 | 0 | 0 | 0 | 0 | 0 | 0 | 0 | 0 | 0 | 0 | 0 | 0 | 0 | 0 | 0 | 0 | 0 | 0 | 0 | 0 | 0 | 0 | 0 | 0
F1_Commercial_School (WA)_Existing_Space Heating_Natural Gas_Furnace_E7 | F1 | Commercial | School (WA) | Existing | Space Heating | Natural Gas | Furnace | E7 | CCE | 0 | 0 | 0 | 0 | 0 | 0 | 0 | 0 | 0 | 0 | 0 | 0 | 0 | 0 | 0 | 0 | 0 | 0 | 0 | 0 | 0 | 0 | 0 | 0 | 0 | 0 | 0
F1_Commercial_School (WA)_Existing_Space Heating_Natural Gas_Furnace_E8 | F1 | Commercial | School (WA) | Existing | Space Heating | Natural Gas | Furnace | E8 | CCE | 0 | 0 | 0 | 0 | 0 | 0 | 0 | 0 | 0 | 0 | 0 | 0 | 0 | 0 | 0 | 0 | 0 | 0 | 0 | 0 | 0 | 0 | 0 | 0 | 0 | 0 | 0
F1_Commercial_School (WA)_Existing_Space Heating_Natural Gas_Furnace_E9 | F1 | Commercial | School (WA) | Existing | Space Heating | Natural Gas | Furnace | E9 | CCE | 0 | 0 | 0 | 0 | 0 | 0 | 0 | 0 | 0 | 0 | 0 | 0 | 0 | 0 | 0 | 0 | 0 | 0 | 0 | 0 | 0 | 0 | 0 | 0 | 0 | 0 | 0
F1_Commercial_School (WA)_Existing_Space Heating_Natural Gas_Furnace_E10 | F1 | Commercial | School (WA) | Existing | Space Heating | Natural Gas | Furnace | E10 | CCE | 0 | 0 | 0 | 0 | 0 | 0 | 0 | 0 | 0 | 0 | 0 | 0 | 0 | 0 | 0 | 0 | 0 | 0 | 0 | 0 | 0 | 0 | 0 | 0 | 0 | 0 | 0
F2_Commercial_School (WA)_Existing_Space Heating_Natural Gas_Furnace_E1 | F2 | Commercial | School (WA) | Existing | Space Heating | Natural Gas | Furnace | E1 | TRC BC Ratio | [24 empty] | 1 | 1 | 1 | bar: 2019 to 2042
F2_Commercial_School (WA)_Existing_Space Heating_Natural Gas_Furnace_E2 | F2 | Commercial | School (WA) | Existing | Space Heating | Natural Gas | Furnace | E2 | TRC BC Ratio | 0.030624 | 0.031069 | 0.0317 | 0.03242 | 0.033237 | 0.034426 | 0.035639 | 0.036927 | 0.038139 | 0.039368 | 0.040444 | 0.041415 | 0.042495 | 0.043614 | 0.044638 | 0.045641 | 0.046559 | 0.047507 | 0.048499 | 0.049517 | 0.050555 | 0.051657 | 0.052965 | 0.054089 | 0.055237 | 0.056409 | 0.057607
F2_Commercial_School (WA)_Existing_Space Heating_Natural Gas_Furnace_E3 | F2 | Commercial | School (WA) | Existing | Space Heating | Natural Gas | Furnace | E3 | TRC BC Ratio | 0.20515 | 0.20813 | 0.21236 | 0.21718 | 0.22266 | 0.23062 | 0.23875 | 0.24737 | 0.25549 | 0.26373 | 0.27093 | 0.27744 | 0.28467 | 0.29217 | 0.29903 | 0.30575 | 0.3119 | 0.31825 | 0.3249 | 0.33172 | 0.33867 | 0.34605 | 0.35481 | 0.36234 | 0.37003 | 0.37789 | 0.38591
F2_Commercial_School (WA)_Existing_Space Heating_Natural Gas_Furnace_E4 | F2 | Commercial | School (WA) | Existing | Space Heating | Natural Gas | Furnace | E4 | TRC BC Ratio | 0 | 0 | 0 | 0 | 0 | 0 | 0 | 0 | 0 | 0 | 0 | 0 | 0 | 0 | 0 | 0 | 0 | 0 | 0 | 0 | 0 | 0 | 0 | 0 | 0 | 0 | 0
F2_Commercial_School (WA)_Existing_Space Heating_Natural Gas_Furnace_E5 | F2 | Commercial | School (WA) | Existing | Space Heating | Natural Gas | Furnace | E5 | TRC BC Ratio | 0 | 0 | 0 | 0 | 0 | 0 | 0 | 0 | 0 | 0 | 0 | 0 | 0 | 0 | 0 | 0 | 0 | 0 | 0 | 0 | 0 | 0 | 0 | 0 | 0 | 0 | 0
F2_Commercial_School (WA)_Existing_Space Heating_Natural Gas_Furnace_E6 | F2 | Commercial | School (WA) | Existing | Space Heating | Natural Gas | Furnace | E6 | TRC BC Ratio | 0 | 0 | 0 | 0 | 0 | 0 | 0 | 0 | 0 | 0 | 0 | 0 | 0 | 0 | 0 | 0 | 0 | 0 | 0 | 0 | 0 | 0 | 0 | 0 | 0 | 0 | 0
F2_Commercial_School (WA)_Existing_Space Heating_Natural Gas_Furnace_E7 | F2 | Commercial | School (WA) | Existing | Space Heating | Natural Gas | Furnace | E7 | TRC BC Ratio | 0 | 0 | 0 | 0 | 0 | 0 | 0 | 0 | 0 | 0 | 0 | 0 | 0 | 0 | 0 | 0 | 0 | 0 | 0 | 0 | 0 | 0 | 0 | 0 | 0 | 0 | 0
F2_Commercial_School (WA)_Existing_Space Heating_Natural Gas_Furnace_E8 | F2 | Commercial | School (WA) | Existing | Space Heating | Natural Gas | Furnace | E8 | TRC BC Ratio | 0 | 0 | 0 | 0 | 0 | 0 | 0 | 0 | 0 | 0 | 0 | 0 | 0 | 0 | 0 | 0 | 0 | 0 | 0 | 0 | 0 | 0 | 0 | 0 | 0 | 0 | 0
F2_Commercial_School (WA)_Existing_Space Heating_Natural Gas_Furnace_E9 | F2 | Commercial | School (WA) | Existing | Space Heating | Natural Gas | Furnace | E9 | TRC BC Ratio | 0 | 0 | 0 | 0 | 0 | 0 | 0 | 0 | 0 | 0 | 0 | 0 | 0 | 0 | 0 | 0 | 0 | 0 | 0 | 0 | 0 | 0 | 0 | 0 | 0 | 0 | 0
F2_Commercial_School (WA)_Existing_Space Heating_Natural Gas_Furnace_E10 | F2 | Commercial | School (WA) | Existing | Space Heating | Natural Gas | Furnace | E10 | TRC BC Ratio | 0 | 0 | 0 | 0 | 0 | 0 | 0 | 0 | 0 | 0 | 0 | 0 | 0 | 0 | 0 | 0 | 0 | 0 | 0 | 0 | 0 | 0 | 0 | 0 | 0 | 0 | 0
F3_Commercial_School (WA)_Existing_Space Heating_Natural Gas_Furnace_E1 | F3 | Commercial | School (WA) | Existing | Space Heating | Natural Gas | Furnace | E1 | PACT BC Ratio | [24 empty] | 1 | 1 | 1 | bar: 2019 to 2042
F3_Commercial_School (WA)_Existing_Space Heating_Natural Gas_Furnace_E2 | F3 | Commercial | School (WA) | Existing | Space Heating | Natural Gas | Furnace | E2 | PACT BC Ratio | 0.085774 | 0.087021 | 0.088788 | 0.090806 | 0.093094 | 0.096423 | 0.099822 | 0.10343 | 0.10682 | 0.11027 | 0.11328 | 0.116 | 0.11902 | 0.12216 | 0.12503 | 0.12784 | 0.13041 | 0.13306 | 0.13584 | 0.13869 | 0.1416 | 0.14469 | 0.14835 | 0.1515 | 0.15471 | 0.158 | 0.16135
F3_Commercial_School (WA)_Existing_Space Heating_Natural Gas_Furnace_E3 | F3 | Commercial | School (WA) | Existing | Space Heating | Natural Gas | Furnace | E3 | PACT BC Ratio | 0.5746 | 0.58295 | 0.5948 | 0.60831 | 0.62364 | 0.64594 | 0.66871 | 0.69287 | 0.71562 | 0.73867 | 0.75886 | 0.77709 | 0.79734 | 0.81834 | 0.83756 | 0.85637 | 0.8736 | 0.89139 | 0.91 | 0.92911 | 0.94858 | 0.96927 | 0.99379 | 1.0149 | 1.0364 | 1.0584 | 1.0809
F3_Commercial_School (WA)_Existing_Space Heating_Natural Gas_Furnace_E4 | F3 | Commercial | School (WA) | Existing | Space Heating | Natural Gas | Furnace | E4 | PACT BC Ratio | 0 | 0 | 0 | 0 | 0 | 0 | 0 | 0 | 0 | 0 | 0 | 0 | 0 | 0 | 0 | 0 | 0 | 0 | 0 | 0 | 0 | 0 | 0 | 0 | 0 | 0 | 0
F3_Commercial_School (WA)_Existing_Space Heating_Natural Gas_Furnace_E5 | F3 | Commercial | School (WA) | Existing | Space Heating | Natural Gas | Furnace | E5 | PACT BC Ratio | 0 | 0 | 0 | 0 | 0 | 0 | 0 | 0 | 0 | 0 | 0 | 0 | 0 | 0 | 0 | 0 | 0 | 0 | 0 | 0 | 0 | 0 | 0 | 0 | 0 | 0 | 0
F3_Commercial_School (WA)_Existing_Space Heating_Natural Gas_Furnace_E6 | F3 | Commercial | School (WA) | Existing | Space Heating | Natural Gas | Furnace | E6 | PACT BC Ratio | 0 | 0 | 0 | 0 | 0 | 0 | 0 | 0 | 0 | 0 | 0 | 0 | 0 | 0 | 0 | 0 | 0 | 0 | 0 | 0 | 0 | 0 | 0 | 0 | 0 | 0 | 0
F3_Commercial_School (WA)_Existing_Space Heating_Natural Gas_Furnace_E7 | F3 | Commercial | School (WA) | Existing | Space Heating | Natural Gas | Furnace | E7 | PACT BC Ratio | 0 | 0 | 0 | 0 | 0 | 0 | 0 | 0 | 0 | 0 | 0 | 0 | 0 | 0 | 0 | 0 | 0 | 0 | 0 | 0 | 0 | 0 | 0 | 0 | 0 | 0 | 0
F3_Commercial_School (WA)_Existing_Space Heating_Natural Gas_Furnace_E8 | F3 | Commercial | School (WA) | Existing | Space Heating | Natural Gas | Furnace | E8 | PACT BC Ratio | 0 | 0 | 0 | 0 | 0 | 0 | 0 | 0 | 0 | 0 | 0 | 0 | 0 | 0 | 0 | 0 | 0 | 0 | 0 | 0 | 0 | 0 | 0 | 0 | 0 | 0 | 0
F3_Commercial_School (WA)_Existing_Space Heating_Natural Gas_Furnace_E9 | F3 | Commercial | School (WA) | Existing | Space Heating | Natural Gas | Furnace | E9 | PACT BC Ratio | 0 | 0 | 0 | 0 | 0 | 0 | 0 | 0 | 0 | 0 | 0 | 0 | 0 | 0 | 0 | 0 | 0 | 0 | 0 | 0 | 0 | 0 | 0 | 0 | 0 | 0 | 0
F3_Commercial_School (WA)_Existing_Space Heating_Natural Gas_Furnace_E10 | F3 | Commercial | School (WA) | Existing | Space Heating | Natural Gas | Furnace | E10 | PACT BC Ratio | 0 | 0 | 0 | 0 | 0 | 0 | 0 | 0 | 0 | 0 | 0 | 0 | 0 | 0 | 0 | 0 | 0 | 0 | 0 | 0 | 0 | 0 | 0 | 0 | 0 | 0 | 0
F4_Commercial_School (WA)_Existing_Space Heating_Natural Gas_Furnace_E1 | F4 | Commercial | School (WA) | Existing | Space Heating | Natural Gas | Furnace | E1 | RVT BC Ratio | [24 empty] | 1 | 1 | 1 | bar: 2019 to 2042
F4_Commercial_School (WA)_Existing_Space Heating_Natural Gas_Furnace_E2 | F4 | Commercial | School (WA) | Existing | Space Heating | Natural Gas | Furnace | E2 | RVT BC Ratio | 0.27133 | 0.27168 | 0.27228 | 0.27296 | 0.27375 | 0.27503 | 0.2763 | 0.27762 | 0.27879 | 0.27992 | 0.2812 | 0.28232 | 0.28356 | 0.28485 | 0.28599 | 0.28709 | 0.28805 | 0.28904 | 0.29006 | 0.2911 | 0.29213 | 0.29352 | 0.29517 | 0.29658 | 0.29803 | 0.29951 | 0.30102
F4_Commercial_School (WA)_Existing_Space Heating_Natural Gas_Furnace_E3 | F4 | Commercial | School (WA) | Existing | Space Heating | Natural Gas | Furnace | E3 | RVT BC Ratio | 0.51578 | 0.51817 | 0.52214 | 0.52674 | 0.532 | 0.54057 | 0.54907 | 0.55797 | 0.56577 | 0.57334 | 0.58192 | 0.58942 | 0.59777 | 0.60636 | 0.61402 | 0.62136 | 0.62783 | 0.63444 | 0.64129 | 0.64822 | 0.65516 | 0.66446 | 0.67549 | 0.68498 | 0.69467 | 0.70457 | 0.71468
F4_Commercial_School (WA)_Existing_Space Heating_Natural Gas_Furnace_E4 | F4 | Commercial | School (WA) | Existing | Space Heating | Natural Gas | Furnace | E4 | RVT BC Ratio | 0 | 0 | 0 | 0 | 0 | 0 | 0 | 0 | 0 | 0 | 0 | 0 | 0 | 0 | 0 | 0 | 0 | 0 | 0 | 0 | 0 | 0 | 0 | 0 | 0 | 0 | 0
F4_Commercial_School (WA)_Existing_Space Heating_Natural Gas_Furnace_E5 | F4 | Commercial | School (WA) | Existing | Space Heating | Natural Gas | Furnace | E5 | RVT BC Ratio | 0 | 0 | 0 | 0 | 0 | 0 | 0 | 0 | 0 | 0 | 0 | 0 | 0 | 0 | 0 | 0 | 0 | 0 | 0 | 0 | 0 | 0 | 0 | 0 | 0 | 0 | 0
F4_Commercial_School (WA)_Existing_Space Heating_Natural Gas_Furnace_E6 | F4 | Commercial | School (WA) | Existing | Space Heating | Natural Gas | Furnace | E6 | RVT BC Ratio | 0 | 0 | 0 | 0 | 0 | 0 | 0 | 0 | 0 | 0 | 0 | 0 | 0 | 0 | 0 | 0 | 0 | 0 | 0 | 0 | 0 | 0 | 0 | 0 | 0 | 0 | 0
F4_Commercial_School (WA)_Existing_Space Heating_Natural Gas_Furnace_E7 | F4 | Commercial | School (WA) | Existing | Space Heating | Natural Gas | Furnace | E7 | RVT BC Ratio | 0 | 0 | 0 | 0 | 0 | 0 | 0 | 0 | 0 | 0 | 0 | 0 | 0 | 0 | 0 | 0 | 0 | 0 | 0 | 0 | 0 | 0 | 0 | 0 | 0 | 0 | 0
F4_Commercial_School (WA)_Existing_Space Heating_Natural Gas_Furnace_E8 | F4 | Commercial | School (WA) | Existing | Space Heating | Natural Gas | Furnace | E8 | RVT BC Ratio | 0 | 0 | 0 | 0 | 0 | 0 | 0 | 0 | 0 | 0 | 0 | 0 | 0 | 0 | 0 | 0 | 0 | 0 | 0 | 0 | 0 | 0 | 0 | 0 | 0 | 0 | 0
F4_Commercial_School (WA)_Existing_Space Heating_Natural Gas_Furnace_E9 | F4 | Commercial | School (WA) | Existing | Space Heating | Natural Gas | Furnace | E9 | RVT BC Ratio | 0 | 0 | 0 | 0 | 0 | 0 | 0 | 0 | 0 | 0 | 0 | 0 | 0 | 0 | 0 | 0 | 0 | 0 | 0 | 0 | 0 | 0 | 0 | 0 | 0 | 0 | 0
F4_Commercial_School (WA)_Existing_Space Heating_Natural Gas_Furnace_E10 | F4 | Commercial | School (WA) | Existing | Space Heating | Natural Gas | Furnace | E10 | RVT BC Ratio | 0 | 0 | 0 | 0 | 0 | 0 | 0 | 0 | 0 | 0 | 0 | 0 | 0 | 0 | 0 | 0 | 0 | 0 | 0 | 0 | 0 | 0 | 0 | 0 | 0 | 0 | 0
F5_Commercial_School (WA)_Existing_Space Heating_Natural Gas_Furnace_E1 | F5 | Commercial | School (WA) | Existing | Space Heating | Natural Gas | Furnace | E1 | RIM BC Ratio | [24 empty] | 1 | 1 | 1 | bar: 2019 to 2042
F5_Commercial_School (WA)_Existing_Space Heating_Natural Gas_Furnace_E2 | F5 | Commercial | School (WA) | Existing | Space Heating | Natural Gas | Furnace | E2 | RIM BC Ratio | 0.077968 | 0.079041 | 0.080546 | 0.082256 | 0.084189 | 0.086965 | 0.089791 | 0.092777 | 0.095589 | 0.098436 | 0.10086 | 0.10304 | 0.10545 | 0.10794 | 0.11022 | 0.11244 | 0.11448 | 0.11657 | 0.11876 | 0.121 | 0.12327 | 0.12561 | 0.12836 | 0.13071 | 0.13309 | 0.13552 | 0.13798
F5_Commercial_School (WA)_Existing_Space Heating_Natural Gas_Furnace_E3 | F5 | Commercial | School (WA) | Existing | Space Heating | Natural Gas | Furnace | E3 | RIM BC Ratio | 0.34393 | 0.34777 | 0.35288 | 0.35862 | 0.36501 | 0.37369 | 0.38247 | 0.39164 | 0.40037 | 0.40923 | 0.41579 | 0.42174 | 0.4282 | 0.43479 | 0.44082 | 0.4467 | 0.45212 | 0.45767 | 0.46343 | 0.46929 | 0.47524 | 0.48037 | 0.48632 | 0.49132 | 0.49631 | 0.5013 | 0.50629
F5_Commercial_School (WA)_Existing_Space Heating_Natural Gas_Furnace_E4 | F5 | Commercial | School (WA) | Existing | Space Heating | Natural Gas | Furnace | E4 | RIM BC Ratio | 0 | 0 | 0 | 0 | 0 | 0 | 0 | 0 | 0 | 0 | 0 | 0 | 0 | 0 | 0 | 0 | 0 | 0 | 0 | 0 | 0 | 0 | 0 | 0 | 0 | 0 | 0
F5_Commercial_School (WA)_Existing_Space Heating_Natural Gas_Furnace_E5 | F5 | Commercial | School (WA) | Existing | Space Heating | Natural Gas | Furnace | E5 | RIM BC Ratio | 0 | 0 | 0 | 0 | 0 | 0 | 0 | 0 | 0 | 0 | 0 | 0 | 0 | 0 | 0 | 0 | 0 | 0 | 0 | 0 | 0 | 0 | 0 | 0 | 0 | 0 | 0
F5_Commercial_School (WA)_Existing_Space Heating_Natural Gas_Furnace_E6 | F5 | Commercial | School (WA) | Existing | Space Heating | Natural Gas | Furnace | E6 | RIM BC Ratio | 0 | 0 | 0 | 0 | 0 | 0 | 0 | 0 | 0 | 0 | 0 | 0 | 0 | 0 | 0 | 0 | 0 | 0 | 0 | 0 | 0 | 0 | 0 | 0 | 0 | 0 | 0
F5_Commercial_School (WA)_Existing_Space Heating_Natural Gas_Furnace_E7 | F5 | Commercial | School (WA) | Existing | Space Heating | Natural Gas | Furnace | E7 | RIM BC Ratio | 0 | 0 | 0 | 0 | 0 | 0 | 0 | 0 | 0 | 0 | 0 | 0 | 0 | 0 | 0 | 0 | 0 | 0 | 0 | 0 | 0 | 0 | 0 | 0 | 0 | 0 | 0
F5_Commercial_School (WA)_Existing_Space Heating_Natural Gas_Furnace_E8 | F5 | Commercial | School (WA) | Existing | Space Heating | Natural Gas | Furnace | E8 | RIM BC Ratio | 0 | 0 | 0 | 0 | 0 | 0 | 0 | 0 | 0 | 0 | 0 | 0 | 0 | 0 | 0 | 0 | 0 | 0 | 0 | 0 | 0 | 0 | 0 | 0 | 0 | 0 | 0
F5_Commercial_School (WA)_Existing_Space Heating_Natural Gas_Furnace_E9 | F5 | Commercial | School (WA) | Existing | Space Heating | Natural Gas | Furnace | E9 | RIM BC Ratio | 0 | 0 | 0 | 0 | 0 | 0 | 0 | 0 | 0 | 0 | 0 | 0 | 0 | 0 | 0 | 0 | 0 | 0 | 0 | 0 | 0 | 0 | 0 | 0 | 0 | 0 | 0
F5_Commercial_School (WA)_Existing_Space Heating_Natural Gas_Furnace_E10 | F5 | Commercial | School (WA) | Existing | Space Heating | Natural Gas | Furnace | E10 | RIM BC Ratio | 0 | 0 | 0 | 0 | 0 | 0 | 0 | 0 | 0 | 0 | 0 | 0 | 0 | 0 | 0 | 0 | 0 | 0 | 0 | 0 | 0 | 0 | 0 | 0 | 0 | 0 | 0
F0_Commercial_School (WA)_Existing_Space Heating_Natural Gas_Boiler_E0 | F0 | Commercial | School (WA) | Existing | Space Heating | Natural Gas | Boiler | E0 | Economic Unit | AFUE 97% | AFUE 97% | AFUE 97% | AFUE 97% | AFUE 97% | AFUE 97% | AFUE 97% | AFUE 97% | AFUE 97% | AFUE 97% | AFUE 97% | AFUE 97% | AFUE 97% | AFUE 97% | AFUE 97% | AFUE 97% | AFUE 97% | AFUE 97% | AFUE 97% | AFUE 97% | AFUE 97% | AFUE 97% | AFUE 97% | AFUE 97% | AFUE 97% | AFUE 97% | AFUE 97%
F1_Commercial_School (WA)_Existing_Space Heating_Natural Gas_Boiler_E1 | F1 | Commercial | School (WA) | Existing | Space Heating | Natural Gas | Boiler | E1 | CCE | 0 | 0 | 0 | 0 | 0 | 0 | 0 | 0 | 0 | 0 | 0 | 0 | 0 | 0 | 0 | 0 | 0 | 0 | 0 | 0 | 0 | 0 | 0 | 0 | 0 | 0 | 0
F1_Commercial_School (WA)_Existing_Space Heating_Natural Gas_Boiler_E2 | F1 | Commercial | School (WA) | Existing | Space Heating | Natural Gas | Boiler | E2 | CCE | 0.0078081 | 0.0081029 | 0.0081029 | 0.0081029 | 0.0081029 | 0.0081029 | 0.0081029 | 0.0081029 | 0.0081029 | 0.0081029 | 0.0081029 | 0.0081029 | 0.0081029 | 0.0081029 | 0.0081029 | 0.0081029 | 0.0081029 | 0.0081029 | 0.0081029 | 0.0081029 | 0.0081029 | 0.0081029 | 0.0081029 | 0.0081029 | 0.0081029 | 0.0081029 | 0.0081029
F1_Commercial_School (WA)_Existing_Space Heating_Natural Gas_Boiler_E3 | F1 | Commercial | School (WA) | Existing | Space Heating | Natural Gas | Boiler | E3 | CCE | -0.0017068 | -0.0017713 | -0.0017713 | -0.0017713 | -0.0017713 | -0.0017713 | -0.0017713 | -0.0017713 | -0.0017713 | -0.0017713 | -0.0017713 | -0.0017713 | -0.0017713 | -0.0017713 | -0.0017713 | -0.0017713 | -0.0017713 | -0.0017713 | -0.0017713 | -0.0017713 | -0.0017713 | -0.0017713 | -0.0017713 | -0.0017713 | -0.0017713 | -0.0017713 | -0.0017713
F1_Commercial_School (WA)_Existing_Space Heating_Natural Gas_Boiler_E4 | F1 | Commercial | School (WA) | Existing | Space Heating | Natural Gas | Boiler | E4 | CCE | 0.17953 | 0.18631 | 0.18631 | 0.18631 | 0.18631 | 0.18631 | 0.18631 | 0.18631 | 0.18631 | 0.18631 | 0.18631 | 0.18631 | 0.18631 | 0.18631 | 0.18631 | 0.18631 | 0.18631 | 0.18631 | 0.18631 | 0.18631 | 0.18631 | 0.18631 | 0.18631 | 0.18631 | 0.18631 | 0.18631 | 0.18631
F1_Commercial_School (WA)_Existing_Space Heating_Natural Gas_Boiler_E5 | F1 | Commercial | School (WA) | Existing | Space Heating | Natural Gas | Boiler | E5 | CCE | 0 | 0 | 0 | 0 | 0 | 0 | 0 | 0 | 0 | 0 | 0 | 0 | 0 | 0 | 0 | 0 | 0 | 0 | 0 | 0 | 0 | 0 | 0 | 0 | 0 | 0 | 0
F1_Commercial_School (WA)_Existing_Space Heating_Natural Gas_Boiler_E6 | F1 | Commercial | School (WA) | Existing | Space Heating | Natural Gas | Boiler | E6 | CCE | 0 | 0 | 0 | 0 | 0 | 0 | 0 | 0 | 0 | 0 | 0 | 0 | 0 | 0 | 0 | 0 | 0 | 0 | 0 | 0 | 0 | 0 | 0 | 0 | 0 | 0 | 0
F1_Commercial_School (WA)_Existing_Space Heating_Natural Gas_Boiler_E7 | F1 | Commercial | School (WA) | Existing | Space Heating | Natural Gas | Boiler | E7 | CCE | 0 | 0 | 0 | 0 | 0 | 0 | 0 | 0 | 0 | 0 | 0 | 0 | 0 | 0 | 0 | 0 | 0 | 0 | 0 | 0 | 0 | 0 | 0 | 0 | 0 | 0 | 0
F1_Commercial_School (WA)_Existing_Space Heating_Natural Gas_Boiler_E8 | F1 | Commercial | School (WA) | Existing | Space Heating | Natural Gas | Boiler | E8 | CCE | 0 | 0 | 0 | 0 | 0 | 0 | 0 | 0 | 0 | 0 | 0 | 0 | 0 | 0 | 0 | 0 | 0 | 0 | 0 | 0 | 0 | 0 | 0 | 0 | 0 | 0 | 0
F1_Commercial_School (WA)_Existing_Space Heating_Natural Gas_Boiler_E9 | F1 | Commercial | School (WA) | Existing | Space Heating | Natural Gas | Boiler | E9 | CCE | 0 | 0 | 0 | 0 | 0 | 0 | 0 | 0 | 0 | 0 | 0 | 0 | 0 | 0 | 0 | 0 | 0 | 0 | 0 | 0 | 0 | 0 | 0 | 0 | 0 | 0 | 0
F1_Commercial_School (WA)_Existing_Space Heating_Natural Gas_Boiler_E10 | F1 | Commercial | School (WA) | Existing | Space Heating | Natural Gas | Boiler | E10 | CCE | 0 | 0 | 0 | 0 | 0 | 0 | 0 | 0 | 0 | 0 | 0 | 0 | 0 | 0 | 0 | 0 | 0 | 0 | 0 | 0 | 0 | 0 | 0 | 0 | 0 | 0 | 0
F2_Commercial_School (WA)_Existing_Space Heating_Natural Gas_Boiler_E1 | F2 | Commercial | School (WA) | Existing | Space Heating | Natural Gas | Boiler | E1 | TRC BC Ratio | [24 empty] | 1 | 1 | 1 | bar: 2019 to 2042
F2_Commercial_School (WA)_Existing_Space Heating_Natural Gas_Boiler_E2 | F2 | Commercial | School (WA) | Existing | Space Heating | Natural Gas | Boiler | E2 | TRC BC Ratio | 0.54388 | 0.55337 | 0.5651 | 0.57785 | 0.59169 | 0.60986 | 0.62838 | 0.64788 | 0.66664 | 0.68571 | 0.70313 | 0.71948 | 0.73717 | 0.75531 | 0.77248 | 0.78951 | 0.80569 | 0.82233 | 0.83959 | 0.85729 | 0.87533 | 0.89415 | 0.91532 | 0.93434 | 0.95356 | 0.96825 | 0.98147
F2_Commercial_School (WA)_Existing_Space Heating_Natural Gas_Boiler_E3 | F2 | Commercial | School (WA) | Existing | Space Heating | Natural Gas | Boiler | E3 | TRC BC Ratio | [24 empty] | 1 | 1 | 1 | bar: 2019 to 2042
F2_Commercial_School (WA)_Existing_Space Heating_Natural Gas_Boiler_E4 | F2 | Commercial | School (WA) | Existing | Space Heating | Natural Gas | Boiler | E4 | TRC BC Ratio | 0.027263 | 0.02782 | 0.028435 | 0.029071 | 0.029732 | 0.030491 | 0.031264 | 0.032068 | 0.032867 | 0.033681 | 0.034468 | 0.035241 | 0.036051 | 0.036872 | 0.03768 | 0.038494 | 0.039298 | 0.040122 | 0.040969 | 0.041836 | 0.04272 | 0.043625 | 0.044581 | 0.045486 | 0.046389 | 0.046811 | 0.04706
F2_Commercial_School (WA)_Existing_Space Heating_Natural Gas_Boiler_E5 | F2 | Commercial | School (WA) | Existing | Space Heating | Natural Gas | Boiler | E5 | TRC BC Ratio | 0 | 0 | 0 | 0 | 0 | 0 | 0 | 0 | 0 | 0 | 0 | 0 | 0 | 0 | 0 | 0 | 0 | 0 | 0 | 0 | 0 | 0 | 0 | 0 | 0 | 0 | 0
F2_Commercial_School (WA)_Existing_Space Heating_Natural Gas_Boiler_E6 | F2 | Commercial | School (WA) | Existing | Space Heating | Natural Gas | Boiler | E6 | TRC BC Ratio | 0 | 0 | 0 | 0 | 0 | 0 | 0 | 0 | 0 | 0 | 0 | 0 | 0 | 0 | 0 | 0 | 0 | 0 | 0 | 0 | 0 | 0 | 0 | 0 | 0 | 0 | 0
F2_Commercial_School (WA)_Existing_Space Heating_Natural Gas_Boiler_E7 | F2 | Commercial | School (WA) | Existing | Space Heating | Natural Gas | Boiler | E7 | TRC BC Ratio | 0 | 0 | 0 | 0 | 0 | 0 | 0 | 0 | 0 | 0 | 0 | 0 | 0 | 0 | 0 | 0 | 0 | 0 | 0 | 0 | 0 | 0 | 0 | 0 | 0 | 0 | 0
F2_Commercial_School (WA)_Existing_Space Heating_Natural Gas_Boiler_E8 | F2 | Commercial | School (WA) | Existing | Space Heating | Natural Gas | Boiler | E8 | TRC BC Ratio | 0 | 0 | 0 | 0 | 0 | 0 | 0 | 0 | 0 | 0 | 0 | 0 | 0 | 0 | 0 | 0 | 0 | 0 | 0 | 0 | 0 | 0 | 0 | 0 | 0 | 0 | 0
F2_Commercial_School (WA)_Existing_Space Heating_Natural Gas_Boiler_E9 | F2 | Commercial | School (WA) | Existing | Space Heating | Natural Gas | Boiler | E9 | TRC BC Ratio | 0 | 0 | 0 | 0 | 0 | 0 | 0 | 0 | 0 | 0 | 0 | 0 | 0 | 0 | 0 | 0 | 0 | 0 | 0 | 0 | 0 | 0 | 0 | 0 | 0 | 0 | 0
F2_Commercial_School (WA)_Existing_Space Heating_Natural Gas_Boiler_E10 | F2 | Commercial | School (WA) | Existing | Space Heating | Natural Gas | Boiler | E10 | TRC BC Ratio | 0 | 0 | 0 | 0 | 0 | 0 | 0 | 0 | 0 | 0 | 0 | 0 | 0 | 0 | 0 | 0 | 0 | 0 | 0 | 0 | 0 | 0 | 0 | 0 | 0 | 0 | 0
F3_Commercial_School (WA)_Existing_Space Heating_Natural Gas_Boiler_E1 | F3 | Commercial | School (WA) | Existing | Space Heating | Natural Gas | Boiler | E1 | PACT BC Ratio | [24 empty] | 1 | 1 | 1 | bar: 2019 to 2042
F3_Commercial_School (WA)_Existing_Space Heating_Natural Gas_Boiler_E2 | F3 | Commercial | School (WA) | Existing | Space Heating | Natural Gas | Boiler | E2 | PACT BC Ratio | 1.5234 | 1.5499 | 1.5828 | 1.6185 | 1.6573 | 1.7082 | 1.76 | 1.8147 | 1.8672 | 1.9206 | 1.9694 | 2.0152 | 2.0647 | 2.1156 | 2.1636 | 2.2114 | 2.2567 | 2.3033 | 2.3516 | 2.4012 | 2.4517 | 2.5044 | 2.5637 | 2.617 | 2.6708 | 2.712 | 2.749
F3_Commercial_School (WA)_Existing_Space Heating_Natural Gas_Boiler_E3 | F3 | Commercial | School (WA) | Existing | Space Heating | Natural Gas | Boiler | E3 | PACT BC Ratio | [24 empty] | 1 | 1 | 1 | bar: 2019 to 2042
F3_Commercial_School (WA)_Existing_Space Heating_Natural Gas_Boiler_E4 | F3 | Commercial | School (WA) | Existing | Space Heating | Natural Gas | Boiler | E4 | PACT BC Ratio | 0.076362 | 0.077921 | 0.079643 | 0.081427 | 0.083275 | 0.085403 | 0.087567 | 0.089821 | 0.092056 | 0.094337 | 0.096541 | 0.098706 | 0.10098 | 0.10328 | 0.10554 | 0.10782 | 0.11007 | 0.11238 | 0.11475 | 0.11718 | 0.11966 | 0.12219 | 0.12487 | 0.1274 | 0.12993 | 0.13111 | 0.13181
F3_Commercial_School (WA)_Existing_Space Heating_Natural Gas_Boiler_E5 | F3 | Commercial | School (WA) | Existing | Space Heating | Natural Gas | Boiler | E5 | PACT BC Ratio | 0 | 0 | 0 | 0 | 0 | 0 | 0 | 0 | 0 | 0 | 0 | 0 | 0 | 0 | 0 | 0 | 0 | 0 | 0 | 0 | 0 | 0 | 0 | 0 | 0 | 0 | 0
F3_Commercial_School (WA)_Existing_Space Heating_Natural Gas_Boiler_E6 | F3 | Commercial | School (WA) | Existing | Space Heating | Natural Gas | Boiler | E6 | PACT BC Ratio | 0 | 0 | 0 | 0 | 0 | 0 | 0 | 0 | 0 | 0 | 0 | 0 | 0 | 0 | 0 | 0 | 0 | 0 | 0 | 0 | 0 | 0 | 0 | 0 | 0 | 0 | 0
F3_Commercial_School (WA)_Existing_Space Heating_Natural Gas_Boiler_E7 | F3 | Commercial | School (WA) | Existing | Space Heating | Natural Gas | Boiler | E7 | PACT BC Ratio | 0 | 0 | 0 | 0 | 0 | 0 | 0 | 0 | 0 | 0 | 0 | 0 | 0 | 0 | 0 | 0 | 0 | 0 | 0 | 0 | 0 | 0 | 0 | 0 | 0 | 0 | 0
F3_Commercial_School (WA)_Existing_Space Heating_Natural Gas_Boiler_E8 | F3 | Commercial | School (WA) | Existing | Space Heating | Natural Gas | Boiler | E8 | PACT BC Ratio | 0 | 0 | 0 | 0 | 0 | 0 | 0 | 0 | 0 | 0 | 0 | 0 | 0 | 0 | 0 | 0 | 0 | 0 | 0 | 0 | 0 | 0 | 0 | 0 | 0 | 0 | 0
F3_Commercial_School (WA)_Existing_Space Heating_Natural Gas_Boiler_E9 | F3 | Commercial | School (WA) | Existing | Space Heating | Natural Gas | Boiler | E9 | PACT BC Ratio | 0 | 0 | 0 | 0 | 0 | 0 | 0 | 0 | 0 | 0 | 0 | 0 | 0 | 0 | 0 | 0 | 0 | 0 | 0 | 0 | 0 | 0 | 0 | 0 | 0 | 0 | 0
F3_Commercial_School (WA)_Existing_Space Heating_Natural Gas_Boiler_E10 | F3 | Commercial | School (WA) | Existing | Space Heating | Natural Gas | Boiler | E10 | PACT BC Ratio | 0 | 0 | 0 | 0 | 0 | 0 | 0 | 0 | 0 | 0 | 0 | 0 | 0 | 0 | 0 | 0 | 0 | 0 | 0 | 0 | 0 | 0 | 0 | 0 | 0 | 0 | 0
F4_Commercial_School (WA)_Existing_Space Heating_Natural Gas_Boiler_E1 | F4 | Commercial | School (WA) | Existing | Space Heating | Natural Gas | Boiler | E1 | RVT BC Ratio | [24 empty] | 1 | 1 | 1 | bar: 2019 to 2042
F4_Commercial_School (WA)_Existing_Space Heating_Natural Gas_Boiler_E2 | F4 | Commercial | School (WA) | Existing | Space Heating | Natural Gas | Boiler | E2 | RVT BC Ratio | 0.96832 | 0.97724 | 0.98901 | 1.0019 | 1.0159 | 1.0357 | 1.0555 | 1.0762 | 1.0953 | 1.1142 | 1.1352 | 1.1546 | 1.1755 | 1.197 | 1.2169 | 1.2364 | 1.2546 | 1.2732 | 1.2923 | 1.3117 | 1.3313 | 1.3551 | 1.3817 | 1.4057 | 1.4299 | 1.4484 | 1.4651
F4_Commercial_School (WA)_Existing_Space Heating_Natural Gas_Boiler_E3 | F4 | Commercial | School (WA) | Existing | Space Heating | Natural Gas | Boiler | E3 | RVT BC Ratio | [24 empty] | 1 | 1 | 1 | bar: 2019 to 2042
F4_Commercial_School (WA)_Existing_Space Heating_Natural Gas_Boiler_E4 | F4 | Commercial | School (WA) | Existing | Space Heating | Natural Gas | Boiler | E4 | RVT BC Ratio | 0.2644 | 0.26497 | 0.26563 | 0.26631 | 0.26701 | 0.26785 | 0.26871 | 0.2696 | 0.27047 | 0.27137 | 0.27232 | 0.27327 | 0.27426 | 0.27526 | 0.27624 | 0.27723 | 0.27819 | 0.27918 | 0.28019 | 0.28121 | 0.28226 | 0.2834 | 0.2846 | 0.28575 | 0.28688 | 0.28741 | 0.28773
F4_Commercial_School (WA)_Existing_Space Heating_Natural Gas_Boiler_E5 | F4 | Commercial | School (WA) | Existing | Space Heating | Natural Gas | Boiler | E5 | RVT BC Ratio | 0 | 0 | 0 | 0 | 0 | 0 | 0 | 0 | 0 | 0 | 0 | 0 | 0 | 0 | 0 | 0 | 0 | 0 | 0 | 0 | 0 | 0 | 0 | 0 | 0 | 0 | 0
F4_Commercial_School (WA)_Existing_Space Heating_Natural Gas_Boiler_E6 | F4 | Commercial | School (WA) | Existing | Space Heating | Natural Gas | Boiler | E6 | RVT BC Ratio | 0 | 0 | 0 | 0 | 0 | 0 | 0 | 0 | 0 | 0 | 0 | 0 | 0 | 0 | 0 | 0 | 0 | 0 | 0 | 0 | 0 | 0 | 0 | 0 | 0 | 0 | 0
F4_Commercial_School (WA)_Existing_Space Heating_Natural Gas_Boiler_E7 | F4 | Commercial | School (WA) | Existing | Space Heating | Natural Gas | Boiler | E7 | RVT BC Ratio | 0 | 0 | 0 | 0 | 0 | 0 | 0 | 0 | 0 | 0 | 0 | 0 | 0 | 0 | 0 | 0 | 0 | 0 | 0 | 0 | 0 | 0 | 0 | 0 | 0 | 0 | 0
F4_Commercial_School (WA)_Existing_Space Heating_Natural Gas_Boiler_E8 | F4 | Commercial | School (WA) | Existing | Space Heating | Natural Gas | Boiler | E8 | RVT BC Ratio | 0 | 0 | 0 | 0 | 0 | 0 | 0 | 0 | 0 | 0 | 0 | 0 | 0 | 0 | 0 | 0 | 0 | 0 | 0 | 0 | 0 | 0 | 0 | 0 | 0 | 0 | 0
F4_Commercial_School (WA)_Existing_Space Heating_Natural Gas_Boiler_E9 | F4 | Commercial | School (WA) | Existing | Space Heating | Natural Gas | Boiler | E9 | RVT BC Ratio | 0 | 0 | 0 | 0 | 0 | 0 | 0 | 0 | 0 | 0 | 0 | 0 | 0 | 0 | 0 | 0 | 0 | 0 | 0 | 0 | 0 | 0 | 0 | 0 | 0 | 0 | 0
F4_Commercial_School (WA)_Existing_Space Heating_Natural Gas_Boiler_E10 | F4 | Commercial | School (WA) | Existing | Space Heating | Natural Gas | Boiler | E10 | RVT BC Ratio | 0 | 0 | 0 | 0 | 0 | 0 | 0 | 0 | 0 | 0 | 0 | 0 | 0 | 0 | 0 | 0 | 0 | 0 | 0 | 0 | 0 | 0 | 0 | 0 | 0 | 0 | 0
F5_Commercial_School (WA)_Existing_Space Heating_Natural Gas_Boiler_E1 | F5 | Commercial | School (WA) | Existing | Space Heating | Natural Gas | Boiler | E1 | RIM BC Ratio | [24 empty] | 1 | 1 | 1 | bar: 2019 to 2042
F5_Commercial_School (WA)_Existing_Space Heating_Natural Gas_Boiler_E2 | F5 | Commercial | School (WA) | Existing | Space Heating | Natural Gas | Boiler | E2 | RIM BC Ratio | 0.55863 | 0.56407 | 0.57032 | 0.57695 | 0.58396 | 0.59226 | 0.60061 | 0.6092 | 0.6176 | 0.62611 | 0.63194 | 0.63738 | 0.64309 | 0.64882 | 0.65424 | 0.65957 | 0.66467 | 0.66984 | 0.67514 | 0.6805 | 0.68593 | 0.68999 | 0.69442 | 0.69827 | 0.70204 | 0.70485 | 0.70733
F5_Commercial_School (WA)_Existing_Space Heating_Natural Gas_Boiler_E3 | F5 | Commercial | School (WA) | Existing | Space Heating | Natural Gas | Boiler | E3 | RIM BC Ratio | [24 empty] | 1 | 1 | 1 | bar: 2019 to 2042
F5_Commercial_School (WA)_Existing_Space Heating_Natural Gas_Boiler_E4 | F5 | Commercial | School (WA) | Existing | Space Heating | Natural Gas | Boiler | E4 | RIM BC Ratio | 0.070448 | 0.071797 | 0.07328 | 0.074813 | 0.076396 | 0.078207 | 0.080043 | 0.081947 | 0.08383 | 0.085744 | 0.08757 | 0.089355 | 0.091219 | 0.093098 | 0.094942 | 0.096793 | 0.098616 | 0.10048 | 0.10238 | 0.10433 | 0.1063 | 0.10829 | 0.11039 | 0.11237 | 0.11433 | 0.11525 | 0.11579
F5_Commercial_School (WA)_Existing_Space Heating_Natural Gas_Boiler_E5 | F5 | Commercial | School (WA) | Existing | Space Heating | Natural Gas | Boiler | E5 | RIM BC Ratio | 0 | 0 | 0 | 0 | 0 | 0 | 0 | 0 | 0 | 0 | 0 | 0 | 0 | 0 | 0 | 0 | 0 | 0 | 0 | 0 | 0 | 0 | 0 | 0 | 0 | 0 | 0
F5_Commercial_School (WA)_Existing_Space Heating_Natural Gas_Boiler_E6 | F5 | Commercial | School (WA) | Existing | Space Heating | Natural Gas | Boiler | E6 | RIM BC Ratio | 0 | 0 | 0 | 0 | 0 | 0 | 0 | 0 | 0 | 0 | 0 | 0 | 0 | 0 | 0 | 0 | 0 | 0 | 0 | 0 | 0 | 0 | 0 | 0 | 0 | 0 | 0
F5_Commercial_School (WA)_Existing_Space Heating_Natural Gas_Boiler_E7 | F5 | Commercial | School (WA) | Existing | Space Heating | Natural Gas | Boiler | E7 | RIM BC Ratio | 0 | 0 | 0 | 0 | 0 | 0 | 0 | 0 | 0 | 0 | 0 | 0 | 0 | 0 | 0 | 0 | 0 | 0 | 0 | 0 | 0 | 0 | 0 | 0 | 0 | 0 | 0
F5_Commercial_School (WA)_Existing_Space Heating_Natural Gas_Boiler_E8 | F5 | Commercial | School (WA) | Existing | Space Heating | Natural Gas | Boiler | E8 | RIM BC Ratio | 0 | 0 | 0 | 0 | 0 | 0 | 0 | 0 | 0 | 0 | 0 | 0 | 0 | 0 | 0 | 0 | 0 | 0 | 0 | 0 | 0 | 0 | 0 | 0 | 0 | 0 | 0
F5_Commercial_School (WA)_Existing_Space Heating_Natural Gas_Boiler_E9 | F5 | Commercial | School (WA) | Existing | Space Heating | Natural Gas | Boiler | E9 | RIM BC Ratio | 0 | 0 | 0 | 0 | 0 | 0 | 0 | 0 | 0 | 0 | 0 | 0 | 0 | 0 | 0 | 0 | 0 | 0 | 0 | 0 | 0 | 0 | 0 | 0 | 0 | 0 | 0
F5_Commercial_School (WA)_Existing_Space Heating_Natural Gas_Boiler_E10 | F5 | Commercial | School (WA) | Existing | Space Heating | Natural Gas | Boiler | E10 | RIM BC Ratio | 0 | 0 | 0 | 0 | 0 | 0 | 0 | 0 | 0 | 0 | 0 | 0 | 0 | 0 | 0 | 0 | 0 | 0 | 0 | 0 | 0 | 0 | 0 | 0 | 0 | 0 | 0
F0_Commercial_School (WA)_Existing_Space Heating_Natural Gas_Unit Heater_E0 | F0 | Commercial | School (WA) | Existing | Space Heating | Natural Gas | Unit Heater | E0 | Economic Unit | Infrared Radiant | Infrared Radiant | Infrared Radiant | Infrared Radiant | Infrared Radiant | Infrared Radiant | Infrared Radiant | Infrared Radiant | Infrared Radiant | Infrared Radiant | Infrared Radiant | Infrared Radiant | Infrared Radiant | Infrared Radiant | Infrared Radiant | Infrared Radiant | Infrared Radiant | Infrared Radiant | Infrared Radiant | Infrared Radiant | Infrared Radiant | Infrared Radiant | Infrared Radiant | Infrared Radiant | Infrared Radiant | Infrared Radiant | Infrared Radiant
F1_Commercial_School (WA)_Existing_Space Heating_Natural Gas_Unit Heater_E1 | F1 | Commercial | School (WA) | Existing | Space Heating | Natural Gas | Unit Heater | E1 | CCE | 0 | 0 | 0 | 0 | 0 | 0 | 0 | 0 | 0 | 0 | 0 | 0 | 0 | 0 | 0 | 0 | 0 | 0 | 0 | 0 | 0 | 0 | 0 | 0 | 0 | 0 | 0
F1_Commercial_School (WA)_Existing_Space Heating_Natural Gas_Unit Heater_E2 | F1 | Commercial | School (WA) | Existing | Space Heating | Natural Gas | Unit Heater | E2 | CCE | 0.00026624 | 0.00027629 | 0.00027629 | 0.00027629 | 0.00027629 | 0.00027629 | 0.00027629 | 0.00027629 | 0.00027629 | 0.00027629 | 0.00027629 | 0.00027629 | 0.00027629 | 0.00027629 | 0.00027629 | 0.00027629 | 0.00027629 | 0.00027629 | 0.00027629 | 0.00027629 | 0.00027629 | 0.00027629 | 0.00027629 | 0.00027629 | 0.00027629 | 0.00027629 | 0.00027629
F1_Commercial_School (WA)_Existing_Space Heating_Natural Gas_Unit Heater_E3 | F1 | Commercial | School (WA) | Existing | Space Heating | Natural Gas | Unit Heater | E3 | CCE | 8.3563e-05 | 8.6718e-05 | 8.6718e-05 | 8.6718e-05 | 8.6718e-05 | 8.6718e-05 | 8.6718e-05 | 8.6718e-05 | 8.6718e-05 | 8.6718e-05 | 8.6718e-05 | 8.6718e-05 | 8.6718e-05 | 8.6718e-05 | 8.6718e-05 | 8.6718e-05 | 8.6718e-05 | 8.6718e-05 | 8.6718e-05 | 8.6718e-05 | 8.6718e-05 | 8.6718e-05 | 8.6718e-05 | 8.6718e-05 | 8.6718e-05 | 8.6718e-05 | 8.6718e-05
F1_Commercial_School (WA)_Existing_Space Heating_Natural Gas_Unit Heater_E4 | F1 | Commercial | School (WA) | Existing | Space Heating | Natural Gas | Unit Heater | E4 | CCE | 0 | 0 | 0 | 0 | 0 | 0 | 0 | 0 | 0 | 0 | 0 | 0 | 0 | 0 | 0 | 0 | 0 | 0 | 0 | 0 | 0 | 0 | 0 | 0 | 0 | 0 | 0
F1_Commercial_School (WA)_Existing_Space Heating_Natural Gas_Unit Heater_E5 | F1 | Commercial | School (WA) | Existing | Space Heating | Natural Gas | Unit Heater | E5 | CCE | 0 | 0 | 0 | 0 | 0 | 0 | 0 | 0 | 0 | 0 | 0 | 0 | 0 | 0 | 0 | 0 | 0 | 0 | 0 | 0 | 0 | 0 | 0 | 0 | 0 | 0 | 0
F1_Commercial_School (WA)_Existing_Space Heating_Natural Gas_Unit Heater_E6 | F1 | Commercial | School (WA) | Existing | Space Heating | Natural Gas | Unit Heater | E6 | CCE | 0 | 0 | 0 | 0 | 0 | 0 | 0 | 0 | 0 | 0 | 0 | 0 | 0 | 0 | 0 | 0 | 0 | 0 | 0 | 0 | 0 | 0 | 0 | 0 | 0 | 0 | 0
F1_Commercial_School (WA)_Existing_Space Heating_Natural Gas_Unit Heater_E7 | F1 | Commercial | School (WA) | Existing | Space Heating | Natural Gas | Unit Heater | E7 | CCE | 0 | 0 | 0 | 0 | 0 | 0 | 0 | 0 | 0 | 0 | 0 | 0 | 0 | 0 | 0 | 0 | 0 | 0 | 0 | 0 | 0 | 0 | 0 | 0 | 0 | 0 | 0
F1_Commercial_School (WA)_Existing_Space Heating_Natural Gas_Unit Heater_E8 | F1 | Commercial | School (WA) | Existing | Space Heating | Natural Gas | Unit Heater | E8 | CCE | 0 | 0 | 0 | 0 | 0 | 0 | 0 | 0 | 0 | 0 | 0 | 0 | 0 | 0 | 0 | 0 | 0 | 0 | 0 | 0 | 0 | 0 | 0 | 0 | 0 | 0 | 0
F1_Commercial_School (WA)_Existing_Space Heating_Natural Gas_Unit Heater_E9 | F1 | Commercial | School (WA) | Existing | Space Heating | Natural Gas | Unit Heater | E9 | CCE | 0 | 0 | 0 | 0 | 0 | 0 | 0 | 0 | 0 | 0 | 0 | 0 | 0 | 0 | 0 | 0 | 0 | 0 | 0 | 0 | 0 | 0 | 0 | 0 | 0 | 0 | 0
F1_Commercial_School (WA)_Existing_Space Heating_Natural Gas_Unit Heater_E10 | F1 | Commercial | School (WA) | Existing | Space Heating | Natural Gas | Unit Heater | E10 | CCE | 0 | 0 | 0 | 0 | 0 | 0 | 0 | 0 | 0 | 0 | 0 | 0 | 0 | 0 | 0 | 0 | 0 | 0 | 0 | 0 | 0 | 0 | 0 | 0 | 0 | 0 | 0
F2_Commercial_School (WA)_Existing_Space Heating_Natural Gas_Unit Heater_E1 | F2 | Commercial | School (WA) | Existing | Space Heating | Natural Gas | Unit Heater | E1 | TRC BC Ratio | [24 empty] | 1 | 1 | 1 | bar: 2019 to 2042
F2_Commercial_School (WA)_Existing_Space Heating_Natural Gas_Unit Heater_E2 | F2 | Commercial | School (WA) | Existing | Space Heating | Natural Gas | Unit Heater | E2 | TRC BC Ratio | 14.8893 | 15.134 | 15.4534 | 15.8054 | 16.1931 | 16.7272 | 17.2711 | 17.8472 | 18.3983 | 18.9581 | 19.4593 | 19.9215 | 20.4274 | 20.9469 | 21.4307 | 21.9074 | 22.3523 | 22.8109 | 23.2886 | 23.7785 | 24.2779 | 24.8048 | 25.4148 | 25.9543 | 26.5052 | 27.0677 | 27.6423
F2_Commercial_School (WA)_Existing_Space Heating_Natural Gas_Unit Heater_E3 | F2 | Commercial | School (WA) | Existing | Space Heating | Natural Gas | Unit Heater | E3 | TRC BC Ratio | 66.0948 | 67.8368 | 69.5438 | 71.1498 | 72.6482 | 74.0051 | 75.3539 | 76.7498 | 78.3118 | 79.924 | 81.642 | 83.4527 | 85.2652 | 87.003 | 88.8169 | 90.6838 | 92.6254 | 94.6046 | 96.6181 | 98.6724 | 100.7713 | 102.9004 | 105.0146 | 107.2436 | 109.5199 | 111.8444 | 114.2184
F2_Commercial_School (WA)_Existing_Space Heating_Natural Gas_Unit Heater_E4 | F2 | Commercial | School (WA) | Existing | Space Heating | Natural Gas | Unit Heater | E4 | TRC BC Ratio | 0 | 0 | 0 | 0 | 0 | 0 | 0 | 0 | 0 | 0 | 0 | 0 | 0 | 0 | 0 | 0 | 0 | 0 | 0 | 0 | 0 | 0 | 0 | 0 | 0 | 0 | 0
F2_Commercial_School (WA)_Existing_Space Heating_Natural Gas_Unit Heater_E5 | F2 | Commercial | School (WA) | Existing | Space Heating | Natural Gas | Unit Heater | E5 | TRC BC Ratio | 0 | 0 | 0 | 0 | 0 | 0 | 0 | 0 | 0 | 0 | 0 | 0 | 0 | 0 | 0 | 0 | 0 | 0 | 0 | 0 | 0 | 0 | 0 | 0 | 0 | 0 | 0
F2_Commercial_School (WA)_Existing_Space Heating_Natural Gas_Unit Heater_E6 | F2 | Commercial | School (WA) | Existing | Space Heating | Natural Gas | Unit Heater | E6 | TRC BC Ratio | 0 | 0 | 0 | 0 | 0 | 0 | 0 | 0 | 0 | 0 | 0 | 0 | 0 | 0 | 0 | 0 | 0 | 0 | 0 | 0 | 0 | 0 | 0 | 0 | 0 | 0 | 0
F2_Commercial_School (WA)_Existing_Space Heating_Natural Gas_Unit Heater_E7 | F2 | Commercial | School (WA) | Existing | Space Heating | Natural Gas | Unit Heater | E7 | TRC BC Ratio | 0 | 0 | 0 | 0 | 0 | 0 | 0 | 0 | 0 | 0 | 0 | 0 | 0 | 0 | 0 | 0 | 0 | 0 | 0 | 0 | 0 | 0 | 0 | 0 | 0 | 0 | 0
F2_Commercial_School (WA)_Existing_Space Heating_Natural Gas_Unit Heater_E8 | F2 | Commercial | School (WA) | Existing | Space Heating | Natural Gas | Unit Heater | E8 | TRC BC Ratio | 0 | 0 | 0 | 0 | 0 | 0 | 0 | 0 | 0 | 0 | 0 | 0 | 0 | 0 | 0 | 0 | 0 | 0 | 0 | 0 | 0 | 0 | 0 | 0 | 0 | 0 | 0
F2_Commercial_School (WA)_Existing_Space Heating_Natural Gas_Unit Heater_E9 | F2 | Commercial | School (WA) | Existing | Space Heating | Natural Gas | Unit Heater | E9 | TRC BC Ratio | 0 | 0 | 0 | 0 | 0 | 0 | 0 | 0 | 0 | 0 | 0 | 0 | 0 | 0 | 0 | 0 | 0 | 0 | 0 | 0 | 0 | 0 | 0 | 0 | 0 | 0 | 0
F2_Commercial_School (WA)_Existing_Space Heating_Natural Gas_Unit Heater_E10 | F2 | Commercial | School (WA) | Existing | Space Heating | Natural Gas | Unit Heater | E10 | TRC BC Ratio | 0 | 0 | 0 | 0 | 0 | 0 | 0 | 0 | 0 | 0 | 0 | 0 | 0 | 0 | 0 | 0 | 0 | 0 | 0 | 0 | 0 | 0 | 0 | 0 | 0 | 0 | 0
F3_Commercial_School (WA)_Existing_Space Heating_Natural Gas_Unit Heater_E1 | F3 | Commercial | School (WA) | Existing | Space Heating | Natural Gas | Unit Heater | E1 | PACT BC Ratio | [24 empty] | 1 | 1 | 1 | bar: 2019 to 2042
F3_Commercial_School (WA)_Existing_Space Heating_Natural Gas_Unit Heater_E2 | F3 | Commercial | School (WA) | Existing | Space Heating | Natural Gas | Unit Heater | E2 | PACT BC Ratio | 41.7036 | 42.389 | 43.2835 | 44.2696 | 45.3553 | 46.8513 | 48.3749 | 49.9883 | 51.5321 | 53.1 | 54.5037 | 55.7982 | 57.2153 | 58.6705 | 60.0253 | 61.3607 | 62.6068 | 63.8913 | 65.2292 | 66.6015 | 68.0002 | 69.4761 | 71.1846 | 72.6956 | 74.2385 | 75.8143 | 77.4234
F3_Commercial_School (WA)_Existing_Space Heating_Natural Gas_Unit Heater_E3 | F3 | Commercial | School (WA) | Existing | Space Heating | Natural Gas | Unit Heater | E3 | PACT BC Ratio | 185.1254 | 190.0048 | 194.7859 | 199.2841 | 203.4811 | 207.2816 | 211.0593 | 214.9694 | 219.3442 | 223.8599 | 228.6718 | 233.7434 | 238.82 | 243.6875 | 248.7682 | 253.997 | 259.4352 | 264.9789 | 270.6184 | 276.3726 | 282.2511 | 288.2148 | 294.1364 | 300.3796 | 306.7552 | 313.2661 | 319.9153
F3_Commercial_School (WA)_Existing_Space Heating_Natural Gas_Unit Heater_E4 | F3 | Commercial | School (WA) | Existing | Space Heating | Natural Gas | Unit Heater | E4 | PACT BC Ratio | 0 | 0 | 0 | 0 | 0 | 0 | 0 | 0 | 0 | 0 | 0 | 0 | 0 | 0 | 0 | 0 | 0 | 0 | 0 | 0 | 0 | 0 | 0 | 0 | 0 | 0 | 0
F3_Commercial_School (WA)_Existing_Space Heating_Natural Gas_Unit Heater_E5 | F3 | Commercial | School (WA) | Existing | Space Heating | Natural Gas | Unit Heater | E5 | PACT BC Ratio | 0 | 0 | 0 | 0 | 0 | 0 | 0 | 0 | 0 | 0 | 0 | 0 | 0 | 0 | 0 | 0 | 0 | 0 | 0 | 0 | 0 | 0 | 0 | 0 | 0 | 0 | 0
F3_Commercial_School (WA)_Existing_Space Heating_Natural Gas_Unit Heater_E6 | F3 | Commercial | School (WA) | Existing | Space Heating | Natural Gas | Unit Heater | E6 | PACT BC Ratio | 0 | 0 | 0 | 0 | 0 | 0 | 0 | 0 | 0 | 0 | 0 | 0 | 0 | 0 | 0 | 0 | 0 | 0 | 0 | 0 | 0 | 0 | 0 | 0 | 0 | 0 | 0
F3_Commercial_School (WA)_Existing_Space Heating_Natural Gas_Unit Heater_E7 | F3 | Commercial | School (WA) | Existing | Space Heating | Natural Gas | Unit Heater | E7 | PACT BC Ratio | 0 | 0 | 0 | 0 | 0 | 0 | 0 | 0 | 0 | 0 | 0 | 0 | 0 | 0 | 0 | 0 | 0 | 0 | 0 | 0 | 0 | 0 | 0 | 0 | 0 | 0 | 0
F3_Commercial_School (WA)_Existing_Space Heating_Natural Gas_Unit Heater_E8 | F3 | Commercial | School (WA) | Existing | Space Heating | Natural Gas | Unit Heater | E8 | PACT BC Ratio | 0 | 0 | 0 | 0 | 0 | 0 | 0 | 0 | 0 | 0 | 0 | 0 | 0 | 0 | 0 | 0 | 0 | 0 | 0 | 0 | 0 | 0 | 0 | 0 | 0 | 0 | 0
F3_Commercial_School (WA)_Existing_Space Heating_Natural Gas_Unit Heater_E9 | F3 | Commercial | School (WA) | Existing | Space Heating | Natural Gas | Unit Heater | E9 | PACT BC Ratio | 0 | 0 | 0 | 0 | 0 | 0 | 0 | 0 | 0 | 0 | 0 | 0 | 0 | 0 | 0 | 0 | 0 | 0 | 0 | 0 | 0 | 0 | 0 | 0 | 0 | 0 | 0
F3_Commercial_School (WA)_Existing_Space Heating_Natural Gas_Unit Heater_E10 | F3 | Commercial | School (WA) | Existing | Space Heating | Natural Gas | Unit Heater | E10 | PACT BC Ratio | 0 | 0 | 0 | 0 | 0 | 0 | 0 | 0 | 0 | 0 | 0 | 0 | 0 | 0 | 0 | 0 | 0 | 0 | 0 | 0 | 0 | 0 | 0 | 0 | 0 | 0 | 0
F4_Commercial_School (WA)_Existing_Space Heating_Natural Gas_Unit Heater_E1 | F4 | Commercial | School (WA) | Existing | Space Heating | Natural Gas | Unit Heater | E1 | RVT BC Ratio | [24 empty] | 1 | 1 | 1 | bar: 2019 to 2042
F4_Commercial_School (WA)_Existing_Space Heating_Natural Gas_Unit Heater_E2 | F4 | Commercial | School (WA) | Existing | Space Heating | Natural Gas | Unit Heater | E2 | RVT BC Ratio | 20.8245 | 21.0414 | 21.3517 | 21.6941 | 22.071 | 22.6407 | 23.2049 | 23.7979 | 24.3359 | 24.8664 | 25.4635 | 26.0039 | 26.5964 | 27.2008 | 27.7515 | 28.2861 | 28.7712 | 29.2664 | 29.7782 | 30.2971 | 30.8186 | 31.4825 | 32.2511 | 32.9308 | 33.6249 | 34.3338 | 35.0577
F4_Commercial_School (WA)_Existing_Space Heating_Natural Gas_Unit Heater_E3 | F4 | Commercial | School (WA) | Existing | Space Heating | Natural Gas | Unit Heater | E3 | RVT BC Ratio | 85.6447 | 87.6158 | 89.5052 | 91.2315 | 92.7842 | 94.1055 | 95.3831 | 96.801 | 98.5335 | 100.4472 | 102.4978 | 104.8144 | 107.1358 | 109.3674 | 111.7022 | 114.1098 | 116.6193 | 119.1824 | 121.7947 | 124.4656 | 127.2002 | 129.883 | 132.5469 | 135.3554 | 138.2235 | 141.1524 | 144.1436
F4_Commercial_School (WA)_Existing_Space Heating_Natural Gas_Unit Heater_E4 | F4 | Commercial | School (WA) | Existing | Space Heating | Natural Gas | Unit Heater | E4 | RVT BC Ratio | 0 | 0 | 0 | 0 | 0 | 0 | 0 | 0 | 0 | 0 | 0 | 0 | 0 | 0 | 0 | 0 | 0 | 0 | 0 | 0 | 0 | 0 | 0 | 0 | 0 | 0 | 0
F4_Commercial_School (WA)_Existing_Space Heating_Natural Gas_Unit Heater_E5 | F4 | Commercial | School (WA) | Existing | Space Heating | Natural Gas | Unit Heater | E5 | RVT BC Ratio | 0 | 0 | 0 | 0 | 0 | 0 | 0 | 0 | 0 | 0 | 0 | 0 | 0 | 0 | 0 | 0 | 0 | 0 | 0 | 0 | 0 | 0 | 0 | 0 | 0 | 0 | 0
F4_Commercial_School (WA)_Existing_Space Heating_Natural Gas_Unit Heater_E6 | F4 | Commercial | School (WA) | Existing | Space Heating | Natural Gas | Unit Heater | E6 | RVT BC Ratio | 0 | 0 | 0 | 0 | 0 | 0 | 0 | 0 | 0 | 0 | 0 | 0 | 0 | 0 | 0 | 0 | 0 | 0 | 0 | 0 | 0 | 0 | 0 | 0 | 0 | 0 | 0
F4_Commercial_School (WA)_Existing_Space Heating_Natural Gas_Unit Heater_E7 | F4 | Commercial | School (WA) | Existing | Space Heating | Natural Gas | Unit Heater | E7 | RVT BC Ratio | 0 | 0 | 0 | 0 | 0 | 0 | 0 | 0 | 0 | 0 | 0 | 0 | 0 | 0 | 0 | 0 | 0 | 0 | 0 | 0 | 0 | 0 | 0 | 0 | 0 | 0 | 0
F4_Commercial_School (WA)_Existing_Space Heating_Natural Gas_Unit Heater_E8 | F4 | Commercial | School (WA) | Existing | Space Heating | Natural Gas | Unit Heater | E8 | RVT BC Ratio | 0 | 0 | 0 | 0 | 0 | 0 | 0 | 0 | 0 | 0 | 0 | 0 | 0 | 0 | 0 | 0 | 0 | 0 | 0 | 0 | 0 | 0 | 0 | 0 | 0 | 0 | 0
F4_Commercial_School (WA)_Existing_Space Heating_Natural Gas_Unit Heater_E9 | F4 | Commercial | School (WA) | Existing | Space Heating | Natural Gas | Unit Heater | E9 | RVT BC Ratio | 0 | 0 | 0 | 0 | 0 | 0 | 0 | 0 | 0 | 0 | 0 | 0 | 0 | 0 | 0 | 0 | 0 | 0 | 0 | 0 | 0 | 0 | 0 | 0 | 0 | 0 | 0
F4_Commercial_School (WA)_Existing_Space Heating_Natural Gas_Unit Heater_E10 | F4 | Commercial | School (WA) | Existing | Space Heating | Natural Gas | Unit Heater | E10 | RVT BC Ratio | 0 | 0 | 0 | 0 | 0 | 0 | 0 | 0 | 0 | 0 | 0 | 0 | 0 | 0 | 0 | 0 | 0 | 0 | 0 | 0 | 0 | 0 | 0 | 0 | 0 | 0 | 0
F5_Commercial_School (WA)_Existing_Space Heating_Natural Gas_Unit Heater_E1 | F5 | Commercial | School (WA) | Existing | Space Heating | Natural Gas | Unit Heater | E1 | RIM BC Ratio | [24 empty] | 1 | 1 | 1 | bar: 2019 to 2042
F5_Commercial_School (WA)_Existing_Space Heating_Natural Gas_Unit Heater_E2 | F5 | Commercial | School (WA) | Existing | Space Heating | Natural Gas | Unit Heater | E2 | RIM BC Ratio | 0.84983 | 0.85498 | 0.86044 | 0.86629 | 0.87251 | 0.87881 | 0.88551 | 0.89244 | 0.89983 | 0.90758 | 0.9099 | 0.9123 | 0.91478 | 0.91736 | 0.92005 | 0.92287 | 0.92584 | 0.92896 | 0.93222 | 0.93564 | 0.93923 | 0.9395 | 0.93981 | 0.94007 | 0.94032 | 0.94057 | 0.94081
F5_Commercial_School (WA)_Existing_Space Heating_Natural Gas_Unit Heater_E3 | F5 | Commercial | School (WA) | Existing | Space Heating | Natural Gas | Unit Heater | E3 | RIM BC Ratio | 0.92392 | 0.92699 | 0.9303 | 0.93381 | 0.93756 | 0.94169 | 0.94603 | 0.94947 | 0.9518 | 0.95292 | 0.95397 | 0.95361 | 0.95325 | 0.95287 | 0.95244 | 0.95198 | 0.95147 | 0.95094 | 0.95038 | 0.9498 | 0.94918 | 0.94924 | 0.94931 | 0.94937 | 0.94943 | 0.94949 | 0.94955
F5_Commercial_School (WA)_Existing_Space Heating_Natural Gas_Unit Heater_E4 | F5 | Commercial | School (WA) | Existing | Space Heating | Natural Gas | Unit Heater | E4 | RIM BC Ratio | 0 | 0 | 0 | 0 | 0 | 0 | 0 | 0 | 0 | 0 | 0 | 0 | 0 | 0 | 0 | 0 | 0 | 0 | 0 | 0 | 0 | 0 | 0 | 0 | 0 | 0 | 0
F5_Commercial_School (WA)_Existing_Space Heating_Natural Gas_Unit Heater_E5 | F5 | Commercial | School (WA) | Existing | Space Heating | Natural Gas | Unit Heater | E5 | RIM BC Ratio | 0 | 0 | 0 | 0 | 0 | 0 | 0 | 0 | 0 | 0 | 0 | 0 | 0 | 0 | 0 | 0 | 0 | 0 | 0 | 0 | 0 | 0 | 0 | 0 | 0 | 0 | 0
F5_Commercial_School (WA)_Existing_Space Heating_Natural Gas_Unit Heater_E6 | F5 | Commercial | School (WA) | Existing | Space Heating | Natural Gas | Unit Heater | E6 | RIM BC Ratio | 0 | 0 | 0 | 0 | 0 | 0 | 0 | 0 | 0 | 0 | 0 | 0 | 0 | 0 | 0 | 0 | 0 | 0 | 0 | 0 | 0 | 0 | 0 | 0 | 0 | 0 | 0
F5_Commercial_School (WA)_Existing_Space Heating_Natural Gas_Unit Heater_E7 | F5 | Commercial | School (WA) | Existing | Space Heating | Natural Gas | Unit Heater | E7 | RIM BC Ratio | 0 | 0 | 0 | 0 | 0 | 0 | 0 | 0 | 0 | 0 | 0 | 0 | 0 | 0 | 0 | 0 | 0 | 0 | 0 | 0 | 0 | 0 | 0 | 0 | 0 | 0 | 0
F5_Commercial_School (WA)_Existing_Space Heating_Natural Gas_Unit Heater_E8 | F5 | Commercial | School (WA) | Existing | Space Heating | Natural Gas | Unit Heater | E8 | RIM BC Ratio | 0 | 0 | 0 | 0 | 0 | 0 | 0 | 0 | 0 | 0 | 0 | 0 | 0 | 0 | 0 | 0 | 0 | 0 | 0 | 0 | 0 | 0 | 0 | 0 | 0 | 0 | 0
F5_Commercial_School (WA)_Existing_Space Heating_Natural Gas_Unit Heater_E9 | F5 | Commercial | School (WA) | Existing | Space Heating | Natural Gas | Unit Heater | E9 | RIM BC Ratio | 0 | 0 | 0 | 0 | 0 | 0 | 0 | 0 | 0 | 0 | 0 | 0 | 0 | 0 | 0 | 0 | 0 | 0 | 0 | 0 | 0 | 0 | 0 | 0 | 0 | 0 | 0
F5_Commercial_School (WA)_Existing_Space Heating_Natural Gas_Unit Heater_E10 | F5 | Commercial | School (WA) | Existing | Space Heating | Natural Gas | Unit Heater | E10 | RIM BC Ratio | 0 | 0 | 0 | 0 | 0 | 0 | 0 | 0 | 0 | 0 | 0 | 0 | 0 | 0 | 0 | 0 | 0 | 0 | 0 | 0 | 0 | 0 | 0 | 0 | 0 | 0 | 0
F0_Commercial_School (WA)_Existing_Water Heating_Natural Gas_Water Heater_E0 | F0 | Commercial | School (WA) | Existing | Water Heating | Natural Gas | Water Heater | E0 | Economic Unit | TE 0.90 | TE 0.90 | TE 0.90 | TE 0.94 | TE 0.94 | TE 0.94 | TE 0.94 | TE 0.94 | TE 0.94 | TE 0.94 | TE 0.94 | Instantaneous TE 0.94 | Instantaneous TE 0.94 | Instantaneous TE 0.94 | Instantaneous TE 0.94 | Instantaneous TE 0.94 | Instantaneous TE 0.94 | Gas-Fired Absorption HPWH | Gas-Fired Absorption HPWH | Gas-Fired Absorption HPWH | Gas-Fired Absorption HPWH | Gas-Fired Absorption HPWH | Gas-Fired Absorption HPWH | Gas-Fired Absorption HPWH | Gas-Fired Absorption HPWH | Gas-Fired Absorption HPWH | Gas-Fired Absorption HPWH
F1_Commercial_School (WA)_Existing_Water Heating_Natural Gas_Water Heater_E1 | F1 | Commercial | School (WA) | Existing | Water Heating | Natural Gas | Water Heater | E1 | CCE | 0 | 0 | 0 | 0 | 0 | 0 | 0 | 0 | 0 | 0 | 0 | 0 | 0 | 0 | 0 | 0 | 0 | 0 | 0 | 0 | 0 | 0 | 0 | 0 | 0 | 0 | 0
F1_Commercial_School (WA)_Existing_Water Heating_Natural Gas_Water Heater_E2 | F1 | Commercial | School (WA) | Existing | Water Heating | Natural Gas | Water Heater | E2 | CCE | 0.0022587 | 0.0022587 | 0.0022587 | 0.0022587 | 0.0022587 | 0.0022587 | 0.0022587 | 0.0022587 | 0.0022587 | 0.0022587 | 0.0022587 | 0.0022587 | 0.0022587 | 0.0022587 | 0.0022587 | 0.0022587 | 0.0022587 | 0.0022587 | 0.0022587 | 0.0022587 | 0.0022587 | 0.0022587 | 0.0022587 | 0.0022587 | 0.0022587 | 0.0022587 | 0.0022587
F1_Commercial_School (WA)_Existing_Water Heating_Natural Gas_Water Heater_E3 | F1 | Commercial | School (WA) | Existing | Water Heating | Natural Gas | Water Heater | E3 | CCE | 0.0040029 | 0.0040029 | 0.0040029 | 0.0040029 | 0.0040029 | 0.0040029 | 0.0040029 | 0.0040029 | 0.0040029 | 0.0040029 | 0.0040029 | 0.0040029 | 0.0040029 | 0.0040029 | 0.0040029 | 0.0040029 | 0.0040029 | 0.0040029 | 0.0040029 | 0.0040029 | 0.0040029 | 0.0040029 | 0.0040029 | 0.0040029 | 0.0040029 | 0.0040029 | 0.0040029
F1_Commercial_School (WA)_Existing_Water Heating_Natural Gas_Water Heater_E4 | F1 | Commercial | School (WA) | Existing | Water Heating | Natural Gas | Water Heater | E4 | CCE | 0.0040765 | 0.0040765 | 0.0040765 | 0.0040765 | 0.0040765 | 0.0040765 | 0.0040765 | 0.0040765 | 0.0040765 | 0.0040765 | 0.0040765 | 0.0040765 | 0.0040765 | 0.0040765 | 0.0040765 | 0.0040765 | 0.0040765 | 0.0040765 | 0.0040765 | 0.0040765 | 0.0040765 | 0.0040765 | 0.0040765 | 0.0040765 | 0.0040765 | 0.0040765 | 0.0040765
F1_Commercial_School (WA)_Existing_Water Heating_Natural Gas_Water Heater_E5 | F1 | Commercial | School (WA) | Existing | Water Heating | Natural Gas | Water Heater | E5 | CCE | 0.0059408 | 0.0059408 | 0.0059408 | 0.0059408 | 0.0059408 | 0.0059408 | 0.0059408 | 0.0059408 | 0.0059408 | 0.0059408 | 0.0059408 | 0.0059408 | 0.0059408 | 0.0059408 | 0.0059408 | 0.0059408 | 0.0059408 | 0.0059408 | 0.0059408 | 0.0059408 | 0.0059408 | 0.0059408 | 0.0059408 | 0.0059408 | 0.0059408 | 0.0059408 | 0.0059408
F1_Commercial_School (WA)_Existing_Water Heating_Natural Gas_Water Heater_E6 | F1 | Commercial | School (WA) | Existing | Water Heating | Natural Gas | Water Heater | E6 | CCE | 0 | 0 | 0 | 0 | 0 | 0 | 0 | 0 | 0 | 0 | 0 | 0 | 0 | 0 | 0 | 0 | 0 | 0 | 0 | 0 | 0 | 0 | 0 | 0 | 0 | 0 | 0
F1_Commercial_School (WA)_Existing_Water Heating_Natural Gas_Water Heater_E7 | F1 | Commercial | School (WA) | Existing | Water Heating | Natural Gas | Water Heater | E7 | CCE | 0 | 0 | 0 | 0 | 0 | 0 | 0 | 0 | 0 | 0 | 0 | 0 | 0 | 0 | 0 | 0 | 0 | 0 | 0 | 0 | 0 | 0 | 0 | 0 | 0 | 0 | 0
F1_Commercial_School (WA)_Existing_Water Heating_Natural Gas_Water Heater_E8 | F1 | Commercial | School (WA) | Existing | Water Heating | Natural Gas | Water Heater | E8 | CCE | 0 | 0 | 0 | 0 | 0 | 0 | 0 | 0 | 0 | 0 | 0 | 0 | 0 | 0 | 0 | 0 | 0 | 0 | 0 | 0 | 0 | 0 | 0 | 0 | 0 | 0 | 0
F1_Commercial_School (WA)_Existing_Water Heating_Natural Gas_Water Heater_E9 | F1 | Commercial | School (WA) | Existing | Water Heating | Natural Gas | Water Heater | E9 | CCE | 0 | 0 | 0 | 0 | 0 | 0 | 0 | 0 | 0 | 0 | 0 | 0 | 0 | 0 | 0 | 0 | 0 | 0 | 0 | 0 | 0 | 0 | 0 | 0 | 0 | 0 | 0
F1_Commercial_School (WA)_Existing_Water Heating_Natural Gas_Water Heater_E10 | F1 | Commercial | School (WA) | Existing | Water Heating | Natural Gas | Water Heater | E10 | CCE | 0 | 0 | 0 | 0 | 0 | 0 | 0 | 0 | 0 | 0 | 0 | 0 | 0 | 0 | 0 | 0 | 0 | 0 | 0 | 0 | 0 | 0 | 0 | 0 | 0 | 0 | 0
F2_Commercial_School (WA)_Existing_Water Heating_Natural Gas_Water Heater_E1 | F2 | Commercial | School (WA) | Existing | Water Heating | Natural Gas | Water Heater | E1 | TRC BC Ratio | [24 empty] | 1 | 1 | 1 | bar: 2019 to 2042
F2_Commercial_School (WA)_Existing_Water Heating_Natural Gas_Water Heater_E2 | F2 | Commercial | School (WA) | Existing | Water Heating | Natural Gas | Water Heater | E2 | TRC BC Ratio | 1.6415 | 1.6847 | 1.733 | 1.7873 | 1.8476 | 1.919 | 1.9917 | 2.0634 | 2.1323 | 2.2022 | 2.2591 | 2.3128 | 2.3703 | 2.4268 | 2.4781 | 2.5266 | 2.571 | 2.6149 | 2.6615 | 2.7073 | 2.7542 | 2.8029 | 2.8521 | 2.9028 | 2.9543 | 3.0068 | 3.0602
F2_Commercial_School (WA)_Existing_Water Heating_Natural Gas_Water Heater_E3 | F2 | Commercial | School (WA) | Existing | Water Heating | Natural Gas | Water Heater | E3 | TRC BC Ratio | 0.92623 | 0.95056 | 0.97787 | 1.0085 | 1.0425 | 1.0828 | 1.1238 | 1.1643 | 1.2031 | 1.2426 | 1.2747 | 1.305 | 1.3374 | 1.3693 | 1.3983 | 1.4257 | 1.4507 | 1.4755 | 1.5018 | 1.5276 | 1.5541 | 1.5815 | 1.6093 | 1.6379 | 1.667 | 1.6966 | 1.7267
F2_Commercial_School (WA)_Existing_Water Heating_Natural Gas_Water Heater_E4 | F2 | Commercial | School (WA) | Existing | Water Heating | Natural Gas | Water Heater | E4 | TRC BC Ratio | 0.5846 | 0.60239 | 0.62647 | 0.65793 | 0.69686 | 0.74758 | 0.79997 | 0.8509 | 0.89858 | 0.94695 | 0.98178 | 1.0129 | 1.0473 | 1.0803 | 1.1077 | 1.1319 | 1.1514 | 1.1701 | 1.1911 | 1.2107 | 1.2311 | 1.2527 | 1.2743 | 1.297 | 1.32 | 1.3435 | 1.3673
F2_Commercial_School (WA)_Existing_Water Heating_Natural Gas_Water Heater_E5 | F2 | Commercial | School (WA) | Existing | Water Heating | Natural Gas | Water Heater | E5 | TRC BC Ratio | 0.6403 | 0.65709 | 0.6756 | 0.69591 | 0.71815 | 0.74407 | 0.7704 | 0.79639 | 0.8215 | 0.84697 | 0.86805 | 0.88809 | 0.90944 | 0.93051 | 0.94983 | 0.96825 | 0.98526 | 1.0022 | 1.02 | 1.0376 | 1.0557 | 1.0743 | 1.0932 | 1.1126 | 1.1324 | 1.1525 | 1.173
F2_Commercial_School (WA)_Existing_Water Heating_Natural Gas_Water Heater_E6 | F2 | Commercial | School (WA) | Existing | Water Heating | Natural Gas | Water Heater | E6 | TRC BC Ratio | 0 | 0 | 0 | 0 | 0 | 0 | 0 | 0 | 0 | 0 | 0 | 0 | 0 | 0 | 0 | 0 | 0 | 0 | 0 | 0 | 0 | 0 | 0 | 0 | 0 | 0 | 0
F2_Commercial_School (WA)_Existing_Water Heating_Natural Gas_Water Heater_E7 | F2 | Commercial | School (WA) | Existing | Water Heating | Natural Gas | Water Heater | E7 | TRC BC Ratio | 0 | 0 | 0 | 0 | 0 | 0 | 0 | 0 | 0 | 0 | 0 | 0 | 0 | 0 | 0 | 0 | 0 | 0 | 0 | 0 | 0 | 0 | 0 | 0 | 0 | 0 | 0
F2_Commercial_School (WA)_Existing_Water Heating_Natural Gas_Water Heater_E8 | F2 | Commercial | School (WA) | Existing | Water Heating | Natural Gas | Water Heater | E8 | TRC BC Ratio | 0 | 0 | 0 | 0 | 0 | 0 | 0 | 0 | 0 | 0 | 0 | 0 | 0 | 0 | 0 | 0 | 0 | 0 | 0 | 0 | 0 | 0 | 0 | 0 | 0 | 0 | 0
F2_Commercial_School (WA)_Existing_Water Heating_Natural Gas_Water Heater_E9 | F2 | Commercial | School (WA) | Existing | Water Heating | Natural Gas | Water Heater | E9 | TRC BC Ratio | 0 | 0 | 0 | 0 | 0 | 0 | 0 | 0 | 0 | 0 | 0 | 0 | 0 | 0 | 0 | 0 | 0 | 0 | 0 | 0 | 0 | 0 | 0 | 0 | 0 | 0 | 0
F2_Commercial_School (WA)_Existing_Water Heating_Natural Gas_Water Heater_E10 | F2 | Commercial | School (WA) | Existing | Water Heating | Natural Gas | Water Heater | E10 | TRC BC Ratio | 0 | 0 | 0 | 0 | 0 | 0 | 0 | 0 | 0 | 0 | 0 | 0 | 0 | 0 | 0 | 0 | 0 | 0 | 0 | 0 | 0 | 0 | 0 | 0 | 0 | 0 | 0
F3_Commercial_School (WA)_Existing_Water Heating_Natural Gas_Water Heater_E1 | F3 | Commercial | School (WA) | Existing | Water Heating | Natural Gas | Water Heater | E1 | PACT BC Ratio | [24 empty] | 1 | 1 | 1 | bar: 2019 to 2042
F3_Commercial_School (WA)_Existing_Water Heating_Natural Gas_Water Heater_E2 | F3 | Commercial | School (WA) | Existing | Water Heating | Natural Gas | Water Heater | E2 | PACT BC Ratio | 4.0729 | 4.1799 | 4.3 | 4.4345 | 4.5842 | 4.7614 | 4.9418 | 5.1196 | 5.2905 | 5.464 | 5.6052 | 5.7385 | 5.881 | 6.0212 | 6.1485 | 6.269 | 6.379 | 6.488 | 6.6037 | 6.7172 | 6.8337 | 6.9544 | 7.0765 | 7.2022 | 7.3302 | 7.4604 | 7.5929
F3_Commercial_School (WA)_Existing_Water Heating_Natural Gas_Water Heater_E3 | F3 | Commercial | School (WA) | Existing | Water Heating | Natural Gas | Water Heater | E3 | PACT BC Ratio | 2.2981 | 2.3585 | 2.4262 | 2.5021 | 2.5866 | 2.6866 | 2.7884 | 2.8887 | 2.9852 | 3.0831 | 3.1627 | 3.2379 | 3.3183 | 3.3975 | 3.4693 | 3.5373 | 3.5993 | 3.6609 | 3.7261 | 3.7902 | 3.8559 | 3.924 | 3.9929 | 4.0638 | 4.136 | 4.2095 | 4.2843
F3_Commercial_School (WA)_Existing_Water Heating_Natural Gas_Water Heater_E4 | F3 | Commercial | School (WA) | Existing | Water Heating | Natural Gas | Water Heater | E4 | PACT BC Ratio | 1.4505 | 1.4946 | 1.5544 | 1.6324 | 1.729 | 1.8549 | 1.9848 | 2.1112 | 2.2295 | 2.3495 | 2.436 | 2.5131 | 2.5985 | 2.6803 | 2.7483 | 2.8083 | 2.8568 | 2.9033 | 2.9552 | 3.004 | 3.0545 | 3.108 | 3.1618 | 3.218 | 3.2751 | 3.3333 | 3.3926
F3_Commercial_School (WA)_Existing_Water Heating_Natural Gas_Water Heater_E5 | F3 | Commercial | School (WA) | Existing | Water Heating | Natural Gas | Water Heater | E5 | PACT BC Ratio | 1.5887 | 1.6304 | 1.6763 | 1.7267 | 1.7818 | 1.8462 | 1.9115 | 1.976 | 2.0383 | 2.1015 | 2.1538 | 2.2035 | 2.2565 | 2.3087 | 2.3567 | 2.4024 | 2.4446 | 2.4866 | 2.5309 | 2.5745 | 2.6193 | 2.6656 | 2.7125 | 2.7607 | 2.8097 | 2.8596 | 2.9104
F3_Commercial_School (WA)_Existing_Water Heating_Natural Gas_Water Heater_E6 | F3 | Commercial | School (WA) | Existing | Water Heating | Natural Gas | Water Heater | E6 | PACT BC Ratio | 0 | 0 | 0 | 0 | 0 | 0 | 0 | 0 | 0 | 0 | 0 | 0 | 0 | 0 | 0 | 0 | 0 | 0 | 0 | 0 | 0 | 0 | 0 | 0 | 0 | 0 | 0
F3_Commercial_School (WA)_Existing_Water Heating_Natural Gas_Water Heater_E7 | F3 | Commercial | School (WA) | Existing | Water Heating | Natural Gas | Water Heater | E7 | PACT BC Ratio | 0 | 0 | 0 | 0 | 0 | 0 | 0 | 0 | 0 | 0 | 0 | 0 | 0 | 0 | 0 | 0 | 0 | 0 | 0 | 0 | 0 | 0 | 0 | 0 | 0 | 0 | 0
F3_Commercial_School (WA)_Existing_Water Heating_Natural Gas_Water Heater_E8 | F3 | Commercial | School (WA) | Existing | Water Heating | Natural Gas | Water Heater | E8 | PACT BC Ratio | 0 | 0 | 0 | 0 | 0 | 0 | 0 | 0 | 0 | 0 | 0 | 0 | 0 | 0 | 0 | 0 | 0 | 0 | 0 | 0 | 0 | 0 | 0 | 0 | 0 | 0 | 0
F3_Commercial_School (WA)_Existing_Water Heating_Natural Gas_Water Heater_E9 | F3 | Commercial | School (WA) | Existing | Water Heating | Natural Gas | Water Heater | E9 | PACT BC Ratio | 0 | 0 | 0 | 0 | 0 | 0 | 0 | 0 | 0 | 0 | 0 | 0 | 0 | 0 | 0 | 0 | 0 | 0 | 0 | 0 | 0 | 0 | 0 | 0 | 0 | 0 | 0
F3_Commercial_School (WA)_Existing_Water Heating_Natural Gas_Water Heater_E10 | F3 | Commercial | School (WA) | Existing | Water Heating | Natural Gas | Water Heater | E10 | PACT BC Ratio | 0 | 0 | 0 | 0 | 0 | 0 | 0 | 0 | 0 | 0 | 0 | 0 | 0 | 0 | 0 | 0 | 0 | 0 | 0 | 0 | 0 | 0 | 0 | 0 | 0 | 0 | 0
F4_Commercial_School (WA)_Existing_Water Heating_Natural Gas_Water Heater_E1 | F4 | Commercial | School (WA) | Existing | Water Heating | Natural Gas | Water Heater | E1 | RVT BC Ratio | [24 empty] | 1 | 1 | 1 | bar: 2019 to 2042
F4_Commercial_School (WA)_Existing_Water Heating_Natural Gas_Water Heater_E2 | F4 | Commercial | School (WA) | Existing | Water Heating | Natural Gas | Water Heater | E2 | RVT BC Ratio | 2.58 | 2.6261 | 2.6781 | 2.7364 | 2.8015 | 2.8801 | 2.9581 | 3.0319 | 3.0988 | 3.1639 | 3.2314 | 3.2933 | 3.3593 | 3.4234 | 3.4797 | 3.5314 | 3.5766 | 3.6203 | 3.6663 | 3.71 | 3.754 | 3.8153 | 3.8773 | 3.9411 | 4.0061 | 4.0722 | 4.1395
F4_Commercial_School (WA)_Existing_Water Heating_Natural Gas_Water Heater_E3 | F4 | Commercial | School (WA) | Existing | Water Heating | Natural Gas | Water Heater | E3 | RVT BC Ratio | 1.5794 | 1.6054 | 1.6347 | 1.6676 | 1.7043 | 1.7487 | 1.7927 | 1.8343 | 1.8721 | 1.9088 | 1.9469 | 1.9818 | 2.0191 | 2.0552 | 2.087 | 2.1162 | 2.1417 | 2.1663 | 2.1923 | 2.217 | 2.2418 | 2.2764 | 2.3113 | 2.3474 | 2.384 | 2.4214 | 2.4593
F4_Commercial_School (WA)_Existing_Water Heating_Natural Gas_Water Heater_E4 | F4 | Commercial | School (WA) | Existing | Water Heating | Natural Gas | Water Heater | E4 | RVT BC Ratio | 1.1986 | 1.2169 | 1.2428 | 1.2776 | 1.3214 | 1.3804 | 1.4398 | 1.4936 | 1.5387 | 1.5803 | 1.6218 | 1.6552 | 1.6923 | 1.7267 | 1.7528 | 1.7739 | 1.7879 | 1.7998 | 1.8135 | 1.8243 | 1.8348 | 1.862 | 1.8893 | 1.9178 | 1.9469 | 1.9764 | 2.0065
F4_Commercial_School (WA)_Existing_Water Heating_Natural Gas_Water Heater_E5 | F4 | Commercial | School (WA) | Existing | Water Heating | Natural Gas | Water Heater | E5 | RVT BC Ratio | 1.173 | 1.1913 | 1.2113 | 1.2329 | 1.2564 | 1.2844 | 1.3122 | 1.3387 | 1.3631 | 1.387 | 1.4119 | 1.4352 | 1.4599 | 1.484 | 1.5055 | 1.5255 | 1.5433 | 1.5606 | 1.5788 | 1.5962 | 1.6138 | 1.6373 | 1.6611 | 1.6856 | 1.7105 | 1.7358 | 1.7616
F4_Commercial_School (WA)_Existing_Water Heating_Natural Gas_Water Heater_E6 | F4 | Commercial | School (WA) | Existing | Water Heating | Natural Gas | Water Heater | E6 | RVT BC Ratio | 0 | 0 | 0 | 0 | 0 | 0 | 0 | 0 | 0 | 0 | 0 | 0 | 0 | 0 | 0 | 0 | 0 | 0 | 0 | 0 | 0 | 0 | 0 | 0 | 0 | 0 | 0
F4_Commercial_School (WA)_Existing_Water Heating_Natural Gas_Water Heater_E7 | F4 | Commercial | School (WA) | Existing | Water Heating | Natural Gas | Water Heater | E7 | RVT BC Ratio | 0 | 0 | 0 | 0 | 0 | 0 | 0 | 0 | 0 | 0 | 0 | 0 | 0 | 0 | 0 | 0 | 0 | 0 | 0 | 0 | 0 | 0 | 0 | 0 | 0 | 0 | 0
F4_Commercial_School (WA)_Existing_Water Heating_Natural Gas_Water Heater_E8 | F4 | Commercial | School (WA) | Existing | Water Heating | Natural Gas | Water Heater | E8 | RVT BC Ratio | 0 | 0 | 0 | 0 | 0 | 0 | 0 | 0 | 0 | 0 | 0 | 0 | 0 | 0 | 0 | 0 | 0 | 0 | 0 | 0 | 0 | 0 | 0 | 0 | 0 | 0 | 0
F4_Commercial_School (WA)_Existing_Water Heating_Natural Gas_Water Heater_E9 | F4 | Commercial | School (WA) | Existing | Water Heating | Natural Gas | Water Heater | E9 | RVT BC Ratio | 0 | 0 | 0 | 0 | 0 | 0 | 0 | 0 | 0 | 0 | 0 | 0 | 0 | 0 | 0 | 0 | 0 | 0 | 0 | 0 | 0 | 0 | 0 | 0 | 0 | 0 | 0
F4_Commercial_School (WA)_Existing_Water Heating_Natural Gas_Water Heater_E10 | F4 | Commercial | School (WA) | Existing | Water Heating | Natural Gas | Water Heater | E10 | RVT BC Ratio | 0 | 0 | 0 | 0 | 0 | 0 | 0 | 0 | 0 | 0 | 0 | 0 | 0 | 0 | 0 | 0 | 0 | 0 | 0 | 0 | 0 | 0 | 0 | 0 | 0 | 0 | 0
F5_Commercial_School (WA)_Existing_Water Heating_Natural Gas_Water Heater_E1 | F5 | Commercial | School (WA) | Existing | Water Heating | Natural Gas | Water Heater | E1 | RIM BC Ratio | [24 empty] | 1 | 1 | 1 | bar: 2019 to 2042
F5_Commercial_School (WA)_Existing_Water Heating_Natural Gas_Water Heater_E2 | F5 | Commercial | School (WA) | Existing | Water Heating | Natural Gas | Water Heater | E2 | RIM BC Ratio | 0.70858 | 0.71531 | 0.72258 | 0.73038 | 0.73868 | 0.74765 | 0.75681 | 0.76613 | 0.77566 | 0.78558 | 0.79003 | 0.79449 | 0.79912 | 0.80371 | 0.80815 | 0.81255 | 0.81691 | 0.82138 | 0.82607 | 0.83088 | 0.83589 | 0.83767 | 0.83941 | 0.84115 | 0.84287 | 0.84457 | 0.84624
F5_Commercial_School (WA)_Existing_Water Heating_Natural Gas_Water Heater_E3 | F5 | Commercial | School (WA) | Existing | Water Heating | Natural Gas | Water Heater | E3 | RIM BC Ratio | 0.62465 | 0.63181 | 0.63958 | 0.64796 | 0.65693 | 0.66679 | 0.67677 | 0.68676 | 0.69677 | 0.70707 | 0.71248 | 0.71775 | 0.72322 | 0.7286 | 0.73367 | 0.73862 | 0.74339 | 0.74823 | 0.7533 | 0.75843 | 0.76374 | 0.76638 | 0.76897 | 0.77156 | 0.77413 | 0.77666 | 0.77917
F5_Commercial_School (WA)_Existing_Water Heating_Natural Gas_Water Heater_E4 | F5 | Commercial | School (WA) | Existing | Water Heating | Natural Gas | Water Heater | E4 | RIM BC Ratio | 0.50158 | 0.51018 | 0.52105 | 0.53432 | 0.54963 | 0.56764 | 0.5854 | 0.6029 | 0.62018 | 0.6383 | 0.64667 | 0.65515 | 0.66415 | 0.67284 | 0.68065 | 0.68809 | 0.69505 | 0.70216 | 0.70986 | 0.71771 | 0.72601 | 0.729 | 0.73192 | 0.73489 | 0.73783 | 0.74074 | 0.74363
F5_Commercial_School (WA)_Existing_Water Heating_Natural Gas_Water Heater_E5 | F5 | Commercial | School (WA) | Existing | Water Heating | Natural Gas | Water Heater | E5 | RIM BC Ratio | 0.55962 | 0.56674 | 0.57446 | 0.58279 | 0.59174 | 0.60152 | 0.61135 | 0.62108 | 0.63068 | 0.64043 | 0.64622 | 0.65173 | 0.65745 | 0.66306 | 0.66829 | 0.67336 | 0.67819 | 0.68305 | 0.68812 | 0.69321 | 0.69843 | 0.70168 | 0.70489 | 0.7081 | 0.71128 | 0.71444 | 0.71757
F5_Commercial_School (WA)_Existing_Water Heating_Natural Gas_Water Heater_E6 | F5 | Commercial | School (WA) | Existing | Water Heating | Natural Gas | Water Heater | E6 | RIM BC Ratio | 0 | 0 | 0 | 0 | 0 | 0 | 0 | 0 | 0 | 0 | 0 | 0 | 0 | 0 | 0 | 0 | 0 | 0 | 0 | 0 | 0 | 0 | 0 | 0 | 0 | 0 | 0
F5_Commercial_School (WA)_Existing_Water Heating_Natural Gas_Water Heater_E7 | F5 | Commercial | School (WA) | Existing | Water Heating | Natural Gas | Water Heater | E7 | RIM BC Ratio | 0 | 0 | 0 | 0 | 0 | 0 | 0 | 0 | 0 | 0 | 0 | 0 | 0 | 0 | 0 | 0 | 0 | 0 | 0 | 0 | 0 | 0 | 0 | 0 | 0 | 0 | 0
F5_Commercial_School (WA)_Existing_Water Heating_Natural Gas_Water Heater_E8 | F5 | Commercial | School (WA) | Existing | Water Heating | Natural Gas | Water Heater | E8 | RIM BC Ratio | 0 | 0 | 0 | 0 | 0 | 0 | 0 | 0 | 0 | 0 | 0 | 0 | 0 | 0 | 0 | 0 | 0 | 0 | 0 | 0 | 0 | 0 | 0 | 0 | 0 | 0 | 0
F5_Commercial_School (WA)_Existing_Water Heating_Natural Gas_Water Heater_E9 | F5 | Commercial | School (WA) | Existing | Water Heating | Natural Gas | Water Heater | E9 | RIM BC Ratio | 0 | 0 | 0 | 0 | 0 | 0 | 0 | 0 | 0 | 0 | 0 | 0 | 0 | 0 | 0 | 0 | 0 | 0 | 0 | 0 | 0 | 0 | 0 | 0 | 0 | 0 | 0
F5_Commercial_School (WA)_Existing_Water Heating_Natural Gas_Water Heater_E10 | F5 | Commercial | School (WA) | Existing | Water Heating | Natural Gas | Water Heater | E10 | RIM BC Ratio | 0 | 0 | 0 | 0 | 0 | 0 | 0 | 0 | 0 | 0 | 0 | 0 | 0 | 0 | 0 | 0 | 0 | 0 | 0 | 0 | 0 | 0 | 0 | 0 | 0 | 0 | 0
F0_Commercial_School (WA)_Existing_Food Preparation_Natural Gas_Oven_E0 | F0 | Commercial | School (WA) | Existing | Food Preparation | Natural Gas | Oven | E0 | Economic Unit | ENERGY STAR (>42% Baking Efficiency) | ENERGY STAR (>42% Baking Efficiency) | ENERGY STAR (>42% Baking Efficiency) | ENERGY STAR (>42% Baking Efficiency) | ENERGY STAR (>42% Baking Efficiency) | ENERGY STAR (>42% Baking Efficiency) | ENERGY STAR (>42% Baking Efficiency) | ENERGY STAR (>42% Baking Efficiency) | ENERGY STAR (>42% Baking Efficiency) | ENERGY STAR (>42% Baking Efficiency) | ENERGY STAR (>42% Baking Efficiency) | ENERGY STAR (>42% Baking Efficiency) | ENERGY STAR (>42% Baking Efficiency) | ENERGY STAR (>42% Baking Efficiency) | ENERGY STAR (>42% Baking Efficiency) | ENERGY STAR (>42% Baking Efficiency) | ENERGY STAR (>42% Baking Efficiency) | ENERGY STAR (>42% Baking Efficiency) | ENERGY STAR (>42% Baking Efficiency) | ENERGY STAR (>42% Baking Efficiency) | ENERGY STAR (>42% Baking Efficiency) | ENERGY STAR (>42% Baking Efficiency) | ENERGY STAR (>42% Baking Efficiency) | ENERGY STAR (>42% Baking Efficiency) | ENERGY STAR (>42% Baking Efficiency) | ENERGY STAR (>42% Baking Efficiency) | ENERGY STAR (>42% Baking Efficiency)
F1_Commercial_School (WA)_Existing_Food Preparation_Natural Gas_Oven_E1 | F1 | Commercial | School (WA) | Existing | Food Preparation | Natural Gas | Oven | E1 | CCE | 0 | 0 | 0 | 0 | 0 | 0 | 0 | 0 | 0 | 0 | 0 | 0 | 0 | 0 | 0 | 0 | 0 | 0 | 0 | 0 | 0 | 0 | 0 | 0 | 0 | 0 | 0
F1_Commercial_School (WA)_Existing_Food Preparation_Natural Gas_Oven_E2 | F1 | Commercial | School (WA) | Existing | Food Preparation | Natural Gas | Oven | E2 | CCE | 8.799e-05 | 8.799e-05 | 8.799e-05 | 8.799e-05 | 8.799e-05 | 8.799e-05 | 8.799e-05 | 8.799e-05 | 8.799e-05 | 8.799e-05 | 8.799e-05 | 8.799e-05 | 8.799e-05 | 8.799e-05 | 8.799e-05 | 8.799e-05 | 8.799e-05 | 8.799e-05 | 8.799e-05 | 8.799e-05 | 8.799e-05 | 8.799e-05 | 8.799e-05 | 8.799e-05 | 8.799e-05 | 8.799e-05 | 8.799e-05
F1_Commercial_School (WA)_Existing_Food Preparation_Natural Gas_Oven_E3 | F1 | Commercial | School (WA) | Existing | Food Preparation | Natural Gas | Oven | E3 | CCE | 0 | 0 | 0 | 0 | 0 | 0 | 0 | 0 | 0 | 0 | 0 | 0 | 0 | 0 | 0 | 0 | 0 | 0 | 0 | 0 | 0 | 0 | 0 | 0 | 0 | 0 | 0
F1_Commercial_School (WA)_Existing_Food Preparation_Natural Gas_Oven_E4 | F1 | Commercial | School (WA) | Existing | Food Preparation | Natural Gas | Oven | E4 | CCE | 0 | 0 | 0 | 0 | 0 | 0 | 0 | 0 | 0 | 0 | 0 | 0 | 0 | 0 | 0 | 0 | 0 | 0 | 0 | 0 | 0 | 0 | 0 | 0 | 0 | 0 | 0
F1_Commercial_School (WA)_Existing_Food Preparation_Natural Gas_Oven_E5 | F1 | Commercial | School (WA) | Existing | Food Preparation | Natural Gas | Oven | E5 | CCE | 0 | 0 | 0 | 0 | 0 | 0 | 0 | 0 | 0 | 0 | 0 | 0 | 0 | 0 | 0 | 0 | 0 | 0 | 0 | 0 | 0 | 0 | 0 | 0 | 0 | 0 | 0
F1_Commercial_School (WA)_Existing_Food Preparation_Natural Gas_Oven_E6 | F1 | Commercial | School (WA) | Existing | Food Preparation | Natural Gas | Oven | E6 | CCE | 0 | 0 | 0 | 0 | 0 | 0 | 0 | 0 | 0 | 0 | 0 | 0 | 0 | 0 | 0 | 0 | 0 | 0 | 0 | 0 | 0 | 0 | 0 | 0 | 0 | 0 | 0
F1_Commercial_School (WA)_Existing_Food Preparation_Natural Gas_Oven_E7 | F1 | Commercial | School (WA) | Existing | Food Preparation | Natural Gas | Oven | E7 | CCE | 0 | 0 | 0 | 0 | 0 | 0 | 0 | 0 | 0 | 0 | 0 | 0 | 0 | 0 | 0 | 0 | 0 | 0 | 0 | 0 | 0 | 0 | 0 | 0 | 0 | 0 | 0
F1_Commercial_School (WA)_Existing_Food Preparation_Natural Gas_Oven_E8 | F1 | Commercial | School (WA) | Existing | Food Preparation | Natural Gas | Oven | E8 | CCE | 0 | 0 | 0 | 0 | 0 | 0 | 0 | 0 | 0 | 0 | 0 | 0 | 0 | 0 | 0 | 0 | 0 | 0 | 0 | 0 | 0 | 0 | 0 | 0 | 0 | 0 | 0
F1_Commercial_School (WA)_Existing_Food Preparation_Natural Gas_Oven_E9 | F1 | Commercial | School (WA) | Existing | Food Preparation | Natural Gas | Oven | E9 | CCE | 0 | 0 | 0 | 0 | 0 | 0 | 0 | 0 | 0 | 0 | 0 | 0 | 0 | 0 | 0 | 0 | 0 | 0 | 0 | 0 | 0 | 0 | 0 | 0 | 0 | 0 | 0
F1_Commercial_School (WA)_Existing_Food Preparation_Natural Gas_Oven_E10 | F1 | Commercial | School (WA) | Existing | Food Preparation | Natural Gas | Oven | E10 | CCE | 0 | 0 | 0 | 0 | 0 | 0 | 0 | 0 | 0 | 0 | 0 | 0 | 0 | 0 | 0 | 0 | 0 | 0 | 0 | 0 | 0 | 0 | 0 | 0 | 0 | 0 | 0
F2_Commercial_School (WA)_Existing_Food Preparation_Natural Gas_Oven_E1 | F2 | Commercial | School (WA) | Existing | Food Preparation | Natural Gas | Oven | E1 | TRC BC Ratio | [24 empty] | 1 | 1 | 1 | bar: 2019 to 2042
F2_Commercial_School (WA)_Existing_Food Preparation_Natural Gas_Oven_E2 | F2 | Commercial | School (WA) | Existing | Food Preparation | Natural Gas | Oven | E2 | TRC BC Ratio | 39.4147 | 40.3246 | 41.4692 | 42.8194 | 44.3896 | 46.3698 | 48.4324 | 50.489 | 52.4726 | 54.4835 | 56.053 | 57.5129 | 59.0869 | 60.6202 | 61.9724 | 63.2245 | 64.3287 | 65.4141 | 66.5815 | 67.7134 | 68.8778 | 70.0921 | 71.318 | 72.5851 | 73.8746 | 75.187 | 76.5228
F2_Commercial_School (WA)_Existing_Food Preparation_Natural Gas_Oven_E3 | F2 | Commercial | School (WA) | Existing | Food Preparation | Natural Gas | Oven | E3 | TRC BC Ratio | 0 | 0 | 0 | 0 | 0 | 0 | 0 | 0 | 0 | 0 | 0 | 0 | 0 | 0 | 0 | 0 | 0 | 0 | 0 | 0 | 0 | 0 | 0 | 0 | 0 | 0 | 0
F2_Commercial_School (WA)_Existing_Food Preparation_Natural Gas_Oven_E4 | F2 | Commercial | School (WA) | Existing | Food Preparation | Natural Gas | Oven | E4 | TRC BC Ratio | 0 | 0 | 0 | 0 | 0 | 0 | 0 | 0 | 0 | 0 | 0 | 0 | 0 | 0 | 0 | 0 | 0 | 0 | 0 | 0 | 0 | 0 | 0 | 0 | 0 | 0 | 0
F2_Commercial_School (WA)_Existing_Food Preparation_Natural Gas_Oven_E5 | F2 | Commercial | School (WA) | Existing | Food Preparation | Natural Gas | Oven | E5 | TRC BC Ratio | 0 | 0 | 0 | 0 | 0 | 0 | 0 | 0 | 0 | 0 | 0 | 0 | 0 | 0 | 0 | 0 | 0 | 0 | 0 | 0 | 0 | 0 | 0 | 0 | 0 | 0 | 0
F2_Commercial_School (WA)_Existing_Food Preparation_Natural Gas_Oven_E6 | F2 | Commercial | School (WA) | Existing | Food Preparation | Natural Gas | Oven | E6 | TRC BC Ratio | 0 | 0 | 0 | 0 | 0 | 0 | 0 | 0 | 0 | 0 | 0 | 0 | 0 | 0 | 0 | 0 | 0 | 0 | 0 | 0 | 0 | 0 | 0 | 0 | 0 | 0 | 0
F2_Commercial_School (WA)_Existing_Food Preparation_Natural Gas_Oven_E7 | F2 | Commercial | School (WA) | Existing | Food Preparation | Natural Gas | Oven | E7 | TRC BC Ratio | 0 | 0 | 0 | 0 | 0 | 0 | 0 | 0 | 0 | 0 | 0 | 0 | 0 | 0 | 0 | 0 | 0 | 0 | 0 | 0 | 0 | 0 | 0 | 0 | 0 | 0 | 0
F2_Commercial_School (WA)_Existing_Food Preparation_Natural Gas_Oven_E8 | F2 | Commercial | School (WA) | Existing | Food Preparation | Natural Gas | Oven | E8 | TRC BC Ratio | 0 | 0 | 0 | 0 | 0 | 0 | 0 | 0 | 0 | 0 | 0 | 0 | 0 | 0 | 0 | 0 | 0 | 0 | 0 | 0 | 0 | 0 | 0 | 0 | 0 | 0 | 0
F2_Commercial_School (WA)_Existing_Food Preparation_Natural Gas_Oven_E9 | F2 | Commercial | School (WA) | Existing | Food Preparation | Natural Gas | Oven | E9 | TRC BC Ratio | 0 | 0 | 0 | 0 | 0 | 0 | 0 | 0 | 0 | 0 | 0 | 0 | 0 | 0 | 0 | 0 | 0 | 0 | 0 | 0 | 0 | 0 | 0 | 0 | 0 | 0 | 0
F2_Commercial_School (WA)_Existing_Food Preparation_Natural Gas_Oven_E10 | F2 | Commercial | School (WA) | Existing | Food Preparation | Natural Gas | Oven | E10 | TRC BC Ratio | 0 | 0 | 0 | 0 | 0 | 0 | 0 | 0 | 0 | 0 | 0 | 0 | 0 | 0 | 0 | 0 | 0 | 0 | 0 | 0 | 0 | 0 | 0 | 0 | 0 | 0 | 0
F3_Commercial_School (WA)_Existing_Food Preparation_Natural Gas_Oven_E1 | F3 | Commercial | School (WA) | Existing | Food Preparation | Natural Gas | Oven | E1 | PACT BC Ratio | [24 empty] | 1 | 1 | 1 | bar: 2019 to 2042
F3_Commercial_School (WA)_Existing_Food Preparation_Natural Gas_Oven_E2 | F3 | Commercial | School (WA) | Existing | Food Preparation | Natural Gas | Oven | E2 | PACT BC Ratio | 79.4349 | 81.2687 | 83.5755 | 86.2967 | 89.4611 | 93.452 | 97.6089 | 101.7536 | 105.7513 | 109.8041 | 112.9671 | 115.9094 | 119.0815 | 122.1717 | 124.897 | 127.4204 | 129.6458 | 131.8333 | 134.1859 | 136.4671 | 138.8138 | 141.2611 | 143.7317 | 146.2853 | 148.8842 | 151.5292 | 154.2213
F3_Commercial_School (WA)_Existing_Food Preparation_Natural Gas_Oven_E3 | F3 | Commercial | School (WA) | Existing | Food Preparation | Natural Gas | Oven | E3 | PACT BC Ratio | 0 | 0 | 0 | 0 | 0 | 0 | 0 | 0 | 0 | 0 | 0 | 0 | 0 | 0 | 0 | 0 | 0 | 0 | 0 | 0 | 0 | 0 | 0 | 0 | 0 | 0 | 0
F3_Commercial_School (WA)_Existing_Food Preparation_Natural Gas_Oven_E4 | F3 | Commercial | School (WA) | Existing | Food Preparation | Natural Gas | Oven | E4 | PACT BC Ratio | 0 | 0 | 0 | 0 | 0 | 0 | 0 | 0 | 0 | 0 | 0 | 0 | 0 | 0 | 0 | 0 | 0 | 0 | 0 | 0 | 0 | 0 | 0 | 0 | 0 | 0 | 0
F3_Commercial_School (WA)_Existing_Food Preparation_Natural Gas_Oven_E5 | F3 | Commercial | School (WA) | Existing | Food Preparation | Natural Gas | Oven | E5 | PACT BC Ratio | 0 | 0 | 0 | 0 | 0 | 0 | 0 | 0 | 0 | 0 | 0 | 0 | 0 | 0 | 0 | 0 | 0 | 0 | 0 | 0 | 0 | 0 | 0 | 0 | 0 | 0 | 0
F3_Commercial_School (WA)_Existing_Food Preparation_Natural Gas_Oven_E6 | F3 | Commercial | School (WA) | Existing | Food Preparation | Natural Gas | Oven | E6 | PACT BC Ratio | 0 | 0 | 0 | 0 | 0 | 0 | 0 | 0 | 0 | 0 | 0 | 0 | 0 | 0 | 0 | 0 | 0 | 0 | 0 | 0 | 0 | 0 | 0 | 0 | 0 | 0 | 0
F3_Commercial_School (WA)_Existing_Food Preparation_Natural Gas_Oven_E7 | F3 | Commercial | School (WA) | Existing | Food Preparation | Natural Gas | Oven | E7 | PACT BC Ratio | 0 | 0 | 0 | 0 | 0 | 0 | 0 | 0 | 0 | 0 | 0 | 0 | 0 | 0 | 0 | 0 | 0 | 0 | 0 | 0 | 0 | 0 | 0 | 0 | 0 | 0 | 0
F3_Commercial_School (WA)_Existing_Food Preparation_Natural Gas_Oven_E8 | F3 | Commercial | School (WA) | Existing | Food Preparation | Natural Gas | Oven | E8 | PACT BC Ratio | 0 | 0 | 0 | 0 | 0 | 0 | 0 | 0 | 0 | 0 | 0 | 0 | 0 | 0 | 0 | 0 | 0 | 0 | 0 | 0 | 0 | 0 | 0 | 0 | 0 | 0 | 0
F3_Commercial_School (WA)_Existing_Food Preparation_Natural Gas_Oven_E9 | F3 | Commercial | School (WA) | Existing | Food Preparation | Natural Gas | Oven | E9 | PACT BC Ratio | 0 | 0 | 0 | 0 | 0 | 0 | 0 | 0 | 0 | 0 | 0 | 0 | 0 | 0 | 0 | 0 | 0 | 0 | 0 | 0 | 0 | 0 | 0 | 0 | 0 | 0 | 0
F3_Commercial_School (WA)_Existing_Food Preparation_Natural Gas_Oven_E10 | F3 | Commercial | School (WA) | Existing | Food Preparation | Natural Gas | Oven | E10 | PACT BC Ratio | 0 | 0 | 0 | 0 | 0 | 0 | 0 | 0 | 0 | 0 | 0 | 0 | 0 | 0 | 0 | 0 | 0 | 0 | 0 | 0 | 0 | 0 | 0 | 0 | 0 | 0 | 0
F4_Commercial_School (WA)_Existing_Food Preparation_Natural Gas_Oven_E1 | F4 | Commercial | School (WA) | Existing | Food Preparation | Natural Gas | Oven | E1 | RVT BC Ratio | [24 empty] | 1 | 1 | 1 | bar: 2019 to 2042
F4_Commercial_School (WA)_Existing_Food Preparation_Natural Gas_Oven_E2 | F4 | Commercial | School (WA) | Existing | Food Preparation | Natural Gas | Oven | E2 | RVT BC Ratio | 56.6597 | 57.5962 | 58.7376 | 60.1248 | 61.775 | 63.9563 | 66.1939 | 68.3585 | 70.3509 | 72.2645 | 74.23 | 75.9857 | 77.8172 | 79.5098 | 80.9354 | 82.1988 | 83.2348 | 84.2113 | 85.259 | 86.2201 | 87.1815 | 88.7115 | 90.2561 | 91.8526 | 93.4774 | 95.1311 | 96.8142
F4_Commercial_School (WA)_Existing_Food Preparation_Natural Gas_Oven_E3 | F4 | Commercial | School (WA) | Existing | Food Preparation | Natural Gas | Oven | E3 | RVT BC Ratio | 0 | 0 | 0 | 0 | 0 | 0 | 0 | 0 | 0 | 0 | 0 | 0 | 0 | 0 | 0 | 0 | 0 | 0 | 0 | 0 | 0 | 0 | 0 | 0 | 0 | 0 | 0
F4_Commercial_School (WA)_Existing_Food Preparation_Natural Gas_Oven_E4 | F4 | Commercial | School (WA) | Existing | Food Preparation | Natural Gas | Oven | E4 | RVT BC Ratio | 0 | 0 | 0 | 0 | 0 | 0 | 0 | 0 | 0 | 0 | 0 | 0 | 0 | 0 | 0 | 0 | 0 | 0 | 0 | 0 | 0 | 0 | 0 | 0 | 0 | 0 | 0
F4_Commercial_School (WA)_Existing_Food Preparation_Natural Gas_Oven_E5 | F4 | Commercial | School (WA) | Existing | Food Preparation | Natural Gas | Oven | E5 | RVT BC Ratio | 0 | 0 | 0 | 0 | 0 | 0 | 0 | 0 | 0 | 0 | 0 | 0 | 0 | 0 | 0 | 0 | 0 | 0 | 0 | 0 | 0 | 0 | 0 | 0 | 0 | 0 | 0
F4_Commercial_School (WA)_Existing_Food Preparation_Natural Gas_Oven_E6 | F4 | Commercial | School (WA) | Existing | Food Preparation | Natural Gas | Oven | E6 | RVT BC Ratio | 0 | 0 | 0 | 0 | 0 | 0 | 0 | 0 | 0 | 0 | 0 | 0 | 0 | 0 | 0 | 0 | 0 | 0 | 0 | 0 | 0 | 0 | 0 | 0 | 0 | 0 | 0
F4_Commercial_School (WA)_Existing_Food Preparation_Natural Gas_Oven_E7 | F4 | Commercial | School (WA) | Existing | Food Preparation | Natural Gas | Oven | E7 | RVT BC Ratio | 0 | 0 | 0 | 0 | 0 | 0 | 0 | 0 | 0 | 0 | 0 | 0 | 0 | 0 | 0 | 0 | 0 | 0 | 0 | 0 | 0 | 0 | 0 | 0 | 0 | 0 | 0
F4_Commercial_School (WA)_Existing_Food Preparation_Natural Gas_Oven_E8 | F4 | Commercial | School (WA) | Existing | Food Preparation | Natural Gas | Oven | E8 | RVT BC Ratio | 0 | 0 | 0 | 0 | 0 | 0 | 0 | 0 | 0 | 0 | 0 | 0 | 0 | 0 | 0 | 0 | 0 | 0 | 0 | 0 | 0 | 0 | 0 | 0 | 0 | 0 | 0
F4_Commercial_School (WA)_Existing_Food Preparation_Natural Gas_Oven_E9 | F4 | Commercial | School (WA) | Existing | Food Preparation | Natural Gas | Oven | E9 | RVT BC Ratio | 0 | 0 | 0 | 0 | 0 | 0 | 0 | 0 | 0 | 0 | 0 | 0 | 0 | 0 | 0 | 0 | 0 | 0 | 0 | 0 | 0 | 0 | 0 | 0 | 0 | 0 | 0
F4_Commercial_School (WA)_Existing_Food Preparation_Natural Gas_Oven_E10 | F4 | Commercial | School (WA) | Existing | Food Preparation | Natural Gas | Oven | E10 | RVT BC Ratio | 0 | 0 | 0 | 0 | 0 | 0 | 0 | 0 | 0 | 0 | 0 | 0 | 0 | 0 | 0 | 0 | 0 | 0 | 0 | 0 | 0 | 0 | 0 | 0 | 0 | 0 | 0
F5_Commercial_School (WA)_Existing_Food Preparation_Natural Gas_Oven_E1 | F5 | Commercial | School (WA) | Existing | Food Preparation | Natural Gas | Oven | E1 | RIM BC Ratio | [24 empty] | 1 | 1 | 1 | bar: 2019 to 2042
F5_Commercial_School (WA)_Existing_Food Preparation_Natural Gas_Oven_E2 | F5 | Commercial | School (WA) | Existing | Food Preparation | Natural Gas | Oven | E2 | RIM BC Ratio | 0.83183 | 0.83724 | 0.84433 | 0.85178 | 0.8595 | 0.86732 | 0.87536 | 0.88372 | 0.89251 | 0.90224 | 0.90372 | 0.90588 | 0.90883 | 0.91261 | 0.91658 | 0.92076 | 0.92521 | 0.92993 | 0.93493 | 0.94025 | 0.94589 | 0.946 | 0.94611 | 0.94622 | 0.94633 | 0.94643 | 0.94654
F5_Commercial_School (WA)_Existing_Food Preparation_Natural Gas_Oven_E3 | F5 | Commercial | School (WA) | Existing | Food Preparation | Natural Gas | Oven | E3 | RIM BC Ratio | 0 | 0 | 0 | 0 | 0 | 0 | 0 | 0 | 0 | 0 | 0 | 0 | 0 | 0 | 0 | 0 | 0 | 0 | 0 | 0 | 0 | 0 | 0 | 0 | 0 | 0 | 0
F5_Commercial_School (WA)_Existing_Food Preparation_Natural Gas_Oven_E4 | F5 | Commercial | School (WA) | Existing | Food Preparation | Natural Gas | Oven | E4 | RIM BC Ratio | 0 | 0 | 0 | 0 | 0 | 0 | 0 | 0 | 0 | 0 | 0 | 0 | 0 | 0 | 0 | 0 | 0 | 0 | 0 | 0 | 0 | 0 | 0 | 0 | 0 | 0 | 0
F5_Commercial_School (WA)_Existing_Food Preparation_Natural Gas_Oven_E5 | F5 | Commercial | School (WA) | Existing | Food Preparation | Natural Gas | Oven | E5 | RIM BC Ratio | 0 | 0 | 0 | 0 | 0 | 0 | 0 | 0 | 0 | 0 | 0 | 0 | 0 | 0 | 0 | 0 | 0 | 0 | 0 | 0 | 0 | 0 | 0 | 0 | 0 | 0 | 0
F5_Commercial_School (WA)_Existing_Food Preparation_Natural Gas_Oven_E6 | F5 | Commercial | School (WA) | Existing | Food Preparation | Natural Gas | Oven | E6 | RIM BC Ratio | 0 | 0 | 0 | 0 | 0 | 0 | 0 | 0 | 0 | 0 | 0 | 0 | 0 | 0 | 0 | 0 | 0 | 0 | 0 | 0 | 0 | 0 | 0 | 0 | 0 | 0 | 0
F5_Commercial_School (WA)_Existing_Food Preparation_Natural Gas_Oven_E7 | F5 | Commercial | School (WA) | Existing | Food Preparation | Natural Gas | Oven | E7 | RIM BC Ratio | 0 | 0 | 0 | 0 | 0 | 0 | 0 | 0 | 0 | 0 | 0 | 0 | 0 | 0 | 0 | 0 | 0 | 0 | 0 | 0 | 0 | 0 | 0 | 0 | 0 | 0 | 0
F5_Commercial_School (WA)_Existing_Food Preparation_Natural Gas_Oven_E8 | F5 | Commercial | School (WA) | Existing | Food Preparation | Natural Gas | Oven | E8 | RIM BC Ratio | 0 | 0 | 0 | 0 | 0 | 0 | 0 | 0 | 0 | 0 | 0 | 0 | 0 | 0 | 0 | 0 | 0 | 0 | 0 | 0 | 0 | 0 | 0 | 0 | 0 | 0 | 0
F5_Commercial_School (WA)_Existing_Food Preparation_Natural Gas_Oven_E9 | F5 | Commercial | School (WA) | Existing | Food Preparation | Natural Gas | Oven | E9 | RIM BC Ratio | 0 | 0 | 0 | 0 | 0 | 0 | 0 | 0 | 0 | 0 | 0 | 0 | 0 | 0 | 0 | 0 | 0 | 0 | 0 | 0 | 0 | 0 | 0 | 0 | 0 | 0 | 0
F5_Commercial_School (WA)_Existing_Food Preparation_Natural Gas_Oven_E10 | F5 | Commercial | School (WA) | Existing | Food Preparation | Natural Gas | Oven | E10 | RIM BC Ratio | 0 | 0 | 0 | 0 | 0 | 0 | 0 | 0 | 0 | 0 | 0 | 0 | 0 | 0 | 0 | 0 | 0 | 0 | 0 | 0 | 0 | 0 | 0 | 0 | 0 | 0 | 0
F0_Commercial_School (WA)_Existing_Food Preparation_Natural Gas_Conveyor Oven_E0 | F0 | Commercial | School (WA) | Existing | Food Preparation | Natural Gas | Conveyor Oven | E0 | Economic Unit | ENERGY STAR (>42% Baking Efficiency) | ENERGY STAR (>42% Baking Efficiency) | ENERGY STAR (>42% Baking Efficiency) | ENERGY STAR (>42% Baking Efficiency) | ENERGY STAR (>42% Baking Efficiency) | ENERGY STAR (>42% Baking Efficiency) | ENERGY STAR (>42% Baking Efficiency) | ENERGY STAR (>42% Baking Efficiency) | ENERGY STAR (>42% Baking Efficiency) | ENERGY STAR (>42% Baking Efficiency) | ENERGY STAR (>42% Baking Efficiency) | ENERGY STAR (>42% Baking Efficiency) | ENERGY STAR (>42% Baking Efficiency) | ENERGY STAR (>42% Baking Efficiency) | ENERGY STAR (>42% Baking Efficiency) | ENERGY STAR (>42% Baking Efficiency) | ENERGY STAR (>42% Baking Efficiency) | ENERGY STAR (>42% Baking Efficiency) | ENERGY STAR (>42% Baking Efficiency) | ENERGY STAR (>42% Baking Efficiency) | ENERGY STAR (>42% Baking Efficiency) | ENERGY STAR (>42% Baking Efficiency) | ENERGY STAR (>42% Baking Efficiency) | ENERGY STAR (>42% Baking Efficiency) | ENERGY STAR (>42% Baking Efficiency) | ENERGY STAR (>42% Baking Efficiency) | ENERGY STAR (>42% Baking Efficiency)
F1_Commercial_School (WA)_Existing_Food Preparation_Natural Gas_Conveyor Oven_E1 | F1 | Commercial | School (WA) | Existing | Food Preparation | Natural Gas | Conveyor Oven | E1 | CCE | 0 | 0 | 0 | 0 | 0 | 0 | 0 | 0 | 0 | 0 | 0 | 0 | 0 | 0 | 0 | 0 | 0 | 0 | 0 | 0 | 0 | 0 | 0 | 0 | 0 | 0 | 0
F1_Commercial_School (WA)_Existing_Food Preparation_Natural Gas_Conveyor Oven_E2 | F1 | Commercial | School (WA) | Existing | Food Preparation | Natural Gas | Conveyor Oven | E2 | CCE | 0.00013761 | 0.00013761 | 0.00013761 | 0.00013761 | 0.00013761 | 0.00013761 | 0.00013761 | 0.00013761 | 0.00013761 | 0.00013761 | 0.00013761 | 0.00013761 | 0.00013761 | 0.00013761 | 0.00013761 | 0.00013761 | 0.00013761 | 0.00013761 | 0.00013761 | 0.00013761 | 0.00013761 | 0.00013761 | 0.00013761 | 0.00013761 | 0.00013761 | 0.00013761 | 0.00013761
F1_Commercial_School (WA)_Existing_Food Preparation_Natural Gas_Conveyor Oven_E3 | F1 | Commercial | School (WA) | Existing | Food Preparation | Natural Gas | Conveyor Oven | E3 | CCE | 0 | 0 | 0 | 0 | 0 | 0 | 0 | 0 | 0 | 0 | 0 | 0 | 0 | 0 | 0 | 0 | 0 | 0 | 0 | 0 | 0 | 0 | 0 | 0 | 0 | 0 | 0
F1_Commercial_School (WA)_Existing_Food Preparation_Natural Gas_Conveyor Oven_E4 | F1 | Commercial | School (WA) | Existing | Food Preparation | Natural Gas | Conveyor Oven | E4 | CCE | 0 | 0 | 0 | 0 | 0 | 0 | 0 | 0 | 0 | 0 | 0 | 0 | 0 | 0 | 0 | 0 | 0 | 0 | 0 | 0 | 0 | 0 | 0 | 0 | 0 | 0 | 0
F1_Commercial_School (WA)_Existing_Food Preparation_Natural Gas_Conveyor Oven_E5 | F1 | Commercial | School (WA) | Existing | Food Preparation | Natural Gas | Conveyor Oven | E5 | CCE | 0 | 0 | 0 | 0 | 0 | 0 | 0 | 0 | 0 | 0 | 0 | 0 | 0 | 0 | 0 | 0 | 0 | 0 | 0 | 0 | 0 | 0 | 0 | 0 | 0 | 0 | 0
F1_Commercial_School (WA)_Existing_Food Preparation_Natural Gas_Conveyor Oven_E6 | F1 | Commercial | School (WA) | Existing | Food Preparation | Natural Gas | Conveyor Oven | E6 | CCE | 0 | 0 | 0 | 0 | 0 | 0 | 0 | 0 | 0 | 0 | 0 | 0 | 0 | 0 | 0 | 0 | 0 | 0 | 0 | 0 | 0 | 0 | 0 | 0 | 0 | 0 | 0
F1_Commercial_School (WA)_Existing_Food Preparation_Natural Gas_Conveyor Oven_E7 | F1 | Commercial | School (WA) | Existing | Food Preparation | Natural Gas | Conveyor Oven | E7 | CCE | 0 | 0 | 0 | 0 | 0 | 0 | 0 | 0 | 0 | 0 | 0 | 0 | 0 | 0 | 0 | 0 | 0 | 0 | 0 | 0 | 0 | 0 | 0 | 0 | 0 | 0 | 0
F1_Commercial_School (WA)_Existing_Food Preparation_Natural Gas_Conveyor Oven_E8 | F1 | Commercial | School (WA) | Existing | Food Preparation | Natural Gas | Conveyor Oven | E8 | CCE | 0 | 0 | 0 | 0 | 0 | 0 | 0 | 0 | 0 | 0 | 0 | 0 | 0 | 0 | 0 | 0 | 0 | 0 | 0 | 0 | 0 | 0 | 0 | 0 | 0 | 0 | 0
F1_Commercial_School (WA)_Existing_Food Preparation_Natural Gas_Conveyor Oven_E9 | F1 | Commercial | School (WA) | Existing | Food Preparation | Natural Gas | Conveyor Oven | E9 | CCE | 0 | 0 | 0 | 0 | 0 | 0 | 0 | 0 | 0 | 0 | 0 | 0 | 0 | 0 | 0 | 0 | 0 | 0 | 0 | 0 | 0 | 0 | 0 | 0 | 0 | 0 | 0
F1_Commercial_School (WA)_Existing_Food Preparation_Natural Gas_Conveyor Oven_E10 | F1 | Commercial | School (WA) | Existing | Food Preparation | Natural Gas | Conveyor Oven | E10 | CCE | 0 | 0 | 0 | 0 | 0 | 0 | 0 | 0 | 0 | 0 | 0 | 0 | 0 | 0 | 0 | 0 | 0 | 0 | 0 | 0 | 0 | 0 | 0 | 0 | 0 | 0 | 0
F2_Commercial_School (WA)_Existing_Food Preparation_Natural Gas_Conveyor Oven_E1 | F2 | Commercial | School (WA) | Existing | Food Preparation | Natural Gas | Conveyor Oven | E1 | TRC BC Ratio | [24 empty] | 1 | 1 | 1 | bar: 2019 to 2042
F2_Commercial_School (WA)_Existing_Food Preparation_Natural Gas_Conveyor Oven_E2 | F2 | Commercial | School (WA) | Existing | Food Preparation | Natural Gas | Conveyor Oven | E2 | TRC BC Ratio | 27.8787 | 28.6268 | 29.4489 | 30.3496 | 31.3363 | 32.4857 | 33.6515 | 34.8016 | 35.9112 | 37.037 | 37.9658 | 38.8474 | 39.7876 | 40.7149 | 41.5636 | 42.3714 | 43.1154 | 43.855 | 44.6366 | 45.4062 | 46.1951 | 47.0115 | 47.8379 | 48.6877 | 49.5527 | 50.4331 | 51.3291
F2_Commercial_School (WA)_Existing_Food Preparation_Natural Gas_Conveyor Oven_E3 | F2 | Commercial | School (WA) | Existing | Food Preparation | Natural Gas | Conveyor Oven | E3 | TRC BC Ratio | 0 | 0 | 0 | 0 | 0 | 0 | 0 | 0 | 0 | 0 | 0 | 0 | 0 | 0 | 0 | 0 | 0 | 0 | 0 | 0 | 0 | 0 | 0 | 0 | 0 | 0 | 0
F2_Commercial_School (WA)_Existing_Food Preparation_Natural Gas_Conveyor Oven_E4 | F2 | Commercial | School (WA) | Existing | Food Preparation | Natural Gas | Conveyor Oven | E4 | TRC BC Ratio | 0 | 0 | 0 | 0 | 0 | 0 | 0 | 0 | 0 | 0 | 0 | 0 | 0 | 0 | 0 | 0 | 0 | 0 | 0 | 0 | 0 | 0 | 0 | 0 | 0 | 0 | 0
F2_Commercial_School (WA)_Existing_Food Preparation_Natural Gas_Conveyor Oven_E5 | F2 | Commercial | School (WA) | Existing | Food Preparation | Natural Gas | Conveyor Oven | E5 | TRC BC Ratio | 0 | 0 | 0 | 0 | 0 | 0 | 0 | 0 | 0 | 0 | 0 | 0 | 0 | 0 | 0 | 0 | 0 | 0 | 0 | 0 | 0 | 0 | 0 | 0 | 0 | 0 | 0
F2_Commercial_School (WA)_Existing_Food Preparation_Natural Gas_Conveyor Oven_E6 | F2 | Commercial | School (WA) | Existing | Food Preparation | Natural Gas | Conveyor Oven | E6 | TRC BC Ratio | 0 | 0 | 0 | 0 | 0 | 0 | 0 | 0 | 0 | 0 | 0 | 0 | 0 | 0 | 0 | 0 | 0 | 0 | 0 | 0 | 0 | 0 | 0 | 0 | 0 | 0 | 0
F2_Commercial_School (WA)_Existing_Food Preparation_Natural Gas_Conveyor Oven_E7 | F2 | Commercial | School (WA) | Existing | Food Preparation | Natural Gas | Conveyor Oven | E7 | TRC BC Ratio | 0 | 0 | 0 | 0 | 0 | 0 | 0 | 0 | 0 | 0 | 0 | 0 | 0 | 0 | 0 | 0 | 0 | 0 | 0 | 0 | 0 | 0 | 0 | 0 | 0 | 0 | 0
F2_Commercial_School (WA)_Existing_Food Preparation_Natural Gas_Conveyor Oven_E8 | F2 | Commercial | School (WA) | Existing | Food Preparation | Natural Gas | Conveyor Oven | E8 | TRC BC Ratio | 0 | 0 | 0 | 0 | 0 | 0 | 0 | 0 | 0 | 0 | 0 | 0 | 0 | 0 | 0 | 0 | 0 | 0 | 0 | 0 | 0 | 0 | 0 | 0 | 0 | 0 | 0
F2_Commercial_School (WA)_Existing_Food Preparation_Natural Gas_Conveyor Oven_E9 | F2 | Commercial | School (WA) | Existing | Food Preparation | Natural Gas | Conveyor Oven | E9 | TRC BC Ratio | 0 | 0 | 0 | 0 | 0 | 0 | 0 | 0 | 0 | 0 | 0 | 0 | 0 | 0 | 0 | 0 | 0 | 0 | 0 | 0 | 0 | 0 | 0 | 0 | 0 | 0 | 0
F2_Commercial_School (WA)_Existing_Food Preparation_Natural Gas_Conveyor Oven_E10 | F2 | Commercial | School (WA) | Existing | Food Preparation | Natural Gas | Conveyor Oven | E10 | TRC BC Ratio | 0 | 0 | 0 | 0 | 0 | 0 | 0 | 0 | 0 | 0 | 0 | 0 | 0 | 0 | 0 | 0 | 0 | 0 | 0 | 0 | 0 | 0 | 0 | 0 | 0 | 0 | 0
F3_Commercial_School (WA)_Existing_Food Preparation_Natural Gas_Conveyor Oven_E1 | F3 | Commercial | School (WA) | Existing | Food Preparation | Natural Gas | Conveyor Oven | E1 | PACT BC Ratio | [24 empty] | 1 | 1 | 1 | bar: 2019 to 2042
F3_Commercial_School (WA)_Existing_Food Preparation_Natural Gas_Conveyor Oven_E2 | F3 | Commercial | School (WA) | Existing | Food Preparation | Natural Gas | Conveyor Oven | E2 | PACT BC Ratio | 56.1857 | 57.6934 | 59.3503 | 61.1655 | 63.154 | 65.4704 | 67.8199 | 70.1379 | 72.3741 | 74.6431 | 76.515 | 78.2916 | 80.1865 | 82.0554 | 83.7658 | 85.3938 | 86.8933 | 88.3838 | 89.9589 | 91.5099 | 93.1 | 94.7453 | 96.4107 | 98.1235 | 99.8667 | 101.641 | 103.4467
F3_Commercial_School (WA)_Existing_Food Preparation_Natural Gas_Conveyor Oven_E3 | F3 | Commercial | School (WA) | Existing | Food Preparation | Natural Gas | Conveyor Oven | E3 | PACT BC Ratio | 0 | 0 | 0 | 0 | 0 | 0 | 0 | 0 | 0 | 0 | 0 | 0 | 0 | 0 | 0 | 0 | 0 | 0 | 0 | 0 | 0 | 0 | 0 | 0 | 0 | 0 | 0
F3_Commercial_School (WA)_Existing_Food Preparation_Natural Gas_Conveyor Oven_E4 | F3 | Commercial | School (WA) | Existing | Food Preparation | Natural Gas | Conveyor Oven | E4 | PACT BC Ratio | 0 | 0 | 0 | 0 | 0 | 0 | 0 | 0 | 0 | 0 | 0 | 0 | 0 | 0 | 0 | 0 | 0 | 0 | 0 | 0 | 0 | 0 | 0 | 0 | 0 | 0 | 0
F3_Commercial_School (WA)_Existing_Food Preparation_Natural Gas_Conveyor Oven_E5 | F3 | Commercial | School (WA) | Existing | Food Preparation | Natural Gas | Conveyor Oven | E5 | PACT BC Ratio | 0 | 0 | 0 | 0 | 0 | 0 | 0 | 0 | 0 | 0 | 0 | 0 | 0 | 0 | 0 | 0 | 0 | 0 | 0 | 0 | 0 | 0 | 0 | 0 | 0 | 0 | 0
F3_Commercial_School (WA)_Existing_Food Preparation_Natural Gas_Conveyor Oven_E6 | F3 | Commercial | School (WA) | Existing | Food Preparation | Natural Gas | Conveyor Oven | E6 | PACT BC Ratio | 0 | 0 | 0 | 0 | 0 | 0 | 0 | 0 | 0 | 0 | 0 | 0 | 0 | 0 | 0 | 0 | 0 | 0 | 0 | 0 | 0 | 0 | 0 | 0 | 0 | 0 | 0
F3_Commercial_School (WA)_Existing_Food Preparation_Natural Gas_Conveyor Oven_E7 | F3 | Commercial | School (WA) | Existing | Food Preparation | Natural Gas | Conveyor Oven | E7 | PACT BC Ratio | 0 | 0 | 0 | 0 | 0 | 0 | 0 | 0 | 0 | 0 | 0 | 0 | 0 | 0 | 0 | 0 | 0 | 0 | 0 | 0 | 0 | 0 | 0 | 0 | 0 | 0 | 0
F3_Commercial_School (WA)_Existing_Food Preparation_Natural Gas_Conveyor Oven_E8 | F3 | Commercial | School (WA) | Existing | Food Preparation | Natural Gas | Conveyor Oven | E8 | PACT BC Ratio | 0 | 0 | 0 | 0 | 0 | 0 | 0 | 0 | 0 | 0 | 0 | 0 | 0 | 0 | 0 | 0 | 0 | 0 | 0 | 0 | 0 | 0 | 0 | 0 | 0 | 0 | 0
F3_Commercial_School (WA)_Existing_Food Preparation_Natural Gas_Conveyor Oven_E9 | F3 | Commercial | School (WA) | Existing | Food Preparation | Natural Gas | Conveyor Oven | E9 | PACT BC Ratio | 0 | 0 | 0 | 0 | 0 | 0 | 0 | 0 | 0 | 0 | 0 | 0 | 0 | 0 | 0 | 0 | 0 | 0 | 0 | 0 | 0 | 0 | 0 | 0 | 0 | 0 | 0
F3_Commercial_School (WA)_Existing_Food Preparation_Natural Gas_Conveyor Oven_E10 | F3 | Commercial | School (WA) | Existing | Food Preparation | Natural Gas | Conveyor Oven | E10 | PACT BC Ratio | 0 | 0 | 0 | 0 | 0 | 0 | 0 | 0 | 0 | 0 | 0 | 0 | 0 | 0 | 0 | 0 | 0 | 0 | 0 | 0 | 0 | 0 | 0 | 0 | 0 | 0 | 0
F4_Commercial_School (WA)_Existing_Food Preparation_Natural Gas_Conveyor Oven_E1 | F4 | Commercial | School (WA) | Existing | Food Preparation | Natural Gas | Conveyor Oven | E1 | RVT BC Ratio | [24 empty] | 1 | 1 | 1 | bar: 2019 to 2042
F4_Commercial_School (WA)_Existing_Food Preparation_Natural Gas_Conveyor Oven_E2 | F4 | Commercial | School (WA) | Existing | Food Preparation | Natural Gas | Conveyor Oven | E2 | RVT BC Ratio | 39.1774 | 40.0062 | 40.9077 | 41.8847 | 42.944 | 44.1917 | 45.4127 | 46.575 | 47.6404 | 48.6878 | 49.7826 | 50.8044 | 51.8922 | 52.9508 | 53.8924 | 54.766 | 55.5403 | 56.2927 | 57.0831 | 57.8394 | 58.6013 | 59.6299 | 60.6711 | 61.742 | 62.8319 | 63.9411 | 65.07
F4_Commercial_School (WA)_Existing_Food Preparation_Natural Gas_Conveyor Oven_E3 | F4 | Commercial | School (WA) | Existing | Food Preparation | Natural Gas | Conveyor Oven | E3 | RVT BC Ratio | 0 | 0 | 0 | 0 | 0 | 0 | 0 | 0 | 0 | 0 | 0 | 0 | 0 | 0 | 0 | 0 | 0 | 0 | 0 | 0 | 0 | 0 | 0 | 0 | 0 | 0 | 0
F4_Commercial_School (WA)_Existing_Food Preparation_Natural Gas_Conveyor Oven_E4 | F4 | Commercial | School (WA) | Existing | Food Preparation | Natural Gas | Conveyor Oven | E4 | RVT BC Ratio | 0 | 0 | 0 | 0 | 0 | 0 | 0 | 0 | 0 | 0 | 0 | 0 | 0 | 0 | 0 | 0 | 0 | 0 | 0 | 0 | 0 | 0 | 0 | 0 | 0 | 0 | 0
F4_Commercial_School (WA)_Existing_Food Preparation_Natural Gas_Conveyor Oven_E5 | F4 | Commercial | School (WA) | Existing | Food Preparation | Natural Gas | Conveyor Oven | E5 | RVT BC Ratio | 0 | 0 | 0 | 0 | 0 | 0 | 0 | 0 | 0 | 0 | 0 | 0 | 0 | 0 | 0 | 0 | 0 | 0 | 0 | 0 | 0 | 0 | 0 | 0 | 0 | 0 | 0
F4_Commercial_School (WA)_Existing_Food Preparation_Natural Gas_Conveyor Oven_E6 | F4 | Commercial | School (WA) | Existing | Food Preparation | Natural Gas | Conveyor Oven | E6 | RVT BC Ratio | 0 | 0 | 0 | 0 | 0 | 0 | 0 | 0 | 0 | 0 | 0 | 0 | 0 | 0 | 0 | 0 | 0 | 0 | 0 | 0 | 0 | 0 | 0 | 0 | 0 | 0 | 0
F4_Commercial_School (WA)_Existing_Food Preparation_Natural Gas_Conveyor Oven_E7 | F4 | Commercial | School (WA) | Existing | Food Preparation | Natural Gas | Conveyor Oven | E7 | RVT BC Ratio | 0 | 0 | 0 | 0 | 0 | 0 | 0 | 0 | 0 | 0 | 0 | 0 | 0 | 0 | 0 | 0 | 0 | 0 | 0 | 0 | 0 | 0 | 0 | 0 | 0 | 0 | 0
F4_Commercial_School (WA)_Existing_Food Preparation_Natural Gas_Conveyor Oven_E8 | F4 | Commercial | School (WA) | Existing | Food Preparation | Natural Gas | Conveyor Oven | E8 | RVT BC Ratio | 0 | 0 | 0 | 0 | 0 | 0 | 0 | 0 | 0 | 0 | 0 | 0 | 0 | 0 | 0 | 0 | 0 | 0 | 0 | 0 | 0 | 0 | 0 | 0 | 0 | 0 | 0
F4_Commercial_School (WA)_Existing_Food Preparation_Natural Gas_Conveyor Oven_E9 | F4 | Commercial | School (WA) | Existing | Food Preparation | Natural Gas | Conveyor Oven | E9 | RVT BC Ratio | 0 | 0 | 0 | 0 | 0 | 0 | 0 | 0 | 0 | 0 | 0 | 0 | 0 | 0 | 0 | 0 | 0 | 0 | 0 | 0 | 0 | 0 | 0 | 0 | 0 | 0 | 0
F4_Commercial_School (WA)_Existing_Food Preparation_Natural Gas_Conveyor Oven_E10 | F4 | Commercial | School (WA) | Existing | Food Preparation | Natural Gas | Conveyor Oven | E10 | RVT BC Ratio | 0 | 0 | 0 | 0 | 0 | 0 | 0 | 0 | 0 | 0 | 0 | 0 | 0 | 0 | 0 | 0 | 0 | 0 | 0 | 0 | 0 | 0 | 0 | 0 | 0 | 0 | 0
F5_Commercial_School (WA)_Existing_Food Preparation_Natural Gas_Conveyor Oven_E1 | F5 | Commercial | School (WA) | Existing | Food Preparation | Natural Gas | Conveyor Oven | E1 | RIM BC Ratio | [24 empty] | 1 | 1 | 1 | bar: 2019 to 2042
F5_Commercial_School (WA)_Existing_Food Preparation_Natural Gas_Conveyor Oven_E2 | F5 | Commercial | School (WA) | Existing | Food Preparation | Natural Gas | Conveyor Oven | E2 | RIM BC Ratio | 0.84958 | 0.8544 | 0.85966 | 0.86539 | 0.87158 | 0.87815 | 0.88532 | 0.89283 | 0.90078 | 0.90911 | 0.9115 | 0.91398 | 0.91655 | 0.91923 | 0.92206 | 0.92504 | 0.92821 | 0.93155 | 0.93507 | 0.9388 | 0.94274 | 0.9429 | 0.94307 | 0.94323 | 0.94338 | 0.94354 | 0.94369
F5_Commercial_School (WA)_Existing_Food Preparation_Natural Gas_Conveyor Oven_E3 | F5 | Commercial | School (WA) | Existing | Food Preparation | Natural Gas | Conveyor Oven | E3 | RIM BC Ratio | 0 | 0 | 0 | 0 | 0 | 0 | 0 | 0 | 0 | 0 | 0 | 0 | 0 | 0 | 0 | 0 | 0 | 0 | 0 | 0 | 0 | 0 | 0 | 0 | 0 | 0 | 0
F5_Commercial_School (WA)_Existing_Food Preparation_Natural Gas_Conveyor Oven_E4 | F5 | Commercial | School (WA) | Existing | Food Preparation | Natural Gas | Conveyor Oven | E4 | RIM BC Ratio | 0 | 0 | 0 | 0 | 0 | 0 | 0 | 0 | 0 | 0 | 0 | 0 | 0 | 0 | 0 | 0 | 0 | 0 | 0 | 0 | 0 | 0 | 0 | 0 | 0 | 0 | 0
F5_Commercial_School (WA)_Existing_Food Preparation_Natural Gas_Conveyor Oven_E5 | F5 | Commercial | School (WA) | Existing | Food Preparation | Natural Gas | Conveyor Oven | E5 | RIM BC Ratio | 0 | 0 | 0 | 0 | 0 | 0 | 0 | 0 | 0 | 0 | 0 | 0 | 0 | 0 | 0 | 0 | 0 | 0 | 0 | 0 | 0 | 0 | 0 | 0 | 0 | 0 | 0
F5_Commercial_School (WA)_Existing_Food Preparation_Natural Gas_Conveyor Oven_E6 | F5 | Commercial | School (WA) | Existing | Food Preparation | Natural Gas | Conveyor Oven | E6 | RIM BC Ratio | 0 | 0 | 0 | 0 | 0 | 0 | 0 | 0 | 0 | 0 | 0 | 0 | 0 | 0 | 0 | 0 | 0 | 0 | 0 | 0 | 0 | 0 | 0 | 0 | 0 | 0 | 0
F5_Commercial_School (WA)_Existing_Food Preparation_Natural Gas_Conveyor Oven_E7 | F5 | Commercial | School (WA) | Existing | Food Preparation | Natural Gas | Conveyor Oven | E7 | RIM BC Ratio | 0 | 0 | 0 | 0 | 0 | 0 | 0 | 0 | 0 | 0 | 0 | 0 | 0 | 0 | 0 | 0 | 0 | 0 | 0 | 0 | 0 | 0 | 0 | 0 | 0 | 0 | 0
F5_Commercial_School (WA)_Existing_Food Preparation_Natural Gas_Conveyor Oven_E8 | F5 | Commercial | School (WA) | Existing | Food Preparation | Natural Gas | Conveyor Oven | E8 | RIM BC Ratio | 0 | 0 | 0 | 0 | 0 | 0 | 0 | 0 | 0 | 0 | 0 | 0 | 0 | 0 | 0 | 0 | 0 | 0 | 0 | 0 | 0 | 0 | 0 | 0 | 0 | 0 | 0
F5_Commercial_School (WA)_Existing_Food Preparation_Natural Gas_Conveyor Oven_E9 | F5 | Commercial | School (WA) | Existing | Food Preparation | Natural Gas | Conveyor Oven | E9 | RIM BC Ratio | 0 | 0 | 0 | 0 | 0 | 0 | 0 | 0 | 0 | 0 | 0 | 0 | 0 | 0 | 0 | 0 | 0 | 0 | 0 | 0 | 0 | 0 | 0 | 0 | 0 | 0 | 0
F5_Commercial_School (WA)_Existing_Food Preparation_Natural Gas_Conveyor Oven_E10 | F5 | Commercial | School (WA) | Existing | Food Preparation | Natural Gas | Conveyor Oven | E10 | RIM BC Ratio | 0 | 0 | 0 | 0 | 0 | 0 | 0 | 0 | 0 | 0 | 0 | 0 | 0 | 0 | 0 | 0 | 0 | 0 | 0 | 0 | 0 | 0 | 0 | 0 | 0 | 0 | 0
F0_Commercial_School (WA)_Existing_Food Preparation_Natural Gas_Double Rack Oven_E0 | F0 | Commercial | School (WA) | Existing | Food Preparation | Natural Gas | Double Rack Oven | E0 | Economic Unit | FTSC Qualified (>50% Cooking Efficiency) | FTSC Qualified (>50% Cooking Efficiency) | FTSC Qualified (>50% Cooking Efficiency) | FTSC Qualified (>50% Cooking Efficiency) | FTSC Qualified (>50% Cooking Efficiency) | FTSC Qualified (>50% Cooking Efficiency) | FTSC Qualified (>50% Cooking Efficiency) | FTSC Qualified (>50% Cooking Efficiency) | FTSC Qualified (>50% Cooking Efficiency) | FTSC Qualified (>50% Cooking Efficiency) | FTSC Qualified (>50% Cooking Efficiency) | FTSC Qualified (>50% Cooking Efficiency) | FTSC Qualified (>50% Cooking Efficiency) | FTSC Qualified (>50% Cooking Efficiency) | FTSC Qualified (>50% Cooking Efficiency) | FTSC Qualified (>50% Cooking Efficiency) | FTSC Qualified (>50% Cooking Efficiency) | FTSC Qualified (>50% Cooking Efficiency) | FTSC Qualified (>50% Cooking Efficiency) | FTSC Qualified (>50% Cooking Efficiency) | FTSC Qualified (>50% Cooking Efficiency) | FTSC Qualified (>50% Cooking Efficiency) | FTSC Qualified (>50% Cooking Efficiency) | FTSC Qualified (>50% Cooking Efficiency) | FTSC Qualified (>50% Cooking Efficiency) | FTSC Qualified (>50% Cooking Efficiency) | FTSC Qualified (>50% Cooking Efficiency)
F1_Commercial_School (WA)_Existing_Food Preparation_Natural Gas_Double Rack Oven_E1 | F1 | Commercial | School (WA) | Existing | Food Preparation | Natural Gas | Double Rack Oven | E1 | CCE | 0 | 0 | 0 | 0 | 0 | 0 | 0 | 0 | 0 | 0 | 0 | 0 | 0 | 0 | 0 | 0 | 0 | 0 | 0 | 0 | 0 | 0 | 0 | 0 | 0 | 0 | 0
F1_Commercial_School (WA)_Existing_Food Preparation_Natural Gas_Double Rack Oven_E2 | F1 | Commercial | School (WA) | Existing | Food Preparation | Natural Gas | Double Rack Oven | E2 | CCE | 0.00028896 | 0.00028896 | 0.00028896 | 0.00028896 | 0.00028896 | 0.00028896 | 0.00028896 | 0.00028896 | 0.00028896 | 0.00028896 | 0.00028896 | 0.00028896 | 0.00028896 | 0.00028896 | 0.00028896 | 0.00028896 | 0.00028896 | 0.00028896 | 0.00028896 | 0.00028896 | 0.00028896 | 0.00028896 | 0.00028896 | 0.00028896 | 0.00028896 | 0.00028896 | 0.00028896
F1_Commercial_School (WA)_Existing_Food Preparation_Natural Gas_Double Rack Oven_E3 | F1 | Commercial | School (WA) | Existing | Food Preparation | Natural Gas | Double Rack Oven | E3 | CCE | 0 | 0 | 0 | 0 | 0 | 0 | 0 | 0 | 0 | 0 | 0 | 0 | 0 | 0 | 0 | 0 | 0 | 0 | 0 | 0 | 0 | 0 | 0 | 0 | 0 | 0 | 0
F1_Commercial_School (WA)_Existing_Food Preparation_Natural Gas_Double Rack Oven_E4 | F1 | Commercial | School (WA) | Existing | Food Preparation | Natural Gas | Double Rack Oven | E4 | CCE | 0 | 0 | 0 | 0 | 0 | 0 | 0 | 0 | 0 | 0 | 0 | 0 | 0 | 0 | 0 | 0 | 0 | 0 | 0 | 0 | 0 | 0 | 0 | 0 | 0 | 0 | 0
F1_Commercial_School (WA)_Existing_Food Preparation_Natural Gas_Double Rack Oven_E5 | F1 | Commercial | School (WA) | Existing | Food Preparation | Natural Gas | Double Rack Oven | E5 | CCE | 0 | 0 | 0 | 0 | 0 | 0 | 0 | 0 | 0 | 0 | 0 | 0 | 0 | 0 | 0 | 0 | 0 | 0 | 0 | 0 | 0 | 0 | 0 | 0 | 0 | 0 | 0
F1_Commercial_School (WA)_Existing_Food Preparation_Natural Gas_Double Rack Oven_E6 | F1 | Commercial | School (WA) | Existing | Food Preparation | Natural Gas | Double Rack Oven | E6 | CCE | 0 | 0 | 0 | 0 | 0 | 0 | 0 | 0 | 0 | 0 | 0 | 0 | 0 | 0 | 0 | 0 | 0 | 0 | 0 | 0 | 0 | 0 | 0 | 0 | 0 | 0 | 0
F1_Commercial_School (WA)_Existing_Food Preparation_Natural Gas_Double Rack Oven_E7 | F1 | Commercial | School (WA) | Existing | Food Preparation | Natural Gas | Double Rack Oven | E7 | CCE | 0 | 0 | 0 | 0 | 0 | 0 | 0 | 0 | 0 | 0 | 0 | 0 | 0 | 0 | 0 | 0 | 0 | 0 | 0 | 0 | 0 | 0 | 0 | 0 | 0 | 0 | 0
F1_Commercial_School (WA)_Existing_Food Preparation_Natural Gas_Double Rack Oven_E8 | F1 | Commercial | School (WA) | Existing | Food Preparation | Natural Gas | Double Rack Oven | E8 | CCE | 0 | 0 | 0 | 0 | 0 | 0 | 0 | 0 | 0 | 0 | 0 | 0 | 0 | 0 | 0 | 0 | 0 | 0 | 0 | 0 | 0 | 0 | 0 | 0 | 0 | 0 | 0
F1_Commercial_School (WA)_Existing_Food Preparation_Natural Gas_Double Rack Oven_E9 | F1 | Commercial | School (WA) | Existing | Food Preparation | Natural Gas | Double Rack Oven | E9 | CCE | 0 | 0 | 0 | 0 | 0 | 0 | 0 | 0 | 0 | 0 | 0 | 0 | 0 | 0 | 0 | 0 | 0 | 0 | 0 | 0 | 0 | 0 | 0 | 0 | 0 | 0 | 0
F1_Commercial_School (WA)_Existing_Food Preparation_Natural Gas_Double Rack Oven_E10 | F1 | Commercial | School (WA) | Existing | Food Preparation | Natural Gas | Double Rack Oven | E10 | CCE | 0 | 0 | 0 | 0 | 0 | 0 | 0 | 0 | 0 | 0 | 0 | 0 | 0 | 0 | 0 | 0 | 0 | 0 | 0 | 0 | 0 | 0 | 0 | 0 | 0 | 0 | 0
F2_Commercial_School (WA)_Existing_Food Preparation_Natural Gas_Double Rack Oven_E1 | F2 | Commercial | School (WA) | Existing | Food Preparation | Natural Gas | Double Rack Oven | E1 | TRC BC Ratio | [24 empty] | 1 | 1 | 1 | bar: 2019 to 2042
F2_Commercial_School (WA)_Existing_Food Preparation_Natural Gas_Double Rack Oven_E2 | F2 | Commercial | School (WA) | Existing | Food Preparation | Natural Gas | Double Rack Oven | E2 | TRC BC Ratio | 12.3167 | 12.6271 | 12.9949 | 13.4163 | 13.8929 | 14.4728 | 15.0696 | 15.6607 | 16.2297 | 16.8067 | 17.2657 | 17.6958 | 18.1579 | 18.6102 | 19.0147 | 19.3931 | 19.7326 | 20.0677 | 20.4256 | 20.7748 | 21.1335 | 21.5064 | 21.8833 | 22.272 | 22.6677 | 23.0704 | 23.4803
F2_Commercial_School (WA)_Existing_Food Preparation_Natural Gas_Double Rack Oven_E3 | F2 | Commercial | School (WA) | Existing | Food Preparation | Natural Gas | Double Rack Oven | E3 | TRC BC Ratio | 0 | 0 | 0 | 0 | 0 | 0 | 0 | 0 | 0 | 0 | 0 | 0 | 0 | 0 | 0 | 0 | 0 | 0 | 0 | 0 | 0 | 0 | 0 | 0 | 0 | 0 | 0
F2_Commercial_School (WA)_Existing_Food Preparation_Natural Gas_Double Rack Oven_E4 | F2 | Commercial | School (WA) | Existing | Food Preparation | Natural Gas | Double Rack Oven | E4 | TRC BC Ratio | 0 | 0 | 0 | 0 | 0 | 0 | 0 | 0 | 0 | 0 | 0 | 0 | 0 | 0 | 0 | 0 | 0 | 0 | 0 | 0 | 0 | 0 | 0 | 0 | 0 | 0 | 0
F2_Commercial_School (WA)_Existing_Food Preparation_Natural Gas_Double Rack Oven_E5 | F2 | Commercial | School (WA) | Existing | Food Preparation | Natural Gas | Double Rack Oven | E5 | TRC BC Ratio | 0 | 0 | 0 | 0 | 0 | 0 | 0 | 0 | 0 | 0 | 0 | 0 | 0 | 0 | 0 | 0 | 0 | 0 | 0 | 0 | 0 | 0 | 0 | 0 | 0 | 0 | 0
F2_Commercial_School (WA)_Existing_Food Preparation_Natural Gas_Double Rack Oven_E6 | F2 | Commercial | School (WA) | Existing | Food Preparation | Natural Gas | Double Rack Oven | E6 | TRC BC Ratio | 0 | 0 | 0 | 0 | 0 | 0 | 0 | 0 | 0 | 0 | 0 | 0 | 0 | 0 | 0 | 0 | 0 | 0 | 0 | 0 | 0 | 0 | 0 | 0 | 0 | 0 | 0
F2_Commercial_School (WA)_Existing_Food Preparation_Natural Gas_Double Rack Oven_E7 | F2 | Commercial | School (WA) | Existing | Food Preparation | Natural Gas | Double Rack Oven | E7 | TRC BC Ratio | 0 | 0 | 0 | 0 | 0 | 0 | 0 | 0 | 0 | 0 | 0 | 0 | 0 | 0 | 0 | 0 | 0 | 0 | 0 | 0 | 0 | 0 | 0 | 0 | 0 | 0 | 0
F2_Commercial_School (WA)_Existing_Food Preparation_Natural Gas_Double Rack Oven_E8 | F2 | Commercial | School (WA) | Existing | Food Preparation | Natural Gas | Double Rack Oven | E8 | TRC BC Ratio | 0 | 0 | 0 | 0 | 0 | 0 | 0 | 0 | 0 | 0 | 0 | 0 | 0 | 0 | 0 | 0 | 0 | 0 | 0 | 0 | 0 | 0 | 0 | 0 | 0 | 0 | 0
F2_Commercial_School (WA)_Existing_Food Preparation_Natural Gas_Double Rack Oven_E9 | F2 | Commercial | School (WA) | Existing | Food Preparation | Natural Gas | Double Rack Oven | E9 | TRC BC Ratio | 0 | 0 | 0 | 0 | 0 | 0 | 0 | 0 | 0 | 0 | 0 | 0 | 0 | 0 | 0 | 0 | 0 | 0 | 0 | 0 | 0 | 0 | 0 | 0 | 0 | 0 | 0
F2_Commercial_School (WA)_Existing_Food Preparation_Natural Gas_Double Rack Oven_E10 | F2 | Commercial | School (WA) | Existing | Food Preparation | Natural Gas | Double Rack Oven | E10 | TRC BC Ratio | 0 | 0 | 0 | 0 | 0 | 0 | 0 | 0 | 0 | 0 | 0 | 0 | 0 | 0 | 0 | 0 | 0 | 0 | 0 | 0 | 0 | 0 | 0 | 0 | 0 | 0 | 0
F3_Commercial_School (WA)_Existing_Food Preparation_Natural Gas_Double Rack Oven_E1 | F3 | Commercial | School (WA) | Existing | Food Preparation | Natural Gas | Double Rack Oven | E1 | PACT BC Ratio | [24 empty] | 1 | 1 | 1 | bar: 2019 to 2042
F3_Commercial_School (WA)_Existing_Food Preparation_Natural Gas_Double Rack Oven_E2 | F3 | Commercial | School (WA) | Existing | Food Preparation | Natural Gas | Double Rack Oven | E2 | PACT BC Ratio | 24.8226 | 25.4482 | 26.1894 | 27.0387 | 27.9993 | 29.1679 | 30.3708 | 31.562 | 32.7088 | 33.8716 | 34.7968 | 35.6635 | 36.5948 | 37.5064 | 38.3215 | 39.0842 | 39.7683 | 40.4436 | 41.165 | 41.8687 | 42.5916 | 43.3432 | 44.1027 | 44.8863 | 45.6837 | 46.4953 | 47.3213
F3_Commercial_School (WA)_Existing_Food Preparation_Natural Gas_Double Rack Oven_E3 | F3 | Commercial | School (WA) | Existing | Food Preparation | Natural Gas | Double Rack Oven | E3 | PACT BC Ratio | 0 | 0 | 0 | 0 | 0 | 0 | 0 | 0 | 0 | 0 | 0 | 0 | 0 | 0 | 0 | 0 | 0 | 0 | 0 | 0 | 0 | 0 | 0 | 0 | 0 | 0 | 0
F3_Commercial_School (WA)_Existing_Food Preparation_Natural Gas_Double Rack Oven_E4 | F3 | Commercial | School (WA) | Existing | Food Preparation | Natural Gas | Double Rack Oven | E4 | PACT BC Ratio | 0 | 0 | 0 | 0 | 0 | 0 | 0 | 0 | 0 | 0 | 0 | 0 | 0 | 0 | 0 | 0 | 0 | 0 | 0 | 0 | 0 | 0 | 0 | 0 | 0 | 0 | 0
F3_Commercial_School (WA)_Existing_Food Preparation_Natural Gas_Double Rack Oven_E5 | F3 | Commercial | School (WA) | Existing | Food Preparation | Natural Gas | Double Rack Oven | E5 | PACT BC Ratio | 0 | 0 | 0 | 0 | 0 | 0 | 0 | 0 | 0 | 0 | 0 | 0 | 0 | 0 | 0 | 0 | 0 | 0 | 0 | 0 | 0 | 0 | 0 | 0 | 0 | 0 | 0
F3_Commercial_School (WA)_Existing_Food Preparation_Natural Gas_Double Rack Oven_E6 | F3 | Commercial | School (WA) | Existing | Food Preparation | Natural Gas | Double Rack Oven | E6 | PACT BC Ratio | 0 | 0 | 0 | 0 | 0 | 0 | 0 | 0 | 0 | 0 | 0 | 0 | 0 | 0 | 0 | 0 | 0 | 0 | 0 | 0 | 0 | 0 | 0 | 0 | 0 | 0 | 0
F3_Commercial_School (WA)_Existing_Food Preparation_Natural Gas_Double Rack Oven_E7 | F3 | Commercial | School (WA) | Existing | Food Preparation | Natural Gas | Double Rack Oven | E7 | PACT BC Ratio | 0 | 0 | 0 | 0 | 0 | 0 | 0 | 0 | 0 | 0 | 0 | 0 | 0 | 0 | 0 | 0 | 0 | 0 | 0 | 0 | 0 | 0 | 0 | 0 | 0 | 0 | 0
F3_Commercial_School (WA)_Existing_Food Preparation_Natural Gas_Double Rack Oven_E8 | F3 | Commercial | School (WA) | Existing | Food Preparation | Natural Gas | Double Rack Oven | E8 | PACT BC Ratio | 0 | 0 | 0 | 0 | 0 | 0 | 0 | 0 | 0 | 0 | 0 | 0 | 0 | 0 | 0 | 0 | 0 | 0 | 0 | 0 | 0 | 0 | 0 | 0 | 0 | 0 | 0
F3_Commercial_School (WA)_Existing_Food Preparation_Natural Gas_Double Rack Oven_E9 | F3 | Commercial | School (WA) | Existing | Food Preparation | Natural Gas | Double Rack Oven | E9 | PACT BC Ratio | 0 | 0 | 0 | 0 | 0 | 0 | 0 | 0 | 0 | 0 | 0 | 0 | 0 | 0 | 0 | 0 | 0 | 0 | 0 | 0 | 0 | 0 | 0 | 0 | 0 | 0 | 0
F3_Commercial_School (WA)_Existing_Food Preparation_Natural Gas_Double Rack Oven_E10 | F3 | Commercial | School (WA) | Existing | Food Preparation | Natural Gas | Double Rack Oven | E10 | PACT BC Ratio | 0 | 0 | 0 | 0 | 0 | 0 | 0 | 0 | 0 | 0 | 0 | 0 | 0 | 0 | 0 | 0 | 0 | 0 | 0 | 0 | 0 | 0 | 0 | 0 | 0 | 0 | 0
F4_Commercial_School (WA)_Existing_Food Preparation_Natural Gas_Double Rack Oven_E1 | F4 | Commercial | School (WA) | Existing | Food Preparation | Natural Gas | Double Rack Oven | E1 | RVT BC Ratio | [24 empty] | 1 | 1 | 1 | bar: 2019 to 2042
F4_Commercial_School (WA)_Existing_Food Preparation_Natural Gas_Double Rack Oven_E2 | F4 | Commercial | School (WA) | Existing | Food Preparation | Natural Gas | Double Rack Oven | E2 | RVT BC Ratio | 17.8033 | 18.1322 | 18.5182 | 18.9682 | 19.4836 | 20.127 | 20.7722 | 21.3847 | 21.9392 | 22.4768 | 23.0337 | 23.5399 | 24.0742 | 24.5798 | 25.0145 | 25.4068 | 25.7388 | 26.0558 | 26.3929 | 26.7077 | 27.0236 | 27.4935 | 27.9683 | 28.4582 | 28.9568 | 29.4642 | 29.9806
F4_Commercial_School (WA)_Existing_Food Preparation_Natural Gas_Double Rack Oven_E3 | F4 | Commercial | School (WA) | Existing | Food Preparation | Natural Gas | Double Rack Oven | E3 | RVT BC Ratio | 0 | 0 | 0 | 0 | 0 | 0 | 0 | 0 | 0 | 0 | 0 | 0 | 0 | 0 | 0 | 0 | 0 | 0 | 0 | 0 | 0 | 0 | 0 | 0 | 0 | 0 | 0
F4_Commercial_School (WA)_Existing_Food Preparation_Natural Gas_Double Rack Oven_E4 | F4 | Commercial | School (WA) | Existing | Food Preparation | Natural Gas | Double Rack Oven | E4 | RVT BC Ratio | 0 | 0 | 0 | 0 | 0 | 0 | 0 | 0 | 0 | 0 | 0 | 0 | 0 | 0 | 0 | 0 | 0 | 0 | 0 | 0 | 0 | 0 | 0 | 0 | 0 | 0 | 0
F4_Commercial_School (WA)_Existing_Food Preparation_Natural Gas_Double Rack Oven_E5 | F4 | Commercial | School (WA) | Existing | Food Preparation | Natural Gas | Double Rack Oven | E5 | RVT BC Ratio | 0 | 0 | 0 | 0 | 0 | 0 | 0 | 0 | 0 | 0 | 0 | 0 | 0 | 0 | 0 | 0 | 0 | 0 | 0 | 0 | 0 | 0 | 0 | 0 | 0 | 0 | 0
F4_Commercial_School (WA)_Existing_Food Preparation_Natural Gas_Double Rack Oven_E6 | F4 | Commercial | School (WA) | Existing | Food Preparation | Natural Gas | Double Rack Oven | E6 | RVT BC Ratio | 0 | 0 | 0 | 0 | 0 | 0 | 0 | 0 | 0 | 0 | 0 | 0 | 0 | 0 | 0 | 0 | 0 | 0 | 0 | 0 | 0 | 0 | 0 | 0 | 0 | 0 | 0
F4_Commercial_School (WA)_Existing_Food Preparation_Natural Gas_Double Rack Oven_E7 | F4 | Commercial | School (WA) | Existing | Food Preparation | Natural Gas | Double Rack Oven | E7 | RVT BC Ratio | 0 | 0 | 0 | 0 | 0 | 0 | 0 | 0 | 0 | 0 | 0 | 0 | 0 | 0 | 0 | 0 | 0 | 0 | 0 | 0 | 0 | 0 | 0 | 0 | 0 | 0 | 0
F4_Commercial_School (WA)_Existing_Food Preparation_Natural Gas_Double Rack Oven_E8 | F4 | Commercial | School (WA) | Existing | Food Preparation | Natural Gas | Double Rack Oven | E8 | RVT BC Ratio | 0 | 0 | 0 | 0 | 0 | 0 | 0 | 0 | 0 | 0 | 0 | 0 | 0 | 0 | 0 | 0 | 0 | 0 | 0 | 0 | 0 | 0 | 0 | 0 | 0 | 0 | 0
F4_Commercial_School (WA)_Existing_Food Preparation_Natural Gas_Double Rack Oven_E9 | F4 | Commercial | School (WA) | Existing | Food Preparation | Natural Gas | Double Rack Oven | E9 | RVT BC Ratio | 0 | 0 | 0 | 0 | 0 | 0 | 0 | 0 | 0 | 0 | 0 | 0 | 0 | 0 | 0 | 0 | 0 | 0 | 0 | 0 | 0 | 0 | 0 | 0 | 0 | 0 | 0
F4_Commercial_School (WA)_Existing_Food Preparation_Natural Gas_Double Rack Oven_E10 | F4 | Commercial | School (WA) | Existing | Food Preparation | Natural Gas | Double Rack Oven | E10 | RVT BC Ratio | 0 | 0 | 0 | 0 | 0 | 0 | 0 | 0 | 0 | 0 | 0 | 0 | 0 | 0 | 0 | 0 | 0 | 0 | 0 | 0 | 0 | 0 | 0 | 0 | 0 | 0 | 0
F5_Commercial_School (WA)_Existing_Food Preparation_Natural Gas_Double Rack Oven_E1 | F5 | Commercial | School (WA) | Existing | Food Preparation | Natural Gas | Double Rack Oven | E1 | RIM BC Ratio | [24 empty] | 1 | 1 | 1 | bar: 2019 to 2042
F5_Commercial_School (WA)_Existing_Food Preparation_Natural Gas_Double Rack Oven_E2 | F5 | Commercial | School (WA) | Existing | Food Preparation | Natural Gas | Double Rack Oven | E2 | RIM BC Ratio | 0.82096 | 0.82655 | 0.83309 | 0.83991 | 0.84697 | 0.8544 | 0.86226 | 0.87065 | 0.87969 | 0.88937 | 0.89176 | 0.89448 | 0.89764 | 0.90123 | 0.90494 | 0.90881 | 0.91288 | 0.91718 | 0.9217 | 0.92649 | 0.93155 | 0.9319 | 0.93225 | 0.93259 | 0.93293 | 0.93326 | 0.93359
F5_Commercial_School (WA)_Existing_Food Preparation_Natural Gas_Double Rack Oven_E3 | F5 | Commercial | School (WA) | Existing | Food Preparation | Natural Gas | Double Rack Oven | E3 | RIM BC Ratio | 0 | 0 | 0 | 0 | 0 | 0 | 0 | 0 | 0 | 0 | 0 | 0 | 0 | 0 | 0 | 0 | 0 | 0 | 0 | 0 | 0 | 0 | 0 | 0 | 0 | 0 | 0
F5_Commercial_School (WA)_Existing_Food Preparation_Natural Gas_Double Rack Oven_E4 | F5 | Commercial | School (WA) | Existing | Food Preparation | Natural Gas | Double Rack Oven | E4 | RIM BC Ratio | 0 | 0 | 0 | 0 | 0 | 0 | 0 | 0 | 0 | 0 | 0 | 0 | 0 | 0 | 0 | 0 | 0 | 0 | 0 | 0 | 0 | 0 | 0 | 0 | 0 | 0 | 0
F5_Commercial_School (WA)_Existing_Food Preparation_Natural Gas_Double Rack Oven_E5 | F5 | Commercial | School (WA) | Existing | Food Preparation | Natural Gas | Double Rack Oven | E5 | RIM BC Ratio | 0 | 0 | 0 | 0 | 0 | 0 | 0 | 0 | 0 | 0 | 0 | 0 | 0 | 0 | 0 | 0 | 0 | 0 | 0 | 0 | 0 | 0 | 0 | 0 | 0 | 0 | 0
F5_Commercial_School (WA)_Existing_Food Preparation_Natural Gas_Double Rack Oven_E6 | F5 | Commercial | School (WA) | Existing | Food Preparation | Natural Gas | Double Rack Oven | E6 | RIM BC Ratio | 0 | 0 | 0 | 0 | 0 | 0 | 0 | 0 | 0 | 0 | 0 | 0 | 0 | 0 | 0 | 0 | 0 | 0 | 0 | 0 | 0 | 0 | 0 | 0 | 0 | 0 | 0
F5_Commercial_School (WA)_Existing_Food Preparation_Natural Gas_Double Rack Oven_E7 | F5 | Commercial | School (WA) | Existing | Food Preparation | Natural Gas | Double Rack Oven | E7 | RIM BC Ratio | 0 | 0 | 0 | 0 | 0 | 0 | 0 | 0 | 0 | 0 | 0 | 0 | 0 | 0 | 0 | 0 | 0 | 0 | 0 | 0 | 0 | 0 | 0 | 0 | 0 | 0 | 0
F5_Commercial_School (WA)_Existing_Food Preparation_Natural Gas_Double Rack Oven_E8 | F5 | Commercial | School (WA) | Existing | Food Preparation | Natural Gas | Double Rack Oven | E8 | RIM BC Ratio | 0 | 0 | 0 | 0 | 0 | 0 | 0 | 0 | 0 | 0 | 0 | 0 | 0 | 0 | 0 | 0 | 0 | 0 | 0 | 0 | 0 | 0 | 0 | 0 | 0 | 0 | 0
F5_Commercial_School (WA)_Existing_Food Preparation_Natural Gas_Double Rack Oven_E9 | F5 | Commercial | School (WA) | Existing | Food Preparation | Natural Gas | Double Rack Oven | E9 | RIM BC Ratio | 0 | 0 | 0 | 0 | 0 | 0 | 0 | 0 | 0 | 0 | 0 | 0 | 0 | 0 | 0 | 0 | 0 | 0 | 0 | 0 | 0 | 0 | 0 | 0 | 0 | 0 | 0
F5_Commercial_School (WA)_Existing_Food Preparation_Natural Gas_Double Rack Oven_E10 | F5 | Commercial | School (WA) | Existing | Food Preparation | Natural Gas | Double Rack Oven | E10 | RIM BC Ratio | 0 | 0 | 0 | 0 | 0 | 0 | 0 | 0 | 0 | 0 | 0 | 0 | 0 | 0 | 0 | 0 | 0 | 0 | 0 | 0 | 0 | 0 | 0 | 0 | 0 | 0 | 0
F0_Commercial_School (WA)_Existing_Food Preparation_Natural Gas_Fryer_E0 | F0 | Commercial | School (WA) | Existing | Food Preparation | Natural Gas | Fryer | E0 | Economic Unit | ENERGY STAR | ENERGY STAR | ENERGY STAR | ENERGY STAR | ENERGY STAR | ENERGY STAR | ENERGY STAR | ENERGY STAR | ENERGY STAR | ENERGY STAR | ENERGY STAR | ENERGY STAR | ENERGY STAR | ENERGY STAR | ENERGY STAR | ENERGY STAR | ENERGY STAR | ENERGY STAR | ENERGY STAR | ENERGY STAR | ENERGY STAR | ENERGY STAR | ENERGY STAR | ENERGY STAR | ENERGY STAR | ENERGY STAR | ENERGY STAR
F1_Commercial_School (WA)_Existing_Food Preparation_Natural Gas_Fryer_E1 | F1 | Commercial | School (WA) | Existing | Food Preparation | Natural Gas | Fryer | E1 | CCE | 0 | 0 | 0 | 0 | 0 | 0 | 0 | 0 | 0 | 0 | 0 | 0 | 0 | 0 | 0 | 0 | 0 | 0 | 0 | 0 | 0 | 0 | 0 | 0 | 0 | 0 | 0
F1_Commercial_School (WA)_Existing_Food Preparation_Natural Gas_Fryer_E2 | F1 | Commercial | School (WA) | Existing | Food Preparation | Natural Gas | Fryer | E2 | CCE | 0.0003771 | 0.0003771 | 0.0003771 | 0.0003771 | 0.0003771 | 0.0003771 | 0.0003771 | 0.0003771 | 0.0003771 | 0.0003771 | 0.0003771 | 0.0003771 | 0.0003771 | 0.0003771 | 0.0003771 | 0.0003771 | 0.0003771 | 0.0003771 | 0.0003771 | 0.0003771 | 0.0003771 | 0.0003771 | 0.0003771 | 0.0003771 | 0.0003771 | 0.0003771 | 0.0003771
F1_Commercial_School (WA)_Existing_Food Preparation_Natural Gas_Fryer_E3 | F1 | Commercial | School (WA) | Existing | Food Preparation | Natural Gas | Fryer | E3 | CCE | 0 | 0 | 0 | 0 | 0 | 0 | 0 | 0 | 0 | 0 | 0 | 0 | 0 | 0 | 0 | 0 | 0 | 0 | 0 | 0 | 0 | 0 | 0 | 0 | 0 | 0 | 0
F1_Commercial_School (WA)_Existing_Food Preparation_Natural Gas_Fryer_E4 | F1 | Commercial | School (WA) | Existing | Food Preparation | Natural Gas | Fryer | E4 | CCE | 0 | 0 | 0 | 0 | 0 | 0 | 0 | 0 | 0 | 0 | 0 | 0 | 0 | 0 | 0 | 0 | 0 | 0 | 0 | 0 | 0 | 0 | 0 | 0 | 0 | 0 | 0
F1_Commercial_School (WA)_Existing_Food Preparation_Natural Gas_Fryer_E5 | F1 | Commercial | School (WA) | Existing | Food Preparation | Natural Gas | Fryer | E5 | CCE | 0 | 0 | 0 | 0 | 0 | 0 | 0 | 0 | 0 | 0 | 0 | 0 | 0 | 0 | 0 | 0 | 0 | 0 | 0 | 0 | 0 | 0 | 0 | 0 | 0 | 0 | 0
F1_Commercial_School (WA)_Existing_Food Preparation_Natural Gas_Fryer_E6 | F1 | Commercial | School (WA) | Existing | Food Preparation | Natural Gas | Fryer | E6 | CCE | 0 | 0 | 0 | 0 | 0 | 0 | 0 | 0 | 0 | 0 | 0 | 0 | 0 | 0 | 0 | 0 | 0 | 0 | 0 | 0 | 0 | 0 | 0 | 0 | 0 | 0 | 0
F1_Commercial_School (WA)_Existing_Food Preparation_Natural Gas_Fryer_E7 | F1 | Commercial | School (WA) | Existing | Food Preparation | Natural Gas | Fryer | E7 | CCE | 0 | 0 | 0 | 0 | 0 | 0 | 0 | 0 | 0 | 0 | 0 | 0 | 0 | 0 | 0 | 0 | 0 | 0 | 0 | 0 | 0 | 0 | 0 | 0 | 0 | 0 | 0
F1_Commercial_School (WA)_Existing_Food Preparation_Natural Gas_Fryer_E8 | F1 | Commercial | School (WA) | Existing | Food Preparation | Natural Gas | Fryer | E8 | CCE | 0 | 0 | 0 | 0 | 0 | 0 | 0 | 0 | 0 | 0 | 0 | 0 | 0 | 0 | 0 | 0 | 0 | 0 | 0 | 0 | 0 | 0 | 0 | 0 | 0 | 0 | 0
F1_Commercial_School (WA)_Existing_Food Preparation_Natural Gas_Fryer_E9 | F1 | Commercial | School (WA) | Existing | Food Preparation | Natural Gas | Fryer | E9 | CCE | 0 | 0 | 0 | 0 | 0 | 0 | 0 | 0 | 0 | 0 | 0 | 0 | 0 | 0 | 0 | 0 | 0 | 0 | 0 | 0 | 0 | 0 | 0 | 0 | 0 | 0 | 0
F1_Commercial_School (WA)_Existing_Food Preparation_Natural Gas_Fryer_E10 | F1 | Commercial | School (WA) | Existing | Food Preparation | Natural Gas | Fryer | E10 | CCE | 0 | 0 | 0 | 0 | 0 | 0 | 0 | 0 | 0 | 0 | 0 | 0 | 0 | 0 | 0 | 0 | 0 | 0 | 0 | 0 | 0 | 0 | 0 | 0 | 0 | 0 | 0
F2_Commercial_School (WA)_Existing_Food Preparation_Natural Gas_Fryer_E1 | F2 | Commercial | School (WA) | Existing | Food Preparation | Natural Gas | Fryer | E1 | TRC BC Ratio | [24 empty] | 1 | 1 | 1 | bar: 2019 to 2042
F2_Commercial_School (WA)_Existing_Food Preparation_Natural Gas_Fryer_E2 | F2 | Commercial | School (WA) | Existing | Food Preparation | Natural Gas | Fryer | E2 | TRC BC Ratio | 9.832 | 10.0902 | 10.3801 | 10.7048 | 11.0663 | 11.494 | 11.9296 | 12.3587 | 12.7713 | 13.1901 | 13.531 | 13.8526 | 14.1967 | 14.5353 | 14.8426 | 15.1334 | 15.3988 | 15.6621 | 15.9413 | 16.2153 | 16.4965 | 16.7879 | 17.0826 | 17.3861 | 17.695 | 18.0094 | 18.3293
F2_Commercial_School (WA)_Existing_Food Preparation_Natural Gas_Fryer_E3 | F2 | Commercial | School (WA) | Existing | Food Preparation | Natural Gas | Fryer | E3 | TRC BC Ratio | 0 | 0 | 0 | 0 | 0 | 0 | 0 | 0 | 0 | 0 | 0 | 0 | 0 | 0 | 0 | 0 | 0 | 0 | 0 | 0 | 0 | 0 | 0 | 0 | 0 | 0 | 0
F2_Commercial_School (WA)_Existing_Food Preparation_Natural Gas_Fryer_E4 | F2 | Commercial | School (WA) | Existing | Food Preparation | Natural Gas | Fryer | E4 | TRC BC Ratio | 0 | 0 | 0 | 0 | 0 | 0 | 0 | 0 | 0 | 0 | 0 | 0 | 0 | 0 | 0 | 0 | 0 | 0 | 0 | 0 | 0 | 0 | 0 | 0 | 0 | 0 | 0
F2_Commercial_School (WA)_Existing_Food Preparation_Natural Gas_Fryer_E5 | F2 | Commercial | School (WA) | Existing | Food Preparation | Natural Gas | Fryer | E5 | TRC BC Ratio | 0 | 0 | 0 | 0 | 0 | 0 | 0 | 0 | 0 | 0 | 0 | 0 | 0 | 0 | 0 | 0 | 0 | 0 | 0 | 0 | 0 | 0 | 0 | 0 | 0 | 0 | 0
F2_Commercial_School (WA)_Existing_Food Preparation_Natural Gas_Fryer_E6 | F2 | Commercial | School (WA) | Existing | Food Preparation | Natural Gas | Fryer | E6 | TRC BC Ratio | 0 | 0 | 0 | 0 | 0 | 0 | 0 | 0 | 0 | 0 | 0 | 0 | 0 | 0 | 0 | 0 | 0 | 0 | 0 | 0 | 0 | 0 | 0 | 0 | 0 | 0 | 0
F2_Commercial_School (WA)_Existing_Food Preparation_Natural Gas_Fryer_E7 | F2 | Commercial | School (WA) | Existing | Food Preparation | Natural Gas | Fryer | E7 | TRC BC Ratio | 0 | 0 | 0 | 0 | 0 | 0 | 0 | 0 | 0 | 0 | 0 | 0 | 0 | 0 | 0 | 0 | 0 | 0 | 0 | 0 | 0 | 0 | 0 | 0 | 0 | 0 | 0
F2_Commercial_School (WA)_Existing_Food Preparation_Natural Gas_Fryer_E8 | F2 | Commercial | School (WA) | Existing | Food Preparation | Natural Gas | Fryer | E8 | TRC BC Ratio | 0 | 0 | 0 | 0 | 0 | 0 | 0 | 0 | 0 | 0 | 0 | 0 | 0 | 0 | 0 | 0 | 0 | 0 | 0 | 0 | 0 | 0 | 0 | 0 | 0 | 0 | 0
F2_Commercial_School (WA)_Existing_Food Preparation_Natural Gas_Fryer_E9 | F2 | Commercial | School (WA) | Existing | Food Preparation | Natural Gas | Fryer | E9 | TRC BC Ratio | 0 | 0 | 0 | 0 | 0 | 0 | 0 | 0 | 0 | 0 | 0 | 0 | 0 | 0 | 0 | 0 | 0 | 0 | 0 | 0 | 0 | 0 | 0 | 0 | 0 | 0 | 0
F2_Commercial_School (WA)_Existing_Food Preparation_Natural Gas_Fryer_E10 | F2 | Commercial | School (WA) | Existing | Food Preparation | Natural Gas | Fryer | E10 | TRC BC Ratio | 0 | 0 | 0 | 0 | 0 | 0 | 0 | 0 | 0 | 0 | 0 | 0 | 0 | 0 | 0 | 0 | 0 | 0 | 0 | 0 | 0 | 0 | 0 | 0 | 0 | 0 | 0
F3_Commercial_School (WA)_Existing_Food Preparation_Natural Gas_Fryer_E1 | F3 | Commercial | School (WA) | Existing | Food Preparation | Natural Gas | Fryer | E1 | PACT BC Ratio | [24 empty] | 1 | 1 | 1 | bar: 2019 to 2042
F3_Commercial_School (WA)_Existing_Food Preparation_Natural Gas_Fryer_E2 | F3 | Commercial | School (WA) | Existing | Food Preparation | Natural Gas | Fryer | E2 | PACT BC Ratio | 19.815 | 20.3355 | 20.9197 | 21.574 | 22.3026 | 23.1646 | 24.0424 | 24.9072 | 25.7389 | 26.5829 | 27.2698 | 27.9181 | 28.6116 | 29.2938 | 29.9131 | 30.4993 | 31.0342 | 31.5648 | 32.1275 | 32.6798 | 33.2464 | 33.8336 | 34.4277 | 35.0394 | 35.6619 | 36.2954 | 36.9403
F3_Commercial_School (WA)_Existing_Food Preparation_Natural Gas_Fryer_E3 | F3 | Commercial | School (WA) | Existing | Food Preparation | Natural Gas | Fryer | E3 | PACT BC Ratio | 0 | 0 | 0 | 0 | 0 | 0 | 0 | 0 | 0 | 0 | 0 | 0 | 0 | 0 | 0 | 0 | 0 | 0 | 0 | 0 | 0 | 0 | 0 | 0 | 0 | 0 | 0
F3_Commercial_School (WA)_Existing_Food Preparation_Natural Gas_Fryer_E4 | F3 | Commercial | School (WA) | Existing | Food Preparation | Natural Gas | Fryer | E4 | PACT BC Ratio | 0 | 0 | 0 | 0 | 0 | 0 | 0 | 0 | 0 | 0 | 0 | 0 | 0 | 0 | 0 | 0 | 0 | 0 | 0 | 0 | 0 | 0 | 0 | 0 | 0 | 0 | 0
F3_Commercial_School (WA)_Existing_Food Preparation_Natural Gas_Fryer_E5 | F3 | Commercial | School (WA) | Existing | Food Preparation | Natural Gas | Fryer | E5 | PACT BC Ratio | 0 | 0 | 0 | 0 | 0 | 0 | 0 | 0 | 0 | 0 | 0 | 0 | 0 | 0 | 0 | 0 | 0 | 0 | 0 | 0 | 0 | 0 | 0 | 0 | 0 | 0 | 0
F3_Commercial_School (WA)_Existing_Food Preparation_Natural Gas_Fryer_E6 | F3 | Commercial | School (WA) | Existing | Food Preparation | Natural Gas | Fryer | E6 | PACT BC Ratio | 0 | 0 | 0 | 0 | 0 | 0 | 0 | 0 | 0 | 0 | 0 | 0 | 0 | 0 | 0 | 0 | 0 | 0 | 0 | 0 | 0 | 0 | 0 | 0 | 0 | 0 | 0
F3_Commercial_School (WA)_Existing_Food Preparation_Natural Gas_Fryer_E7 | F3 | Commercial | School (WA) | Existing | Food Preparation | Natural Gas | Fryer | E7 | PACT BC Ratio | 0 | 0 | 0 | 0 | 0 | 0 | 0 | 0 | 0 | 0 | 0 | 0 | 0 | 0 | 0 | 0 | 0 | 0 | 0 | 0 | 0 | 0 | 0 | 0 | 0 | 0 | 0
F3_Commercial_School (WA)_Existing_Food Preparation_Natural Gas_Fryer_E8 | F3 | Commercial | School (WA) | Existing | Food Preparation | Natural Gas | Fryer | E8 | PACT BC Ratio | 0 | 0 | 0 | 0 | 0 | 0 | 0 | 0 | 0 | 0 | 0 | 0 | 0 | 0 | 0 | 0 | 0 | 0 | 0 | 0 | 0 | 0 | 0 | 0 | 0 | 0 | 0
F3_Commercial_School (WA)_Existing_Food Preparation_Natural Gas_Fryer_E9 | F3 | Commercial | School (WA) | Existing | Food Preparation | Natural Gas | Fryer | E9 | PACT BC Ratio | 0 | 0 | 0 | 0 | 0 | 0 | 0 | 0 | 0 | 0 | 0 | 0 | 0 | 0 | 0 | 0 | 0 | 0 | 0 | 0 | 0 | 0 | 0 | 0 | 0 | 0 | 0
F3_Commercial_School (WA)_Existing_Food Preparation_Natural Gas_Fryer_E10 | F3 | Commercial | School (WA) | Existing | Food Preparation | Natural Gas | Fryer | E10 | PACT BC Ratio | 0 | 0 | 0 | 0 | 0 | 0 | 0 | 0 | 0 | 0 | 0 | 0 | 0 | 0 | 0 | 0 | 0 | 0 | 0 | 0 | 0 | 0 | 0 | 0 | 0 | 0 | 0
F4_Commercial_School (WA)_Existing_Food Preparation_Natural Gas_Fryer_E1 | F4 | Commercial | School (WA) | Existing | Food Preparation | Natural Gas | Fryer | E1 | RVT BC Ratio | [24 empty] | 1 | 1 | 1 | bar: 2019 to 2042
F4_Commercial_School (WA)_Existing_Food Preparation_Natural Gas_Fryer_E2 | F4 | Commercial | School (WA) | Existing | Food Preparation | Natural Gas | Fryer | E2 | RVT BC Ratio | 14.1494 | 14.4258 | 14.737 | 15.0864 | 15.476 | 15.9469 | 16.4143 | 16.8561 | 17.2568 | 17.647 | 18.0512 | 18.4216 | 18.8173 | 19.2009 | 19.5381 | 19.8481 | 20.1187 | 20.3801 | 20.6558 | 20.9176 | 21.181 | 21.5481 | 21.9195 | 22.3019 | 22.6911 | 23.0872 | 23.4904
F4_Commercial_School (WA)_Existing_Food Preparation_Natural Gas_Fryer_E3 | F4 | Commercial | School (WA) | Existing | Food Preparation | Natural Gas | Fryer | E3 | RVT BC Ratio | 0 | 0 | 0 | 0 | 0 | 0 | 0 | 0 | 0 | 0 | 0 | 0 | 0 | 0 | 0 | 0 | 0 | 0 | 0 | 0 | 0 | 0 | 0 | 0 | 0 | 0 | 0
F4_Commercial_School (WA)_Existing_Food Preparation_Natural Gas_Fryer_E4 | F4 | Commercial | School (WA) | Existing | Food Preparation | Natural Gas | Fryer | E4 | RVT BC Ratio | 0 | 0 | 0 | 0 | 0 | 0 | 0 | 0 | 0 | 0 | 0 | 0 | 0 | 0 | 0 | 0 | 0 | 0 | 0 | 0 | 0 | 0 | 0 | 0 | 0 | 0 | 0
F4_Commercial_School (WA)_Existing_Food Preparation_Natural Gas_Fryer_E5 | F4 | Commercial | School (WA) | Existing | Food Preparation | Natural Gas | Fryer | E5 | RVT BC Ratio | 0 | 0 | 0 | 0 | 0 | 0 | 0 | 0 | 0 | 0 | 0 | 0 | 0 | 0 | 0 | 0 | 0 | 0 | 0 | 0 | 0 | 0 | 0 | 0 | 0 | 0 | 0
F4_Commercial_School (WA)_Existing_Food Preparation_Natural Gas_Fryer_E6 | F4 | Commercial | School (WA) | Existing | Food Preparation | Natural Gas | Fryer | E6 | RVT BC Ratio | 0 | 0 | 0 | 0 | 0 | 0 | 0 | 0 | 0 | 0 | 0 | 0 | 0 | 0 | 0 | 0 | 0 | 0 | 0 | 0 | 0 | 0 | 0 | 0 | 0 | 0 | 0
F4_Commercial_School (WA)_Existing_Food Preparation_Natural Gas_Fryer_E7 | F4 | Commercial | School (WA) | Existing | Food Preparation | Natural Gas | Fryer | E7 | RVT BC Ratio | 0 | 0 | 0 | 0 | 0 | 0 | 0 | 0 | 0 | 0 | 0 | 0 | 0 | 0 | 0 | 0 | 0 | 0 | 0 | 0 | 0 | 0 | 0 | 0 | 0 | 0 | 0
F4_Commercial_School (WA)_Existing_Food Preparation_Natural Gas_Fryer_E8 | F4 | Commercial | School (WA) | Existing | Food Preparation | Natural Gas | Fryer | E8 | RVT BC Ratio | 0 | 0 | 0 | 0 | 0 | 0 | 0 | 0 | 0 | 0 | 0 | 0 | 0 | 0 | 0 | 0 | 0 | 0 | 0 | 0 | 0 | 0 | 0 | 0 | 0 | 0 | 0
F4_Commercial_School (WA)_Existing_Food Preparation_Natural Gas_Fryer_E9 | F4 | Commercial | School (WA) | Existing | Food Preparation | Natural Gas | Fryer | E9 | RVT BC Ratio | 0 | 0 | 0 | 0 | 0 | 0 | 0 | 0 | 0 | 0 | 0 | 0 | 0 | 0 | 0 | 0 | 0 | 0 | 0 | 0 | 0 | 0 | 0 | 0 | 0 | 0 | 0
F4_Commercial_School (WA)_Existing_Food Preparation_Natural Gas_Fryer_E10 | F4 | Commercial | School (WA) | Existing | Food Preparation | Natural Gas | Fryer | E10 | RVT BC Ratio | 0 | 0 | 0 | 0 | 0 | 0 | 0 | 0 | 0 | 0 | 0 | 0 | 0 | 0 | 0 | 0 | 0 | 0 | 0 | 0 | 0 | 0 | 0 | 0 | 0 | 0 | 0
F5_Commercial_School (WA)_Existing_Food Preparation_Natural Gas_Fryer_E1 | F5 | Commercial | School (WA) | Existing | Food Preparation | Natural Gas | Fryer | E1 | RIM BC Ratio | [24 empty] | 1 | 1 | 1 | bar: 2019 to 2042
F5_Commercial_School (WA)_Existing_Food Preparation_Natural Gas_Fryer_E2 | F5 | Commercial | School (WA) | Existing | Food Preparation | Natural Gas | Fryer | E2 | RIM BC Ratio | 0.82222 | 0.82787 | 0.83391 | 0.84034 | 0.84713 | 0.85421 | 0.86164 | 0.86951 | 0.87792 | 0.88688 | 0.88965 | 0.89268 | 0.89582 | 0.89905 | 0.90237 | 0.90583 | 0.90944 | 0.91324 | 0.91723 | 0.92143 | 0.92586 | 0.92631 | 0.92674 | 0.92718 | 0.92761 | 0.92803 | 0.92844
F5_Commercial_School (WA)_Existing_Food Preparation_Natural Gas_Fryer_E3 | F5 | Commercial | School (WA) | Existing | Food Preparation | Natural Gas | Fryer | E3 | RIM BC Ratio | 0 | 0 | 0 | 0 | 0 | 0 | 0 | 0 | 0 | 0 | 0 | 0 | 0 | 0 | 0 | 0 | 0 | 0 | 0 | 0 | 0 | 0 | 0 | 0 | 0 | 0 | 0
F5_Commercial_School (WA)_Existing_Food Preparation_Natural Gas_Fryer_E4 | F5 | Commercial | School (WA) | Existing | Food Preparation | Natural Gas | Fryer | E4 | RIM BC Ratio | 0 | 0 | 0 | 0 | 0 | 0 | 0 | 0 | 0 | 0 | 0 | 0 | 0 | 0 | 0 | 0 | 0 | 0 | 0 | 0 | 0 | 0 | 0 | 0 | 0 | 0 | 0
F5_Commercial_School (WA)_Existing_Food Preparation_Natural Gas_Fryer_E5 | F5 | Commercial | School (WA) | Existing | Food Preparation | Natural Gas | Fryer | E5 | RIM BC Ratio | 0 | 0 | 0 | 0 | 0 | 0 | 0 | 0 | 0 | 0 | 0 | 0 | 0 | 0 | 0 | 0 | 0 | 0 | 0 | 0 | 0 | 0 | 0 | 0 | 0 | 0 | 0
F5_Commercial_School (WA)_Existing_Food Preparation_Natural Gas_Fryer_E6 | F5 | Commercial | School (WA) | Existing | Food Preparation | Natural Gas | Fryer | E6 | RIM BC Ratio | 0 | 0 | 0 | 0 | 0 | 0 | 0 | 0 | 0 | 0 | 0 | 0 | 0 | 0 | 0 | 0 | 0 | 0 | 0 | 0 | 0 | 0 | 0 | 0 | 0 | 0 | 0
F5_Commercial_School (WA)_Existing_Food Preparation_Natural Gas_Fryer_E7 | F5 | Commercial | School (WA) | Existing | Food Preparation | Natural Gas | Fryer | E7 | RIM BC Ratio | 0 | 0 | 0 | 0 | 0 | 0 | 0 | 0 | 0 | 0 | 0 | 0 | 0 | 0 | 0 | 0 | 0 | 0 | 0 | 0 | 0 | 0 | 0 | 0 | 0 | 0 | 0
F5_Commercial_School (WA)_Existing_Food Preparation_Natural Gas_Fryer_E8 | F5 | Commercial | School (WA) | Existing | Food Preparation | Natural Gas | Fryer | E8 | RIM BC Ratio | 0 | 0 | 0 | 0 | 0 | 0 | 0 | 0 | 0 | 0 | 0 | 0 | 0 | 0 | 0 | 0 | 0 | 0 | 0 | 0 | 0 | 0 | 0 | 0 | 0 | 0 | 0
F5_Commercial_School (WA)_Existing_Food Preparation_Natural Gas_Fryer_E9 | F5 | Commercial | School (WA) | Existing | Food Preparation | Natural Gas | Fryer | E9 | RIM BC Ratio | 0 | 0 | 0 | 0 | 0 | 0 | 0 | 0 | 0 | 0 | 0 | 0 | 0 | 0 | 0 | 0 | 0 | 0 | 0 | 0 | 0 | 0 | 0 | 0 | 0 | 0 | 0
F5_Commercial_School (WA)_Existing_Food Preparation_Natural Gas_Fryer_E10 | F5 | Commercial | School (WA) | Existing | Food Preparation | Natural Gas | Fryer | E10 | RIM BC Ratio | 0 | 0 | 0 | 0 | 0 | 0 | 0 | 0 | 0 | 0 | 0 | 0 | 0 | 0 | 0 | 0 | 0 | 0 | 0 | 0 | 0 | 0 | 0 | 0 | 0 | 0 | 0
F0_Commercial_School (WA)_Existing_Food Preparation_Natural Gas_Broiler_E0 | F0 | Commercial | School (WA) | Existing | Food Preparation | Natural Gas | Broiler | E0 | Economic Unit | Infrared Burners | Infrared Burners | Infrared Burners | Infrared Burners | Infrared Burners | Infrared Burners | Infrared Burners | Infrared Burners | Infrared Burners | Infrared Burners | Infrared Burners | Infrared Burners | Infrared Burners | Infrared Burners | Infrared Burners | Infrared Burners | Infrared Burners | Infrared Burners | Infrared Burners | Infrared Burners | Infrared Burners | Infrared Burners | Infrared Burners | Infrared Burners | Infrared Burners | Infrared Burners | Infrared Burners
F1_Commercial_School (WA)_Existing_Food Preparation_Natural Gas_Broiler_E1 | F1 | Commercial | School (WA) | Existing | Food Preparation | Natural Gas | Broiler | E1 | CCE | 0 | 0 | 0 | 0 | 0 | 0 | 0 | 0 | 0 | 0 | 0 | 0 | 0 | 0 | 0 | 0 | 0 | 0 | 0 | 0 | 0 | 0 | 0 | 0 | 0 | 0 | 0
F1_Commercial_School (WA)_Existing_Food Preparation_Natural Gas_Broiler_E2 | F1 | Commercial | School (WA) | Existing | Food Preparation | Natural Gas | Broiler | E2 | CCE | 0.0011545 | 0.0011545 | 0.0011545 | 0.0011545 | 0.0011545 | 0.0011545 | 0.0011545 | 0.0011545 | 0.0011545 | 0.0011545 | 0.0011545 | 0.0011545 | 0.0011545 | 0.0011545 | 0.0011545 | 0.0011545 | 0.0011545 | 0.0011545 | 0.0011545 | 0.0011545 | 0.0011545 | 0.0011545 | 0.0011545 | 0.0011545 | 0.0011545 | 0.0011545 | 0.0011545
F1_Commercial_School (WA)_Existing_Food Preparation_Natural Gas_Broiler_E3 | F1 | Commercial | School (WA) | Existing | Food Preparation | Natural Gas | Broiler | E3 | CCE | 0 | 0 | 0 | 0 | 0 | 0 | 0 | 0 | 0 | 0 | 0 | 0 | 0 | 0 | 0 | 0 | 0 | 0 | 0 | 0 | 0 | 0 | 0 | 0 | 0 | 0 | 0
F1_Commercial_School (WA)_Existing_Food Preparation_Natural Gas_Broiler_E4 | F1 | Commercial | School (WA) | Existing | Food Preparation | Natural Gas | Broiler | E4 | CCE | 0 | 0 | 0 | 0 | 0 | 0 | 0 | 0 | 0 | 0 | 0 | 0 | 0 | 0 | 0 | 0 | 0 | 0 | 0 | 0 | 0 | 0 | 0 | 0 | 0 | 0 | 0
F1_Commercial_School (WA)_Existing_Food Preparation_Natural Gas_Broiler_E5 | F1 | Commercial | School (WA) | Existing | Food Preparation | Natural Gas | Broiler | E5 | CCE | 0 | 0 | 0 | 0 | 0 | 0 | 0 | 0 | 0 | 0 | 0 | 0 | 0 | 0 | 0 | 0 | 0 | 0 | 0 | 0 | 0 | 0 | 0 | 0 | 0 | 0 | 0
F1_Commercial_School (WA)_Existing_Food Preparation_Natural Gas_Broiler_E6 | F1 | Commercial | School (WA) | Existing | Food Preparation | Natural Gas | Broiler | E6 | CCE | 0 | 0 | 0 | 0 | 0 | 0 | 0 | 0 | 0 | 0 | 0 | 0 | 0 | 0 | 0 | 0 | 0 | 0 | 0 | 0 | 0 | 0 | 0 | 0 | 0 | 0 | 0
F1_Commercial_School (WA)_Existing_Food Preparation_Natural Gas_Broiler_E7 | F1 | Commercial | School (WA) | Existing | Food Preparation | Natural Gas | Broiler | E7 | CCE | 0 | 0 | 0 | 0 | 0 | 0 | 0 | 0 | 0 | 0 | 0 | 0 | 0 | 0 | 0 | 0 | 0 | 0 | 0 | 0 | 0 | 0 | 0 | 0 | 0 | 0 | 0
F1_Commercial_School (WA)_Existing_Food Preparation_Natural Gas_Broiler_E8 | F1 | Commercial | School (WA) | Existing | Food Preparation | Natural Gas | Broiler | E8 | CCE | 0 | 0 | 0 | 0 | 0 | 0 | 0 | 0 | 0 | 0 | 0 | 0 | 0 | 0 | 0 | 0 | 0 | 0 | 0 | 0 | 0 | 0 | 0 | 0 | 0 | 0 | 0
F1_Commercial_School (WA)_Existing_Food Preparation_Natural Gas_Broiler_E9 | F1 | Commercial | School (WA) | Existing | Food Preparation | Natural Gas | Broiler | E9 | CCE | 0 | 0 | 0 | 0 | 0 | 0 | 0 | 0 | 0 | 0 | 0 | 0 | 0 | 0 | 0 | 0 | 0 | 0 | 0 | 0 | 0 | 0 | 0 | 0 | 0 | 0 | 0
F1_Commercial_School (WA)_Existing_Food Preparation_Natural Gas_Broiler_E10 | F1 | Commercial | School (WA) | Existing | Food Preparation | Natural Gas | Broiler | E10 | CCE | 0 | 0 | 0 | 0 | 0 | 0 | 0 | 0 | 0 | 0 | 0 | 0 | 0 | 0 | 0 | 0 | 0 | 0 | 0 | 0 | 0 | 0 | 0 | 0 | 0 | 0 | 0
F2_Commercial_School (WA)_Existing_Food Preparation_Natural Gas_Broiler_E1 | F2 | Commercial | School (WA) | Existing | Food Preparation | Natural Gas | Broiler | E1 | TRC BC Ratio | [24 empty] | 1 | 1 | 1 | bar: 2019 to 2042
F2_Commercial_School (WA)_Existing_Food Preparation_Natural Gas_Broiler_E2 | F2 | Commercial | School (WA) | Existing | Food Preparation | Natural Gas | Broiler | E2 | TRC BC Ratio | 3.0827 | 3.1604 | 3.2525 | 3.358 | 3.4773 | 3.6224 | 3.7718 | 3.9197 | 4.0621 | 4.2065 | 4.3214 | 4.4291 | 4.5447 | 4.658 | 4.7592 | 4.8539 | 4.9389 | 5.0227 | 5.1123 | 5.1997 | 5.2895 | 5.3828 | 5.4772 | 5.5745 | 5.6735 | 5.7743 | 5.8769
F2_Commercial_School (WA)_Existing_Food Preparation_Natural Gas_Broiler_E3 | F2 | Commercial | School (WA) | Existing | Food Preparation | Natural Gas | Broiler | E3 | TRC BC Ratio | 0 | 0 | 0 | 0 | 0 | 0 | 0 | 0 | 0 | 0 | 0 | 0 | 0 | 0 | 0 | 0 | 0 | 0 | 0 | 0 | 0 | 0 | 0 | 0 | 0 | 0 | 0
F2_Commercial_School (WA)_Existing_Food Preparation_Natural Gas_Broiler_E4 | F2 | Commercial | School (WA) | Existing | Food Preparation | Natural Gas | Broiler | E4 | TRC BC Ratio | 0 | 0 | 0 | 0 | 0 | 0 | 0 | 0 | 0 | 0 | 0 | 0 | 0 | 0 | 0 | 0 | 0 | 0 | 0 | 0 | 0 | 0 | 0 | 0 | 0 | 0 | 0
F2_Commercial_School (WA)_Existing_Food Preparation_Natural Gas_Broiler_E5 | F2 | Commercial | School (WA) | Existing | Food Preparation | Natural Gas | Broiler | E5 | TRC BC Ratio | 0 | 0 | 0 | 0 | 0 | 0 | 0 | 0 | 0 | 0 | 0 | 0 | 0 | 0 | 0 | 0 | 0 | 0 | 0 | 0 | 0 | 0 | 0 | 0 | 0 | 0 | 0
F2_Commercial_School (WA)_Existing_Food Preparation_Natural Gas_Broiler_E6 | F2 | Commercial | School (WA) | Existing | Food Preparation | Natural Gas | Broiler | E6 | TRC BC Ratio | 0 | 0 | 0 | 0 | 0 | 0 | 0 | 0 | 0 | 0 | 0 | 0 | 0 | 0 | 0 | 0 | 0 | 0 | 0 | 0 | 0 | 0 | 0 | 0 | 0 | 0 | 0
F2_Commercial_School (WA)_Existing_Food Preparation_Natural Gas_Broiler_E7 | F2 | Commercial | School (WA) | Existing | Food Preparation | Natural Gas | Broiler | E7 | TRC BC Ratio | 0 | 0 | 0 | 0 | 0 | 0 | 0 | 0 | 0 | 0 | 0 | 0 | 0 | 0 | 0 | 0 | 0 | 0 | 0 | 0 | 0 | 0 | 0 | 0 | 0 | 0 | 0
F2_Commercial_School (WA)_Existing_Food Preparation_Natural Gas_Broiler_E8 | F2 | Commercial | School (WA) | Existing | Food Preparation | Natural Gas | Broiler | E8 | TRC BC Ratio | 0 | 0 | 0 | 0 | 0 | 0 | 0 | 0 | 0 | 0 | 0 | 0 | 0 | 0 | 0 | 0 | 0 | 0 | 0 | 0 | 0 | 0 | 0 | 0 | 0 | 0 | 0
F2_Commercial_School (WA)_Existing_Food Preparation_Natural Gas_Broiler_E9 | F2 | Commercial | School (WA) | Existing | Food Preparation | Natural Gas | Broiler | E9 | TRC BC Ratio | 0 | 0 | 0 | 0 | 0 | 0 | 0 | 0 | 0 | 0 | 0 | 0 | 0 | 0 | 0 | 0 | 0 | 0 | 0 | 0 | 0 | 0 | 0 | 0 | 0 | 0 | 0
F2_Commercial_School (WA)_Existing_Food Preparation_Natural Gas_Broiler_E10 | F2 | Commercial | School (WA) | Existing | Food Preparation | Natural Gas | Broiler | E10 | TRC BC Ratio | 0 | 0 | 0 | 0 | 0 | 0 | 0 | 0 | 0 | 0 | 0 | 0 | 0 | 0 | 0 | 0 | 0 | 0 | 0 | 0 | 0 | 0 | 0 | 0 | 0 | 0 | 0
F3_Commercial_School (WA)_Existing_Food Preparation_Natural Gas_Broiler_E1 | F3 | Commercial | School (WA) | Existing | Food Preparation | Natural Gas | Broiler | E1 | PACT BC Ratio | [24 empty] | 1 | 1 | 1 | bar: 2019 to 2042
F3_Commercial_School (WA)_Existing_Food Preparation_Natural Gas_Broiler_E2 | F3 | Commercial | School (WA) | Existing | Food Preparation | Natural Gas | Broiler | E2 | PACT BC Ratio | 6.2129 | 6.3694 | 6.5549 | 6.7675 | 7.0079 | 7.3004 | 7.6015 | 7.8997 | 8.1867 | 8.4777 | 8.7093 | 8.9262 | 9.1593 | 9.3875 | 9.5915 | 9.7824 | 9.9536 | 10.1226 | 10.3032 | 10.4793 | 10.6602 | 10.8484 | 11.0385 | 11.2346 | 11.4342 | 11.6373 | 11.8441
F3_Commercial_School (WA)_Existing_Food Preparation_Natural Gas_Broiler_E3 | F3 | Commercial | School (WA) | Existing | Food Preparation | Natural Gas | Broiler | E3 | PACT BC Ratio | 0 | 0 | 0 | 0 | 0 | 0 | 0 | 0 | 0 | 0 | 0 | 0 | 0 | 0 | 0 | 0 | 0 | 0 | 0 | 0 | 0 | 0 | 0 | 0 | 0 | 0 | 0
F3_Commercial_School (WA)_Existing_Food Preparation_Natural Gas_Broiler_E4 | F3 | Commercial | School (WA) | Existing | Food Preparation | Natural Gas | Broiler | E4 | PACT BC Ratio | 0 | 0 | 0 | 0 | 0 | 0 | 0 | 0 | 0 | 0 | 0 | 0 | 0 | 0 | 0 | 0 | 0 | 0 | 0 | 0 | 0 | 0 | 0 | 0 | 0 | 0 | 0
F3_Commercial_School (WA)_Existing_Food Preparation_Natural Gas_Broiler_E5 | F3 | Commercial | School (WA) | Existing | Food Preparation | Natural Gas | Broiler | E5 | PACT BC Ratio | 0 | 0 | 0 | 0 | 0 | 0 | 0 | 0 | 0 | 0 | 0 | 0 | 0 | 0 | 0 | 0 | 0 | 0 | 0 | 0 | 0 | 0 | 0 | 0 | 0 | 0 | 0
F3_Commercial_School (WA)_Existing_Food Preparation_Natural Gas_Broiler_E6 | F3 | Commercial | School (WA) | Existing | Food Preparation | Natural Gas | Broiler | E6 | PACT BC Ratio | 0 | 0 | 0 | 0 | 0 | 0 | 0 | 0 | 0 | 0 | 0 | 0 | 0 | 0 | 0 | 0 | 0 | 0 | 0 | 0 | 0 | 0 | 0 | 0 | 0 | 0 | 0
F3_Commercial_School (WA)_Existing_Food Preparation_Natural Gas_Broiler_E7 | F3 | Commercial | School (WA) | Existing | Food Preparation | Natural Gas | Broiler | E7 | PACT BC Ratio | 0 | 0 | 0 | 0 | 0 | 0 | 0 | 0 | 0 | 0 | 0 | 0 | 0 | 0 | 0 | 0 | 0 | 0 | 0 | 0 | 0 | 0 | 0 | 0 | 0 | 0 | 0
F3_Commercial_School (WA)_Existing_Food Preparation_Natural Gas_Broiler_E8 | F3 | Commercial | School (WA) | Existing | Food Preparation | Natural Gas | Broiler | E8 | PACT BC Ratio | 0 | 0 | 0 | 0 | 0 | 0 | 0 | 0 | 0 | 0 | 0 | 0 | 0 | 0 | 0 | 0 | 0 | 0 | 0 | 0 | 0 | 0 | 0 | 0 | 0 | 0 | 0
F3_Commercial_School (WA)_Existing_Food Preparation_Natural Gas_Broiler_E9 | F3 | Commercial | School (WA) | Existing | Food Preparation | Natural Gas | Broiler | E9 | PACT BC Ratio | 0 | 0 | 0 | 0 | 0 | 0 | 0 | 0 | 0 | 0 | 0 | 0 | 0 | 0 | 0 | 0 | 0 | 0 | 0 | 0 | 0 | 0 | 0 | 0 | 0 | 0 | 0
F3_Commercial_School (WA)_Existing_Food Preparation_Natural Gas_Broiler_E10 | F3 | Commercial | School (WA) | Existing | Food Preparation | Natural Gas | Broiler | E10 | PACT BC Ratio | 0 | 0 | 0 | 0 | 0 | 0 | 0 | 0 | 0 | 0 | 0 | 0 | 0 | 0 | 0 | 0 | 0 | 0 | 0 | 0 | 0 | 0 | 0 | 0 | 0 | 0 | 0
F4_Commercial_School (WA)_Existing_Food Preparation_Natural Gas_Broiler_E1 | F4 | Commercial | School (WA) | Existing | Food Preparation | Natural Gas | Broiler | E1 | RVT BC Ratio | [24 empty] | 1 | 1 | 1 | bar: 2019 to 2042
F4_Commercial_School (WA)_Existing_Food Preparation_Natural Gas_Broiler_E2 | F4 | Commercial | School (WA) | Existing | Food Preparation | Natural Gas | Broiler | E2 | RVT BC Ratio | 4.7524 | 4.8348 | 4.9314 | 5.044 | 5.173 | 5.334 | 5.4955 | 5.6488 | 5.7876 | 5.9222 | 6.0616 | 6.1883 | 6.322 | 6.4485 | 6.5573 | 6.6555 | 6.7386 | 6.818 | 6.9023 | 6.9811 | 7.0602 | 7.1778 | 7.2966 | 7.4193 | 7.544 | 7.671 | 7.8003
F4_Commercial_School (WA)_Existing_Food Preparation_Natural Gas_Broiler_E3 | F4 | Commercial | School (WA) | Existing | Food Preparation | Natural Gas | Broiler | E3 | RVT BC Ratio | 0 | 0 | 0 | 0 | 0 | 0 | 0 | 0 | 0 | 0 | 0 | 0 | 0 | 0 | 0 | 0 | 0 | 0 | 0 | 0 | 0 | 0 | 0 | 0 | 0 | 0 | 0
F4_Commercial_School (WA)_Existing_Food Preparation_Natural Gas_Broiler_E4 | F4 | Commercial | School (WA) | Existing | Food Preparation | Natural Gas | Broiler | E4 | RVT BC Ratio | 0 | 0 | 0 | 0 | 0 | 0 | 0 | 0 | 0 | 0 | 0 | 0 | 0 | 0 | 0 | 0 | 0 | 0 | 0 | 0 | 0 | 0 | 0 | 0 | 0 | 0 | 0
F4_Commercial_School (WA)_Existing_Food Preparation_Natural Gas_Broiler_E5 | F4 | Commercial | School (WA) | Existing | Food Preparation | Natural Gas | Broiler | E5 | RVT BC Ratio | 0 | 0 | 0 | 0 | 0 | 0 | 0 | 0 | 0 | 0 | 0 | 0 | 0 | 0 | 0 | 0 | 0 | 0 | 0 | 0 | 0 | 0 | 0 | 0 | 0 | 0 | 0
F4_Commercial_School (WA)_Existing_Food Preparation_Natural Gas_Broiler_E6 | F4 | Commercial | School (WA) | Existing | Food Preparation | Natural Gas | Broiler | E6 | RVT BC Ratio | 0 | 0 | 0 | 0 | 0 | 0 | 0 | 0 | 0 | 0 | 0 | 0 | 0 | 0 | 0 | 0 | 0 | 0 | 0 | 0 | 0 | 0 | 0 | 0 | 0 | 0 | 0
F4_Commercial_School (WA)_Existing_Food Preparation_Natural Gas_Broiler_E7 | F4 | Commercial | School (WA) | Existing | Food Preparation | Natural Gas | Broiler | E7 | RVT BC Ratio | 0 | 0 | 0 | 0 | 0 | 0 | 0 | 0 | 0 | 0 | 0 | 0 | 0 | 0 | 0 | 0 | 0 | 0 | 0 | 0 | 0 | 0 | 0 | 0 | 0 | 0 | 0
F4_Commercial_School (WA)_Existing_Food Preparation_Natural Gas_Broiler_E8 | F4 | Commercial | School (WA) | Existing | Food Preparation | Natural Gas | Broiler | E8 | RVT BC Ratio | 0 | 0 | 0 | 0 | 0 | 0 | 0 | 0 | 0 | 0 | 0 | 0 | 0 | 0 | 0 | 0 | 0 | 0 | 0 | 0 | 0 | 0 | 0 | 0 | 0 | 0 | 0
F4_Commercial_School (WA)_Existing_Food Preparation_Natural Gas_Broiler_E9 | F4 | Commercial | School (WA) | Existing | Food Preparation | Natural Gas | Broiler | E9 | RVT BC Ratio | 0 | 0 | 0 | 0 | 0 | 0 | 0 | 0 | 0 | 0 | 0 | 0 | 0 | 0 | 0 | 0 | 0 | 0 | 0 | 0 | 0 | 0 | 0 | 0 | 0 | 0 | 0
F4_Commercial_School (WA)_Existing_Food Preparation_Natural Gas_Broiler_E10 | F4 | Commercial | School (WA) | Existing | Food Preparation | Natural Gas | Broiler | E10 | RVT BC Ratio | 0 | 0 | 0 | 0 | 0 | 0 | 0 | 0 | 0 | 0 | 0 | 0 | 0 | 0 | 0 | 0 | 0 | 0 | 0 | 0 | 0 | 0 | 0 | 0 | 0 | 0 | 0
F5_Commercial_School (WA)_Existing_Food Preparation_Natural Gas_Broiler_E1 | F5 | Commercial | School (WA) | Existing | Food Preparation | Natural Gas | Broiler | E1 | RIM BC Ratio | [24 empty] | 1 | 1 | 1 | bar: 2019 to 2042
F5_Commercial_School (WA)_Existing_Food Preparation_Natural Gas_Broiler_E2 | F5 | Commercial | School (WA) | Existing | Food Preparation | Natural Gas | Broiler | E2 | RIM BC Ratio | 0.74696 | 0.75327 | 0.76061 | 0.76841 | 0.77661 | 0.78548 | 0.79468 | 0.8042 | 0.81411 | 0.82452 | 0.82818 | 0.83198 | 0.8362 | 0.84072 | 0.84516 | 0.84964 | 0.85415 | 0.85884 | 0.86377 | 0.8689 | 0.87427 | 0.87552 | 0.87674 | 0.87795 | 0.87915 | 0.88034 | 0.8815
F5_Commercial_School (WA)_Existing_Food Preparation_Natural Gas_Broiler_E3 | F5 | Commercial | School (WA) | Existing | Food Preparation | Natural Gas | Broiler | E3 | RIM BC Ratio | 0 | 0 | 0 | 0 | 0 | 0 | 0 | 0 | 0 | 0 | 0 | 0 | 0 | 0 | 0 | 0 | 0 | 0 | 0 | 0 | 0 | 0 | 0 | 0 | 0 | 0 | 0
F5_Commercial_School (WA)_Existing_Food Preparation_Natural Gas_Broiler_E4 | F5 | Commercial | School (WA) | Existing | Food Preparation | Natural Gas | Broiler | E4 | RIM BC Ratio | 0 | 0 | 0 | 0 | 0 | 0 | 0 | 0 | 0 | 0 | 0 | 0 | 0 | 0 | 0 | 0 | 0 | 0 | 0 | 0 | 0 | 0 | 0 | 0 | 0 | 0 | 0
F5_Commercial_School (WA)_Existing_Food Preparation_Natural Gas_Broiler_E5 | F5 | Commercial | School (WA) | Existing | Food Preparation | Natural Gas | Broiler | E5 | RIM BC Ratio | 0 | 0 | 0 | 0 | 0 | 0 | 0 | 0 | 0 | 0 | 0 | 0 | 0 | 0 | 0 | 0 | 0 | 0 | 0 | 0 | 0 | 0 | 0 | 0 | 0 | 0 | 0
F5_Commercial_School (WA)_Existing_Food Preparation_Natural Gas_Broiler_E6 | F5 | Commercial | School (WA) | Existing | Food Preparation | Natural Gas | Broiler | E6 | RIM BC Ratio | 0 | 0 | 0 | 0 | 0 | 0 | 0 | 0 | 0 | 0 | 0 | 0 | 0 | 0 | 0 | 0 | 0 | 0 | 0 | 0 | 0 | 0 | 0 | 0 | 0 | 0 | 0
F5_Commercial_School (WA)_Existing_Food Preparation_Natural Gas_Broiler_E7 | F5 | Commercial | School (WA) | Existing | Food Preparation | Natural Gas | Broiler | E7 | RIM BC Ratio | 0 | 0 | 0 | 0 | 0 | 0 | 0 | 0 | 0 | 0 | 0 | 0 | 0 | 0 | 0 | 0 | 0 | 0 | 0 | 0 | 0 | 0 | 0 | 0 | 0 | 0 | 0
F5_Commercial_School (WA)_Existing_Food Preparation_Natural Gas_Broiler_E8 | F5 | Commercial | School (WA) | Existing | Food Preparation | Natural Gas | Broiler | E8 | RIM BC Ratio | 0 | 0 | 0 | 0 | 0 | 0 | 0 | 0 | 0 | 0 | 0 | 0 | 0 | 0 | 0 | 0 | 0 | 0 | 0 | 0 | 0 | 0 | 0 | 0 | 0 | 0 | 0
F5_Commercial_School (WA)_Existing_Food Preparation_Natural Gas_Broiler_E9 | F5 | Commercial | School (WA) | Existing | Food Preparation | Natural Gas | Broiler | E9 | RIM BC Ratio | 0 | 0 | 0 | 0 | 0 | 0 | 0 | 0 | 0 | 0 | 0 | 0 | 0 | 0 | 0 | 0 | 0 | 0 | 0 | 0 | 0 | 0 | 0 | 0 | 0 | 0 | 0
F5_Commercial_School (WA)_Existing_Food Preparation_Natural Gas_Broiler_E10 | F5 | Commercial | School (WA) | Existing | Food Preparation | Natural Gas | Broiler | E10 | RIM BC Ratio | 0 | 0 | 0 | 0 | 0 | 0 | 0 | 0 | 0 | 0 | 0 | 0 | 0 | 0 | 0 | 0 | 0 | 0 | 0 | 0 | 0 | 0 | 0 | 0 | 0 | 0 | 0
F0_Commercial_School (WA)_Existing_Food Preparation_Natural Gas_Griddle_E0 | F0 | Commercial | School (WA) | Existing | Food Preparation | Natural Gas | Griddle | E0 | Economic Unit | ENERGY STAR | ENERGY STAR | ENERGY STAR | ENERGY STAR | ENERGY STAR | ENERGY STAR | ENERGY STAR | ENERGY STAR | ENERGY STAR | ENERGY STAR | ENERGY STAR | ENERGY STAR | ENERGY STAR | ENERGY STAR | ENERGY STAR | ENERGY STAR | ENERGY STAR | ENERGY STAR | ENERGY STAR | ENERGY STAR | ENERGY STAR | ENERGY STAR | ENERGY STAR | ENERGY STAR | ENERGY STAR | ENERGY STAR | ENERGY STAR
F1_Commercial_School (WA)_Existing_Food Preparation_Natural Gas_Griddle_E1 | F1 | Commercial | School (WA) | Existing | Food Preparation | Natural Gas | Griddle | E1 | CCE | 0 | 0 | 0 | 0 | 0 | 0 | 0 | 0 | 0 | 0 | 0 | 0 | 0 | 0 | 0 | 0 | 0 | 0 | 0 | 0 | 0 | 0 | 0 | 0 | 0 | 0 | 0
F1_Commercial_School (WA)_Existing_Food Preparation_Natural Gas_Griddle_E2 | F1 | Commercial | School (WA) | Existing | Food Preparation | Natural Gas | Griddle | E2 | CCE | 0.00091307 | 0.00091307 | 0.00091307 | 0.00091307 | 0.00091307 | 0.00091307 | 0.00091307 | 0.00091307 | 0.00091307 | 0.00091307 | 0.00091307 | 0.00091307 | 0.00091307 | 0.00091307 | 0.00091307 | 0.00091307 | 0.00091307 | 0.00091307 | 0.00091307 | 0.00091307 | 0.00091307 | 0.00091307 | 0.00091307 | 0.00091307 | 0.00091307 | 0.00091307 | 0.00091307
F1_Commercial_School (WA)_Existing_Food Preparation_Natural Gas_Griddle_E3 | F1 | Commercial | School (WA) | Existing | Food Preparation | Natural Gas | Griddle | E3 | CCE | 0 | 0 | 0 | 0 | 0 | 0 | 0 | 0 | 0 | 0 | 0 | 0 | 0 | 0 | 0 | 0 | 0 | 0 | 0 | 0 | 0 | 0 | 0 | 0 | 0 | 0 | 0
F1_Commercial_School (WA)_Existing_Food Preparation_Natural Gas_Griddle_E4 | F1 | Commercial | School (WA) | Existing | Food Preparation | Natural Gas | Griddle | E4 | CCE | 0 | 0 | 0 | 0 | 0 | 0 | 0 | 0 | 0 | 0 | 0 | 0 | 0 | 0 | 0 | 0 | 0 | 0 | 0 | 0 | 0 | 0 | 0 | 0 | 0 | 0 | 0
F1_Commercial_School (WA)_Existing_Food Preparation_Natural Gas_Griddle_E5 | F1 | Commercial | School (WA) | Existing | Food Preparation | Natural Gas | Griddle | E5 | CCE | 0 | 0 | 0 | 0 | 0 | 0 | 0 | 0 | 0 | 0 | 0 | 0 | 0 | 0 | 0 | 0 | 0 | 0 | 0 | 0 | 0 | 0 | 0 | 0 | 0 | 0 | 0
F1_Commercial_School (WA)_Existing_Food Preparation_Natural Gas_Griddle_E6 | F1 | Commercial | School (WA) | Existing | Food Preparation | Natural Gas | Griddle | E6 | CCE | 0 | 0 | 0 | 0 | 0 | 0 | 0 | 0 | 0 | 0 | 0 | 0 | 0 | 0 | 0 | 0 | 0 | 0 | 0 | 0 | 0 | 0 | 0 | 0 | 0 | 0 | 0
F1_Commercial_School (WA)_Existing_Food Preparation_Natural Gas_Griddle_E7 | F1 | Commercial | School (WA) | Existing | Food Preparation | Natural Gas | Griddle | E7 | CCE | 0 | 0 | 0 | 0 | 0 | 0 | 0 | 0 | 0 | 0 | 0 | 0 | 0 | 0 | 0 | 0 | 0 | 0 | 0 | 0 | 0 | 0 | 0 | 0 | 0 | 0 | 0
F1_Commercial_School (WA)_Existing_Food Preparation_Natural Gas_Griddle_E8 | F1 | Commercial | School (WA) | Existing | Food Preparation | Natural Gas | Griddle | E8 | CCE | 0 | 0 | 0 | 0 | 0 | 0 | 0 | 0 | 0 | 0 | 0 | 0 | 0 | 0 | 0 | 0 | 0 | 0 | 0 | 0 | 0 | 0 | 0 | 0 | 0 | 0 | 0
F1_Commercial_School (WA)_Existing_Food Preparation_Natural Gas_Griddle_E9 | F1 | Commercial | School (WA) | Existing | Food Preparation | Natural Gas | Griddle | E9 | CCE | 0 | 0 | 0 | 0 | 0 | 0 | 0 | 0 | 0 | 0 | 0 | 0 | 0 | 0 | 0 | 0 | 0 | 0 | 0 | 0 | 0 | 0 | 0 | 0 | 0 | 0 | 0
F1_Commercial_School (WA)_Existing_Food Preparation_Natural Gas_Griddle_E10 | F1 | Commercial | School (WA) | Existing | Food Preparation | Natural Gas | Griddle | E10 | CCE | 0 | 0 | 0 | 0 | 0 | 0 | 0 | 0 | 0 | 0 | 0 | 0 | 0 | 0 | 0 | 0 | 0 | 0 | 0 | 0 | 0 | 0 | 0 | 0 | 0 | 0 | 0
F2_Commercial_School (WA)_Existing_Food Preparation_Natural Gas_Griddle_E1 | F2 | Commercial | School (WA) | Existing | Food Preparation | Natural Gas | Griddle | E1 | TRC BC Ratio | [24 empty] | 1 | 1 | 1 | bar: 2019 to 2042
F2_Commercial_School (WA)_Existing_Food Preparation_Natural Gas_Griddle_E2 | F2 | Commercial | School (WA) | Existing | Food Preparation | Natural Gas | Griddle | E2 | TRC BC Ratio | 3.8979 | 3.9961 | 4.1125 | 4.2458 | 4.3967 | 4.5802 | 4.7691 | 4.9561 | 5.1362 | 5.3188 | 5.4641 | 5.6002 | 5.7464 | 5.8896 | 6.0176 | 6.1373 | 6.2447 | 6.3508 | 6.4641 | 6.5746 | 6.6881 | 6.8061 | 6.9254 | 7.0484 | 7.1736 | 7.3011 | 7.4308
F2_Commercial_School (WA)_Existing_Food Preparation_Natural Gas_Griddle_E3 | F2 | Commercial | School (WA) | Existing | Food Preparation | Natural Gas | Griddle | E3 | TRC BC Ratio | 0 | 0 | 0 | 0 | 0 | 0 | 0 | 0 | 0 | 0 | 0 | 0 | 0 | 0 | 0 | 0 | 0 | 0 | 0 | 0 | 0 | 0 | 0 | 0 | 0 | 0 | 0
F2_Commercial_School (WA)_Existing_Food Preparation_Natural Gas_Griddle_E4 | F2 | Commercial | School (WA) | Existing | Food Preparation | Natural Gas | Griddle | E4 | TRC BC Ratio | 0 | 0 | 0 | 0 | 0 | 0 | 0 | 0 | 0 | 0 | 0 | 0 | 0 | 0 | 0 | 0 | 0 | 0 | 0 | 0 | 0 | 0 | 0 | 0 | 0 | 0 | 0
F2_Commercial_School (WA)_Existing_Food Preparation_Natural Gas_Griddle_E5 | F2 | Commercial | School (WA) | Existing | Food Preparation | Natural Gas | Griddle | E5 | TRC BC Ratio | 0 | 0 | 0 | 0 | 0 | 0 | 0 | 0 | 0 | 0 | 0 | 0 | 0 | 0 | 0 | 0 | 0 | 0 | 0 | 0 | 0 | 0 | 0 | 0 | 0 | 0 | 0
F2_Commercial_School (WA)_Existing_Food Preparation_Natural Gas_Griddle_E6 | F2 | Commercial | School (WA) | Existing | Food Preparation | Natural Gas | Griddle | E6 | TRC BC Ratio | 0 | 0 | 0 | 0 | 0 | 0 | 0 | 0 | 0 | 0 | 0 | 0 | 0 | 0 | 0 | 0 | 0 | 0 | 0 | 0 | 0 | 0 | 0 | 0 | 0 | 0 | 0
F2_Commercial_School (WA)_Existing_Food Preparation_Natural Gas_Griddle_E7 | F2 | Commercial | School (WA) | Existing | Food Preparation | Natural Gas | Griddle | E7 | TRC BC Ratio | 0 | 0 | 0 | 0 | 0 | 0 | 0 | 0 | 0 | 0 | 0 | 0 | 0 | 0 | 0 | 0 | 0 | 0 | 0 | 0 | 0 | 0 | 0 | 0 | 0 | 0 | 0
F2_Commercial_School (WA)_Existing_Food Preparation_Natural Gas_Griddle_E8 | F2 | Commercial | School (WA) | Existing | Food Preparation | Natural Gas | Griddle | E8 | TRC BC Ratio | 0 | 0 | 0 | 0 | 0 | 0 | 0 | 0 | 0 | 0 | 0 | 0 | 0 | 0 | 0 | 0 | 0 | 0 | 0 | 0 | 0 | 0 | 0 | 0 | 0 | 0 | 0
F2_Commercial_School (WA)_Existing_Food Preparation_Natural Gas_Griddle_E9 | F2 | Commercial | School (WA) | Existing | Food Preparation | Natural Gas | Griddle | E9 | TRC BC Ratio | 0 | 0 | 0 | 0 | 0 | 0 | 0 | 0 | 0 | 0 | 0 | 0 | 0 | 0 | 0 | 0 | 0 | 0 | 0 | 0 | 0 | 0 | 0 | 0 | 0 | 0 | 0
F2_Commercial_School (WA)_Existing_Food Preparation_Natural Gas_Griddle_E10 | F2 | Commercial | School (WA) | Existing | Food Preparation | Natural Gas | Griddle | E10 | TRC BC Ratio | 0 | 0 | 0 | 0 | 0 | 0 | 0 | 0 | 0 | 0 | 0 | 0 | 0 | 0 | 0 | 0 | 0 | 0 | 0 | 0 | 0 | 0 | 0 | 0 | 0 | 0 | 0
F3_Commercial_School (WA)_Existing_Food Preparation_Natural Gas_Griddle_E1 | F3 | Commercial | School (WA) | Existing | Food Preparation | Natural Gas | Griddle | E1 | PACT BC Ratio | [24 empty] | 1 | 1 | 1 | bar: 2019 to 2042
F3_Commercial_School (WA)_Existing_Food Preparation_Natural Gas_Griddle_E2 | F3 | Commercial | School (WA) | Existing | Food Preparation | Natural Gas | Griddle | E2 | PACT BC Ratio | 7.8556 | 8.0536 | 8.2881 | 8.5569 | 8.8609 | 9.2307 | 9.6114 | 9.9884 | 10.3513 | 10.7193 | 11.0121 | 11.2864 | 11.5811 | 11.8696 | 12.1276 | 12.3689 | 12.5854 | 12.7992 | 13.0274 | 13.2501 | 13.4789 | 13.7168 | 13.9571 | 14.2051 | 14.4575 | 14.7143 | 14.9757
F3_Commercial_School (WA)_Existing_Food Preparation_Natural Gas_Griddle_E3 | F3 | Commercial | School (WA) | Existing | Food Preparation | Natural Gas | Griddle | E3 | PACT BC Ratio | 0 | 0 | 0 | 0 | 0 | 0 | 0 | 0 | 0 | 0 | 0 | 0 | 0 | 0 | 0 | 0 | 0 | 0 | 0 | 0 | 0 | 0 | 0 | 0 | 0 | 0 | 0
F3_Commercial_School (WA)_Existing_Food Preparation_Natural Gas_Griddle_E4 | F3 | Commercial | School (WA) | Existing | Food Preparation | Natural Gas | Griddle | E4 | PACT BC Ratio | 0 | 0 | 0 | 0 | 0 | 0 | 0 | 0 | 0 | 0 | 0 | 0 | 0 | 0 | 0 | 0 | 0 | 0 | 0 | 0 | 0 | 0 | 0 | 0 | 0 | 0 | 0
F3_Commercial_School (WA)_Existing_Food Preparation_Natural Gas_Griddle_E5 | F3 | Commercial | School (WA) | Existing | Food Preparation | Natural Gas | Griddle | E5 | PACT BC Ratio | 0 | 0 | 0 | 0 | 0 | 0 | 0 | 0 | 0 | 0 | 0 | 0 | 0 | 0 | 0 | 0 | 0 | 0 | 0 | 0 | 0 | 0 | 0 | 0 | 0 | 0 | 0
F3_Commercial_School (WA)_Existing_Food Preparation_Natural Gas_Griddle_E6 | F3 | Commercial | School (WA) | Existing | Food Preparation | Natural Gas | Griddle | E6 | PACT BC Ratio | 0 | 0 | 0 | 0 | 0 | 0 | 0 | 0 | 0 | 0 | 0 | 0 | 0 | 0 | 0 | 0 | 0 | 0 | 0 | 0 | 0 | 0 | 0 | 0 | 0 | 0 | 0
F3_Commercial_School (WA)_Existing_Food Preparation_Natural Gas_Griddle_E7 | F3 | Commercial | School (WA) | Existing | Food Preparation | Natural Gas | Griddle | E7 | PACT BC Ratio | 0 | 0 | 0 | 0 | 0 | 0 | 0 | 0 | 0 | 0 | 0 | 0 | 0 | 0 | 0 | 0 | 0 | 0 | 0 | 0 | 0 | 0 | 0 | 0 | 0 | 0 | 0
F3_Commercial_School (WA)_Existing_Food Preparation_Natural Gas_Griddle_E8 | F3 | Commercial | School (WA) | Existing | Food Preparation | Natural Gas | Griddle | E8 | PACT BC Ratio | 0 | 0 | 0 | 0 | 0 | 0 | 0 | 0 | 0 | 0 | 0 | 0 | 0 | 0 | 0 | 0 | 0 | 0 | 0 | 0 | 0 | 0 | 0 | 0 | 0 | 0 | 0
F3_Commercial_School (WA)_Existing_Food Preparation_Natural Gas_Griddle_E9 | F3 | Commercial | School (WA) | Existing | Food Preparation | Natural Gas | Griddle | E9 | PACT BC Ratio | 0 | 0 | 0 | 0 | 0 | 0 | 0 | 0 | 0 | 0 | 0 | 0 | 0 | 0 | 0 | 0 | 0 | 0 | 0 | 0 | 0 | 0 | 0 | 0 | 0 | 0 | 0
F3_Commercial_School (WA)_Existing_Food Preparation_Natural Gas_Griddle_E10 | F3 | Commercial | School (WA) | Existing | Food Preparation | Natural Gas | Griddle | E10 | PACT BC Ratio | 0 | 0 | 0 | 0 | 0 | 0 | 0 | 0 | 0 | 0 | 0 | 0 | 0 | 0 | 0 | 0 | 0 | 0 | 0 | 0 | 0 | 0 | 0 | 0 | 0 | 0 | 0
F4_Commercial_School (WA)_Existing_Food Preparation_Natural Gas_Griddle_E1 | F4 | Commercial | School (WA) | Existing | Food Preparation | Natural Gas | Griddle | E1 | RVT BC Ratio | [24 empty] | 1 | 1 | 1 | bar: 2019 to 2042
F4_Commercial_School (WA)_Existing_Food Preparation_Natural Gas_Griddle_E2 | F4 | Commercial | School (WA) | Existing | Food Preparation | Natural Gas | Griddle | E2 | RVT BC Ratio | 5.9045 | 6.0086 | 6.1307 | 6.2731 | 6.4362 | 6.6398 | 6.844 | 7.0379 | 7.2134 | 7.3835 | 7.5597 | 7.7199 | 7.889 | 8.049 | 8.1866 | 8.3107 | 8.4158 | 8.5161 | 8.6228 | 8.7224 | 8.8224 | 8.9711 | 9.1214 | 9.2764 | 9.4342 | 9.5948 | 9.7582
F4_Commercial_School (WA)_Existing_Food Preparation_Natural Gas_Griddle_E3 | F4 | Commercial | School (WA) | Existing | Food Preparation | Natural Gas | Griddle | E3 | RVT BC Ratio | 0 | 0 | 0 | 0 | 0 | 0 | 0 | 0 | 0 | 0 | 0 | 0 | 0 | 0 | 0 | 0 | 0 | 0 | 0 | 0 | 0 | 0 | 0 | 0 | 0 | 0 | 0
F4_Commercial_School (WA)_Existing_Food Preparation_Natural Gas_Griddle_E4 | F4 | Commercial | School (WA) | Existing | Food Preparation | Natural Gas | Griddle | E4 | RVT BC Ratio | 0 | 0 | 0 | 0 | 0 | 0 | 0 | 0 | 0 | 0 | 0 | 0 | 0 | 0 | 0 | 0 | 0 | 0 | 0 | 0 | 0 | 0 | 0 | 0 | 0 | 0 | 0
F4_Commercial_School (WA)_Existing_Food Preparation_Natural Gas_Griddle_E5 | F4 | Commercial | School (WA) | Existing | Food Preparation | Natural Gas | Griddle | E5 | RVT BC Ratio | 0 | 0 | 0 | 0 | 0 | 0 | 0 | 0 | 0 | 0 | 0 | 0 | 0 | 0 | 0 | 0 | 0 | 0 | 0 | 0 | 0 | 0 | 0 | 0 | 0 | 0 | 0
F4_Commercial_School (WA)_Existing_Food Preparation_Natural Gas_Griddle_E6 | F4 | Commercial | School (WA) | Existing | Food Preparation | Natural Gas | Griddle | E6 | RVT BC Ratio | 0 | 0 | 0 | 0 | 0 | 0 | 0 | 0 | 0 | 0 | 0 | 0 | 0 | 0 | 0 | 0 | 0 | 0 | 0 | 0 | 0 | 0 | 0 | 0 | 0 | 0 | 0
F4_Commercial_School (WA)_Existing_Food Preparation_Natural Gas_Griddle_E7 | F4 | Commercial | School (WA) | Existing | Food Preparation | Natural Gas | Griddle | E7 | RVT BC Ratio | 0 | 0 | 0 | 0 | 0 | 0 | 0 | 0 | 0 | 0 | 0 | 0 | 0 | 0 | 0 | 0 | 0 | 0 | 0 | 0 | 0 | 0 | 0 | 0 | 0 | 0 | 0
F4_Commercial_School (WA)_Existing_Food Preparation_Natural Gas_Griddle_E8 | F4 | Commercial | School (WA) | Existing | Food Preparation | Natural Gas | Griddle | E8 | RVT BC Ratio | 0 | 0 | 0 | 0 | 0 | 0 | 0 | 0 | 0 | 0 | 0 | 0 | 0 | 0 | 0 | 0 | 0 | 0 | 0 | 0 | 0 | 0 | 0 | 0 | 0 | 0 | 0
F4_Commercial_School (WA)_Existing_Food Preparation_Natural Gas_Griddle_E9 | F4 | Commercial | School (WA) | Existing | Food Preparation | Natural Gas | Griddle | E9 | RVT BC Ratio | 0 | 0 | 0 | 0 | 0 | 0 | 0 | 0 | 0 | 0 | 0 | 0 | 0 | 0 | 0 | 0 | 0 | 0 | 0 | 0 | 0 | 0 | 0 | 0 | 0 | 0 | 0
F4_Commercial_School (WA)_Existing_Food Preparation_Natural Gas_Griddle_E10 | F4 | Commercial | School (WA) | Existing | Food Preparation | Natural Gas | Griddle | E10 | RVT BC Ratio | 0 | 0 | 0 | 0 | 0 | 0 | 0 | 0 | 0 | 0 | 0 | 0 | 0 | 0 | 0 | 0 | 0 | 0 | 0 | 0 | 0 | 0 | 0 | 0 | 0 | 0 | 0
F5_Commercial_School (WA)_Existing_Food Preparation_Natural Gas_Griddle_E1 | F5 | Commercial | School (WA) | Existing | Food Preparation | Natural Gas | Griddle | E1 | RIM BC Ratio | [24 empty] | 1 | 1 | 1 | bar: 2019 to 2042
F5_Commercial_School (WA)_Existing_Food Preparation_Natural Gas_Griddle_E2 | F5 | Commercial | School (WA) | Existing | Food Preparation | Natural Gas | Griddle | E2 | RIM BC Ratio | 0.76623 | 0.77237 | 0.77953 | 0.7871 | 0.79503 | 0.80356 | 0.81244 | 0.8217 | 0.8314 | 0.84164 | 0.84499 | 0.84852 | 0.85247 | 0.85677 | 0.86103 | 0.86535 | 0.86976 | 0.87435 | 0.87918 | 0.88423 | 0.88953 | 0.89055 | 0.89155 | 0.89254 | 0.89352 | 0.89449 | 0.89544
F5_Commercial_School (WA)_Existing_Food Preparation_Natural Gas_Griddle_E3 | F5 | Commercial | School (WA) | Existing | Food Preparation | Natural Gas | Griddle | E3 | RIM BC Ratio | 0 | 0 | 0 | 0 | 0 | 0 | 0 | 0 | 0 | 0 | 0 | 0 | 0 | 0 | 0 | 0 | 0 | 0 | 0 | 0 | 0 | 0 | 0 | 0 | 0 | 0 | 0
F5_Commercial_School (WA)_Existing_Food Preparation_Natural Gas_Griddle_E4 | F5 | Commercial | School (WA) | Existing | Food Preparation | Natural Gas | Griddle | E4 | RIM BC Ratio | 0 | 0 | 0 | 0 | 0 | 0 | 0 | 0 | 0 | 0 | 0 | 0 | 0 | 0 | 0 | 0 | 0 | 0 | 0 | 0 | 0 | 0 | 0 | 0 | 0 | 0 | 0
F5_Commercial_School (WA)_Existing_Food Preparation_Natural Gas_Griddle_E5 | F5 | Commercial | School (WA) | Existing | Food Preparation | Natural Gas | Griddle | E5 | RIM BC Ratio | 0 | 0 | 0 | 0 | 0 | 0 | 0 | 0 | 0 | 0 | 0 | 0 | 0 | 0 | 0 | 0 | 0 | 0 | 0 | 0 | 0 | 0 | 0 | 0 | 0 | 0 | 0
F5_Commercial_School (WA)_Existing_Food Preparation_Natural Gas_Griddle_E6 | F5 | Commercial | School (WA) | Existing | Food Preparation | Natural Gas | Griddle | E6 | RIM BC Ratio | 0 | 0 | 0 | 0 | 0 | 0 | 0 | 0 | 0 | 0 | 0 | 0 | 0 | 0 | 0 | 0 | 0 | 0 | 0 | 0 | 0 | 0 | 0 | 0 | 0 | 0 | 0
F5_Commercial_School (WA)_Existing_Food Preparation_Natural Gas_Griddle_E7 | F5 | Commercial | School (WA) | Existing | Food Preparation | Natural Gas | Griddle | E7 | RIM BC Ratio | 0 | 0 | 0 | 0 | 0 | 0 | 0 | 0 | 0 | 0 | 0 | 0 | 0 | 0 | 0 | 0 | 0 | 0 | 0 | 0 | 0 | 0 | 0 | 0 | 0 | 0 | 0
F5_Commercial_School (WA)_Existing_Food Preparation_Natural Gas_Griddle_E8 | F5 | Commercial | School (WA) | Existing | Food Preparation | Natural Gas | Griddle | E8 | RIM BC Ratio | 0 | 0 | 0 | 0 | 0 | 0 | 0 | 0 | 0 | 0 | 0 | 0 | 0 | 0 | 0 | 0 | 0 | 0 | 0 | 0 | 0 | 0 | 0 | 0 | 0 | 0 | 0
F5_Commercial_School (WA)_Existing_Food Preparation_Natural Gas_Griddle_E9 | F5 | Commercial | School (WA) | Existing | Food Preparation | Natural Gas | Griddle | E9 | RIM BC Ratio | 0 | 0 | 0 | 0 | 0 | 0 | 0 | 0 | 0 | 0 | 0 | 0 | 0 | 0 | 0 | 0 | 0 | 0 | 0 | 0 | 0 | 0 | 0 | 0 | 0 | 0 | 0
F5_Commercial_School (WA)_Existing_Food Preparation_Natural Gas_Griddle_E10 | F5 | Commercial | School (WA) | Existing | Food Preparation | Natural Gas | Griddle | E10 | RIM BC Ratio | 0 | 0 | 0 | 0 | 0 | 0 | 0 | 0 | 0 | 0 | 0 | 0 | 0 | 0 | 0 | 0 | 0 | 0 | 0 | 0 | 0 | 0 | 0 | 0 | 0 | 0 | 0
F0_Commercial_School (WA)_Existing_Food Preparation_Natural Gas_Range_E0 | F0 | Commercial | School (WA) | Existing | Food Preparation | Natural Gas | Range | E0 | Economic Unit | High Efficiency | High Efficiency | High Efficiency | High Efficiency | High Efficiency | High Efficiency | High Efficiency | High Efficiency | High Efficiency | High Efficiency | High Efficiency | High Efficiency | High Efficiency | High Efficiency | High Efficiency | High Efficiency | High Efficiency | High Efficiency | High Efficiency | High Efficiency | High Efficiency | High Efficiency | High Efficiency | High Efficiency | High Efficiency | High Efficiency | High Efficiency
F1_Commercial_School (WA)_Existing_Food Preparation_Natural Gas_Range_E1 | F1 | Commercial | School (WA) | Existing | Food Preparation | Natural Gas | Range | E1 | CCE | 0 | 0 | 0 | 0 | 0 | 0 | 0 | 0 | 0 | 0 | 0 | 0 | 0 | 0 | 0 | 0 | 0 | 0 | 0 | 0 | 0 | 0 | 0 | 0 | 0 | 0 | 0
F1_Commercial_School (WA)_Existing_Food Preparation_Natural Gas_Range_E2 | F1 | Commercial | School (WA) | Existing | Food Preparation | Natural Gas | Range | E2 | CCE | 0.00030265 | 0.00030265 | 0.00030265 | 0.00030265 | 0.00030265 | 0.00030265 | 0.00030265 | 0.00030265 | 0.00030265 | 0.00030265 | 0.00030265 | 0.00030265 | 0.00030265 | 0.00030265 | 0.00030265 | 0.00030265 | 0.00030265 | 0.00030265 | 0.00030265 | 0.00030265 | 0.00030265 | 0.00030265 | 0.00030265 | 0.00030265 | 0.00030265 | 0.00030265 | 0.00030265
F1_Commercial_School (WA)_Existing_Food Preparation_Natural Gas_Range_E3 | F1 | Commercial | School (WA) | Existing | Food Preparation | Natural Gas | Range | E3 | CCE | 0 | 0 | 0 | 0 | 0 | 0 | 0 | 0 | 0 | 0 | 0 | 0 | 0 | 0 | 0 | 0 | 0 | 0 | 0 | 0 | 0 | 0 | 0 | 0 | 0 | 0 | 0
F1_Commercial_School (WA)_Existing_Food Preparation_Natural Gas_Range_E4 | F1 | Commercial | School (WA) | Existing | Food Preparation | Natural Gas | Range | E4 | CCE | 0 | 0 | 0 | 0 | 0 | 0 | 0 | 0 | 0 | 0 | 0 | 0 | 0 | 0 | 0 | 0 | 0 | 0 | 0 | 0 | 0 | 0 | 0 | 0 | 0 | 0 | 0
F1_Commercial_School (WA)_Existing_Food Preparation_Natural Gas_Range_E5 | F1 | Commercial | School (WA) | Existing | Food Preparation | Natural Gas | Range | E5 | CCE | 0 | 0 | 0 | 0 | 0 | 0 | 0 | 0 | 0 | 0 | 0 | 0 | 0 | 0 | 0 | 0 | 0 | 0 | 0 | 0 | 0 | 0 | 0 | 0 | 0 | 0 | 0
F1_Commercial_School (WA)_Existing_Food Preparation_Natural Gas_Range_E6 | F1 | Commercial | School (WA) | Existing | Food Preparation | Natural Gas | Range | E6 | CCE | 0 | 0 | 0 | 0 | 0 | 0 | 0 | 0 | 0 | 0 | 0 | 0 | 0 | 0 | 0 | 0 | 0 | 0 | 0 | 0 | 0 | 0 | 0 | 0 | 0 | 0 | 0
F1_Commercial_School (WA)_Existing_Food Preparation_Natural Gas_Range_E7 | F1 | Commercial | School (WA) | Existing | Food Preparation | Natural Gas | Range | E7 | CCE | 0 | 0 | 0 | 0 | 0 | 0 | 0 | 0 | 0 | 0 | 0 | 0 | 0 | 0 | 0 | 0 | 0 | 0 | 0 | 0 | 0 | 0 | 0 | 0 | 0 | 0 | 0
F1_Commercial_School (WA)_Existing_Food Preparation_Natural Gas_Range_E8 | F1 | Commercial | School (WA) | Existing | Food Preparation | Natural Gas | Range | E8 | CCE | 0 | 0 | 0 | 0 | 0 | 0 | 0 | 0 | 0 | 0 | 0 | 0 | 0 | 0 | 0 | 0 | 0 | 0 | 0 | 0 | 0 | 0 | 0 | 0 | 0 | 0 | 0
F1_Commercial_School (WA)_Existing_Food Preparation_Natural Gas_Range_E9 | F1 | Commercial | School (WA) | Existing | Food Preparation | Natural Gas | Range | E9 | CCE | 0 | 0 | 0 | 0 | 0 | 0 | 0 | 0 | 0 | 0 | 0 | 0 | 0 | 0 | 0 | 0 | 0 | 0 | 0 | 0 | 0 | 0 | 0 | 0 | 0 | 0 | 0
F1_Commercial_School (WA)_Existing_Food Preparation_Natural Gas_Range_E10 | F1 | Commercial | School (WA) | Existing | Food Preparation | Natural Gas | Range | E10 | CCE | 0 | 0 | 0 | 0 | 0 | 0 | 0 | 0 | 0 | 0 | 0 | 0 | 0 | 0 | 0 | 0 | 0 | 0 | 0 | 0 | 0 | 0 | 0 | 0 | 0 | 0 | 0
F2_Commercial_School (WA)_Existing_Food Preparation_Natural Gas_Range_E1 | F2 | Commercial | School (WA) | Existing | Food Preparation | Natural Gas | Range | E1 | TRC BC Ratio | [24 empty] | 1 | 1 | 1 | bar: 2019 to 2042
F2_Commercial_School (WA)_Existing_Food Preparation_Natural Gas_Range_E2 | F2 | Commercial | School (WA) | Existing | Food Preparation | Natural Gas | Range | E2 | TRC BC Ratio | 11.459 | 11.7236 | 12.0563 | 12.4489 | 12.9054 | 13.4811 | 14.0807 | 14.6786 | 15.2553 | 15.84 | 16.2963 | 16.7207 | 17.1783 | 17.6241 | 18.0172 | 18.3812 | 18.7023 | 19.0178 | 19.3572 | 19.6863 | 20.0248 | 20.3779 | 20.7343 | 21.1026 | 21.4775 | 21.8591 | 22.2474
F2_Commercial_School (WA)_Existing_Food Preparation_Natural Gas_Range_E3 | F2 | Commercial | School (WA) | Existing | Food Preparation | Natural Gas | Range | E3 | TRC BC Ratio | 0 | 0 | 0 | 0 | 0 | 0 | 0 | 0 | 0 | 0 | 0 | 0 | 0 | 0 | 0 | 0 | 0 | 0 | 0 | 0 | 0 | 0 | 0 | 0 | 0 | 0 | 0
F2_Commercial_School (WA)_Existing_Food Preparation_Natural Gas_Range_E4 | F2 | Commercial | School (WA) | Existing | Food Preparation | Natural Gas | Range | E4 | TRC BC Ratio | 0 | 0 | 0 | 0 | 0 | 0 | 0 | 0 | 0 | 0 | 0 | 0 | 0 | 0 | 0 | 0 | 0 | 0 | 0 | 0 | 0 | 0 | 0 | 0 | 0 | 0 | 0
F2_Commercial_School (WA)_Existing_Food Preparation_Natural Gas_Range_E5 | F2 | Commercial | School (WA) | Existing | Food Preparation | Natural Gas | Range | E5 | TRC BC Ratio | 0 | 0 | 0 | 0 | 0 | 0 | 0 | 0 | 0 | 0 | 0 | 0 | 0 | 0 | 0 | 0 | 0 | 0 | 0 | 0 | 0 | 0 | 0 | 0 | 0 | 0 | 0
F2_Commercial_School (WA)_Existing_Food Preparation_Natural Gas_Range_E6 | F2 | Commercial | School (WA) | Existing | Food Preparation | Natural Gas | Range | E6 | TRC BC Ratio | 0 | 0 | 0 | 0 | 0 | 0 | 0 | 0 | 0 | 0 | 0 | 0 | 0 | 0 | 0 | 0 | 0 | 0 | 0 | 0 | 0 | 0 | 0 | 0 | 0 | 0 | 0
F2_Commercial_School (WA)_Existing_Food Preparation_Natural Gas_Range_E7 | F2 | Commercial | School (WA) | Existing | Food Preparation | Natural Gas | Range | E7 | TRC BC Ratio | 0 | 0 | 0 | 0 | 0 | 0 | 0 | 0 | 0 | 0 | 0 | 0 | 0 | 0 | 0 | 0 | 0 | 0 | 0 | 0 | 0 | 0 | 0 | 0 | 0 | 0 | 0
F2_Commercial_School (WA)_Existing_Food Preparation_Natural Gas_Range_E8 | F2 | Commercial | School (WA) | Existing | Food Preparation | Natural Gas | Range | E8 | TRC BC Ratio | 0 | 0 | 0 | 0 | 0 | 0 | 0 | 0 | 0 | 0 | 0 | 0 | 0 | 0 | 0 | 0 | 0 | 0 | 0 | 0 | 0 | 0 | 0 | 0 | 0 | 0 | 0
F2_Commercial_School (WA)_Existing_Food Preparation_Natural Gas_Range_E9 | F2 | Commercial | School (WA) | Existing | Food Preparation | Natural Gas | Range | E9 | TRC BC Ratio | 0 | 0 | 0 | 0 | 0 | 0 | 0 | 0 | 0 | 0 | 0 | 0 | 0 | 0 | 0 | 0 | 0 | 0 | 0 | 0 | 0 | 0 | 0 | 0 | 0 | 0 | 0
F2_Commercial_School (WA)_Existing_Food Preparation_Natural Gas_Range_E10 | F2 | Commercial | School (WA) | Existing | Food Preparation | Natural Gas | Range | E10 | TRC BC Ratio | 0 | 0 | 0 | 0 | 0 | 0 | 0 | 0 | 0 | 0 | 0 | 0 | 0 | 0 | 0 | 0 | 0 | 0 | 0 | 0 | 0 | 0 | 0 | 0 | 0 | 0 | 0
F3_Commercial_School (WA)_Existing_Food Preparation_Natural Gas_Range_E1 | F3 | Commercial | School (WA) | Existing | Food Preparation | Natural Gas | Range | E1 | PACT BC Ratio | [24 empty] | 1 | 1 | 1 | bar: 2019 to 2042
F3_Commercial_School (WA)_Existing_Food Preparation_Natural Gas_Range_E2 | F3 | Commercial | School (WA) | Existing | Food Preparation | Natural Gas | Range | E2 | PACT BC Ratio | 23.0941 | 23.6272 | 24.2979 | 25.089 | 26.009 | 27.1693 | 28.3778 | 29.5828 | 30.7451 | 31.9233 | 32.8429 | 33.6983 | 34.6205 | 35.5189 | 36.3113 | 37.0449 | 37.6919 | 38.3278 | 39.0118 | 39.675 | 40.3573 | 41.0688 | 41.7871 | 42.5295 | 43.285 | 44.054 | 44.8367
F3_Commercial_School (WA)_Existing_Food Preparation_Natural Gas_Range_E3 | F3 | Commercial | School (WA) | Existing | Food Preparation | Natural Gas | Range | E3 | PACT BC Ratio | 0 | 0 | 0 | 0 | 0 | 0 | 0 | 0 | 0 | 0 | 0 | 0 | 0 | 0 | 0 | 0 | 0 | 0 | 0 | 0 | 0 | 0 | 0 | 0 | 0 | 0 | 0
F3_Commercial_School (WA)_Existing_Food Preparation_Natural Gas_Range_E4 | F3 | Commercial | School (WA) | Existing | Food Preparation | Natural Gas | Range | E4 | PACT BC Ratio | 0 | 0 | 0 | 0 | 0 | 0 | 0 | 0 | 0 | 0 | 0 | 0 | 0 | 0 | 0 | 0 | 0 | 0 | 0 | 0 | 0 | 0 | 0 | 0 | 0 | 0 | 0
F3_Commercial_School (WA)_Existing_Food Preparation_Natural Gas_Range_E5 | F3 | Commercial | School (WA) | Existing | Food Preparation | Natural Gas | Range | E5 | PACT BC Ratio | 0 | 0 | 0 | 0 | 0 | 0 | 0 | 0 | 0 | 0 | 0 | 0 | 0 | 0 | 0 | 0 | 0 | 0 | 0 | 0 | 0 | 0 | 0 | 0 | 0 | 0 | 0
F3_Commercial_School (WA)_Existing_Food Preparation_Natural Gas_Range_E6 | F3 | Commercial | School (WA) | Existing | Food Preparation | Natural Gas | Range | E6 | PACT BC Ratio | 0 | 0 | 0 | 0 | 0 | 0 | 0 | 0 | 0 | 0 | 0 | 0 | 0 | 0 | 0 | 0 | 0 | 0 | 0 | 0 | 0 | 0 | 0 | 0 | 0 | 0 | 0
F3_Commercial_School (WA)_Existing_Food Preparation_Natural Gas_Range_E7 | F3 | Commercial | School (WA) | Existing | Food Preparation | Natural Gas | Range | E7 | PACT BC Ratio | 0 | 0 | 0 | 0 | 0 | 0 | 0 | 0 | 0 | 0 | 0 | 0 | 0 | 0 | 0 | 0 | 0 | 0 | 0 | 0 | 0 | 0 | 0 | 0 | 0 | 0 | 0
F3_Commercial_School (WA)_Existing_Food Preparation_Natural Gas_Range_E8 | F3 | Commercial | School (WA) | Existing | Food Preparation | Natural Gas | Range | E8 | PACT BC Ratio | 0 | 0 | 0 | 0 | 0 | 0 | 0 | 0 | 0 | 0 | 0 | 0 | 0 | 0 | 0 | 0 | 0 | 0 | 0 | 0 | 0 | 0 | 0 | 0 | 0 | 0 | 0
F3_Commercial_School (WA)_Existing_Food Preparation_Natural Gas_Range_E9 | F3 | Commercial | School (WA) | Existing | Food Preparation | Natural Gas | Range | E9 | PACT BC Ratio | 0 | 0 | 0 | 0 | 0 | 0 | 0 | 0 | 0 | 0 | 0 | 0 | 0 | 0 | 0 | 0 | 0 | 0 | 0 | 0 | 0 | 0 | 0 | 0 | 0 | 0 | 0
F3_Commercial_School (WA)_Existing_Food Preparation_Natural Gas_Range_E10 | F3 | Commercial | School (WA) | Existing | Food Preparation | Natural Gas | Range | E10 | PACT BC Ratio | 0 | 0 | 0 | 0 | 0 | 0 | 0 | 0 | 0 | 0 | 0 | 0 | 0 | 0 | 0 | 0 | 0 | 0 | 0 | 0 | 0 | 0 | 0 | 0 | 0 | 0 | 0
F4_Commercial_School (WA)_Existing_Food Preparation_Natural Gas_Range_E1 | F4 | Commercial | School (WA) | Existing | Food Preparation | Natural Gas | Range | E1 | RVT BC Ratio | [24 empty] | 1 | 1 | 1 | bar: 2019 to 2042
F4_Commercial_School (WA)_Existing_Food Preparation_Natural Gas_Range_E2 | F4 | Commercial | School (WA) | Existing | Food Preparation | Natural Gas | Range | E2 | RVT BC Ratio | 16.7531 | 17.0254 | 17.3572 | 17.7605 | 18.2403 | 18.8745 | 19.525 | 20.1543 | 20.7336 | 21.2899 | 21.8613 | 22.3718 | 22.9042 | 23.3963 | 23.8108 | 24.1781 | 24.4793 | 24.7632 | 25.0678 | 25.3472 | 25.6267 | 26.0715 | 26.5206 | 26.9847 | 27.4571 | 27.9379 | 28.4272
F4_Commercial_School (WA)_Existing_Food Preparation_Natural Gas_Range_E3 | F4 | Commercial | School (WA) | Existing | Food Preparation | Natural Gas | Range | E3 | RVT BC Ratio | 0 | 0 | 0 | 0 | 0 | 0 | 0 | 0 | 0 | 0 | 0 | 0 | 0 | 0 | 0 | 0 | 0 | 0 | 0 | 0 | 0 | 0 | 0 | 0 | 0 | 0 | 0
F4_Commercial_School (WA)_Existing_Food Preparation_Natural Gas_Range_E4 | F4 | Commercial | School (WA) | Existing | Food Preparation | Natural Gas | Range | E4 | RVT BC Ratio | 0 | 0 | 0 | 0 | 0 | 0 | 0 | 0 | 0 | 0 | 0 | 0 | 0 | 0 | 0 | 0 | 0 | 0 | 0 | 0 | 0 | 0 | 0 | 0 | 0 | 0 | 0
F4_Commercial_School (WA)_Existing_Food Preparation_Natural Gas_Range_E5 | F4 | Commercial | School (WA) | Existing | Food Preparation | Natural Gas | Range | E5 | RVT BC Ratio | 0 | 0 | 0 | 0 | 0 | 0 | 0 | 0 | 0 | 0 | 0 | 0 | 0 | 0 | 0 | 0 | 0 | 0 | 0 | 0 | 0 | 0 | 0 | 0 | 0 | 0 | 0
F4_Commercial_School (WA)_Existing_Food Preparation_Natural Gas_Range_E6 | F4 | Commercial | School (WA) | Existing | Food Preparation | Natural Gas | Range | E6 | RVT BC Ratio | 0 | 0 | 0 | 0 | 0 | 0 | 0 | 0 | 0 | 0 | 0 | 0 | 0 | 0 | 0 | 0 | 0 | 0 | 0 | 0 | 0 | 0 | 0 | 0 | 0 | 0 | 0
F4_Commercial_School (WA)_Existing_Food Preparation_Natural Gas_Range_E7 | F4 | Commercial | School (WA) | Existing | Food Preparation | Natural Gas | Range | E7 | RVT BC Ratio | 0 | 0 | 0 | 0 | 0 | 0 | 0 | 0 | 0 | 0 | 0 | 0 | 0 | 0 | 0 | 0 | 0 | 0 | 0 | 0 | 0 | 0 | 0 | 0 | 0 | 0 | 0
F4_Commercial_School (WA)_Existing_Food Preparation_Natural Gas_Range_E8 | F4 | Commercial | School (WA) | Existing | Food Preparation | Natural Gas | Range | E8 | RVT BC Ratio | 0 | 0 | 0 | 0 | 0 | 0 | 0 | 0 | 0 | 0 | 0 | 0 | 0 | 0 | 0 | 0 | 0 | 0 | 0 | 0 | 0 | 0 | 0 | 0 | 0 | 0 | 0
F4_Commercial_School (WA)_Existing_Food Preparation_Natural Gas_Range_E9 | F4 | Commercial | School (WA) | Existing | Food Preparation | Natural Gas | Range | E9 | RVT BC Ratio | 0 | 0 | 0 | 0 | 0 | 0 | 0 | 0 | 0 | 0 | 0 | 0 | 0 | 0 | 0 | 0 | 0 | 0 | 0 | 0 | 0 | 0 | 0 | 0 | 0 | 0 | 0
F4_Commercial_School (WA)_Existing_Food Preparation_Natural Gas_Range_E10 | F4 | Commercial | School (WA) | Existing | Food Preparation | Natural Gas | Range | E10 | RVT BC Ratio | 0 | 0 | 0 | 0 | 0 | 0 | 0 | 0 | 0 | 0 | 0 | 0 | 0 | 0 | 0 | 0 | 0 | 0 | 0 | 0 | 0 | 0 | 0 | 0 | 0 | 0 | 0
F5_Commercial_School (WA)_Existing_Food Preparation_Natural Gas_Range_E1 | F5 | Commercial | School (WA) | Existing | Food Preparation | Natural Gas | Range | E1 | RIM BC Ratio | [24 empty] | 1 | 1 | 1 | bar: 2019 to 2042
F5_Commercial_School (WA)_Existing_Food Preparation_Natural Gas_Range_E2 | F5 | Commercial | School (WA) | Existing | Food Preparation | Natural Gas | Range | E2 | RIM BC Ratio | 0.81111 | 0.81672 | 0.82403 | 0.83175 | 0.83981 | 0.84811 | 0.85662 | 0.86539 | 0.8745 | 0.88451 | 0.88642 | 0.88894 | 0.89222 | 0.89628 | 0.90046 | 0.90481 | 0.90938 | 0.9142 | 0.9193 | 0.9247 | 0.93042 | 0.9308 | 0.93116 | 0.93152 | 0.93188 | 0.93223 | 0.93257
F5_Commercial_School (WA)_Existing_Food Preparation_Natural Gas_Range_E3 | F5 | Commercial | School (WA) | Existing | Food Preparation | Natural Gas | Range | E3 | RIM BC Ratio | 0 | 0 | 0 | 0 | 0 | 0 | 0 | 0 | 0 | 0 | 0 | 0 | 0 | 0 | 0 | 0 | 0 | 0 | 0 | 0 | 0 | 0 | 0 | 0 | 0 | 0 | 0
F5_Commercial_School (WA)_Existing_Food Preparation_Natural Gas_Range_E4 | F5 | Commercial | School (WA) | Existing | Food Preparation | Natural Gas | Range | E4 | RIM BC Ratio | 0 | 0 | 0 | 0 | 0 | 0 | 0 | 0 | 0 | 0 | 0 | 0 | 0 | 0 | 0 | 0 | 0 | 0 | 0 | 0 | 0 | 0 | 0 | 0 | 0 | 0 | 0
F5_Commercial_School (WA)_Existing_Food Preparation_Natural Gas_Range_E5 | F5 | Commercial | School (WA) | Existing | Food Preparation | Natural Gas | Range | E5 | RIM BC Ratio | 0 | 0 | 0 | 0 | 0 | 0 | 0 | 0 | 0 | 0 | 0 | 0 | 0 | 0 | 0 | 0 | 0 | 0 | 0 | 0 | 0 | 0 | 0 | 0 | 0 | 0 | 0
F5_Commercial_School (WA)_Existing_Food Preparation_Natural Gas_Range_E6 | F5 | Commercial | School (WA) | Existing | Food Preparation | Natural Gas | Range | E6 | RIM BC Ratio | 0 | 0 | 0 | 0 | 0 | 0 | 0 | 0 | 0 | 0 | 0 | 0 | 0 | 0 | 0 | 0 | 0 | 0 | 0 | 0 | 0 | 0 | 0 | 0 | 0 | 0 | 0
F5_Commercial_School (WA)_Existing_Food Preparation_Natural Gas_Range_E7 | F5 | Commercial | School (WA) | Existing | Food Preparation | Natural Gas | Range | E7 | RIM BC Ratio | 0 | 0 | 0 | 0 | 0 | 0 | 0 | 0 | 0 | 0 | 0 | 0 | 0 | 0 | 0 | 0 | 0 | 0 | 0 | 0 | 0 | 0 | 0 | 0 | 0 | 0 | 0
F5_Commercial_School (WA)_Existing_Food Preparation_Natural Gas_Range_E8 | F5 | Commercial | School (WA) | Existing | Food Preparation | Natural Gas | Range | E8 | RIM BC Ratio | 0 | 0 | 0 | 0 | 0 | 0 | 0 | 0 | 0 | 0 | 0 | 0 | 0 | 0 | 0 | 0 | 0 | 0 | 0 | 0 | 0 | 0 | 0 | 0 | 0 | 0 | 0
F5_Commercial_School (WA)_Existing_Food Preparation_Natural Gas_Range_E9 | F5 | Commercial | School (WA) | Existing | Food Preparation | Natural Gas | Range | E9 | RIM BC Ratio | 0 | 0 | 0 | 0 | 0 | 0 | 0 | 0 | 0 | 0 | 0 | 0 | 0 | 0 | 0 | 0 | 0 | 0 | 0 | 0 | 0 | 0 | 0 | 0 | 0 | 0 | 0
F5_Commercial_School (WA)_Existing_Food Preparation_Natural Gas_Range_E10 | F5 | Commercial | School (WA) | Existing | Food Preparation | Natural Gas | Range | E10 | RIM BC Ratio | 0 | 0 | 0 | 0 | 0 | 0 | 0 | 0 | 0 | 0 | 0 | 0 | 0 | 0 | 0 | 0 | 0 | 0 | 0 | 0 | 0 | 0 | 0 | 0 | 0 | 0 | 0
F0_Commercial_School (WA)_Existing_Food Preparation_Natural Gas_Steamer_E0 | F0 | Commercial | School (WA) | Existing | Food Preparation | Natural Gas | Steamer | E0 | Economic Unit | ENERGY STAR | ENERGY STAR | ENERGY STAR | ENERGY STAR | ENERGY STAR | ENERGY STAR | ENERGY STAR | ENERGY STAR | ENERGY STAR | ENERGY STAR | ENERGY STAR | ENERGY STAR | ENERGY STAR | ENERGY STAR | ENERGY STAR | ENERGY STAR | ENERGY STAR | ENERGY STAR | ENERGY STAR | ENERGY STAR | ENERGY STAR | ENERGY STAR | ENERGY STAR | ENERGY STAR | ENERGY STAR | ENERGY STAR | ENERGY STAR
F1_Commercial_School (WA)_Existing_Food Preparation_Natural Gas_Steamer_E1 | F1 | Commercial | School (WA) | Existing | Food Preparation | Natural Gas | Steamer | E1 | CCE | 0 | 0 | 0 | 0 | 0 | 0 | 0 | 0 | 0 | 0 | 0 | 0 | 0 | 0 | 0 | 0 | 0 | 0 | 0 | 0 | 0 | 0 | 0 | 0 | 0 | 0 | 0
F1_Commercial_School (WA)_Existing_Food Preparation_Natural Gas_Steamer_E2 | F1 | Commercial | School (WA) | Existing | Food Preparation | Natural Gas | Steamer | E2 | CCE | 0.00016469 | 0.00016469 | 0.00016469 | 0.00016469 | 0.00016469 | 0.00016469 | 0.00016469 | 0.00016469 | 0.00016469 | 0.00016469 | 0.00016469 | 0.00016469 | 0.00016469 | 0.00016469 | 0.00016469 | 0.00016469 | 0.00016469 | 0.00016469 | 0.00016469 | 0.00016469 | 0.00016469 | 0.00016469 | 0.00016469 | 0.00016469 | 0.00016469 | 0.00016469 | 0.00016469
F1_Commercial_School (WA)_Existing_Food Preparation_Natural Gas_Steamer_E3 | F1 | Commercial | School (WA) | Existing | Food Preparation | Natural Gas | Steamer | E3 | CCE | 0 | 0 | 0 | 0 | 0 | 0 | 0 | 0 | 0 | 0 | 0 | 0 | 0 | 0 | 0 | 0 | 0 | 0 | 0 | 0 | 0 | 0 | 0 | 0 | 0 | 0 | 0
F1_Commercial_School (WA)_Existing_Food Preparation_Natural Gas_Steamer_E4 | F1 | Commercial | School (WA) | Existing | Food Preparation | Natural Gas | Steamer | E4 | CCE | 0 | 0 | 0 | 0 | 0 | 0 | 0 | 0 | 0 | 0 | 0 | 0 | 0 | 0 | 0 | 0 | 0 | 0 | 0 | 0 | 0 | 0 | 0 | 0 | 0 | 0 | 0
F1_Commercial_School (WA)_Existing_Food Preparation_Natural Gas_Steamer_E5 | F1 | Commercial | School (WA) | Existing | Food Preparation | Natural Gas | Steamer | E5 | CCE | 0 | 0 | 0 | 0 | 0 | 0 | 0 | 0 | 0 | 0 | 0 | 0 | 0 | 0 | 0 | 0 | 0 | 0 | 0 | 0 | 0 | 0 | 0 | 0 | 0 | 0 | 0
F1_Commercial_School (WA)_Existing_Food Preparation_Natural Gas_Steamer_E6 | F1 | Commercial | School (WA) | Existing | Food Preparation | Natural Gas | Steamer | E6 | CCE | 0 | 0 | 0 | 0 | 0 | 0 | 0 | 0 | 0 | 0 | 0 | 0 | 0 | 0 | 0 | 0 | 0 | 0 | 0 | 0 | 0 | 0 | 0 | 0 | 0 | 0 | 0
F1_Commercial_School (WA)_Existing_Food Preparation_Natural Gas_Steamer_E7 | F1 | Commercial | School (WA) | Existing | Food Preparation | Natural Gas | Steamer | E7 | CCE | 0 | 0 | 0 | 0 | 0 | 0 | 0 | 0 | 0 | 0 | 0 | 0 | 0 | 0 | 0 | 0 | 0 | 0 | 0 | 0 | 0 | 0 | 0 | 0 | 0 | 0 | 0
F1_Commercial_School (WA)_Existing_Food Preparation_Natural Gas_Steamer_E8 | F1 | Commercial | School (WA) | Existing | Food Preparation | Natural Gas | Steamer | E8 | CCE | 0 | 0 | 0 | 0 | 0 | 0 | 0 | 0 | 0 | 0 | 0 | 0 | 0 | 0 | 0 | 0 | 0 | 0 | 0 | 0 | 0 | 0 | 0 | 0 | 0 | 0 | 0
F1_Commercial_School (WA)_Existing_Food Preparation_Natural Gas_Steamer_E9 | F1 | Commercial | School (WA) | Existing | Food Preparation | Natural Gas | Steamer | E9 | CCE | 0 | 0 | 0 | 0 | 0 | 0 | 0 | 0 | 0 | 0 | 0 | 0 | 0 | 0 | 0 | 0 | 0 | 0 | 0 | 0 | 0 | 0 | 0 | 0 | 0 | 0 | 0
F1_Commercial_School (WA)_Existing_Food Preparation_Natural Gas_Steamer_E10 | F1 | Commercial | School (WA) | Existing | Food Preparation | Natural Gas | Steamer | E10 | CCE | 0 | 0 | 0 | 0 | 0 | 0 | 0 | 0 | 0 | 0 | 0 | 0 | 0 | 0 | 0 | 0 | 0 | 0 | 0 | 0 | 0 | 0 | 0 | 0 | 0 | 0 | 0
F2_Commercial_School (WA)_Existing_Food Preparation_Natural Gas_Steamer_E1 | F2 | Commercial | School (WA) | Existing | Food Preparation | Natural Gas | Steamer | E1 | TRC BC Ratio | [24 empty] | 1 | 1 | 1 | bar: 2019 to 2042
F2_Commercial_School (WA)_Existing_Food Preparation_Natural Gas_Steamer_E2 | F2 | Commercial | School (WA) | Existing | Food Preparation | Natural Gas | Steamer | E2 | TRC BC Ratio | 21.6106 | 22.1553 | 22.8005 | 23.54 | 24.3762 | 25.3936 | 26.4408 | 27.4779 | 28.4763 | 29.4886 | 30.2941 | 31.0487 | 31.8595 | 32.6531 | 33.3627 | 34.0268 | 34.6223 | 35.2103 | 35.8383 | 36.4509 | 37.0803 | 37.7346 | 38.3959 | 39.078 | 39.7723 | 40.4789 | 41.198
F2_Commercial_School (WA)_Existing_Food Preparation_Natural Gas_Steamer_E3 | F2 | Commercial | School (WA) | Existing | Food Preparation | Natural Gas | Steamer | E3 | TRC BC Ratio | 0 | 0 | 0 | 0 | 0 | 0 | 0 | 0 | 0 | 0 | 0 | 0 | 0 | 0 | 0 | 0 | 0 | 0 | 0 | 0 | 0 | 0 | 0 | 0 | 0 | 0 | 0
F2_Commercial_School (WA)_Existing_Food Preparation_Natural Gas_Steamer_E4 | F2 | Commercial | School (WA) | Existing | Food Preparation | Natural Gas | Steamer | E4 | TRC BC Ratio | 0 | 0 | 0 | 0 | 0 | 0 | 0 | 0 | 0 | 0 | 0 | 0 | 0 | 0 | 0 | 0 | 0 | 0 | 0 | 0 | 0 | 0 | 0 | 0 | 0 | 0 | 0
F2_Commercial_School (WA)_Existing_Food Preparation_Natural Gas_Steamer_E5 | F2 | Commercial | School (WA) | Existing | Food Preparation | Natural Gas | Steamer | E5 | TRC BC Ratio | 0 | 0 | 0 | 0 | 0 | 0 | 0 | 0 | 0 | 0 | 0 | 0 | 0 | 0 | 0 | 0 | 0 | 0 | 0 | 0 | 0 | 0 | 0 | 0 | 0 | 0 | 0
F2_Commercial_School (WA)_Existing_Food Preparation_Natural Gas_Steamer_E6 | F2 | Commercial | School (WA) | Existing | Food Preparation | Natural Gas | Steamer | E6 | TRC BC Ratio | 0 | 0 | 0 | 0 | 0 | 0 | 0 | 0 | 0 | 0 | 0 | 0 | 0 | 0 | 0 | 0 | 0 | 0 | 0 | 0 | 0 | 0 | 0 | 0 | 0 | 0 | 0
F2_Commercial_School (WA)_Existing_Food Preparation_Natural Gas_Steamer_E7 | F2 | Commercial | School (WA) | Existing | Food Preparation | Natural Gas | Steamer | E7 | TRC BC Ratio | 0 | 0 | 0 | 0 | 0 | 0 | 0 | 0 | 0 | 0 | 0 | 0 | 0 | 0 | 0 | 0 | 0 | 0 | 0 | 0 | 0 | 0 | 0 | 0 | 0 | 0 | 0
F2_Commercial_School (WA)_Existing_Food Preparation_Natural Gas_Steamer_E8 | F2 | Commercial | School (WA) | Existing | Food Preparation | Natural Gas | Steamer | E8 | TRC BC Ratio | 0 | 0 | 0 | 0 | 0 | 0 | 0 | 0 | 0 | 0 | 0 | 0 | 0 | 0 | 0 | 0 | 0 | 0 | 0 | 0 | 0 | 0 | 0 | 0 | 0 | 0 | 0
F2_Commercial_School (WA)_Existing_Food Preparation_Natural Gas_Steamer_E9 | F2 | Commercial | School (WA) | Existing | Food Preparation | Natural Gas | Steamer | E9 | TRC BC Ratio | 0 | 0 | 0 | 0 | 0 | 0 | 0 | 0 | 0 | 0 | 0 | 0 | 0 | 0 | 0 | 0 | 0 | 0 | 0 | 0 | 0 | 0 | 0 | 0 | 0 | 0 | 0
F2_Commercial_School (WA)_Existing_Food Preparation_Natural Gas_Steamer_E10 | F2 | Commercial | School (WA) | Existing | Food Preparation | Natural Gas | Steamer | E10 | TRC BC Ratio | 0 | 0 | 0 | 0 | 0 | 0 | 0 | 0 | 0 | 0 | 0 | 0 | 0 | 0 | 0 | 0 | 0 | 0 | 0 | 0 | 0 | 0 | 0 | 0 | 0 | 0 | 0
F3_Commercial_School (WA)_Existing_Food Preparation_Natural Gas_Steamer_E1 | F3 | Commercial | School (WA) | Existing | Food Preparation | Natural Gas | Steamer | E1 | PACT BC Ratio | [24 empty] | 1 | 1 | 1 | bar: 2019 to 2042
F3_Commercial_School (WA)_Existing_Food Preparation_Natural Gas_Steamer_E2 | F3 | Commercial | School (WA) | Existing | Food Preparation | Natural Gas | Steamer | E2 | PACT BC Ratio | 43.5533 | 44.6509 | 45.9513 | 47.4416 | 49.1269 | 51.1774 | 53.2879 | 55.378 | 57.3902 | 59.4303 | 61.0536 | 62.5744 | 64.2084 | 65.8079 | 67.238 | 68.5764 | 69.7766 | 70.9615 | 72.2272 | 73.4619 | 74.7303 | 76.049 | 77.3817 | 78.7564 | 80.1556 | 81.5797 | 83.029
F3_Commercial_School (WA)_Existing_Food Preparation_Natural Gas_Steamer_E3 | F3 | Commercial | School (WA) | Existing | Food Preparation | Natural Gas | Steamer | E3 | PACT BC Ratio | 0 | 0 | 0 | 0 | 0 | 0 | 0 | 0 | 0 | 0 | 0 | 0 | 0 | 0 | 0 | 0 | 0 | 0 | 0 | 0 | 0 | 0 | 0 | 0 | 0 | 0 | 0
F3_Commercial_School (WA)_Existing_Food Preparation_Natural Gas_Steamer_E4 | F3 | Commercial | School (WA) | Existing | Food Preparation | Natural Gas | Steamer | E4 | PACT BC Ratio | 0 | 0 | 0 | 0 | 0 | 0 | 0 | 0 | 0 | 0 | 0 | 0 | 0 | 0 | 0 | 0 | 0 | 0 | 0 | 0 | 0 | 0 | 0 | 0 | 0 | 0 | 0
F3_Commercial_School (WA)_Existing_Food Preparation_Natural Gas_Steamer_E5 | F3 | Commercial | School (WA) | Existing | Food Preparation | Natural Gas | Steamer | E5 | PACT BC Ratio | 0 | 0 | 0 | 0 | 0 | 0 | 0 | 0 | 0 | 0 | 0 | 0 | 0 | 0 | 0 | 0 | 0 | 0 | 0 | 0 | 0 | 0 | 0 | 0 | 0 | 0 | 0
F3_Commercial_School (WA)_Existing_Food Preparation_Natural Gas_Steamer_E6 | F3 | Commercial | School (WA) | Existing | Food Preparation | Natural Gas | Steamer | E6 | PACT BC Ratio | 0 | 0 | 0 | 0 | 0 | 0 | 0 | 0 | 0 | 0 | 0 | 0 | 0 | 0 | 0 | 0 | 0 | 0 | 0 | 0 | 0 | 0 | 0 | 0 | 0 | 0 | 0
F3_Commercial_School (WA)_Existing_Food Preparation_Natural Gas_Steamer_E7 | F3 | Commercial | School (WA) | Existing | Food Preparation | Natural Gas | Steamer | E7 | PACT BC Ratio | 0 | 0 | 0 | 0 | 0 | 0 | 0 | 0 | 0 | 0 | 0 | 0 | 0 | 0 | 0 | 0 | 0 | 0 | 0 | 0 | 0 | 0 | 0 | 0 | 0 | 0 | 0
F3_Commercial_School (WA)_Existing_Food Preparation_Natural Gas_Steamer_E8 | F3 | Commercial | School (WA) | Existing | Food Preparation | Natural Gas | Steamer | E8 | PACT BC Ratio | 0 | 0 | 0 | 0 | 0 | 0 | 0 | 0 | 0 | 0 | 0 | 0 | 0 | 0 | 0 | 0 | 0 | 0 | 0 | 0 | 0 | 0 | 0 | 0 | 0 | 0 | 0
F3_Commercial_School (WA)_Existing_Food Preparation_Natural Gas_Steamer_E9 | F3 | Commercial | School (WA) | Existing | Food Preparation | Natural Gas | Steamer | E9 | PACT BC Ratio | 0 | 0 | 0 | 0 | 0 | 0 | 0 | 0 | 0 | 0 | 0 | 0 | 0 | 0 | 0 | 0 | 0 | 0 | 0 | 0 | 0 | 0 | 0 | 0 | 0 | 0 | 0
F3_Commercial_School (WA)_Existing_Food Preparation_Natural Gas_Steamer_E10 | F3 | Commercial | School (WA) | Existing | Food Preparation | Natural Gas | Steamer | E10 | PACT BC Ratio | 0 | 0 | 0 | 0 | 0 | 0 | 0 | 0 | 0 | 0 | 0 | 0 | 0 | 0 | 0 | 0 | 0 | 0 | 0 | 0 | 0 | 0 | 0 | 0 | 0 | 0 | 0
F4_Commercial_School (WA)_Existing_Food Preparation_Natural Gas_Steamer_E1 | F4 | Commercial | School (WA) | Existing | Food Preparation | Natural Gas | Steamer | E1 | RVT BC Ratio | [24 empty] | 1 | 1 | 1 | bar: 2019 to 2042
F4_Commercial_School (WA)_Existing_Food Preparation_Natural Gas_Steamer_E2 | F4 | Commercial | School (WA) | Existing | Food Preparation | Natural Gas | Steamer | E2 | RVT BC Ratio | 30.939 | 31.5159 | 32.1932 | 32.9827 | 33.8871 | 35.016 | 36.148 | 37.2228 | 38.1957 | 39.1389 | 40.1161 | 41.0043 | 41.9417 | 42.8287 | 43.5915 | 44.2798 | 44.8624 | 45.4186 | 46.0101 | 46.5624 | 47.1166 | 47.9411 | 48.7743 | 49.6338 | 50.5085 | 51.3988 | 52.3049
F4_Commercial_School (WA)_Existing_Food Preparation_Natural Gas_Steamer_E3 | F4 | Commercial | School (WA) | Existing | Food Preparation | Natural Gas | Steamer | E3 | RVT BC Ratio | 0 | 0 | 0 | 0 | 0 | 0 | 0 | 0 | 0 | 0 | 0 | 0 | 0 | 0 | 0 | 0 | 0 | 0 | 0 | 0 | 0 | 0 | 0 | 0 | 0 | 0 | 0
F4_Commercial_School (WA)_Existing_Food Preparation_Natural Gas_Steamer_E4 | F4 | Commercial | School (WA) | Existing | Food Preparation | Natural Gas | Steamer | E4 | RVT BC Ratio | 0 | 0 | 0 | 0 | 0 | 0 | 0 | 0 | 0 | 0 | 0 | 0 | 0 | 0 | 0 | 0 | 0 | 0 | 0 | 0 | 0 | 0 | 0 | 0 | 0 | 0 | 0
F4_Commercial_School (WA)_Existing_Food Preparation_Natural Gas_Steamer_E5 | F4 | Commercial | School (WA) | Existing | Food Preparation | Natural Gas | Steamer | E5 | RVT BC Ratio | 0 | 0 | 0 | 0 | 0 | 0 | 0 | 0 | 0 | 0 | 0 | 0 | 0 | 0 | 0 | 0 | 0 | 0 | 0 | 0 | 0 | 0 | 0 | 0 | 0 | 0 | 0
F4_Commercial_School (WA)_Existing_Food Preparation_Natural Gas_Steamer_E6 | F4 | Commercial | School (WA) | Existing | Food Preparation | Natural Gas | Steamer | E6 | RVT BC Ratio | 0 | 0 | 0 | 0 | 0 | 0 | 0 | 0 | 0 | 0 | 0 | 0 | 0 | 0 | 0 | 0 | 0 | 0 | 0 | 0 | 0 | 0 | 0 | 0 | 0 | 0 | 0
F4_Commercial_School (WA)_Existing_Food Preparation_Natural Gas_Steamer_E7 | F4 | Commercial | School (WA) | Existing | Food Preparation | Natural Gas | Steamer | E7 | RVT BC Ratio | 0 | 0 | 0 | 0 | 0 | 0 | 0 | 0 | 0 | 0 | 0 | 0 | 0 | 0 | 0 | 0 | 0 | 0 | 0 | 0 | 0 | 0 | 0 | 0 | 0 | 0 | 0
F4_Commercial_School (WA)_Existing_Food Preparation_Natural Gas_Steamer_E8 | F4 | Commercial | School (WA) | Existing | Food Preparation | Natural Gas | Steamer | E8 | RVT BC Ratio | 0 | 0 | 0 | 0 | 0 | 0 | 0 | 0 | 0 | 0 | 0 | 0 | 0 | 0 | 0 | 0 | 0 | 0 | 0 | 0 | 0 | 0 | 0 | 0 | 0 | 0 | 0
F4_Commercial_School (WA)_Existing_Food Preparation_Natural Gas_Steamer_E9 | F4 | Commercial | School (WA) | Existing | Food Preparation | Natural Gas | Steamer | E9 | RVT BC Ratio | 0 | 0 | 0 | 0 | 0 | 0 | 0 | 0 | 0 | 0 | 0 | 0 | 0 | 0 | 0 | 0 | 0 | 0 | 0 | 0 | 0 | 0 | 0 | 0 | 0 | 0 | 0
F4_Commercial_School (WA)_Existing_Food Preparation_Natural Gas_Steamer_E10 | F4 | Commercial | School (WA) | Existing | Food Preparation | Natural Gas | Steamer | E10 | RVT BC Ratio | 0 | 0 | 0 | 0 | 0 | 0 | 0 | 0 | 0 | 0 | 0 | 0 | 0 | 0 | 0 | 0 | 0 | 0 | 0 | 0 | 0 | 0 | 0 | 0 | 0 | 0 | 0
F5_Commercial_School (WA)_Existing_Food Preparation_Natural Gas_Steamer_E1 | F5 | Commercial | School (WA) | Existing | Food Preparation | Natural Gas | Steamer | E1 | RIM BC Ratio | [24 empty] | 1 | 1 | 1 | bar: 2019 to 2042
F5_Commercial_School (WA)_Existing_Food Preparation_Natural Gas_Steamer_E2 | F5 | Commercial | School (WA) | Existing | Food Preparation | Natural Gas | Steamer | E2 | RIM BC Ratio | 0.83281 | 0.83826 | 0.84464 | 0.85128 | 0.85814 | 0.8653 | 0.87292 | 0.88111 | 0.88998 | 0.89953 | 0.9017 | 0.90424 | 0.90721 | 0.91064 | 0.91423 | 0.91799 | 0.92198 | 0.92621 | 0.93066 | 0.93539 | 0.9404 | 0.9406 | 0.9408 | 0.941 | 0.9412 | 0.94139 | 0.94158
F5_Commercial_School (WA)_Existing_Food Preparation_Natural Gas_Steamer_E3 | F5 | Commercial | School (WA) | Existing | Food Preparation | Natural Gas | Steamer | E3 | RIM BC Ratio | 0 | 0 | 0 | 0 | 0 | 0 | 0 | 0 | 0 | 0 | 0 | 0 | 0 | 0 | 0 | 0 | 0 | 0 | 0 | 0 | 0 | 0 | 0 | 0 | 0 | 0 | 0
F5_Commercial_School (WA)_Existing_Food Preparation_Natural Gas_Steamer_E4 | F5 | Commercial | School (WA) | Existing | Food Preparation | Natural Gas | Steamer | E4 | RIM BC Ratio | 0 | 0 | 0 | 0 | 0 | 0 | 0 | 0 | 0 | 0 | 0 | 0 | 0 | 0 | 0 | 0 | 0 | 0 | 0 | 0 | 0 | 0 | 0 | 0 | 0 | 0 | 0
F5_Commercial_School (WA)_Existing_Food Preparation_Natural Gas_Steamer_E5 | F5 | Commercial | School (WA) | Existing | Food Preparation | Natural Gas | Steamer | E5 | RIM BC Ratio | 0 | 0 | 0 | 0 | 0 | 0 | 0 | 0 | 0 | 0 | 0 | 0 | 0 | 0 | 0 | 0 | 0 | 0 | 0 | 0 | 0 | 0 | 0 | 0 | 0 | 0 | 0
F5_Commercial_School (WA)_Existing_Food Preparation_Natural Gas_Steamer_E6 | F5 | Commercial | School (WA) | Existing | Food Preparation | Natural Gas | Steamer | E6 | RIM BC Ratio | 0 | 0 | 0 | 0 | 0 | 0 | 0 | 0 | 0 | 0 | 0 | 0 | 0 | 0 | 0 | 0 | 0 | 0 | 0 | 0 | 0 | 0 | 0 | 0 | 0 | 0 | 0
F5_Commercial_School (WA)_Existing_Food Preparation_Natural Gas_Steamer_E7 | F5 | Commercial | School (WA) | Existing | Food Preparation | Natural Gas | Steamer | E7 | RIM BC Ratio | 0 | 0 | 0 | 0 | 0 | 0 | 0 | 0 | 0 | 0 | 0 | 0 | 0 | 0 | 0 | 0 | 0 | 0 | 0 | 0 | 0 | 0 | 0 | 0 | 0 | 0 | 0
F5_Commercial_School (WA)_Existing_Food Preparation_Natural Gas_Steamer_E8 | F5 | Commercial | School (WA) | Existing | Food Preparation | Natural Gas | Steamer | E8 | RIM BC Ratio | 0 | 0 | 0 | 0 | 0 | 0 | 0 | 0 | 0 | 0 | 0 | 0 | 0 | 0 | 0 | 0 | 0 | 0 | 0 | 0 | 0 | 0 | 0 | 0 | 0 | 0 | 0
F5_Commercial_School (WA)_Existing_Food Preparation_Natural Gas_Steamer_E9 | F5 | Commercial | School (WA) | Existing | Food Preparation | Natural Gas | Steamer | E9 | RIM BC Ratio | 0 | 0 | 0 | 0 | 0 | 0 | 0 | 0 | 0 | 0 | 0 | 0 | 0 | 0 | 0 | 0 | 0 | 0 | 0 | 0 | 0 | 0 | 0 | 0 | 0 | 0 | 0
F5_Commercial_School (WA)_Existing_Food Preparation_Natural Gas_Steamer_E10 | F5 | Commercial | School (WA) | Existing | Food Preparation | Natural Gas | Steamer | E10 | RIM BC Ratio | 0 | 0 | 0 | 0 | 0 | 0 | 0 | 0 | 0 | 0 | 0 | 0 | 0 | 0 | 0 | 0 | 0 | 0 | 0 | 0 | 0 | 0 | 0 | 0 | 0 | 0 | 0
F0_Commercial_School (WA)_Existing_Food Preparation_Natural Gas_Food Prep Other_E0 | F0 | Commercial | School (WA) | Existing | Food Preparation | Natural Gas | Food Prep Other | E0 | Economic Unit | ENERGY STAR | ENERGY STAR | ENERGY STAR | ENERGY STAR | ENERGY STAR | ENERGY STAR | ENERGY STAR | ENERGY STAR | ENERGY STAR | ENERGY STAR | ENERGY STAR | ENERGY STAR | ENERGY STAR | ENERGY STAR | ENERGY STAR | ENERGY STAR | ENERGY STAR | ENERGY STAR | ENERGY STAR | ENERGY STAR | ENERGY STAR | ENERGY STAR | ENERGY STAR | ENERGY STAR | ENERGY STAR | ENERGY STAR | ENERGY STAR
F1_Commercial_School (WA)_Existing_Food Preparation_Natural Gas_Food Prep Other_E1 | F1 | Commercial | School (WA) | Existing | Food Preparation | Natural Gas | Food Prep Other | E1 | CCE | 0 | 0 | 0 | 0 | 0 | 0 | 0 | 0 | 0 | 0 | 0 | 0 | 0 | 0 | 0 | 0 | 0 | 0 | 0 | 0 | 0 | 0 | 0 | 0 | 0 | 0 | 0
F1_Commercial_School (WA)_Existing_Food Preparation_Natural Gas_Food Prep Other_E2 | F1 | Commercial | School (WA) | Existing | Food Preparation | Natural Gas | Food Prep Other | E2 | CCE | 0.0024994 | 0.0024994 | 0.0024994 | 0.0024994 | 0.0024994 | 0.0024994 | 0.0024994 | 0.0024994 | 0.0024994 | 0.0024994 | 0.0024994 | 0.0024994 | 0.0024994 | 0.0024994 | 0.0024994 | 0.0024994 | 0.0024994 | 0.0024994 | 0.0024994 | 0.0024994 | 0.0024994 | 0.0024994 | 0.0024994 | 0.0024994 | 0.0024994 | 0.0024994 | 0.0024994
F1_Commercial_School (WA)_Existing_Food Preparation_Natural Gas_Food Prep Other_E3 | F1 | Commercial | School (WA) | Existing | Food Preparation | Natural Gas | Food Prep Other | E3 | CCE | 0 | 0 | 0 | 0 | 0 | 0 | 0 | 0 | 0 | 0 | 0 | 0 | 0 | 0 | 0 | 0 | 0 | 0 | 0 | 0 | 0 | 0 | 0 | 0 | 0 | 0 | 0
F1_Commercial_School (WA)_Existing_Food Preparation_Natural Gas_Food Prep Other_E4 | F1 | Commercial | School (WA) | Existing | Food Preparation | Natural Gas | Food Prep Other | E4 | CCE | 0 | 0 | 0 | 0 | 0 | 0 | 0 | 0 | 0 | 0 | 0 | 0 | 0 | 0 | 0 | 0 | 0 | 0 | 0 | 0 | 0 | 0 | 0 | 0 | 0 | 0 | 0
F1_Commercial_School (WA)_Existing_Food Preparation_Natural Gas_Food Prep Other_E5 | F1 | Commercial | School (WA) | Existing | Food Preparation | Natural Gas | Food Prep Other | E5 | CCE | 0 | 0 | 0 | 0 | 0 | 0 | 0 | 0 | 0 | 0 | 0 | 0 | 0 | 0 | 0 | 0 | 0 | 0 | 0 | 0 | 0 | 0 | 0 | 0 | 0 | 0 | 0
F1_Commercial_School (WA)_Existing_Food Preparation_Natural Gas_Food Prep Other_E6 | F1 | Commercial | School (WA) | Existing | Food Preparation | Natural Gas | Food Prep Other | E6 | CCE | 0 | 0 | 0 | 0 | 0 | 0 | 0 | 0 | 0 | 0 | 0 | 0 | 0 | 0 | 0 | 0 | 0 | 0 | 0 | 0 | 0 | 0 | 0 | 0 | 0 | 0 | 0
F1_Commercial_School (WA)_Existing_Food Preparation_Natural Gas_Food Prep Other_E7 | F1 | Commercial | School (WA) | Existing | Food Preparation | Natural Gas | Food Prep Other | E7 | CCE | 0 | 0 | 0 | 0 | 0 | 0 | 0 | 0 | 0 | 0 | 0 | 0 | 0 | 0 | 0 | 0 | 0 | 0 | 0 | 0 | 0 | 0 | 0 | 0 | 0 | 0 | 0
F1_Commercial_School (WA)_Existing_Food Preparation_Natural Gas_Food Prep Other_E8 | F1 | Commercial | School (WA) | Existing | Food Preparation | Natural Gas | Food Prep Other | E8 | CCE | 0 | 0 | 0 | 0 | 0 | 0 | 0 | 0 | 0 | 0 | 0 | 0 | 0 | 0 | 0 | 0 | 0 | 0 | 0 | 0 | 0 | 0 | 0 | 0 | 0 | 0 | 0
F1_Commercial_School (WA)_Existing_Food Preparation_Natural Gas_Food Prep Other_E9 | F1 | Commercial | School (WA) | Existing | Food Preparation | Natural Gas | Food Prep Other | E9 | CCE | 0 | 0 | 0 | 0 | 0 | 0 | 0 | 0 | 0 | 0 | 0 | 0 | 0 | 0 | 0 | 0 | 0 | 0 | 0 | 0 | 0 | 0 | 0 | 0 | 0 | 0 | 0
F1_Commercial_School (WA)_Existing_Food Preparation_Natural Gas_Food Prep Other_E10 | F1 | Commercial | School (WA) | Existing | Food Preparation | Natural Gas | Food Prep Other | E10 | CCE | 0 | 0 | 0 | 0 | 0 | 0 | 0 | 0 | 0 | 0 | 0 | 0 | 0 | 0 | 0 | 0 | 0 | 0 | 0 | 0 | 0 | 0 | 0 | 0 | 0 | 0 | 0
F2_Commercial_School (WA)_Existing_Food Preparation_Natural Gas_Food Prep Other_E1 | F2 | Commercial | School (WA) | Existing | Food Preparation | Natural Gas | Food Prep Other | E1 | TRC BC Ratio | [24 empty] | 1 | 1 | 1 | bar: 2019 to 2042
F2_Commercial_School (WA)_Existing_Food Preparation_Natural Gas_Food Prep Other_E2 | F2 | Commercial | School (WA) | Existing | Food Preparation | Natural Gas | Food Prep Other | E2 | TRC BC Ratio | 1.3876 | 1.4196 | 1.4599 | 1.5074 | 1.5627 | 1.6324 | 1.705 | 1.7774 | 1.8472 | 1.918 | 1.9733 | 2.0247 | 2.0801 | 2.1341 | 2.1817 | 2.2258 | 2.2646 | 2.3028 | 2.3439 | 2.3838 | 2.4248 | 2.4675 | 2.5107 | 2.5553 | 2.6007 | 2.6469 | 2.6939
F2_Commercial_School (WA)_Existing_Food Preparation_Natural Gas_Food Prep Other_E3 | F2 | Commercial | School (WA) | Existing | Food Preparation | Natural Gas | Food Prep Other | E3 | TRC BC Ratio | 0 | 0 | 0 | 0 | 0 | 0 | 0 | 0 | 0 | 0 | 0 | 0 | 0 | 0 | 0 | 0 | 0 | 0 | 0 | 0 | 0 | 0 | 0 | 0 | 0 | 0 | 0
F2_Commercial_School (WA)_Existing_Food Preparation_Natural Gas_Food Prep Other_E4 | F2 | Commercial | School (WA) | Existing | Food Preparation | Natural Gas | Food Prep Other | E4 | TRC BC Ratio | 0 | 0 | 0 | 0 | 0 | 0 | 0 | 0 | 0 | 0 | 0 | 0 | 0 | 0 | 0 | 0 | 0 | 0 | 0 | 0 | 0 | 0 | 0 | 0 | 0 | 0 | 0
F2_Commercial_School (WA)_Existing_Food Preparation_Natural Gas_Food Prep Other_E5 | F2 | Commercial | School (WA) | Existing | Food Preparation | Natural Gas | Food Prep Other | E5 | TRC BC Ratio | 0 | 0 | 0 | 0 | 0 | 0 | 0 | 0 | 0 | 0 | 0 | 0 | 0 | 0 | 0 | 0 | 0 | 0 | 0 | 0 | 0 | 0 | 0 | 0 | 0 | 0 | 0
F2_Commercial_School (WA)_Existing_Food Preparation_Natural Gas_Food Prep Other_E6 | F2 | Commercial | School (WA) | Existing | Food Preparation | Natural Gas | Food Prep Other | E6 | TRC BC Ratio | 0 | 0 | 0 | 0 | 0 | 0 | 0 | 0 | 0 | 0 | 0 | 0 | 0 | 0 | 0 | 0 | 0 | 0 | 0 | 0 | 0 | 0 | 0 | 0 | 0 | 0 | 0
F2_Commercial_School (WA)_Existing_Food Preparation_Natural Gas_Food Prep Other_E7 | F2 | Commercial | School (WA) | Existing | Food Preparation | Natural Gas | Food Prep Other | E7 | TRC BC Ratio | 0 | 0 | 0 | 0 | 0 | 0 | 0 | 0 | 0 | 0 | 0 | 0 | 0 | 0 | 0 | 0 | 0 | 0 | 0 | 0 | 0 | 0 | 0 | 0 | 0 | 0 | 0
F2_Commercial_School (WA)_Existing_Food Preparation_Natural Gas_Food Prep Other_E8 | F2 | Commercial | School (WA) | Existing | Food Preparation | Natural Gas | Food Prep Other | E8 | TRC BC Ratio | 0 | 0 | 0 | 0 | 0 | 0 | 0 | 0 | 0 | 0 | 0 | 0 | 0 | 0 | 0 | 0 | 0 | 0 | 0 | 0 | 0 | 0 | 0 | 0 | 0 | 0 | 0
F2_Commercial_School (WA)_Existing_Food Preparation_Natural Gas_Food Prep Other_E9 | F2 | Commercial | School (WA) | Existing | Food Preparation | Natural Gas | Food Prep Other | E9 | TRC BC Ratio | 0 | 0 | 0 | 0 | 0 | 0 | 0 | 0 | 0 | 0 | 0 | 0 | 0 | 0 | 0 | 0 | 0 | 0 | 0 | 0 | 0 | 0 | 0 | 0 | 0 | 0 | 0
F2_Commercial_School (WA)_Existing_Food Preparation_Natural Gas_Food Prep Other_E10 | F2 | Commercial | School (WA) | Existing | Food Preparation | Natural Gas | Food Prep Other | E10 | TRC BC Ratio | 0 | 0 | 0 | 0 | 0 | 0 | 0 | 0 | 0 | 0 | 0 | 0 | 0 | 0 | 0 | 0 | 0 | 0 | 0 | 0 | 0 | 0 | 0 | 0 | 0 | 0 | 0
F3_Commercial_School (WA)_Existing_Food Preparation_Natural Gas_Food Prep Other_E1 | F3 | Commercial | School (WA) | Existing | Food Preparation | Natural Gas | Food Prep Other | E1 | PACT BC Ratio | [24 empty] | 1 | 1 | 1 | bar: 2019 to 2042
F3_Commercial_School (WA)_Existing_Food Preparation_Natural Gas_Food Prep Other_E2 | F3 | Commercial | School (WA) | Existing | Food Preparation | Natural Gas | Food Prep Other | E2 | PACT BC Ratio | 2.7964 | 2.861 | 2.9422 | 3.038 | 3.1494 | 3.2899 | 3.4362 | 3.5821 | 3.7229 | 3.8655 | 3.9769 | 4.0805 | 4.1921 | 4.3009 | 4.3969 | 4.4857 | 4.5641 | 4.6411 | 4.7239 | 4.8042 | 4.8868 | 4.973 | 5.0599 | 5.1498 | 5.2413 | 5.3344 | 5.4292
F3_Commercial_School (WA)_Existing_Food Preparation_Natural Gas_Food Prep Other_E3 | F3 | Commercial | School (WA) | Existing | Food Preparation | Natural Gas | Food Prep Other | E3 | PACT BC Ratio | 0 | 0 | 0 | 0 | 0 | 0 | 0 | 0 | 0 | 0 | 0 | 0 | 0 | 0 | 0 | 0 | 0 | 0 | 0 | 0 | 0 | 0 | 0 | 0 | 0 | 0 | 0
F3_Commercial_School (WA)_Existing_Food Preparation_Natural Gas_Food Prep Other_E4 | F3 | Commercial | School (WA) | Existing | Food Preparation | Natural Gas | Food Prep Other | E4 | PACT BC Ratio | 0 | 0 | 0 | 0 | 0 | 0 | 0 | 0 | 0 | 0 | 0 | 0 | 0 | 0 | 0 | 0 | 0 | 0 | 0 | 0 | 0 | 0 | 0 | 0 | 0 | 0 | 0
F3_Commercial_School (WA)_Existing_Food Preparation_Natural Gas_Food Prep Other_E5 | F3 | Commercial | School (WA) | Existing | Food Preparation | Natural Gas | Food Prep Other | E5 | PACT BC Ratio | 0 | 0 | 0 | 0 | 0 | 0 | 0 | 0 | 0 | 0 | 0 | 0 | 0 | 0 | 0 | 0 | 0 | 0 | 0 | 0 | 0 | 0 | 0 | 0 | 0 | 0 | 0
F3_Commercial_School (WA)_Existing_Food Preparation_Natural Gas_Food Prep Other_E6 | F3 | Commercial | School (WA) | Existing | Food Preparation | Natural Gas | Food Prep Other | E6 | PACT BC Ratio | 0 | 0 | 0 | 0 | 0 | 0 | 0 | 0 | 0 | 0 | 0 | 0 | 0 | 0 | 0 | 0 | 0 | 0 | 0 | 0 | 0 | 0 | 0 | 0 | 0 | 0 | 0
F3_Commercial_School (WA)_Existing_Food Preparation_Natural Gas_Food Prep Other_E7 | F3 | Commercial | School (WA) | Existing | Food Preparation | Natural Gas | Food Prep Other | E7 | PACT BC Ratio | 0 | 0 | 0 | 0 | 0 | 0 | 0 | 0 | 0 | 0 | 0 | 0 | 0 | 0 | 0 | 0 | 0 | 0 | 0 | 0 | 0 | 0 | 0 | 0 | 0 | 0 | 0
F3_Commercial_School (WA)_Existing_Food Preparation_Natural Gas_Food Prep Other_E8 | F3 | Commercial | School (WA) | Existing | Food Preparation | Natural Gas | Food Prep Other | E8 | PACT BC Ratio | 0 | 0 | 0 | 0 | 0 | 0 | 0 | 0 | 0 | 0 | 0 | 0 | 0 | 0 | 0 | 0 | 0 | 0 | 0 | 0 | 0 | 0 | 0 | 0 | 0 | 0 | 0
F3_Commercial_School (WA)_Existing_Food Preparation_Natural Gas_Food Prep Other_E9 | F3 | Commercial | School (WA) | Existing | Food Preparation | Natural Gas | Food Prep Other | E9 | PACT BC Ratio | 0 | 0 | 0 | 0 | 0 | 0 | 0 | 0 | 0 | 0 | 0 | 0 | 0 | 0 | 0 | 0 | 0 | 0 | 0 | 0 | 0 | 0 | 0 | 0 | 0 | 0 | 0
F3_Commercial_School (WA)_Existing_Food Preparation_Natural Gas_Food Prep Other_E10 | F3 | Commercial | School (WA) | Existing | Food Preparation | Natural Gas | Food Prep Other | E10 | PACT BC Ratio | 0 | 0 | 0 | 0 | 0 | 0 | 0 | 0 | 0 | 0 | 0 | 0 | 0 | 0 | 0 | 0 | 0 | 0 | 0 | 0 | 0 | 0 | 0 | 0 | 0 | 0 | 0
F4_Commercial_School (WA)_Existing_Food Preparation_Natural Gas_Food Prep Other_E1 | F4 | Commercial | School (WA) | Existing | Food Preparation | Natural Gas | Food Prep Other | E1 | RVT BC Ratio | [24 empty] | 1 | 1 | 1 | bar: 2019 to 2042
F4_Commercial_School (WA)_Existing_Food Preparation_Natural Gas_Food Prep Other_E2 | F4 | Commercial | School (WA) | Existing | Food Preparation | Natural Gas | Food Prep Other | E2 | RVT BC Ratio | 2.3762 | 2.4091 | 2.4493 | 2.4981 | 2.5562 | 2.633 | 2.7118 | 2.788 | 2.8581 | 2.9255 | 2.9947 | 3.0565 | 3.121 | 3.1806 | 3.2308 | 3.2752 | 3.3117 | 3.3461 | 3.383 | 3.4168 | 3.4506 | 3.5045 | 3.5589 | 3.6151 | 3.6723 | 3.7305 | 3.7898
F4_Commercial_School (WA)_Existing_Food Preparation_Natural Gas_Food Prep Other_E3 | F4 | Commercial | School (WA) | Existing | Food Preparation | Natural Gas | Food Prep Other | E3 | RVT BC Ratio | 0 | 0 | 0 | 0 | 0 | 0 | 0 | 0 | 0 | 0 | 0 | 0 | 0 | 0 | 0 | 0 | 0 | 0 | 0 | 0 | 0 | 0 | 0 | 0 | 0 | 0 | 0
F4_Commercial_School (WA)_Existing_Food Preparation_Natural Gas_Food Prep Other_E4 | F4 | Commercial | School (WA) | Existing | Food Preparation | Natural Gas | Food Prep Other | E4 | RVT BC Ratio | 0 | 0 | 0 | 0 | 0 | 0 | 0 | 0 | 0 | 0 | 0 | 0 | 0 | 0 | 0 | 0 | 0 | 0 | 0 | 0 | 0 | 0 | 0 | 0 | 0 | 0 | 0
F4_Commercial_School (WA)_Existing_Food Preparation_Natural Gas_Food Prep Other_E5 | F4 | Commercial | School (WA) | Existing | Food Preparation | Natural Gas | Food Prep Other | E5 | RVT BC Ratio | 0 | 0 | 0 | 0 | 0 | 0 | 0 | 0 | 0 | 0 | 0 | 0 | 0 | 0 | 0 | 0 | 0 | 0 | 0 | 0 | 0 | 0 | 0 | 0 | 0 | 0 | 0
F4_Commercial_School (WA)_Existing_Food Preparation_Natural Gas_Food Prep Other_E6 | F4 | Commercial | School (WA) | Existing | Food Preparation | Natural Gas | Food Prep Other | E6 | RVT BC Ratio | 0 | 0 | 0 | 0 | 0 | 0 | 0 | 0 | 0 | 0 | 0 | 0 | 0 | 0 | 0 | 0 | 0 | 0 | 0 | 0 | 0 | 0 | 0 | 0 | 0 | 0 | 0
F4_Commercial_School (WA)_Existing_Food Preparation_Natural Gas_Food Prep Other_E7 | F4 | Commercial | School (WA) | Existing | Food Preparation | Natural Gas | Food Prep Other | E7 | RVT BC Ratio | 0 | 0 | 0 | 0 | 0 | 0 | 0 | 0 | 0 | 0 | 0 | 0 | 0 | 0 | 0 | 0 | 0 | 0 | 0 | 0 | 0 | 0 | 0 | 0 | 0 | 0 | 0
F4_Commercial_School (WA)_Existing_Food Preparation_Natural Gas_Food Prep Other_E8 | F4 | Commercial | School (WA) | Existing | Food Preparation | Natural Gas | Food Prep Other | E8 | RVT BC Ratio | 0 | 0 | 0 | 0 | 0 | 0 | 0 | 0 | 0 | 0 | 0 | 0 | 0 | 0 | 0 | 0 | 0 | 0 | 0 | 0 | 0 | 0 | 0 | 0 | 0 | 0 | 0
F4_Commercial_School (WA)_Existing_Food Preparation_Natural Gas_Food Prep Other_E9 | F4 | Commercial | School (WA) | Existing | Food Preparation | Natural Gas | Food Prep Other | E9 | RVT BC Ratio | 0 | 0 | 0 | 0 | 0 | 0 | 0 | 0 | 0 | 0 | 0 | 0 | 0 | 0 | 0 | 0 | 0 | 0 | 0 | 0 | 0 | 0 | 0 | 0 | 0 | 0 | 0
F4_Commercial_School (WA)_Existing_Food Preparation_Natural Gas_Food Prep Other_E10 | F4 | Commercial | School (WA) | Existing | Food Preparation | Natural Gas | Food Prep Other | E10 | RVT BC Ratio | 0 | 0 | 0 | 0 | 0 | 0 | 0 | 0 | 0 | 0 | 0 | 0 | 0 | 0 | 0 | 0 | 0 | 0 | 0 | 0 | 0 | 0 | 0 | 0 | 0 | 0 | 0
F5_Commercial_School (WA)_Existing_Food Preparation_Natural Gas_Food Prep Other_E1 | F5 | Commercial | School (WA) | Existing | Food Preparation | Natural Gas | Food Prep Other | E1 | RIM BC Ratio | [24 empty] | 1 | 1 | 1 | bar: 2019 to 2042
F5_Commercial_School (WA)_Existing_Food Preparation_Natural Gas_Food Prep Other_E2 | F5 | Commercial | School (WA) | Existing | Food Preparation | Natural Gas | Food Prep Other | E2 | RIM BC Ratio | 0.64634 | 0.6529 | 0.66125 | 0.67042 | 0.68036 | 0.69145 | 0.70267 | 0.71382 | 0.72485 | 0.73641 | 0.74121 | 0.74608 | 0.75162 | 0.75753 | 0.7631 | 0.76855 | 0.77386 | 0.77928 | 0.78503 | 0.7909 | 0.79705 | 0.7993 | 0.80152 | 0.80374 | 0.80594 | 0.80811 | 0.81025
F5_Commercial_School (WA)_Existing_Food Preparation_Natural Gas_Food Prep Other_E3 | F5 | Commercial | School (WA) | Existing | Food Preparation | Natural Gas | Food Prep Other | E3 | RIM BC Ratio | 0 | 0 | 0 | 0 | 0 | 0 | 0 | 0 | 0 | 0 | 0 | 0 | 0 | 0 | 0 | 0 | 0 | 0 | 0 | 0 | 0 | 0 | 0 | 0 | 0 | 0 | 0
F5_Commercial_School (WA)_Existing_Food Preparation_Natural Gas_Food Prep Other_E4 | F5 | Commercial | School (WA) | Existing | Food Preparation | Natural Gas | Food Prep Other | E4 | RIM BC Ratio | 0 | 0 | 0 | 0 | 0 | 0 | 0 | 0 | 0 | 0 | 0 | 0 | 0 | 0 | 0 | 0 | 0 | 0 | 0 | 0 | 0 | 0 | 0 | 0 | 0 | 0 | 0
F5_Commercial_School (WA)_Existing_Food Preparation_Natural Gas_Food Prep Other_E5 | F5 | Commercial | School (WA) | Existing | Food Preparation | Natural Gas | Food Prep Other | E5 | RIM BC Ratio | 0 | 0 | 0 | 0 | 0 | 0 | 0 | 0 | 0 | 0 | 0 | 0 | 0 | 0 | 0 | 0 | 0 | 0 | 0 | 0 | 0 | 0 | 0 | 0 | 0 | 0 | 0
F5_Commercial_School (WA)_Existing_Food Preparation_Natural Gas_Food Prep Other_E6 | F5 | Commercial | School (WA) | Existing | Food Preparation | Natural Gas | Food Prep Other | E6 | RIM BC Ratio | 0 | 0 | 0 | 0 | 0 | 0 | 0 | 0 | 0 | 0 | 0 | 0 | 0 | 0 | 0 | 0 | 0 | 0 | 0 | 0 | 0 | 0 | 0 | 0 | 0 | 0 | 0
F5_Commercial_School (WA)_Existing_Food Preparation_Natural Gas_Food Prep Other_E7 | F5 | Commercial | School (WA) | Existing | Food Preparation | Natural Gas | Food Prep Other | E7 | RIM BC Ratio | 0 | 0 | 0 | 0 | 0 | 0 | 0 | 0 | 0 | 0 | 0 | 0 | 0 | 0 | 0 | 0 | 0 | 0 | 0 | 0 | 0 | 0 | 0 | 0 | 0 | 0 | 0
F5_Commercial_School (WA)_Existing_Food Preparation_Natural Gas_Food Prep Other_E8 | F5 | Commercial | School (WA) | Existing | Food Preparation | Natural Gas | Food Prep Other | E8 | RIM BC Ratio | 0 | 0 | 0 | 0 | 0 | 0 | 0 | 0 | 0 | 0 | 0 | 0 | 0 | 0 | 0 | 0 | 0 | 0 | 0 | 0 | 0 | 0 | 0 | 0 | 0 | 0 | 0
F5_Commercial_School (WA)_Existing_Food Preparation_Natural Gas_Food Prep Other_E9 | F5 | Commercial | School (WA) | Existing | Food Preparation | Natural Gas | Food Prep Other | E9 | RIM BC Ratio | 0 | 0 | 0 | 0 | 0 | 0 | 0 | 0 | 0 | 0 | 0 | 0 | 0 | 0 | 0 | 0 | 0 | 0 | 0 | 0 | 0 | 0 | 0 | 0 | 0 | 0 | 0
F5_Commercial_School (WA)_Existing_Food Preparation_Natural Gas_Food Prep Other_E10 | F5 | Commercial | School (WA) | Existing | Food Preparation | Natural Gas | Food Prep Other | E10 | RIM BC Ratio | 0 | 0 | 0 | 0 | 0 | 0 | 0 | 0 | 0 | 0 | 0 | 0 | 0 | 0 | 0 | 0 | 0 | 0 | 0 | 0 | 0 | 0 | 0 | 0 | 0 | 0 | 0
F0_Commercial_School (WA)_Existing_Miscellaneous_Natural Gas_Pool Heater_E0 | F0 | Commercial | School (WA) | Existing | Miscellaneous | Natural Gas | Pool Heater | E0 | Economic Unit | Condensing (EF .90) | Condensing (EF .90) | Condensing (EF .90) | Condensing (EF .90) | Condensing (EF .90) | Condensing (EF .90) | Condensing (EF .90) | Condensing (EF .90) | Condensing (EF .90) | Condensing (EF .90) | Condensing (EF .90) | Condensing (EF .90) | Condensing (EF .90) | Condensing (EF .90) | Condensing (EF .90) | Condensing (EF .90) | Condensing (EF .90) | Condensing (EF .90) | Condensing (EF .90) | Condensing (EF .90) | Condensing (EF .90) | Condensing (EF .90) | Condensing (EF .90) | Condensing (EF .90) | Condensing (EF .90) | Condensing (EF .90) | Condensing (EF .90)
F1_Commercial_School (WA)_Existing_Miscellaneous_Natural Gas_Pool Heater_E1 | F1 | Commercial | School (WA) | Existing | Miscellaneous | Natural Gas | Pool Heater | E1 | CCE | 0 | 0 | 0 | 0 | 0 | 0 | 0 | 0 | 0 | 0 | 0 | 0 | 0 | 0 | 0 | 0 | 0 | 0 | 0 | 0 | 0 | 0 | 0 | 0 | 0 | 0 | 0
F1_Commercial_School (WA)_Existing_Miscellaneous_Natural Gas_Pool Heater_E2 | F1 | Commercial | School (WA) | Existing | Miscellaneous | Natural Gas | Pool Heater | E2 | CCE | 4.0925e-05 | 4.0925e-05 | 4.0925e-05 | 4.0925e-05 | 4.0925e-05 | 4.0925e-05 | 4.0925e-05 | 4.0925e-05 | 4.0925e-05 | 4.0925e-05 | 4.0925e-05 | 4.0925e-05 | 4.0925e-05 | 4.0925e-05 | 4.0925e-05 | 4.0925e-05 | 4.0925e-05 | 4.0925e-05 | 4.0925e-05 | 4.0925e-05 | 4.0925e-05 | 4.0925e-05 | 4.0925e-05 | 4.0925e-05 | 4.0925e-05 | 4.0925e-05 | 4.0925e-05
F1_Commercial_School (WA)_Existing_Miscellaneous_Natural Gas_Pool Heater_E3 | F1 | Commercial | School (WA) | Existing | Miscellaneous | Natural Gas | Pool Heater | E3 | CCE | 0 | 0 | 0 | 0 | 0 | 0 | 0 | 0 | 0 | 0 | 0 | 0 | 0 | 0 | 0 | 0 | 0 | 0 | 0 | 0 | 0 | 0 | 0 | 0 | 0 | 0 | 0
F1_Commercial_School (WA)_Existing_Miscellaneous_Natural Gas_Pool Heater_E4 | F1 | Commercial | School (WA) | Existing | Miscellaneous | Natural Gas | Pool Heater | E4 | CCE | 0 | 0 | 0 | 0 | 0 | 0 | 0 | 0 | 0 | 0 | 0 | 0 | 0 | 0 | 0 | 0 | 0 | 0 | 0 | 0 | 0 | 0 | 0 | 0 | 0 | 0 | 0
F1_Commercial_School (WA)_Existing_Miscellaneous_Natural Gas_Pool Heater_E5 | F1 | Commercial | School (WA) | Existing | Miscellaneous | Natural Gas | Pool Heater | E5 | CCE | 0 | 0 | 0 | 0 | 0 | 0 | 0 | 0 | 0 | 0 | 0 | 0 | 0 | 0 | 0 | 0 | 0 | 0 | 0 | 0 | 0 | 0 | 0 | 0 | 0 | 0 | 0
F1_Commercial_School (WA)_Existing_Miscellaneous_Natural Gas_Pool Heater_E6 | F1 | Commercial | School (WA) | Existing | Miscellaneous | Natural Gas | Pool Heater | E6 | CCE | 0 | 0 | 0 | 0 | 0 | 0 | 0 | 0 | 0 | 0 | 0 | 0 | 0 | 0 | 0 | 0 | 0 | 0 | 0 | 0 | 0 | 0 | 0 | 0 | 0 | 0 | 0
F1_Commercial_School (WA)_Existing_Miscellaneous_Natural Gas_Pool Heater_E7 | F1 | Commercial | School (WA) | Existing | Miscellaneous | Natural Gas | Pool Heater | E7 | CCE | 0 | 0 | 0 | 0 | 0 | 0 | 0 | 0 | 0 | 0 | 0 | 0 | 0 | 0 | 0 | 0 | 0 | 0 | 0 | 0 | 0 | 0 | 0 | 0 | 0 | 0 | 0
F1_Commercial_School (WA)_Existing_Miscellaneous_Natural Gas_Pool Heater_E8 | F1 | Commercial | School (WA) | Existing | Miscellaneous | Natural Gas | Pool Heater | E8 | CCE | 0 | 0 | 0 | 0 | 0 | 0 | 0 | 0 | 0 | 0 | 0 | 0 | 0 | 0 | 0 | 0 | 0 | 0 | 0 | 0 | 0 | 0 | 0 | 0 | 0 | 0 | 0
F1_Commercial_School (WA)_Existing_Miscellaneous_Natural Gas_Pool Heater_E9 | F1 | Commercial | School (WA) | Existing | Miscellaneous | Natural Gas | Pool Heater | E9 | CCE | 0 | 0 | 0 | 0 | 0 | 0 | 0 | 0 | 0 | 0 | 0 | 0 | 0 | 0 | 0 | 0 | 0 | 0 | 0 | 0 | 0 | 0 | 0 | 0 | 0 | 0 | 0
F1_Commercial_School (WA)_Existing_Miscellaneous_Natural Gas_Pool Heater_E10 | F1 | Commercial | School (WA) | Existing | Miscellaneous | Natural Gas | Pool Heater | E10 | CCE | 0 | 0 | 0 | 0 | 0 | 0 | 0 | 0 | 0 | 0 | 0 | 0 | 0 | 0 | 0 | 0 | 0 | 0 | 0 | 0 | 0 | 0 | 0 | 0 | 0 | 0 | 0
F2_Commercial_School (WA)_Existing_Miscellaneous_Natural Gas_Pool Heater_E1 | F2 | Commercial | School (WA) | Existing | Miscellaneous | Natural Gas | Pool Heater | E1 | TRC BC Ratio | [24 empty] | 1 | 1 | 1 | bar: 2019 to 2042
F2_Commercial_School (WA)_Existing_Miscellaneous_Natural Gas_Pool Heater_E2 | F2 | Commercial | School (WA) | Existing | Miscellaneous | Natural Gas | Pool Heater | E2 | TRC BC Ratio | 80.8559 | 81.4694 | 82.788 | 84.9208 | 87.8612 | 92.1322 | 96.8157 | 101.513 | 106.0602 | 110.9235 | 114.5935 | 118.0369 | 121.9297 | 125.6858 | 128.8329 | 131.6551 | 133.9649 | 136.1759 | 138.6212 | 140.9222 | 143.3034 | 145.8195 | 148.3488 | 150.9844 | 153.6668 | 156.3968 | 159.1753
F2_Commercial_School (WA)_Existing_Miscellaneous_Natural Gas_Pool Heater_E3 | F2 | Commercial | School (WA) | Existing | Miscellaneous | Natural Gas | Pool Heater | E3 | TRC BC Ratio | 0 | 0 | 0 | 0 | 0 | 0 | 0 | 0 | 0 | 0 | 0 | 0 | 0 | 0 | 0 | 0 | 0 | 0 | 0 | 0 | 0 | 0 | 0 | 0 | 0 | 0 | 0
F2_Commercial_School (WA)_Existing_Miscellaneous_Natural Gas_Pool Heater_E4 | F2 | Commercial | School (WA) | Existing | Miscellaneous | Natural Gas | Pool Heater | E4 | TRC BC Ratio | 0 | 0 | 0 | 0 | 0 | 0 | 0 | 0 | 0 | 0 | 0 | 0 | 0 | 0 | 0 | 0 | 0 | 0 | 0 | 0 | 0 | 0 | 0 | 0 | 0 | 0 | 0
F2_Commercial_School (WA)_Existing_Miscellaneous_Natural Gas_Pool Heater_E5 | F2 | Commercial | School (WA) | Existing | Miscellaneous | Natural Gas | Pool Heater | E5 | TRC BC Ratio | 0 | 0 | 0 | 0 | 0 | 0 | 0 | 0 | 0 | 0 | 0 | 0 | 0 | 0 | 0 | 0 | 0 | 0 | 0 | 0 | 0 | 0 | 0 | 0 | 0 | 0 | 0
F2_Commercial_School (WA)_Existing_Miscellaneous_Natural Gas_Pool Heater_E6 | F2 | Commercial | School (WA) | Existing | Miscellaneous | Natural Gas | Pool Heater | E6 | TRC BC Ratio | 0 | 0 | 0 | 0 | 0 | 0 | 0 | 0 | 0 | 0 | 0 | 0 | 0 | 0 | 0 | 0 | 0 | 0 | 0 | 0 | 0 | 0 | 0 | 0 | 0 | 0 | 0
F2_Commercial_School (WA)_Existing_Miscellaneous_Natural Gas_Pool Heater_E7 | F2 | Commercial | School (WA) | Existing | Miscellaneous | Natural Gas | Pool Heater | E7 | TRC BC Ratio | 0 | 0 | 0 | 0 | 0 | 0 | 0 | 0 | 0 | 0 | 0 | 0 | 0 | 0 | 0 | 0 | 0 | 0 | 0 | 0 | 0 | 0 | 0 | 0 | 0 | 0 | 0
F2_Commercial_School (WA)_Existing_Miscellaneous_Natural Gas_Pool Heater_E8 | F2 | Commercial | School (WA) | Existing | Miscellaneous | Natural Gas | Pool Heater | E8 | TRC BC Ratio | 0 | 0 | 0 | 0 | 0 | 0 | 0 | 0 | 0 | 0 | 0 | 0 | 0 | 0 | 0 | 0 | 0 | 0 | 0 | 0 | 0 | 0 | 0 | 0 | 0 | 0 | 0
F2_Commercial_School (WA)_Existing_Miscellaneous_Natural Gas_Pool Heater_E9 | F2 | Commercial | School (WA) | Existing | Miscellaneous | Natural Gas | Pool Heater | E9 | TRC BC Ratio | 0 | 0 | 0 | 0 | 0 | 0 | 0 | 0 | 0 | 0 | 0 | 0 | 0 | 0 | 0 | 0 | 0 | 0 | 0 | 0 | 0 | 0 | 0 | 0 | 0 | 0 | 0
F2_Commercial_School (WA)_Existing_Miscellaneous_Natural Gas_Pool Heater_E10 | F2 | Commercial | School (WA) | Existing | Miscellaneous | Natural Gas | Pool Heater | E10 | TRC BC Ratio | 0 | 0 | 0 | 0 | 0 | 0 | 0 | 0 | 0 | 0 | 0 | 0 | 0 | 0 | 0 | 0 | 0 | 0 | 0 | 0 | 0 | 0 | 0 | 0 | 0 | 0 | 0
F3_Commercial_School (WA)_Existing_Miscellaneous_Natural Gas_Pool Heater_E1 | F3 | Commercial | School (WA) | Existing | Miscellaneous | Natural Gas | Pool Heater | E1 | PACT BC Ratio | [24 empty] | 1 | 1 | 1 | bar: 2019 to 2042
F3_Commercial_School (WA)_Existing_Miscellaneous_Natural Gas_Pool Heater_E2 | F3 | Commercial | School (WA) | Existing | Miscellaneous | Natural Gas | Pool Heater | E2 | PACT BC Ratio | 200.6162 | 202.1383 | 205.4101 | 210.7019 | 217.9975 | 228.5947 | 240.2151 | 251.8698 | 263.1522 | 275.2187 | 284.3245 | 292.8683 | 302.5269 | 311.8465 | 319.6548 | 326.657 | 332.388 | 337.8741 | 343.9411 | 349.6503 | 355.5584 | 361.8013 | 368.0769 | 374.6162 | 381.2715 | 388.0452 | 394.9391
F3_Commercial_School (WA)_Existing_Miscellaneous_Natural Gas_Pool Heater_E3 | F3 | Commercial | School (WA) | Existing | Miscellaneous | Natural Gas | Pool Heater | E3 | PACT BC Ratio | 0 | 0 | 0 | 0 | 0 | 0 | 0 | 0 | 0 | 0 | 0 | 0 | 0 | 0 | 0 | 0 | 0 | 0 | 0 | 0 | 0 | 0 | 0 | 0 | 0 | 0 | 0
F3_Commercial_School (WA)_Existing_Miscellaneous_Natural Gas_Pool Heater_E4 | F3 | Commercial | School (WA) | Existing | Miscellaneous | Natural Gas | Pool Heater | E4 | PACT BC Ratio | 0 | 0 | 0 | 0 | 0 | 0 | 0 | 0 | 0 | 0 | 0 | 0 | 0 | 0 | 0 | 0 | 0 | 0 | 0 | 0 | 0 | 0 | 0 | 0 | 0 | 0 | 0
F3_Commercial_School (WA)_Existing_Miscellaneous_Natural Gas_Pool Heater_E5 | F3 | Commercial | School (WA) | Existing | Miscellaneous | Natural Gas | Pool Heater | E5 | PACT BC Ratio | 0 | 0 | 0 | 0 | 0 | 0 | 0 | 0 | 0 | 0 | 0 | 0 | 0 | 0 | 0 | 0 | 0 | 0 | 0 | 0 | 0 | 0 | 0 | 0 | 0 | 0 | 0
F3_Commercial_School (WA)_Existing_Miscellaneous_Natural Gas_Pool Heater_E6 | F3 | Commercial | School (WA) | Existing | Miscellaneous | Natural Gas | Pool Heater | E6 | PACT BC Ratio | 0 | 0 | 0 | 0 | 0 | 0 | 0 | 0 | 0 | 0 | 0 | 0 | 0 | 0 | 0 | 0 | 0 | 0 | 0 | 0 | 0 | 0 | 0 | 0 | 0 | 0 | 0
F3_Commercial_School (WA)_Existing_Miscellaneous_Natural Gas_Pool Heater_E7 | F3 | Commercial | School (WA) | Existing | Miscellaneous | Natural Gas | Pool Heater | E7 | PACT BC Ratio | 0 | 0 | 0 | 0 | 0 | 0 | 0 | 0 | 0 | 0 | 0 | 0 | 0 | 0 | 0 | 0 | 0 | 0 | 0 | 0 | 0 | 0 | 0 | 0 | 0 | 0 | 0
F3_Commercial_School (WA)_Existing_Miscellaneous_Natural Gas_Pool Heater_E8 | F3 | Commercial | School (WA) | Existing | Miscellaneous | Natural Gas | Pool Heater | E8 | PACT BC Ratio | 0 | 0 | 0 | 0 | 0 | 0 | 0 | 0 | 0 | 0 | 0 | 0 | 0 | 0 | 0 | 0 | 0 | 0 | 0 | 0 | 0 | 0 | 0 | 0 | 0 | 0 | 0
F3_Commercial_School (WA)_Existing_Miscellaneous_Natural Gas_Pool Heater_E9 | F3 | Commercial | School (WA) | Existing | Miscellaneous | Natural Gas | Pool Heater | E9 | PACT BC Ratio | 0 | 0 | 0 | 0 | 0 | 0 | 0 | 0 | 0 | 0 | 0 | 0 | 0 | 0 | 0 | 0 | 0 | 0 | 0 | 0 | 0 | 0 | 0 | 0 | 0 | 0 | 0
F3_Commercial_School (WA)_Existing_Miscellaneous_Natural Gas_Pool Heater_E10 | F3 | Commercial | School (WA) | Existing | Miscellaneous | Natural Gas | Pool Heater | E10 | PACT BC Ratio | 0 | 0 | 0 | 0 | 0 | 0 | 0 | 0 | 0 | 0 | 0 | 0 | 0 | 0 | 0 | 0 | 0 | 0 | 0 | 0 | 0 | 0 | 0 | 0 | 0 | 0 | 0
F4_Commercial_School (WA)_Existing_Miscellaneous_Natural Gas_Pool Heater_E1 | F4 | Commercial | School (WA) | Existing | Miscellaneous | Natural Gas | Pool Heater | E1 | RVT BC Ratio | [24 empty] | 1 | 1 | 1 | bar: 2019 to 2042
F4_Commercial_School (WA)_Existing_Miscellaneous_Natural Gas_Pool Heater_E2 | F4 | Commercial | School (WA) | Existing | Miscellaneous | Natural Gas | Pool Heater | E2 | RVT BC Ratio | 116.7161 | 117.5995 | 119.1942 | 121.6015 | 124.7612 | 129.3624 | 134.0058 | 138.461 | 142.4776 | 146.7027 | 151.547 | 156.0924 | 161.2309 | 165.9851 | 169.6994 | 172.7142 | 174.7428 | 176.2881 | 178.0264 | 179.4501 | 180.8459 | 184.0162 | 187.2032 | 190.524 | 193.9038 | 197.3436 | 200.8445
F4_Commercial_School (WA)_Existing_Miscellaneous_Natural Gas_Pool Heater_E3 | F4 | Commercial | School (WA) | Existing | Miscellaneous | Natural Gas | Pool Heater | E3 | RVT BC Ratio | 0 | 0 | 0 | 0 | 0 | 0 | 0 | 0 | 0 | 0 | 0 | 0 | 0 | 0 | 0 | 0 | 0 | 0 | 0 | 0 | 0 | 0 | 0 | 0 | 0 | 0 | 0
F4_Commercial_School (WA)_Existing_Miscellaneous_Natural Gas_Pool Heater_E4 | F4 | Commercial | School (WA) | Existing | Miscellaneous | Natural Gas | Pool Heater | E4 | RVT BC Ratio | 0 | 0 | 0 | 0 | 0 | 0 | 0 | 0 | 0 | 0 | 0 | 0 | 0 | 0 | 0 | 0 | 0 | 0 | 0 | 0 | 0 | 0 | 0 | 0 | 0 | 0 | 0
F4_Commercial_School (WA)_Existing_Miscellaneous_Natural Gas_Pool Heater_E5 | F4 | Commercial | School (WA) | Existing | Miscellaneous | Natural Gas | Pool Heater | E5 | RVT BC Ratio | 0 | 0 | 0 | 0 | 0 | 0 | 0 | 0 | 0 | 0 | 0 | 0 | 0 | 0 | 0 | 0 | 0 | 0 | 0 | 0 | 0 | 0 | 0 | 0 | 0 | 0 | 0
F4_Commercial_School (WA)_Existing_Miscellaneous_Natural Gas_Pool Heater_E6 | F4 | Commercial | School (WA) | Existing | Miscellaneous | Natural Gas | Pool Heater | E6 | RVT BC Ratio | 0 | 0 | 0 | 0 | 0 | 0 | 0 | 0 | 0 | 0 | 0 | 0 | 0 | 0 | 0 | 0 | 0 | 0 | 0 | 0 | 0 | 0 | 0 | 0 | 0 | 0 | 0
F4_Commercial_School (WA)_Existing_Miscellaneous_Natural Gas_Pool Heater_E7 | F4 | Commercial | School (WA) | Existing | Miscellaneous | Natural Gas | Pool Heater | E7 | RVT BC Ratio | 0 | 0 | 0 | 0 | 0 | 0 | 0 | 0 | 0 | 0 | 0 | 0 | 0 | 0 | 0 | 0 | 0 | 0 | 0 | 0 | 0 | 0 | 0 | 0 | 0 | 0 | 0
F4_Commercial_School (WA)_Existing_Miscellaneous_Natural Gas_Pool Heater_E8 | F4 | Commercial | School (WA) | Existing | Miscellaneous | Natural Gas | Pool Heater | E8 | RVT BC Ratio | 0 | 0 | 0 | 0 | 0 | 0 | 0 | 0 | 0 | 0 | 0 | 0 | 0 | 0 | 0 | 0 | 0 | 0 | 0 | 0 | 0 | 0 | 0 | 0 | 0 | 0 | 0
F4_Commercial_School (WA)_Existing_Miscellaneous_Natural Gas_Pool Heater_E9 | F4 | Commercial | School (WA) | Existing | Miscellaneous | Natural Gas | Pool Heater | E9 | RVT BC Ratio | 0 | 0 | 0 | 0 | 0 | 0 | 0 | 0 | 0 | 0 | 0 | 0 | 0 | 0 | 0 | 0 | 0 | 0 | 0 | 0 | 0 | 0 | 0 | 0 | 0 | 0 | 0
F4_Commercial_School (WA)_Existing_Miscellaneous_Natural Gas_Pool Heater_E10 | F4 | Commercial | School (WA) | Existing | Miscellaneous | Natural Gas | Pool Heater | E10 | RVT BC Ratio | 0 | 0 | 0 | 0 | 0 | 0 | 0 | 0 | 0 | 0 | 0 | 0 | 0 | 0 | 0 | 0 | 0 | 0 | 0 | 0 | 0 | 0 | 0 | 0 | 0 | 0 | 0
F5_Commercial_School (WA)_Existing_Miscellaneous_Natural Gas_Pool Heater_E1 | F5 | Commercial | School (WA) | Existing | Miscellaneous | Natural Gas | Pool Heater | E1 | RIM BC Ratio | [24 empty] | 1 | 1 | 1 | bar: 2019 to 2042
F5_Commercial_School (WA)_Existing_Miscellaneous_Natural Gas_Pool Heater_E2 | F5 | Commercial | School (WA) | Existing | Miscellaneous | Natural Gas | Pool Heater | E2 | RIM BC Ratio | 0.82989 | 0.82991 | 0.83208 | 0.83665 | 0.84373 | 0.85332 | 0.86568 | 0.87851 | 0.89203 | 0.9061 | 0.90619 | 0.90628 | 0.90637 | 0.90756 | 0.90995 | 0.91367 | 0.91892 | 0.9259 | 0.93334 | 0.94131 | 0.94984 | 0.94988 | 0.94992 | 0.94997 | 0.95001 | 0.95005 | 0.95009
F5_Commercial_School (WA)_Existing_Miscellaneous_Natural Gas_Pool Heater_E3 | F5 | Commercial | School (WA) | Existing | Miscellaneous | Natural Gas | Pool Heater | E3 | RIM BC Ratio | 0 | 0 | 0 | 0 | 0 | 0 | 0 | 0 | 0 | 0 | 0 | 0 | 0 | 0 | 0 | 0 | 0 | 0 | 0 | 0 | 0 | 0 | 0 | 0 | 0 | 0 | 0
F5_Commercial_School (WA)_Existing_Miscellaneous_Natural Gas_Pool Heater_E4 | F5 | Commercial | School (WA) | Existing | Miscellaneous | Natural Gas | Pool Heater | E4 | RIM BC Ratio | 0 | 0 | 0 | 0 | 0 | 0 | 0 | 0 | 0 | 0 | 0 | 0 | 0 | 0 | 0 | 0 | 0 | 0 | 0 | 0 | 0 | 0 | 0 | 0 | 0 | 0 | 0
F5_Commercial_School (WA)_Existing_Miscellaneous_Natural Gas_Pool Heater_E5 | F5 | Commercial | School (WA) | Existing | Miscellaneous | Natural Gas | Pool Heater | E5 | RIM BC Ratio | 0 | 0 | 0 | 0 | 0 | 0 | 0 | 0 | 0 | 0 | 0 | 0 | 0 | 0 | 0 | 0 | 0 | 0 | 0 | 0 | 0 | 0 | 0 | 0 | 0 | 0 | 0
F5_Commercial_School (WA)_Existing_Miscellaneous_Natural Gas_Pool Heater_E6 | F5 | Commercial | School (WA) | Existing | Miscellaneous | Natural Gas | Pool Heater | E6 | RIM BC Ratio | 0 | 0 | 0 | 0 | 0 | 0 | 0 | 0 | 0 | 0 | 0 | 0 | 0 | 0 | 0 | 0 | 0 | 0 | 0 | 0 | 0 | 0 | 0 | 0 | 0 | 0 | 0
F5_Commercial_School (WA)_Existing_Miscellaneous_Natural Gas_Pool Heater_E7 | F5 | Commercial | School (WA) | Existing | Miscellaneous | Natural Gas | Pool Heater | E7 | RIM BC Ratio | 0 | 0 | 0 | 0 | 0 | 0 | 0 | 0 | 0 | 0 | 0 | 0 | 0 | 0 | 0 | 0 | 0 | 0 | 0 | 0 | 0 | 0 | 0 | 0 | 0 | 0 | 0
F5_Commercial_School (WA)_Existing_Miscellaneous_Natural Gas_Pool Heater_E8 | F5 | Commercial | School (WA) | Existing | Miscellaneous | Natural Gas | Pool Heater | E8 | RIM BC Ratio | 0 | 0 | 0 | 0 | 0 | 0 | 0 | 0 | 0 | 0 | 0 | 0 | 0 | 0 | 0 | 0 | 0 | 0 | 0 | 0 | 0 | 0 | 0 | 0 | 0 | 0 | 0
F5_Commercial_School (WA)_Existing_Miscellaneous_Natural Gas_Pool Heater_E9 | F5 | Commercial | School (WA) | Existing | Miscellaneous | Natural Gas | Pool Heater | E9 | RIM BC Ratio | 0 | 0 | 0 | 0 | 0 | 0 | 0 | 0 | 0 | 0 | 0 | 0 | 0 | 0 | 0 | 0 | 0 | 0 | 0 | 0 | 0 | 0 | 0 | 0 | 0 | 0 | 0
F5_Commercial_School (WA)_Existing_Miscellaneous_Natural Gas_Pool Heater_E10 | F5 | Commercial | School (WA) | Existing | Miscellaneous | Natural Gas | Pool Heater | E10 | RIM BC Ratio | 0 | 0 | 0 | 0 | 0 | 0 | 0 | 0 | 0 | 0 | 0 | 0 | 0 | 0 | 0 | 0 | 0 | 0 | 0 | 0 | 0 | 0 | 0 | 0 | 0 | 0 | 0
F0_Commercial_School (WA)_Existing_Miscellaneous_Natural Gas_Miscellaneous_E0 | F0 | Commercial | School (WA) | Existing | Miscellaneous | Natural Gas | Miscellaneous | E0 | Economic Unit | Standard | Standard | Standard | Standard | Standard | Standard | Standard | Standard | Standard | Standard | Standard | Standard | Standard | Standard | Standard | Standard | Standard | Standard | Standard | Standard | Standard | Standard | Standard | Standard | Standard | Standard | Standard
F1_Commercial_School (WA)_Existing_Miscellaneous_Natural Gas_Miscellaneous_E1 | F1 | Commercial | School (WA) | Existing | Miscellaneous | Natural Gas | Miscellaneous | E1 | CCE | 0 | 0 | 0 | 0 | 0 | 0 | 0 | 0 | 0 | 0 | 0 | 0 | 0 | 0 | 0 | 0 | 0 | 0 | 0 | 0 | 0 | 0 | 0 | 0 | 0 | 0 | 0
F1_Commercial_School (WA)_Existing_Miscellaneous_Natural Gas_Miscellaneous_E2 | F1 | Commercial | School (WA) | Existing | Miscellaneous | Natural Gas | Miscellaneous | E2 | CCE | 0 | 0 | 0 | 0 | 0 | 0 | 0 | 0 | 0 | 0 | 0 | 0 | 0 | 0 | 0 | 0 | 0 | 0 | 0 | 0 | 0 | 0 | 0 | 0 | 0 | 0 | 0
F1_Commercial_School (WA)_Existing_Miscellaneous_Natural Gas_Miscellaneous_E3 | F1 | Commercial | School (WA) | Existing | Miscellaneous | Natural Gas | Miscellaneous | E3 | CCE | 0 | 0 | 0 | 0 | 0 | 0 | 0 | 0 | 0 | 0 | 0 | 0 | 0 | 0 | 0 | 0 | 0 | 0 | 0 | 0 | 0 | 0 | 0 | 0 | 0 | 0 | 0
F1_Commercial_School (WA)_Existing_Miscellaneous_Natural Gas_Miscellaneous_E4 | F1 | Commercial | School (WA) | Existing | Miscellaneous | Natural Gas | Miscellaneous | E4 | CCE | 0 | 0 | 0 | 0 | 0 | 0 | 0 | 0 | 0 | 0 | 0 | 0 | 0 | 0 | 0 | 0 | 0 | 0 | 0 | 0 | 0 | 0 | 0 | 0 | 0 | 0 | 0
F1_Commercial_School (WA)_Existing_Miscellaneous_Natural Gas_Miscellaneous_E5 | F1 | Commercial | School (WA) | Existing | Miscellaneous | Natural Gas | Miscellaneous | E5 | CCE | 0 | 0 | 0 | 0 | 0 | 0 | 0 | 0 | 0 | 0 | 0 | 0 | 0 | 0 | 0 | 0 | 0 | 0 | 0 | 0 | 0 | 0 | 0 | 0 | 0 | 0 | 0
F1_Commercial_School (WA)_Existing_Miscellaneous_Natural Gas_Miscellaneous_E6 | F1 | Commercial | School (WA) | Existing | Miscellaneous | Natural Gas | Miscellaneous | E6 | CCE | 0 | 0 | 0 | 0 | 0 | 0 | 0 | 0 | 0 | 0 | 0 | 0 | 0 | 0 | 0 | 0 | 0 | 0 | 0 | 0 | 0 | 0 | 0 | 0 | 0 | 0 | 0
F1_Commercial_School (WA)_Existing_Miscellaneous_Natural Gas_Miscellaneous_E7 | F1 | Commercial | School (WA) | Existing | Miscellaneous | Natural Gas | Miscellaneous | E7 | CCE | 0 | 0 | 0 | 0 | 0 | 0 | 0 | 0 | 0 | 0 | 0 | 0 | 0 | 0 | 0 | 0 | 0 | 0 | 0 | 0 | 0 | 0 | 0 | 0 | 0 | 0 | 0
F1_Commercial_School (WA)_Existing_Miscellaneous_Natural Gas_Miscellaneous_E8 | F1 | Commercial | School (WA) | Existing | Miscellaneous | Natural Gas | Miscellaneous | E8 | CCE | 0 | 0 | 0 | 0 | 0 | 0 | 0 | 0 | 0 | 0 | 0 | 0 | 0 | 0 | 0 | 0 | 0 | 0 | 0 | 0 | 0 | 0 | 0 | 0 | 0 | 0 | 0
F1_Commercial_School (WA)_Existing_Miscellaneous_Natural Gas_Miscellaneous_E9 | F1 | Commercial | School (WA) | Existing | Miscellaneous | Natural Gas | Miscellaneous | E9 | CCE | 0 | 0 | 0 | 0 | 0 | 0 | 0 | 0 | 0 | 0 | 0 | 0 | 0 | 0 | 0 | 0 | 0 | 0 | 0 | 0 | 0 | 0 | 0 | 0 | 0 | 0 | 0
F1_Commercial_School (WA)_Existing_Miscellaneous_Natural Gas_Miscellaneous_E10 | F1 | Commercial | School (WA) | Existing | Miscellaneous | Natural Gas | Miscellaneous | E10 | CCE | 0 | 0 | 0 | 0 | 0 | 0 | 0 | 0 | 0 | 0 | 0 | 0 | 0 | 0 | 0 | 0 | 0 | 0 | 0 | 0 | 0 | 0 | 0 | 0 | 0 | 0 | 0
F2_Commercial_School (WA)_Existing_Miscellaneous_Natural Gas_Miscellaneous_E1 | F2 | Commercial | School (WA) | Existing | Miscellaneous | Natural Gas | Miscellaneous | E1 | TRC BC Ratio | [24 empty] | 1 | 1 | 1 | bar: 2019 to 2042
F2_Commercial_School (WA)_Existing_Miscellaneous_Natural Gas_Miscellaneous_E2 | F2 | Commercial | School (WA) | Existing | Miscellaneous | Natural Gas | Miscellaneous | E2 | TRC BC Ratio | 0 | 0 | 0 | 0 | 0 | 0 | 0 | 0 | 0 | 0 | 0 | 0 | 0 | 0 | 0 | 0 | 0 | 0 | 0 | 0 | 0 | 0 | 0 | 0 | 0 | 0 | 0
F2_Commercial_School (WA)_Existing_Miscellaneous_Natural Gas_Miscellaneous_E3 | F2 | Commercial | School (WA) | Existing | Miscellaneous | Natural Gas | Miscellaneous | E3 | TRC BC Ratio | 0 | 0 | 0 | 0 | 0 | 0 | 0 | 0 | 0 | 0 | 0 | 0 | 0 | 0 | 0 | 0 | 0 | 0 | 0 | 0 | 0 | 0 | 0 | 0 | 0 | 0 | 0
F2_Commercial_School (WA)_Existing_Miscellaneous_Natural Gas_Miscellaneous_E4 | F2 | Commercial | School (WA) | Existing | Miscellaneous | Natural Gas | Miscellaneous | E4 | TRC BC Ratio | 0 | 0 | 0 | 0 | 0 | 0 | 0 | 0 | 0 | 0 | 0 | 0 | 0 | 0 | 0 | 0 | 0 | 0 | 0 | 0 | 0 | 0 | 0 | 0 | 0 | 0 | 0
F2_Commercial_School (WA)_Existing_Miscellaneous_Natural Gas_Miscellaneous_E5 | F2 | Commercial | School (WA) | Existing | Miscellaneous | Natural Gas | Miscellaneous | E5 | TRC BC Ratio | 0 | 0 | 0 | 0 | 0 | 0 | 0 | 0 | 0 | 0 | 0 | 0 | 0 | 0 | 0 | 0 | 0 | 0 | 0 | 0 | 0 | 0 | 0 | 0 | 0 | 0 | 0
F2_Commercial_School (WA)_Existing_Miscellaneous_Natural Gas_Miscellaneous_E6 | F2 | Commercial | School (WA) | Existing | Miscellaneous | Natural Gas | Miscellaneous | E6 | TRC BC Ratio | 0 | 0 | 0 | 0 | 0 | 0 | 0 | 0 | 0 | 0 | 0 | 0 | 0 | 0 | 0 | 0 | 0 | 0 | 0 | 0 | 0 | 0 | 0 | 0 | 0 | 0 | 0
F2_Commercial_School (WA)_Existing_Miscellaneous_Natural Gas_Miscellaneous_E7 | F2 | Commercial | School (WA) | Existing | Miscellaneous | Natural Gas | Miscellaneous | E7 | TRC BC Ratio | 0 | 0 | 0 | 0 | 0 | 0 | 0 | 0 | 0 | 0 | 0 | 0 | 0 | 0 | 0 | 0 | 0 | 0 | 0 | 0 | 0 | 0 | 0 | 0 | 0 | 0 | 0
F2_Commercial_School (WA)_Existing_Miscellaneous_Natural Gas_Miscellaneous_E8 | F2 | Commercial | School (WA) | Existing | Miscellaneous | Natural Gas | Miscellaneous | E8 | TRC BC Ratio | 0 | 0 | 0 | 0 | 0 | 0 | 0 | 0 | 0 | 0 | 0 | 0 | 0 | 0 | 0 | 0 | 0 | 0 | 0 | 0 | 0 | 0 | 0 | 0 | 0 | 0 | 0
F2_Commercial_School (WA)_Existing_Miscellaneous_Natural Gas_Miscellaneous_E9 | F2 | Commercial | School (WA) | Existing | Miscellaneous | Natural Gas | Miscellaneous | E9 | TRC BC Ratio | 0 | 0 | 0 | 0 | 0 | 0 | 0 | 0 | 0 | 0 | 0 | 0 | 0 | 0 | 0 | 0 | 0 | 0 | 0 | 0 | 0 | 0 | 0 | 0 | 0 | 0 | 0
F2_Commercial_School (WA)_Existing_Miscellaneous_Natural Gas_Miscellaneous_E10 | F2 | Commercial | School (WA) | Existing | Miscellaneous | Natural Gas | Miscellaneous | E10 | TRC BC Ratio | 0 | 0 | 0 | 0 | 0 | 0 | 0 | 0 | 0 | 0 | 0 | 0 | 0 | 0 | 0 | 0 | 0 | 0 | 0 | 0 | 0 | 0 | 0 | 0 | 0 | 0 | 0
F3_Commercial_School (WA)_Existing_Miscellaneous_Natural Gas_Miscellaneous_E1 | F3 | Commercial | School (WA) | Existing | Miscellaneous | Natural Gas | Miscellaneous | E1 | PACT BC Ratio | [24 empty] | 1 | 1 | 1 | bar: 2019 to 2042
F3_Commercial_School (WA)_Existing_Miscellaneous_Natural Gas_Miscellaneous_E2 | F3 | Commercial | School (WA) | Existing | Miscellaneous | Natural Gas | Miscellaneous | E2 | PACT BC Ratio | 0 | 0 | 0 | 0 | 0 | 0 | 0 | 0 | 0 | 0 | 0 | 0 | 0 | 0 | 0 | 0 | 0 | 0 | 0 | 0 | 0 | 0 | 0 | 0 | 0 | 0 | 0
F3_Commercial_School (WA)_Existing_Miscellaneous_Natural Gas_Miscellaneous_E3 | F3 | Commercial | School (WA) | Existing | Miscellaneous | Natural Gas | Miscellaneous | E3 | PACT BC Ratio | 0 | 0 | 0 | 0 | 0 | 0 | 0 | 0 | 0 | 0 | 0 | 0 | 0 | 0 | 0 | 0 | 0 | 0 | 0 | 0 | 0 | 0 | 0 | 0 | 0 | 0 | 0
F3_Commercial_School (WA)_Existing_Miscellaneous_Natural Gas_Miscellaneous_E4 | F3 | Commercial | School (WA) | Existing | Miscellaneous | Natural Gas | Miscellaneous | E4 | PACT BC Ratio | 0 | 0 | 0 | 0 | 0 | 0 | 0 | 0 | 0 | 0 | 0 | 0 | 0 | 0 | 0 | 0 | 0 | 0 | 0 | 0 | 0 | 0 | 0 | 0 | 0 | 0 | 0
F3_Commercial_School (WA)_Existing_Miscellaneous_Natural Gas_Miscellaneous_E5 | F3 | Commercial | School (WA) | Existing | Miscellaneous | Natural Gas | Miscellaneous | E5 | PACT BC Ratio | 0 | 0 | 0 | 0 | 0 | 0 | 0 | 0 | 0 | 0 | 0 | 0 | 0 | 0 | 0 | 0 | 0 | 0 | 0 | 0 | 0 | 0 | 0 | 0 | 0 | 0 | 0
F3_Commercial_School (WA)_Existing_Miscellaneous_Natural Gas_Miscellaneous_E6 | F3 | Commercial | School (WA) | Existing | Miscellaneous | Natural Gas | Miscellaneous | E6 | PACT BC Ratio | 0 | 0 | 0 | 0 | 0 | 0 | 0 | 0 | 0 | 0 | 0 | 0 | 0 | 0 | 0 | 0 | 0 | 0 | 0 | 0 | 0 | 0 | 0 | 0 | 0 | 0 | 0
F3_Commercial_School (WA)_Existing_Miscellaneous_Natural Gas_Miscellaneous_E7 | F3 | Commercial | School (WA) | Existing | Miscellaneous | Natural Gas | Miscellaneous | E7 | PACT BC Ratio | 0 | 0 | 0 | 0 | 0 | 0 | 0 | 0 | 0 | 0 | 0 | 0 | 0 | 0 | 0 | 0 | 0 | 0 | 0 | 0 | 0 | 0 | 0 | 0 | 0 | 0 | 0
F3_Commercial_School (WA)_Existing_Miscellaneous_Natural Gas_Miscellaneous_E8 | F3 | Commercial | School (WA) | Existing | Miscellaneous | Natural Gas | Miscellaneous | E8 | PACT BC Ratio | 0 | 0 | 0 | 0 | 0 | 0 | 0 | 0 | 0 | 0 | 0 | 0 | 0 | 0 | 0 | 0 | 0 | 0 | 0 | 0 | 0 | 0 | 0 | 0 | 0 | 0 | 0
F3_Commercial_School (WA)_Existing_Miscellaneous_Natural Gas_Miscellaneous_E9 | F3 | Commercial | School (WA) | Existing | Miscellaneous | Natural Gas | Miscellaneous | E9 | PACT BC Ratio | 0 | 0 | 0 | 0 | 0 | 0 | 0 | 0 | 0 | 0 | 0 | 0 | 0 | 0 | 0 | 0 | 0 | 0 | 0 | 0 | 0 | 0 | 0 | 0 | 0 | 0 | 0
F3_Commercial_School (WA)_Existing_Miscellaneous_Natural Gas_Miscellaneous_E10 | F3 | Commercial | School (WA) | Existing | Miscellaneous | Natural Gas | Miscellaneous | E10 | PACT BC Ratio | 0 | 0 | 0 | 0 | 0 | 0 | 0 | 0 | 0 | 0 | 0 | 0 | 0 | 0 | 0 | 0 | 0 | 0 | 0 | 0 | 0 | 0 | 0 | 0 | 0 | 0 | 0
F4_Commercial_School (WA)_Existing_Miscellaneous_Natural Gas_Miscellaneous_E1 | F4 | Commercial | School (WA) | Existing | Miscellaneous | Natural Gas | Miscellaneous | E1 | RVT BC Ratio | [24 empty] | 1 | 1 | 1 | bar: 2019 to 2042
F4_Commercial_School (WA)_Existing_Miscellaneous_Natural Gas_Miscellaneous_E2 | F4 | Commercial | School (WA) | Existing | Miscellaneous | Natural Gas | Miscellaneous | E2 | RVT BC Ratio | 0 | 0 | 0 | 0 | 0 | 0 | 0 | 0 | 0 | 0 | 0 | 0 | 0 | 0 | 0 | 0 | 0 | 0 | 0 | 0 | 0 | 0 | 0 | 0 | 0 | 0 | 0
F4_Commercial_School (WA)_Existing_Miscellaneous_Natural Gas_Miscellaneous_E3 | F4 | Commercial | School (WA) | Existing | Miscellaneous | Natural Gas | Miscellaneous | E3 | RVT BC Ratio | 0 | 0 | 0 | 0 | 0 | 0 | 0 | 0 | 0 | 0 | 0 | 0 | 0 | 0 | 0 | 0 | 0 | 0 | 0 | 0 | 0 | 0 | 0 | 0 | 0 | 0 | 0
F4_Commercial_School (WA)_Existing_Miscellaneous_Natural Gas_Miscellaneous_E4 | F4 | Commercial | School (WA) | Existing | Miscellaneous | Natural Gas | Miscellaneous | E4 | RVT BC Ratio | 0 | 0 | 0 | 0 | 0 | 0 | 0 | 0 | 0 | 0 | 0 | 0 | 0 | 0 | 0 | 0 | 0 | 0 | 0 | 0 | 0 | 0 | 0 | 0 | 0 | 0 | 0
F4_Commercial_School (WA)_Existing_Miscellaneous_Natural Gas_Miscellaneous_E5 | F4 | Commercial | School (WA) | Existing | Miscellaneous | Natural Gas | Miscellaneous | E5 | RVT BC Ratio | 0 | 0 | 0 | 0 | 0 | 0 | 0 | 0 | 0 | 0 | 0 | 0 | 0 | 0 | 0 | 0 | 0 | 0 | 0 | 0 | 0 | 0 | 0 | 0 | 0 | 0 | 0
F4_Commercial_School (WA)_Existing_Miscellaneous_Natural Gas_Miscellaneous_E6 | F4 | Commercial | School (WA) | Existing | Miscellaneous | Natural Gas | Miscellaneous | E6 | RVT BC Ratio | 0 | 0 | 0 | 0 | 0 | 0 | 0 | 0 | 0 | 0 | 0 | 0 | 0 | 0 | 0 | 0 | 0 | 0 | 0 | 0 | 0 | 0 | 0 | 0 | 0 | 0 | 0
F4_Commercial_School (WA)_Existing_Miscellaneous_Natural Gas_Miscellaneous_E7 | F4 | Commercial | School (WA) | Existing | Miscellaneous | Natural Gas | Miscellaneous | E7 | RVT BC Ratio | 0 | 0 | 0 | 0 | 0 | 0 | 0 | 0 | 0 | 0 | 0 | 0 | 0 | 0 | 0 | 0 | 0 | 0 | 0 | 0 | 0 | 0 | 0 | 0 | 0 | 0 | 0
F4_Commercial_School (WA)_Existing_Miscellaneous_Natural Gas_Miscellaneous_E8 | F4 | Commercial | School (WA) | Existing | Miscellaneous | Natural Gas | Miscellaneous | E8 | RVT BC Ratio | 0 | 0 | 0 | 0 | 0 | 0 | 0 | 0 | 0 | 0 | 0 | 0 | 0 | 0 | 0 | 0 | 0 | 0 | 0 | 0 | 0 | 0 | 0 | 0 | 0 | 0 | 0
F4_Commercial_School (WA)_Existing_Miscellaneous_Natural Gas_Miscellaneous_E9 | F4 | Commercial | School (WA) | Existing | Miscellaneous | Natural Gas | Miscellaneous | E9 | RVT BC Ratio | 0 | 0 | 0 | 0 | 0 | 0 | 0 | 0 | 0 | 0 | 0 | 0 | 0 | 0 | 0 | 0 | 0 | 0 | 0 | 0 | 0 | 0 | 0 | 0 | 0 | 0 | 0
F4_Commercial_School (WA)_Existing_Miscellaneous_Natural Gas_Miscellaneous_E10 | F4 | Commercial | School (WA) | Existing | Miscellaneous | Natural Gas | Miscellaneous | E10 | RVT BC Ratio | 0 | 0 | 0 | 0 | 0 | 0 | 0 | 0 | 0 | 0 | 0 | 0 | 0 | 0 | 0 | 0 | 0 | 0 | 0 | 0 | 0 | 0 | 0 | 0 | 0 | 0 | 0
F5_Commercial_School (WA)_Existing_Miscellaneous_Natural Gas_Miscellaneous_E1 | F5 | Commercial | School (WA) | Existing | Miscellaneous | Natural Gas | Miscellaneous | E1 | RIM BC Ratio | [24 empty] | 1 | 1 | 1 | bar: 2019 to 2042
F5_Commercial_School (WA)_Existing_Miscellaneous_Natural Gas_Miscellaneous_E2 | F5 | Commercial | School (WA) | Existing | Miscellaneous | Natural Gas | Miscellaneous | E2 | RIM BC Ratio | 0 | 0 | 0 | 0 | 0 | 0 | 0 | 0 | 0 | 0 | 0 | 0 | 0 | 0 | 0 | 0 | 0 | 0 | 0 | 0 | 0 | 0 | 0 | 0 | 0 | 0 | 0
F5_Commercial_School (WA)_Existing_Miscellaneous_Natural Gas_Miscellaneous_E3 | F5 | Commercial | School (WA) | Existing | Miscellaneous | Natural Gas | Miscellaneous | E3 | RIM BC Ratio | 0 | 0 | 0 | 0 | 0 | 0 | 0 | 0 | 0 | 0 | 0 | 0 | 0 | 0 | 0 | 0 | 0 | 0 | 0 | 0 | 0 | 0 | 0 | 0 | 0 | 0 | 0
F5_Commercial_School (WA)_Existing_Miscellaneous_Natural Gas_Miscellaneous_E4 | F5 | Commercial | School (WA) | Existing | Miscellaneous | Natural Gas | Miscellaneous | E4 | RIM BC Ratio | 0 | 0 | 0 | 0 | 0 | 0 | 0 | 0 | 0 | 0 | 0 | 0 | 0 | 0 | 0 | 0 | 0 | 0 | 0 | 0 | 0 | 0 | 0 | 0 | 0 | 0 | 0
F5_Commercial_School (WA)_Existing_Miscellaneous_Natural Gas_Miscellaneous_E5 | F5 | Commercial | School (WA) | Existing | Miscellaneous | Natural Gas | Miscellaneous | E5 | RIM BC Ratio | 0 | 0 | 0 | 0 | 0 | 0 | 0 | 0 | 0 | 0 | 0 | 0 | 0 | 0 | 0 | 0 | 0 | 0 | 0 | 0 | 0 | 0 | 0 | 0 | 0 | 0 | 0
F5_Commercial_School (WA)_Existing_Miscellaneous_Natural Gas_Miscellaneous_E6 | F5 | Commercial | School (WA) | Existing | Miscellaneous | Natural Gas | Miscellaneous | E6 | RIM BC Ratio | 0 | 0 | 0 | 0 | 0 | 0 | 0 | 0 | 0 | 0 | 0 | 0 | 0 | 0 | 0 | 0 | 0 | 0 | 0 | 0 | 0 | 0 | 0 | 0 | 0 | 0 | 0
F5_Commercial_School (WA)_Existing_Miscellaneous_Natural Gas_Miscellaneous_E7 | F5 | Commercial | School (WA) | Existing | Miscellaneous | Natural Gas | Miscellaneous | E7 | RIM BC Ratio | 0 | 0 | 0 | 0 | 0 | 0 | 0 | 0 | 0 | 0 | 0 | 0 | 0 | 0 | 0 | 0 | 0 | 0 | 0 | 0 | 0 | 0 | 0 | 0 | 0 | 0 | 0
F5_Commercial_School (WA)_Existing_Miscellaneous_Natural Gas_Miscellaneous_E8 | F5 | Commercial | School (WA) | Existing | Miscellaneous | Natural Gas | Miscellaneous | E8 | RIM BC Ratio | 0 | 0 | 0 | 0 | 0 | 0 | 0 | 0 | 0 | 0 | 0 | 0 | 0 | 0 | 0 | 0 | 0 | 0 | 0 | 0 | 0 | 0 | 0 | 0 | 0 | 0 | 0
F5_Commercial_School (WA)_Existing_Miscellaneous_Natural Gas_Miscellaneous_E9 | F5 | Commercial | School (WA) | Existing | Miscellaneous | Natural Gas | Miscellaneous | E9 | RIM BC Ratio | 0 | 0 | 0 | 0 | 0 | 0 | 0 | 0 | 0 | 0 | 0 | 0 | 0 | 0 | 0 | 0 | 0 | 0 | 0 | 0 | 0 | 0 | 0 | 0 | 0 | 0 | 0
F5_Commercial_School (WA)_Existing_Miscellaneous_Natural Gas_Miscellaneous_E10 | F5 | Commercial | School (WA) | Existing | Miscellaneous | Natural Gas | Miscellaneous | E10 | RIM BC Ratio | 0 | 0 | 0 | 0 | 0 | 0 | 0 | 0 | 0 | 0 | 0 | 0 | 0 | 0 | 0 | 0 | 0 | 0 | 0 | 0 | 0 | 0 | 0 | 0 | 0 | 0 | 0
F0_Commercial_School (WA)_New_Space Heating_Natural Gas_Furnace_E0 | F0 | Commercial | School (WA) | New | Space Heating | Natural Gas | Furnace | E0 | Economic Unit | AFUE 80% (Standard) | AFUE 80% (Standard) | AFUE 80% (Standard) | AFUE 80% (Standard) | AFUE 80% (Standard) | AFUE 80% (Standard) | AFUE 80% (Standard) | AFUE 80% (Standard) | AFUE 80% (Standard) | AFUE 80% (Standard) | AFUE 80% (Standard) | AFUE 80% (Standard) | AFUE 80% (Standard) | AFUE 80% (Standard) | AFUE 80% (Standard) | AFUE 80% (Standard) | AFUE 80% (Standard) | AFUE 80% (Standard) | AFUE 80% (Standard) | AFUE 80% (Standard) | AFUE 80% (Standard) | AFUE 80% (Standard) | AFUE 80% (Standard) | AFUE 80% (Standard) | AFUE 80% (Standard) | AFUE 80% (Standard) | AFUE 80% (Standard)
F1_Commercial_School (WA)_New_Space Heating_Natural Gas_Furnace_E1 | F1 | Commercial | School (WA) | New | Space Heating | Natural Gas | Furnace | E1 | CCE | 0 | 0 | 0 | 0 | 0 | 0 | 0 | 0 | 0 | 0 | 0 | 0 | 0 | 0 | 0 | 0 | 0 | 0 | 0 | 0 | 0 | 0 | 0 | 0 | 0 | 0 | 0
F1_Commercial_School (WA)_New_Space Heating_Natural Gas_Furnace_E2 | F1 | Commercial | School (WA) | New | Space Heating | Natural Gas | Furnace | E2 | CCE | 0.1228 | 0.12744 | 0.12744 | 0.12744 | 0.12744 | 0.12744 | 0.12744 | 0.12744 | 0.12744 | 0.12744 | 0.12744 | 0.12744 | 0.12744 | 0.12744 | 0.12744 | 0.12744 | 0.12744 | 0.12744 | 0.12744 | 0.12744 | 0.12744 | 0.12744 | 0.12744 | 0.12744 | 0.12744 | 0.12744 | 0.12744
F1_Commercial_School (WA)_New_Space Heating_Natural Gas_Furnace_E3 | F1 | Commercial | School (WA) | New | Space Heating | Natural Gas | Furnace | E3 | CCE | 0.018331 | 0.019023 | 0.019023 | 0.019023 | 0.019023 | 0.019023 | 0.019023 | 0.019023 | 0.019023 | 0.019023 | 0.019023 | 0.019023 | 0.019023 | 0.019023 | 0.019023 | 0.019023 | 0.019023 | 0.019023 | 0.019023 | 0.019023 | 0.019023 | 0.019023 | 0.019023 | 0.019023 | 0.019023 | 0.019023 | 0.019023
F1_Commercial_School (WA)_New_Space Heating_Natural Gas_Furnace_E4 | F1 | Commercial | School (WA) | New | Space Heating | Natural Gas | Furnace | E4 | CCE | 0 | 0 | 0 | 0 | 0 | 0 | 0 | 0 | 0 | 0 | 0 | 0 | 0 | 0 | 0 | 0 | 0 | 0 | 0 | 0 | 0 | 0 | 0 | 0 | 0 | 0 | 0
F1_Commercial_School (WA)_New_Space Heating_Natural Gas_Furnace_E5 | F1 | Commercial | School (WA) | New | Space Heating | Natural Gas | Furnace | E5 | CCE | 0 | 0 | 0 | 0 | 0 | 0 | 0 | 0 | 0 | 0 | 0 | 0 | 0 | 0 | 0 | 0 | 0 | 0 | 0 | 0 | 0 | 0 | 0 | 0 | 0 | 0 | 0
F1_Commercial_School (WA)_New_Space Heating_Natural Gas_Furnace_E6 | F1 | Commercial | School (WA) | New | Space Heating | Natural Gas | Furnace | E6 | CCE | 0 | 0 | 0 | 0 | 0 | 0 | 0 | 0 | 0 | 0 | 0 | 0 | 0 | 0 | 0 | 0 | 0 | 0 | 0 | 0 | 0 | 0 | 0 | 0 | 0 | 0 | 0
F1_Commercial_School (WA)_New_Space Heating_Natural Gas_Furnace_E7 | F1 | Commercial | School (WA) | New | Space Heating | Natural Gas | Furnace | E7 | CCE | 0 | 0 | 0 | 0 | 0 | 0 | 0 | 0 | 0 | 0 | 0 | 0 | 0 | 0 | 0 | 0 | 0 | 0 | 0 | 0 | 0 | 0 | 0 | 0 | 0 | 0 | 0
F1_Commercial_School (WA)_New_Space Heating_Natural Gas_Furnace_E8 | F1 | Commercial | School (WA) | New | Space Heating | Natural Gas | Furnace | E8 | CCE | 0 | 0 | 0 | 0 | 0 | 0 | 0 | 0 | 0 | 0 | 0 | 0 | 0 | 0 | 0 | 0 | 0 | 0 | 0 | 0 | 0 | 0 | 0 | 0 | 0 | 0 | 0
F1_Commercial_School (WA)_New_Space Heating_Natural Gas_Furnace_E9 | F1 | Commercial | School (WA) | New | Space Heating | Natural Gas | Furnace | E9 | CCE | 0 | 0 | 0 | 0 | 0 | 0 | 0 | 0 | 0 | 0 | 0 | 0 | 0 | 0 | 0 | 0 | 0 | 0 | 0 | 0 | 0 | 0 | 0 | 0 | 0 | 0 | 0
F1_Commercial_School (WA)_New_Space Heating_Natural Gas_Furnace_E10 | F1 | Commercial | School (WA) | New | Space Heating | Natural Gas | Furnace | E10 | CCE | 0 | 0 | 0 | 0 | 0 | 0 | 0 | 0 | 0 | 0 | 0 | 0 | 0 | 0 | 0 | 0 | 0 | 0 | 0 | 0 | 0 | 0 | 0 | 0 | 0 | 0 | 0
F2_Commercial_School (WA)_New_Space Heating_Natural Gas_Furnace_E1 | F2 | Commercial | School (WA) | New | Space Heating | Natural Gas | Furnace | E1 | TRC BC Ratio | [24 empty] | 1 | 1 | 1 | bar: 2019 to 2042
F2_Commercial_School (WA)_New_Space Heating_Natural Gas_Furnace_E2 | F2 | Commercial | School (WA) | New | Space Heating | Natural Gas | Furnace | E2 | TRC BC Ratio | 0.030625 | 0.031071 | 0.031702 | 0.032422 | 0.033239 | 0.034428 | 0.035641 | 0.036929 | 0.038141 | 0.03937 | 0.040446 | 0.041418 | 0.042497 | 0.043616 | 0.044641 | 0.045643 | 0.046561 | 0.04751 | 0.048502 | 0.04952 | 0.050558 | 0.05166 | 0.052968 | 0.054092 | 0.05524 | 0.056413 | 0.05761
F2_Commercial_School (WA)_New_Space Heating_Natural Gas_Furnace_E3 | F2 | Commercial | School (WA) | New | Space Heating | Natural Gas | Furnace | E3 | TRC BC Ratio | 0.20516 | 0.20814 | 0.21237 | 0.2172 | 0.22267 | 0.23063 | 0.23876 | 0.24739 | 0.25551 | 0.26374 | 0.27095 | 0.27746 | 0.28469 | 0.29219 | 0.29905 | 0.30577 | 0.31192 | 0.31827 | 0.32492 | 0.33174 | 0.33869 | 0.34608 | 0.35484 | 0.36237 | 0.37006 | 0.37791 | 0.38593
F2_Commercial_School (WA)_New_Space Heating_Natural Gas_Furnace_E4 | F2 | Commercial | School (WA) | New | Space Heating | Natural Gas | Furnace | E4 | TRC BC Ratio | 0 | 0 | 0 | 0 | 0 | 0 | 0 | 0 | 0 | 0 | 0 | 0 | 0 | 0 | 0 | 0 | 0 | 0 | 0 | 0 | 0 | 0 | 0 | 0 | 0 | 0 | 0
F2_Commercial_School (WA)_New_Space Heating_Natural Gas_Furnace_E5 | F2 | Commercial | School (WA) | New | Space Heating | Natural Gas | Furnace | E5 | TRC BC Ratio | 0 | 0 | 0 | 0 | 0 | 0 | 0 | 0 | 0 | 0 | 0 | 0 | 0 | 0 | 0 | 0 | 0 | 0 | 0 | 0 | 0 | 0 | 0 | 0 | 0 | 0 | 0
F2_Commercial_School (WA)_New_Space Heating_Natural Gas_Furnace_E6 | F2 | Commercial | School (WA) | New | Space Heating | Natural Gas | Furnace | E6 | TRC BC Ratio | 0 | 0 | 0 | 0 | 0 | 0 | 0 | 0 | 0 | 0 | 0 | 0 | 0 | 0 | 0 | 0 | 0 | 0 | 0 | 0 | 0 | 0 | 0 | 0 | 0 | 0 | 0
F2_Commercial_School (WA)_New_Space Heating_Natural Gas_Furnace_E7 | F2 | Commercial | School (WA) | New | Space Heating | Natural Gas | Furnace | E7 | TRC BC Ratio | 0 | 0 | 0 | 0 | 0 | 0 | 0 | 0 | 0 | 0 | 0 | 0 | 0 | 0 | 0 | 0 | 0 | 0 | 0 | 0 | 0 | 0 | 0 | 0 | 0 | 0 | 0
F2_Commercial_School (WA)_New_Space Heating_Natural Gas_Furnace_E8 | F2 | Commercial | School (WA) | New | Space Heating | Natural Gas | Furnace | E8 | TRC BC Ratio | 0 | 0 | 0 | 0 | 0 | 0 | 0 | 0 | 0 | 0 | 0 | 0 | 0 | 0 | 0 | 0 | 0 | 0 | 0 | 0 | 0 | 0 | 0 | 0 | 0 | 0 | 0
F2_Commercial_School (WA)_New_Space Heating_Natural Gas_Furnace_E9 | F2 | Commercial | School (WA) | New | Space Heating | Natural Gas | Furnace | E9 | TRC BC Ratio | 0 | 0 | 0 | 0 | 0 | 0 | 0 | 0 | 0 | 0 | 0 | 0 | 0 | 0 | 0 | 0 | 0 | 0 | 0 | 0 | 0 | 0 | 0 | 0 | 0 | 0 | 0
F2_Commercial_School (WA)_New_Space Heating_Natural Gas_Furnace_E10 | F2 | Commercial | School (WA) | New | Space Heating | Natural Gas | Furnace | E10 | TRC BC Ratio | 0 | 0 | 0 | 0 | 0 | 0 | 0 | 0 | 0 | 0 | 0 | 0 | 0 | 0 | 0 | 0 | 0 | 0 | 0 | 0 | 0 | 0 | 0 | 0 | 0 | 0 | 0
F3_Commercial_School (WA)_New_Space Heating_Natural Gas_Furnace_E1 | F3 | Commercial | School (WA) | New | Space Heating | Natural Gas | Furnace | E1 | PACT BC Ratio | [24 empty] | 1 | 1 | 1 | bar: 2019 to 2042
F3_Commercial_School (WA)_New_Space Heating_Natural Gas_Furnace_E2 | F3 | Commercial | School (WA) | New | Space Heating | Natural Gas | Furnace | E2 | PACT BC Ratio | 0.085779 | 0.087026 | 0.088794 | 0.090811 | 0.093099 | 0.096429 | 0.099828 | 0.10343 | 0.10683 | 0.11027 | 0.11329 | 0.11601 | 0.11903 | 0.12216 | 0.12503 | 0.12784 | 0.13041 | 0.13307 | 0.13585 | 0.1387 | 0.14161 | 0.1447 | 0.14836 | 0.15151 | 0.15472 | 0.15801 | 0.16136
F3_Commercial_School (WA)_New_Space Heating_Natural Gas_Furnace_E3 | F3 | Commercial | School (WA) | New | Space Heating | Natural Gas | Furnace | E3 | PACT BC Ratio | 0.57464 | 0.58299 | 0.59484 | 0.60835 | 0.62368 | 0.64599 | 0.66875 | 0.69292 | 0.71567 | 0.73872 | 0.75891 | 0.77715 | 0.79739 | 0.81839 | 0.83762 | 0.85643 | 0.87366 | 0.89145 | 0.91007 | 0.92918 | 0.94865 | 0.96933 | 0.99386 | 1.015 | 1.0365 | 1.0585 | 1.081
F3_Commercial_School (WA)_New_Space Heating_Natural Gas_Furnace_E4 | F3 | Commercial | School (WA) | New | Space Heating | Natural Gas | Furnace | E4 | PACT BC Ratio | 0 | 0 | 0 | 0 | 0 | 0 | 0 | 0 | 0 | 0 | 0 | 0 | 0 | 0 | 0 | 0 | 0 | 0 | 0 | 0 | 0 | 0 | 0 | 0 | 0 | 0 | 0
F3_Commercial_School (WA)_New_Space Heating_Natural Gas_Furnace_E5 | F3 | Commercial | School (WA) | New | Space Heating | Natural Gas | Furnace | E5 | PACT BC Ratio | 0 | 0 | 0 | 0 | 0 | 0 | 0 | 0 | 0 | 0 | 0 | 0 | 0 | 0 | 0 | 0 | 0 | 0 | 0 | 0 | 0 | 0 | 0 | 0 | 0 | 0 | 0
F3_Commercial_School (WA)_New_Space Heating_Natural Gas_Furnace_E6 | F3 | Commercial | School (WA) | New | Space Heating | Natural Gas | Furnace | E6 | PACT BC Ratio | 0 | 0 | 0 | 0 | 0 | 0 | 0 | 0 | 0 | 0 | 0 | 0 | 0 | 0 | 0 | 0 | 0 | 0 | 0 | 0 | 0 | 0 | 0 | 0 | 0 | 0 | 0
F3_Commercial_School (WA)_New_Space Heating_Natural Gas_Furnace_E7 | F3 | Commercial | School (WA) | New | Space Heating | Natural Gas | Furnace | E7 | PACT BC Ratio | 0 | 0 | 0 | 0 | 0 | 0 | 0 | 0 | 0 | 0 | 0 | 0 | 0 | 0 | 0 | 0 | 0 | 0 | 0 | 0 | 0 | 0 | 0 | 0 | 0 | 0 | 0
F3_Commercial_School (WA)_New_Space Heating_Natural Gas_Furnace_E8 | F3 | Commercial | School (WA) | New | Space Heating | Natural Gas | Furnace | E8 | PACT BC Ratio | 0 | 0 | 0 | 0 | 0 | 0 | 0 | 0 | 0 | 0 | 0 | 0 | 0 | 0 | 0 | 0 | 0 | 0 | 0 | 0 | 0 | 0 | 0 | 0 | 0 | 0 | 0
F3_Commercial_School (WA)_New_Space Heating_Natural Gas_Furnace_E9 | F3 | Commercial | School (WA) | New | Space Heating | Natural Gas | Furnace | E9 | PACT BC Ratio | 0 | 0 | 0 | 0 | 0 | 0 | 0 | 0 | 0 | 0 | 0 | 0 | 0 | 0 | 0 | 0 | 0 | 0 | 0 | 0 | 0 | 0 | 0 | 0 | 0 | 0 | 0
F3_Commercial_School (WA)_New_Space Heating_Natural Gas_Furnace_E10 | F3 | Commercial | School (WA) | New | Space Heating | Natural Gas | Furnace | E10 | PACT BC Ratio | 0 | 0 | 0 | 0 | 0 | 0 | 0 | 0 | 0 | 0 | 0 | 0 | 0 | 0 | 0 | 0 | 0 | 0 | 0 | 0 | 0 | 0 | 0 | 0 | 0 | 0 | 0
F4_Commercial_School (WA)_New_Space Heating_Natural Gas_Furnace_E1 | F4 | Commercial | School (WA) | New | Space Heating | Natural Gas | Furnace | E1 | RVT BC Ratio | [24 empty] | 1 | 1 | 1 | bar: 2019 to 2042
F4_Commercial_School (WA)_New_Space Heating_Natural Gas_Furnace_E2 | F4 | Commercial | School (WA) | New | Space Heating | Natural Gas | Furnace | E2 | RVT BC Ratio | 0.27133 | 0.27169 | 0.27228 | 0.27296 | 0.27375 | 0.27503 | 0.2763 | 0.27763 | 0.27879 | 0.27992 | 0.2812 | 0.28232 | 0.28357 | 0.28485 | 0.28599 | 0.28709 | 0.28806 | 0.28904 | 0.29007 | 0.2911 | 0.29214 | 0.29352 | 0.29517 | 0.29659 | 0.29803 | 0.29951 | 0.30102
F4_Commercial_School (WA)_New_Space Heating_Natural Gas_Furnace_E3 | F4 | Commercial | School (WA) | New | Space Heating | Natural Gas | Furnace | E3 | RVT BC Ratio | 0.5158 | 0.51819 | 0.52216 | 0.52676 | 0.53202 | 0.54059 | 0.5491 | 0.55799 | 0.56579 | 0.57336 | 0.58195 | 0.58944 | 0.59779 | 0.60639 | 0.61404 | 0.62139 | 0.62786 | 0.63447 | 0.64132 | 0.64825 | 0.65518 | 0.66449 | 0.67552 | 0.68501 | 0.69471 | 0.7046 | 0.71471
F4_Commercial_School (WA)_New_Space Heating_Natural Gas_Furnace_E4 | F4 | Commercial | School (WA) | New | Space Heating | Natural Gas | Furnace | E4 | RVT BC Ratio | 0 | 0 | 0 | 0 | 0 | 0 | 0 | 0 | 0 | 0 | 0 | 0 | 0 | 0 | 0 | 0 | 0 | 0 | 0 | 0 | 0 | 0 | 0 | 0 | 0 | 0 | 0
F4_Commercial_School (WA)_New_Space Heating_Natural Gas_Furnace_E5 | F4 | Commercial | School (WA) | New | Space Heating | Natural Gas | Furnace | E5 | RVT BC Ratio | 0 | 0 | 0 | 0 | 0 | 0 | 0 | 0 | 0 | 0 | 0 | 0 | 0 | 0 | 0 | 0 | 0 | 0 | 0 | 0 | 0 | 0 | 0 | 0 | 0 | 0 | 0
F4_Commercial_School (WA)_New_Space Heating_Natural Gas_Furnace_E6 | F4 | Commercial | School (WA) | New | Space Heating | Natural Gas | Furnace | E6 | RVT BC Ratio | 0 | 0 | 0 | 0 | 0 | 0 | 0 | 0 | 0 | 0 | 0 | 0 | 0 | 0 | 0 | 0 | 0 | 0 | 0 | 0 | 0 | 0 | 0 | 0 | 0 | 0 | 0
F4_Commercial_School (WA)_New_Space Heating_Natural Gas_Furnace_E7 | F4 | Commercial | School (WA) | New | Space Heating | Natural Gas | Furnace | E7 | RVT BC Ratio | 0 | 0 | 0 | 0 | 0 | 0 | 0 | 0 | 0 | 0 | 0 | 0 | 0 | 0 | 0 | 0 | 0 | 0 | 0 | 0 | 0 | 0 | 0 | 0 | 0 | 0 | 0
F4_Commercial_School (WA)_New_Space Heating_Natural Gas_Furnace_E8 | F4 | Commercial | School (WA) | New | Space Heating | Natural Gas | Furnace | E8 | RVT BC Ratio | 0 | 0 | 0 | 0 | 0 | 0 | 0 | 0 | 0 | 0 | 0 | 0 | 0 | 0 | 0 | 0 | 0 | 0 | 0 | 0 | 0 | 0 | 0 | 0 | 0 | 0 | 0
F4_Commercial_School (WA)_New_Space Heating_Natural Gas_Furnace_E9 | F4 | Commercial | School (WA) | New | Space Heating | Natural Gas | Furnace | E9 | RVT BC Ratio | 0 | 0 | 0 | 0 | 0 | 0 | 0 | 0 | 0 | 0 | 0 | 0 | 0 | 0 | 0 | 0 | 0 | 0 | 0 | 0 | 0 | 0 | 0 | 0 | 0 | 0 | 0
F4_Commercial_School (WA)_New_Space Heating_Natural Gas_Furnace_E10 | F4 | Commercial | School (WA) | New | Space Heating | Natural Gas | Furnace | E10 | RVT BC Ratio | 0 | 0 | 0 | 0 | 0 | 0 | 0 | 0 | 0 | 0 | 0 | 0 | 0 | 0 | 0 | 0 | 0 | 0 | 0 | 0 | 0 | 0 | 0 | 0 | 0 | 0 | 0
F5_Commercial_School (WA)_New_Space Heating_Natural Gas_Furnace_E1 | F5 | Commercial | School (WA) | New | Space Heating | Natural Gas | Furnace | E1 | RIM BC Ratio | [24 empty] | 1 | 1 | 1 | bar: 2019 to 2042
F5_Commercial_School (WA)_New_Space Heating_Natural Gas_Furnace_E2 | F5 | Commercial | School (WA) | New | Space Heating | Natural Gas | Furnace | E2 | RIM BC Ratio | 0.077972 | 0.079046 | 0.08055 | 0.082261 | 0.084194 | 0.08697 | 0.089795 | 0.092781 | 0.095594 | 0.098441 | 0.10086 | 0.10305 | 0.10546 | 0.10795 | 0.11023 | 0.11245 | 0.11448 | 0.11658 | 0.11876 | 0.121 | 0.12328 | 0.12561 | 0.12836 | 0.13071 | 0.1331 | 0.13552 | 0.13798
F5_Commercial_School (WA)_New_Space Heating_Natural Gas_Furnace_E3 | F5 | Commercial | School (WA) | New | Space Heating | Natural Gas | Furnace | E3 | RIM BC Ratio | 0.34394 | 0.34778 | 0.35289 | 0.35863 | 0.36502 | 0.3737 | 0.38248 | 0.39165 | 0.40039 | 0.40924 | 0.41581 | 0.42176 | 0.42822 | 0.43481 | 0.44084 | 0.44671 | 0.45213 | 0.45769 | 0.46344 | 0.46931 | 0.47525 | 0.48039 | 0.48634 | 0.49134 | 0.49633 | 0.50132 | 0.5063
F5_Commercial_School (WA)_New_Space Heating_Natural Gas_Furnace_E4 | F5 | Commercial | School (WA) | New | Space Heating | Natural Gas | Furnace | E4 | RIM BC Ratio | 0 | 0 | 0 | 0 | 0 | 0 | 0 | 0 | 0 | 0 | 0 | 0 | 0 | 0 | 0 | 0 | 0 | 0 | 0 | 0 | 0 | 0 | 0 | 0 | 0 | 0 | 0
F5_Commercial_School (WA)_New_Space Heating_Natural Gas_Furnace_E5 | F5 | Commercial | School (WA) | New | Space Heating | Natural Gas | Furnace | E5 | RIM BC Ratio | 0 | 0 | 0 | 0 | 0 | 0 | 0 | 0 | 0 | 0 | 0 | 0 | 0 | 0 | 0 | 0 | 0 | 0 | 0 | 0 | 0 | 0 | 0 | 0 | 0 | 0 | 0
F5_Commercial_School (WA)_New_Space Heating_Natural Gas_Furnace_E6 | F5 | Commercial | School (WA) | New | Space Heating | Natural Gas | Furnace | E6 | RIM BC Ratio | 0 | 0 | 0 | 0 | 0 | 0 | 0 | 0 | 0 | 0 | 0 | 0 | 0 | 0 | 0 | 0 | 0 | 0 | 0 | 0 | 0 | 0 | 0 | 0 | 0 | 0 | 0
F5_Commercial_School (WA)_New_Space Heating_Natural Gas_Furnace_E7 | F5 | Commercial | School (WA) | New | Space Heating | Natural Gas | Furnace | E7 | RIM BC Ratio | 0 | 0 | 0 | 0 | 0 | 0 | 0 | 0 | 0 | 0 | 0 | 0 | 0 | 0 | 0 | 0 | 0 | 0 | 0 | 0 | 0 | 0 | 0 | 0 | 0 | 0 | 0
F5_Commercial_School (WA)_New_Space Heating_Natural Gas_Furnace_E8 | F5 | Commercial | School (WA) | New | Space Heating | Natural Gas | Furnace | E8 | RIM BC Ratio | 0 | 0 | 0 | 0 | 0 | 0 | 0 | 0 | 0 | 0 | 0 | 0 | 0 | 0 | 0 | 0 | 0 | 0 | 0 | 0 | 0 | 0 | 0 | 0 | 0 | 0 | 0
F5_Commercial_School (WA)_New_Space Heating_Natural Gas_Furnace_E9 | F5 | Commercial | School (WA) | New | Space Heating | Natural Gas | Furnace | E9 | RIM BC Ratio | 0 | 0 | 0 | 0 | 0 | 0 | 0 | 0 | 0 | 0 | 0 | 0 | 0 | 0 | 0 | 0 | 0 | 0 | 0 | 0 | 0 | 0 | 0 | 0 | 0 | 0 | 0
F5_Commercial_School (WA)_New_Space Heating_Natural Gas_Furnace_E10 | F5 | Commercial | School (WA) | New | Space Heating | Natural Gas | Furnace | E10 | RIM BC Ratio | 0 | 0 | 0 | 0 | 0 | 0 | 0 | 0 | 0 | 0 | 0 | 0 | 0 | 0 | 0 | 0 | 0 | 0 | 0 | 0 | 0 | 0 | 0 | 0 | 0 | 0 | 0
F0_Commercial_School (WA)_New_Space Heating_Natural Gas_Boiler_E0 | F0 | Commercial | School (WA) | New | Space Heating | Natural Gas | Boiler | E0 | Economic Unit | AFUE 97% | AFUE 97% | AFUE 97% | AFUE 97% | AFUE 97% | AFUE 97% | AFUE 97% | AFUE 97% | AFUE 97% | AFUE 97% | AFUE 97% | AFUE 97% | AFUE 97% | AFUE 97% | AFUE 97% | AFUE 97% | AFUE 97% | AFUE 97% | AFUE 97% | AFUE 97% | AFUE 97% | AFUE 97% | AFUE 97% | AFUE 97% | AFUE 97% | AFUE 97% | AFUE 97%
F1_Commercial_School (WA)_New_Space Heating_Natural Gas_Boiler_E1 | F1 | Commercial | School (WA) | New | Space Heating | Natural Gas | Boiler | E1 | CCE | 0 | 0 | 0 | 0 | 0 | 0 | 0 | 0 | 0 | 0 | 0 | 0 | 0 | 0 | 0 | 0 | 0 | 0 | 0 | 0 | 0 | 0 | 0 | 0 | 0 | 0 | 0
F1_Commercial_School (WA)_New_Space Heating_Natural Gas_Boiler_E2 | F1 | Commercial | School (WA) | New | Space Heating | Natural Gas | Boiler | E2 | CCE | 0.0078123 | 0.0081073 | 0.0081073 | 0.0081073 | 0.0081073 | 0.0081073 | 0.0081073 | 0.0081073 | 0.0081073 | 0.0081073 | 0.0081073 | 0.0081073 | 0.0081073 | 0.0081073 | 0.0081073 | 0.0081073 | 0.0081073 | 0.0081073 | 0.0081073 | 0.0081073 | 0.0081073 | 0.0081073 | 0.0081073 | 0.0081073 | 0.0081073 | 0.0081073 | 0.0081073
F1_Commercial_School (WA)_New_Space Heating_Natural Gas_Boiler_E3 | F1 | Commercial | School (WA) | New | Space Heating | Natural Gas | Boiler | E3 | CCE | -0.0017068 | -0.0017713 | -0.0017713 | -0.0017713 | -0.0017713 | -0.0017713 | -0.0017713 | -0.0017713 | -0.0017713 | -0.0017713 | -0.0017713 | -0.0017713 | -0.0017713 | -0.0017713 | -0.0017713 | -0.0017713 | -0.0017713 | -0.0017713 | -0.0017713 | -0.0017713 | -0.0017713 | -0.0017713 | -0.0017713 | -0.0017713 | -0.0017713 | -0.0017713 | -0.0017713
F1_Commercial_School (WA)_New_Space Heating_Natural Gas_Boiler_E4 | F1 | Commercial | School (WA) | New | Space Heating | Natural Gas | Boiler | E4 | CCE | 0.17953 | 0.18631 | 0.18631 | 0.18631 | 0.18631 | 0.18631 | 0.18631 | 0.18631 | 0.18631 | 0.18631 | 0.18631 | 0.18631 | 0.18631 | 0.18631 | 0.18631 | 0.18631 | 0.18631 | 0.18631 | 0.18631 | 0.18631 | 0.18631 | 0.18631 | 0.18631 | 0.18631 | 0.18631 | 0.18631 | 0.18631
F1_Commercial_School (WA)_New_Space Heating_Natural Gas_Boiler_E5 | F1 | Commercial | School (WA) | New | Space Heating | Natural Gas | Boiler | E5 | CCE | 0 | 0 | 0 | 0 | 0 | 0 | 0 | 0 | 0 | 0 | 0 | 0 | 0 | 0 | 0 | 0 | 0 | 0 | 0 | 0 | 0 | 0 | 0 | 0 | 0 | 0 | 0
F1_Commercial_School (WA)_New_Space Heating_Natural Gas_Boiler_E6 | F1 | Commercial | School (WA) | New | Space Heating | Natural Gas | Boiler | E6 | CCE | 0 | 0 | 0 | 0 | 0 | 0 | 0 | 0 | 0 | 0 | 0 | 0 | 0 | 0 | 0 | 0 | 0 | 0 | 0 | 0 | 0 | 0 | 0 | 0 | 0 | 0 | 0
F1_Commercial_School (WA)_New_Space Heating_Natural Gas_Boiler_E7 | F1 | Commercial | School (WA) | New | Space Heating | Natural Gas | Boiler | E7 | CCE | 0 | 0 | 0 | 0 | 0 | 0 | 0 | 0 | 0 | 0 | 0 | 0 | 0 | 0 | 0 | 0 | 0 | 0 | 0 | 0 | 0 | 0 | 0 | 0 | 0 | 0 | 0
F1_Commercial_School (WA)_New_Space Heating_Natural Gas_Boiler_E8 | F1 | Commercial | School (WA) | New | Space Heating | Natural Gas | Boiler | E8 | CCE | 0 | 0 | 0 | 0 | 0 | 0 | 0 | 0 | 0 | 0 | 0 | 0 | 0 | 0 | 0 | 0 | 0 | 0 | 0 | 0 | 0 | 0 | 0 | 0 | 0 | 0 | 0
F1_Commercial_School (WA)_New_Space Heating_Natural Gas_Boiler_E9 | F1 | Commercial | School (WA) | New | Space Heating | Natural Gas | Boiler | E9 | CCE | 0 | 0 | 0 | 0 | 0 | 0 | 0 | 0 | 0 | 0 | 0 | 0 | 0 | 0 | 0 | 0 | 0 | 0 | 0 | 0 | 0 | 0 | 0 | 0 | 0 | 0 | 0
F1_Commercial_School (WA)_New_Space Heating_Natural Gas_Boiler_E10 | F1 | Commercial | School (WA) | New | Space Heating | Natural Gas | Boiler | E10 | CCE | 0 | 0 | 0 | 0 | 0 | 0 | 0 | 0 | 0 | 0 | 0 | 0 | 0 | 0 | 0 | 0 | 0 | 0 | 0 | 0 | 0 | 0 | 0 | 0 | 0 | 0 | 0
F2_Commercial_School (WA)_New_Space Heating_Natural Gas_Boiler_E1 | F2 | Commercial | School (WA) | New | Space Heating | Natural Gas | Boiler | E1 | TRC BC Ratio | [24 empty] | 1 | 1 | 1 | bar: 2019 to 2042
F2_Commercial_School (WA)_New_Space Heating_Natural Gas_Boiler_E2 | F2 | Commercial | School (WA) | New | Space Heating | Natural Gas | Boiler | E2 | TRC BC Ratio | 0.54358 | 0.55307 | 0.56479 | 0.57753 | 0.59137 | 0.60953 | 0.62804 | 0.64753 | 0.66628 | 0.68534 | 0.70275 | 0.71909 | 0.73677 | 0.7549 | 0.77206 | 0.78908 | 0.80525 | 0.82188 | 0.83914 | 0.85682 | 0.87485 | 0.89366 | 0.91482 | 0.93384 | 0.95304 | 0.96773 | 0.98093
F2_Commercial_School (WA)_New_Space Heating_Natural Gas_Boiler_E3 | F2 | Commercial | School (WA) | New | Space Heating | Natural Gas | Boiler | E3 | TRC BC Ratio | [24 empty] | 1 | 1 | 1 | bar: 2019 to 2042
F2_Commercial_School (WA)_New_Space Heating_Natural Gas_Boiler_E4 | F2 | Commercial | School (WA) | New | Space Heating | Natural Gas | Boiler | E4 | TRC BC Ratio | 0.027263 | 0.027819 | 0.028434 | 0.029071 | 0.029731 | 0.030491 | 0.031263 | 0.032068 | 0.032866 | 0.03368 | 0.034467 | 0.03524 | 0.036051 | 0.036871 | 0.037679 | 0.038493 | 0.039297 | 0.040121 | 0.040968 | 0.041835 | 0.04272 | 0.043624 | 0.04458 | 0.045485 | 0.046389 | 0.04681 | 0.047059
F2_Commercial_School (WA)_New_Space Heating_Natural Gas_Boiler_E5 | F2 | Commercial | School (WA) | New | Space Heating | Natural Gas | Boiler | E5 | TRC BC Ratio | 0 | 0 | 0 | 0 | 0 | 0 | 0 | 0 | 0 | 0 | 0 | 0 | 0 | 0 | 0 | 0 | 0 | 0 | 0 | 0 | 0 | 0 | 0 | 0 | 0 | 0 | 0
F2_Commercial_School (WA)_New_Space Heating_Natural Gas_Boiler_E6 | F2 | Commercial | School (WA) | New | Space Heating | Natural Gas | Boiler | E6 | TRC BC Ratio | 0 | 0 | 0 | 0 | 0 | 0 | 0 | 0 | 0 | 0 | 0 | 0 | 0 | 0 | 0 | 0 | 0 | 0 | 0 | 0 | 0 | 0 | 0 | 0 | 0 | 0 | 0
F2_Commercial_School (WA)_New_Space Heating_Natural Gas_Boiler_E7 | F2 | Commercial | School (WA) | New | Space Heating | Natural Gas | Boiler | E7 | TRC BC Ratio | 0 | 0 | 0 | 0 | 0 | 0 | 0 | 0 | 0 | 0 | 0 | 0 | 0 | 0 | 0 | 0 | 0 | 0 | 0 | 0 | 0 | 0 | 0 | 0 | 0 | 0 | 0
F2_Commercial_School (WA)_New_Space Heating_Natural Gas_Boiler_E8 | F2 | Commercial | School (WA) | New | Space Heating | Natural Gas | Boiler | E8 | TRC BC Ratio | 0 | 0 | 0 | 0 | 0 | 0 | 0 | 0 | 0 | 0 | 0 | 0 | 0 | 0 | 0 | 0 | 0 | 0 | 0 | 0 | 0 | 0 | 0 | 0 | 0 | 0 | 0
F2_Commercial_School (WA)_New_Space Heating_Natural Gas_Boiler_E9 | F2 | Commercial | School (WA) | New | Space Heating | Natural Gas | Boiler | E9 | TRC BC Ratio | 0 | 0 | 0 | 0 | 0 | 0 | 0 | 0 | 0 | 0 | 0 | 0 | 0 | 0 | 0 | 0 | 0 | 0 | 0 | 0 | 0 | 0 | 0 | 0 | 0 | 0 | 0
F2_Commercial_School (WA)_New_Space Heating_Natural Gas_Boiler_E10 | F2 | Commercial | School (WA) | New | Space Heating | Natural Gas | Boiler | E10 | TRC BC Ratio | 0 | 0 | 0 | 0 | 0 | 0 | 0 | 0 | 0 | 0 | 0 | 0 | 0 | 0 | 0 | 0 | 0 | 0 | 0 | 0 | 0 | 0 | 0 | 0 | 0 | 0 | 0
F3_Commercial_School (WA)_New_Space Heating_Natural Gas_Boiler_E1 | F3 | Commercial | School (WA) | New | Space Heating | Natural Gas | Boiler | E1 | PACT BC Ratio | [24 empty] | 1 | 1 | 1 | bar: 2019 to 2042
F3_Commercial_School (WA)_New_Space Heating_Natural Gas_Boiler_E2 | F3 | Commercial | School (WA) | New | Space Heating | Natural Gas | Boiler | E2 | PACT BC Ratio | 1.5225 | 1.5491 | 1.5819 | 1.6176 | 1.6564 | 1.7072 | 1.7591 | 1.8137 | 1.8662 | 1.9196 | 1.9683 | 2.0141 | 2.0636 | 2.1144 | 2.1625 | 2.2102 | 2.2554 | 2.302 | 2.3503 | 2.3999 | 2.4504 | 2.5031 | 2.5623 | 2.6156 | 2.6694 | 2.7105 | 2.7475
F3_Commercial_School (WA)_New_Space Heating_Natural Gas_Boiler_E3 | F3 | Commercial | School (WA) | New | Space Heating | Natural Gas | Boiler | E3 | PACT BC Ratio | [24 empty] | 1 | 1 | 1 | bar: 2019 to 2042
F3_Commercial_School (WA)_New_Space Heating_Natural Gas_Boiler_E4 | F3 | Commercial | School (WA) | New | Space Heating | Natural Gas | Boiler | E4 | PACT BC Ratio | 0.07636 | 0.07792 | 0.079641 | 0.081425 | 0.083274 | 0.085401 | 0.087565 | 0.089819 | 0.092055 | 0.094335 | 0.096539 | 0.098704 | 0.10097 | 0.10327 | 0.10554 | 0.10782 | 0.11007 | 0.11238 | 0.11475 | 0.11718 | 0.11965 | 0.12219 | 0.12486 | 0.1274 | 0.12993 | 0.13111 | 0.13181
F3_Commercial_School (WA)_New_Space Heating_Natural Gas_Boiler_E5 | F3 | Commercial | School (WA) | New | Space Heating | Natural Gas | Boiler | E5 | PACT BC Ratio | 0 | 0 | 0 | 0 | 0 | 0 | 0 | 0 | 0 | 0 | 0 | 0 | 0 | 0 | 0 | 0 | 0 | 0 | 0 | 0 | 0 | 0 | 0 | 0 | 0 | 0 | 0
F3_Commercial_School (WA)_New_Space Heating_Natural Gas_Boiler_E6 | F3 | Commercial | School (WA) | New | Space Heating | Natural Gas | Boiler | E6 | PACT BC Ratio | 0 | 0 | 0 | 0 | 0 | 0 | 0 | 0 | 0 | 0 | 0 | 0 | 0 | 0 | 0 | 0 | 0 | 0 | 0 | 0 | 0 | 0 | 0 | 0 | 0 | 0 | 0
F3_Commercial_School (WA)_New_Space Heating_Natural Gas_Boiler_E7 | F3 | Commercial | School (WA) | New | Space Heating | Natural Gas | Boiler | E7 | PACT BC Ratio | 0 | 0 | 0 | 0 | 0 | 0 | 0 | 0 | 0 | 0 | 0 | 0 | 0 | 0 | 0 | 0 | 0 | 0 | 0 | 0 | 0 | 0 | 0 | 0 | 0 | 0 | 0
F3_Commercial_School (WA)_New_Space Heating_Natural Gas_Boiler_E8 | F3 | Commercial | School (WA) | New | Space Heating | Natural Gas | Boiler | E8 | PACT BC Ratio | 0 | 0 | 0 | 0 | 0 | 0 | 0 | 0 | 0 | 0 | 0 | 0 | 0 | 0 | 0 | 0 | 0 | 0 | 0 | 0 | 0 | 0 | 0 | 0 | 0 | 0 | 0
F3_Commercial_School (WA)_New_Space Heating_Natural Gas_Boiler_E9 | F3 | Commercial | School (WA) | New | Space Heating | Natural Gas | Boiler | E9 | PACT BC Ratio | 0 | 0 | 0 | 0 | 0 | 0 | 0 | 0 | 0 | 0 | 0 | 0 | 0 | 0 | 0 | 0 | 0 | 0 | 0 | 0 | 0 | 0 | 0 | 0 | 0 | 0 | 0
F3_Commercial_School (WA)_New_Space Heating_Natural Gas_Boiler_E10 | F3 | Commercial | School (WA) | New | Space Heating | Natural Gas | Boiler | E10 | PACT BC Ratio | 0 | 0 | 0 | 0 | 0 | 0 | 0 | 0 | 0 | 0 | 0 | 0 | 0 | 0 | 0 | 0 | 0 | 0 | 0 | 0 | 0 | 0 | 0 | 0 | 0 | 0 | 0
F4_Commercial_School (WA)_New_Space Heating_Natural Gas_Boiler_E1 | F4 | Commercial | School (WA) | New | Space Heating | Natural Gas | Boiler | E1 | RVT BC Ratio | [24 empty] | 1 | 1 | 1 | bar: 2019 to 2042
F4_Commercial_School (WA)_New_Space Heating_Natural Gas_Boiler_E2 | F4 | Commercial | School (WA) | New | Space Heating | Natural Gas | Boiler | E2 | RVT BC Ratio | 0.96792 | 0.97683 | 0.9886 | 1.0014 | 1.0155 | 1.0352 | 1.055 | 1.0757 | 1.0948 | 1.1138 | 1.1347 | 1.1541 | 1.175 | 1.1964 | 1.2163 | 1.2359 | 1.254 | 1.2726 | 1.2917 | 1.3112 | 1.3307 | 1.3544 | 1.3811 | 1.4051 | 1.4293 | 1.4478 | 1.4644
F4_Commercial_School (WA)_New_Space Heating_Natural Gas_Boiler_E3 | F4 | Commercial | School (WA) | New | Space Heating | Natural Gas | Boiler | E3 | RVT BC Ratio | [24 empty] | 1 | 1 | 1 | bar: 2019 to 2042
F4_Commercial_School (WA)_New_Space Heating_Natural Gas_Boiler_E4 | F4 | Commercial | School (WA) | New | Space Heating | Natural Gas | Boiler | E4 | RVT BC Ratio | 0.26439 | 0.26497 | 0.26563 | 0.26631 | 0.26701 | 0.26785 | 0.26871 | 0.2696 | 0.27047 | 0.27137 | 0.27232 | 0.27327 | 0.27426 | 0.27526 | 0.27624 | 0.27723 | 0.27819 | 0.27918 | 0.28019 | 0.28121 | 0.28226 | 0.2834 | 0.2846 | 0.28574 | 0.28688 | 0.28741 | 0.28773
F4_Commercial_School (WA)_New_Space Heating_Natural Gas_Boiler_E5 | F4 | Commercial | School (WA) | New | Space Heating | Natural Gas | Boiler | E5 | RVT BC Ratio | 0 | 0 | 0 | 0 | 0 | 0 | 0 | 0 | 0 | 0 | 0 | 0 | 0 | 0 | 0 | 0 | 0 | 0 | 0 | 0 | 0 | 0 | 0 | 0 | 0 | 0 | 0
F4_Commercial_School (WA)_New_Space Heating_Natural Gas_Boiler_E6 | F4 | Commercial | School (WA) | New | Space Heating | Natural Gas | Boiler | E6 | RVT BC Ratio | 0 | 0 | 0 | 0 | 0 | 0 | 0 | 0 | 0 | 0 | 0 | 0 | 0 | 0 | 0 | 0 | 0 | 0 | 0 | 0 | 0 | 0 | 0 | 0 | 0 | 0 | 0
F4_Commercial_School (WA)_New_Space Heating_Natural Gas_Boiler_E7 | F4 | Commercial | School (WA) | New | Space Heating | Natural Gas | Boiler | E7 | RVT BC Ratio | 0 | 0 | 0 | 0 | 0 | 0 | 0 | 0 | 0 | 0 | 0 | 0 | 0 | 0 | 0 | 0 | 0 | 0 | 0 | 0 | 0 | 0 | 0 | 0 | 0 | 0 | 0
F4_Commercial_School (WA)_New_Space Heating_Natural Gas_Boiler_E8 | F4 | Commercial | School (WA) | New | Space Heating | Natural Gas | Boiler | E8 | RVT BC Ratio | 0 | 0 | 0 | 0 | 0 | 0 | 0 | 0 | 0 | 0 | 0 | 0 | 0 | 0 | 0 | 0 | 0 | 0 | 0 | 0 | 0 | 0 | 0 | 0 | 0 | 0 | 0
F4_Commercial_School (WA)_New_Space Heating_Natural Gas_Boiler_E9 | F4 | Commercial | School (WA) | New | Space Heating | Natural Gas | Boiler | E9 | RVT BC Ratio | 0 | 0 | 0 | 0 | 0 | 0 | 0 | 0 | 0 | 0 | 0 | 0 | 0 | 0 | 0 | 0 | 0 | 0 | 0 | 0 | 0 | 0 | 0 | 0 | 0 | 0 | 0
F4_Commercial_School (WA)_New_Space Heating_Natural Gas_Boiler_E10 | F4 | Commercial | School (WA) | New | Space Heating | Natural Gas | Boiler | E10 | RVT BC Ratio | 0 | 0 | 0 | 0 | 0 | 0 | 0 | 0 | 0 | 0 | 0 | 0 | 0 | 0 | 0 | 0 | 0 | 0 | 0 | 0 | 0 | 0 | 0 | 0 | 0 | 0 | 0
F5_Commercial_School (WA)_New_Space Heating_Natural Gas_Boiler_E1 | F5 | Commercial | School (WA) | New | Space Heating | Natural Gas | Boiler | E1 | RIM BC Ratio | [24 empty] | 1 | 1 | 1 | bar: 2019 to 2042
F5_Commercial_School (WA)_New_Space Heating_Natural Gas_Boiler_E2 | F5 | Commercial | School (WA) | New | Space Heating | Natural Gas | Boiler | E2 | RIM BC Ratio | 0.55851 | 0.56396 | 0.57021 | 0.57684 | 0.58385 | 0.59214 | 0.6005 | 0.60909 | 0.61749 | 0.626 | 0.63183 | 0.63727 | 0.64298 | 0.64871 | 0.65413 | 0.65946 | 0.66456 | 0.66974 | 0.67503 | 0.6804 | 0.68582 | 0.68989 | 0.69431 | 0.69817 | 0.70194 | 0.70475 | 0.70723
F5_Commercial_School (WA)_New_Space Heating_Natural Gas_Boiler_E3 | F5 | Commercial | School (WA) | New | Space Heating | Natural Gas | Boiler | E3 | RIM BC Ratio | [24 empty] | 1 | 1 | 1 | bar: 2019 to 2042
F5_Commercial_School (WA)_New_Space Heating_Natural Gas_Boiler_E4 | F5 | Commercial | School (WA) | New | Space Heating | Natural Gas | Boiler | E4 | RIM BC Ratio | 0.070447 | 0.071796 | 0.073279 | 0.074811 | 0.076395 | 0.078205 | 0.080041 | 0.081945 | 0.083829 | 0.085743 | 0.087569 | 0.089353 | 0.091217 | 0.093097 | 0.094941 | 0.096792 | 0.098614 | 0.10047 | 0.10238 | 0.10432 | 0.1063 | 0.10829 | 0.11039 | 0.11237 | 0.11433 | 0.11525 | 0.11578
F5_Commercial_School (WA)_New_Space Heating_Natural Gas_Boiler_E5 | F5 | Commercial | School (WA) | New | Space Heating | Natural Gas | Boiler | E5 | RIM BC Ratio | 0 | 0 | 0 | 0 | 0 | 0 | 0 | 0 | 0 | 0 | 0 | 0 | 0 | 0 | 0 | 0 | 0 | 0 | 0 | 0 | 0 | 0 | 0 | 0 | 0 | 0 | 0
F5_Commercial_School (WA)_New_Space Heating_Natural Gas_Boiler_E6 | F5 | Commercial | School (WA) | New | Space Heating | Natural Gas | Boiler | E6 | RIM BC Ratio | 0 | 0 | 0 | 0 | 0 | 0 | 0 | 0 | 0 | 0 | 0 | 0 | 0 | 0 | 0 | 0 | 0 | 0 | 0 | 0 | 0 | 0 | 0 | 0 | 0 | 0 | 0
F5_Commercial_School (WA)_New_Space Heating_Natural Gas_Boiler_E7 | F5 | Commercial | School (WA) | New | Space Heating | Natural Gas | Boiler | E7 | RIM BC Ratio | 0 | 0 | 0 | 0 | 0 | 0 | 0 | 0 | 0 | 0 | 0 | 0 | 0 | 0 | 0 | 0 | 0 | 0 | 0 | 0 | 0 | 0 | 0 | 0 | 0 | 0 | 0
F5_Commercial_School (WA)_New_Space Heating_Natural Gas_Boiler_E8 | F5 | Commercial | School (WA) | New | Space Heating | Natural Gas | Boiler | E8 | RIM BC Ratio | 0 | 0 | 0 | 0 | 0 | 0 | 0 | 0 | 0 | 0 | 0 | 0 | 0 | 0 | 0 | 0 | 0 | 0 | 0 | 0 | 0 | 0 | 0 | 0 | 0 | 0 | 0
F5_Commercial_School (WA)_New_Space Heating_Natural Gas_Boiler_E9 | F5 | Commercial | School (WA) | New | Space Heating | Natural Gas | Boiler | E9 | RIM BC Ratio | 0 | 0 | 0 | 0 | 0 | 0 | 0 | 0 | 0 | 0 | 0 | 0 | 0 | 0 | 0 | 0 | 0 | 0 | 0 | 0 | 0 | 0 | 0 | 0 | 0 | 0 | 0
F5_Commercial_School (WA)_New_Space Heating_Natural Gas_Boiler_E10 | F5 | Commercial | School (WA) | New | Space Heating | Natural Gas | Boiler | E10 | RIM BC Ratio | 0 | 0 | 0 | 0 | 0 | 0 | 0 | 0 | 0 | 0 | 0 | 0 | 0 | 0 | 0 | 0 | 0 | 0 | 0 | 0 | 0 | 0 | 0 | 0 | 0 | 0 | 0
F0_Commercial_School (WA)_New_Space Heating_Natural Gas_Unit Heater_E0 | F0 | Commercial | School (WA) | New | Space Heating | Natural Gas | Unit Heater | E0 | Economic Unit | Infrared Radiant | Infrared Radiant | Infrared Radiant | Infrared Radiant | Infrared Radiant | Infrared Radiant | Infrared Radiant | Infrared Radiant | Infrared Radiant | Infrared Radiant | Infrared Radiant | Infrared Radiant | Infrared Radiant | Infrared Radiant | Infrared Radiant | Infrared Radiant | Infrared Radiant | Infrared Radiant | Infrared Radiant | Infrared Radiant | Infrared Radiant | Infrared Radiant | Infrared Radiant | Infrared Radiant | Infrared Radiant | Infrared Radiant | Infrared Radiant
F1_Commercial_School (WA)_New_Space Heating_Natural Gas_Unit Heater_E1 | F1 | Commercial | School (WA) | New | Space Heating | Natural Gas | Unit Heater | E1 | CCE | 0 | 0 | 0 | 0 | 0 | 0 | 0 | 0 | 0 | 0 | 0 | 0 | 0 | 0 | 0 | 0 | 0 | 0 | 0 | 0 | 0 | 0 | 0 | 0 | 0 | 0 | 0
F1_Commercial_School (WA)_New_Space Heating_Natural Gas_Unit Heater_E2 | F1 | Commercial | School (WA) | New | Space Heating | Natural Gas | Unit Heater | E2 | CCE | 0.00026624 | 0.00027629 | 0.00027629 | 0.00027629 | 0.00027629 | 0.00027629 | 0.00027629 | 0.00027629 | 0.00027629 | 0.00027629 | 0.00027629 | 0.00027629 | 0.00027629 | 0.00027629 | 0.00027629 | 0.00027629 | 0.00027629 | 0.00027629 | 0.00027629 | 0.00027629 | 0.00027629 | 0.00027629 | 0.00027629 | 0.00027629 | 0.00027629 | 0.00027629 | 0.00027629
F1_Commercial_School (WA)_New_Space Heating_Natural Gas_Unit Heater_E3 | F1 | Commercial | School (WA) | New | Space Heating | Natural Gas | Unit Heater | E3 | CCE | 8.3563e-05 | 8.6718e-05 | 8.6718e-05 | 8.6718e-05 | 8.6718e-05 | 8.6718e-05 | 8.6718e-05 | 8.6718e-05 | 8.6718e-05 | 8.6718e-05 | 8.6718e-05 | 8.6718e-05 | 8.6718e-05 | 8.6718e-05 | 8.6718e-05 | 8.6718e-05 | 8.6718e-05 | 8.6718e-05 | 8.6718e-05 | 8.6718e-05 | 8.6718e-05 | 8.6718e-05 | 8.6718e-05 | 8.6718e-05 | 8.6718e-05 | 8.6718e-05 | 8.6718e-05
F1_Commercial_School (WA)_New_Space Heating_Natural Gas_Unit Heater_E4 | F1 | Commercial | School (WA) | New | Space Heating | Natural Gas | Unit Heater | E4 | CCE | 0 | 0 | 0 | 0 | 0 | 0 | 0 | 0 | 0 | 0 | 0 | 0 | 0 | 0 | 0 | 0 | 0 | 0 | 0 | 0 | 0 | 0 | 0 | 0 | 0 | 0 | 0
F1_Commercial_School (WA)_New_Space Heating_Natural Gas_Unit Heater_E5 | F1 | Commercial | School (WA) | New | Space Heating | Natural Gas | Unit Heater | E5 | CCE | 0 | 0 | 0 | 0 | 0 | 0 | 0 | 0 | 0 | 0 | 0 | 0 | 0 | 0 | 0 | 0 | 0 | 0 | 0 | 0 | 0 | 0 | 0 | 0 | 0 | 0 | 0
F1_Commercial_School (WA)_New_Space Heating_Natural Gas_Unit Heater_E6 | F1 | Commercial | School (WA) | New | Space Heating | Natural Gas | Unit Heater | E6 | CCE | 0 | 0 | 0 | 0 | 0 | 0 | 0 | 0 | 0 | 0 | 0 | 0 | 0 | 0 | 0 | 0 | 0 | 0 | 0 | 0 | 0 | 0 | 0 | 0 | 0 | 0 | 0
F1_Commercial_School (WA)_New_Space Heating_Natural Gas_Unit Heater_E7 | F1 | Commercial | School (WA) | New | Space Heating | Natural Gas | Unit Heater | E7 | CCE | 0 | 0 | 0 | 0 | 0 | 0 | 0 | 0 | 0 | 0 | 0 | 0 | 0 | 0 | 0 | 0 | 0 | 0 | 0 | 0 | 0 | 0 | 0 | 0 | 0 | 0 | 0
F1_Commercial_School (WA)_New_Space Heating_Natural Gas_Unit Heater_E8 | F1 | Commercial | School (WA) | New | Space Heating | Natural Gas | Unit Heater | E8 | CCE | 0 | 0 | 0 | 0 | 0 | 0 | 0 | 0 | 0 | 0 | 0 | 0 | 0 | 0 | 0 | 0 | 0 | 0 | 0 | 0 | 0 | 0 | 0 | 0 | 0 | 0 | 0
F1_Commercial_School (WA)_New_Space Heating_Natural Gas_Unit Heater_E9 | F1 | Commercial | School (WA) | New | Space Heating | Natural Gas | Unit Heater | E9 | CCE | 0 | 0 | 0 | 0 | 0 | 0 | 0 | 0 | 0 | 0 | 0 | 0 | 0 | 0 | 0 | 0 | 0 | 0 | 0 | 0 | 0 | 0 | 0 | 0 | 0 | 0 | 0
F1_Commercial_School (WA)_New_Space Heating_Natural Gas_Unit Heater_E10 | F1 | Commercial | School (WA) | New | Space Heating | Natural Gas | Unit Heater | E10 | CCE | 0 | 0 | 0 | 0 | 0 | 0 | 0 | 0 | 0 | 0 | 0 | 0 | 0 | 0 | 0 | 0 | 0 | 0 | 0 | 0 | 0 | 0 | 0 | 0 | 0 | 0 | 0
F2_Commercial_School (WA)_New_Space Heating_Natural Gas_Unit Heater_E1 | F2 | Commercial | School (WA) | New | Space Heating | Natural Gas | Unit Heater | E1 | TRC BC Ratio | [24 empty] | 1 | 1 | 1 | bar: 2019 to 2042
F2_Commercial_School (WA)_New_Space Heating_Natural Gas_Unit Heater_E2 | F2 | Commercial | School (WA) | New | Space Heating | Natural Gas | Unit Heater | E2 | TRC BC Ratio | 14.8893 | 15.134 | 15.4534 | 15.8054 | 16.1931 | 16.7272 | 17.2711 | 17.8472 | 18.3983 | 18.9581 | 19.4593 | 19.9215 | 20.4274 | 20.9469 | 21.4307 | 21.9074 | 22.3523 | 22.8109 | 23.2886 | 23.7785 | 24.2779 | 24.8048 | 25.4148 | 25.9543 | 26.5052 | 27.0677 | 27.6423
F2_Commercial_School (WA)_New_Space Heating_Natural Gas_Unit Heater_E3 | F2 | Commercial | School (WA) | New | Space Heating | Natural Gas | Unit Heater | E3 | TRC BC Ratio | 66.0948 | 67.8368 | 69.5438 | 71.1498 | 72.6482 | 74.0051 | 75.3539 | 76.7498 | 78.3118 | 79.924 | 81.642 | 83.4527 | 85.2652 | 87.003 | 88.8169 | 90.6838 | 92.6254 | 94.6046 | 96.6181 | 98.6724 | 100.7713 | 102.9004 | 105.0146 | 107.2436 | 109.5199 | 111.8444 | 114.2184
F2_Commercial_School (WA)_New_Space Heating_Natural Gas_Unit Heater_E4 | F2 | Commercial | School (WA) | New | Space Heating | Natural Gas | Unit Heater | E4 | TRC BC Ratio | 0 | 0 | 0 | 0 | 0 | 0 | 0 | 0 | 0 | 0 | 0 | 0 | 0 | 0 | 0 | 0 | 0 | 0 | 0 | 0 | 0 | 0 | 0 | 0 | 0 | 0 | 0
F2_Commercial_School (WA)_New_Space Heating_Natural Gas_Unit Heater_E5 | F2 | Commercial | School (WA) | New | Space Heating | Natural Gas | Unit Heater | E5 | TRC BC Ratio | 0 | 0 | 0 | 0 | 0 | 0 | 0 | 0 | 0 | 0 | 0 | 0 | 0 | 0 | 0 | 0 | 0 | 0 | 0 | 0 | 0 | 0 | 0 | 0 | 0 | 0 | 0
F2_Commercial_School (WA)_New_Space Heating_Natural Gas_Unit Heater_E6 | F2 | Commercial | School (WA) | New | Space Heating | Natural Gas | Unit Heater | E6 | TRC BC Ratio | 0 | 0 | 0 | 0 | 0 | 0 | 0 | 0 | 0 | 0 | 0 | 0 | 0 | 0 | 0 | 0 | 0 | 0 | 0 | 0 | 0 | 0 | 0 | 0 | 0 | 0 | 0
F2_Commercial_School (WA)_New_Space Heating_Natural Gas_Unit Heater_E7 | F2 | Commercial | School (WA) | New | Space Heating | Natural Gas | Unit Heater | E7 | TRC BC Ratio | 0 | 0 | 0 | 0 | 0 | 0 | 0 | 0 | 0 | 0 | 0 | 0 | 0 | 0 | 0 | 0 | 0 | 0 | 0 | 0 | 0 | 0 | 0 | 0 | 0 | 0 | 0
F2_Commercial_School (WA)_New_Space Heating_Natural Gas_Unit Heater_E8 | F2 | Commercial | School (WA) | New | Space Heating | Natural Gas | Unit Heater | E8 | TRC BC Ratio | 0 | 0 | 0 | 0 | 0 | 0 | 0 | 0 | 0 | 0 | 0 | 0 | 0 | 0 | 0 | 0 | 0 | 0 | 0 | 0 | 0 | 0 | 0 | 0 | 0 | 0 | 0
F2_Commercial_School (WA)_New_Space Heating_Natural Gas_Unit Heater_E9 | F2 | Commercial | School (WA) | New | Space Heating | Natural Gas | Unit Heater | E9 | TRC BC Ratio | 0 | 0 | 0 | 0 | 0 | 0 | 0 | 0 | 0 | 0 | 0 | 0 | 0 | 0 | 0 | 0 | 0 | 0 | 0 | 0 | 0 | 0 | 0 | 0 | 0 | 0 | 0
F2_Commercial_School (WA)_New_Space Heating_Natural Gas_Unit Heater_E10 | F2 | Commercial | School (WA) | New | Space Heating | Natural Gas | Unit Heater | E10 | TRC BC Ratio | 0 | 0 | 0 | 0 | 0 | 0 | 0 | 0 | 0 | 0 | 0 | 0 | 0 | 0 | 0 | 0 | 0 | 0 | 0 | 0 | 0 | 0 | 0 | 0 | 0 | 0 | 0
F3_Commercial_School (WA)_New_Space Heating_Natural Gas_Unit Heater_E1 | F3 | Commercial | School (WA) | New | Space Heating | Natural Gas | Unit Heater | E1 | PACT BC Ratio | [24 empty] | 1 | 1 | 1 | bar: 2019 to 2042
F3_Commercial_School (WA)_New_Space Heating_Natural Gas_Unit Heater_E2 | F3 | Commercial | School (WA) | New | Space Heating | Natural Gas | Unit Heater | E2 | PACT BC Ratio | 41.7036 | 42.389 | 43.2835 | 44.2696 | 45.3553 | 46.8513 | 48.3749 | 49.9883 | 51.5321 | 53.1 | 54.5037 | 55.7982 | 57.2153 | 58.6705 | 60.0253 | 61.3607 | 62.6068 | 63.8913 | 65.2292 | 66.6015 | 68.0002 | 69.4761 | 71.1846 | 72.6956 | 74.2385 | 75.8143 | 77.4234
F3_Commercial_School (WA)_New_Space Heating_Natural Gas_Unit Heater_E3 | F3 | Commercial | School (WA) | New | Space Heating | Natural Gas | Unit Heater | E3 | PACT BC Ratio | 185.1254 | 190.0048 | 194.7859 | 199.2841 | 203.4811 | 207.2816 | 211.0593 | 214.9694 | 219.3442 | 223.8599 | 228.6718 | 233.7434 | 238.82 | 243.6875 | 248.7682 | 253.997 | 259.4352 | 264.9789 | 270.6184 | 276.3726 | 282.2511 | 288.2148 | 294.1364 | 300.3796 | 306.7552 | 313.2661 | 319.9153
F3_Commercial_School (WA)_New_Space Heating_Natural Gas_Unit Heater_E4 | F3 | Commercial | School (WA) | New | Space Heating | Natural Gas | Unit Heater | E4 | PACT BC Ratio | 0 | 0 | 0 | 0 | 0 | 0 | 0 | 0 | 0 | 0 | 0 | 0 | 0 | 0 | 0 | 0 | 0 | 0 | 0 | 0 | 0 | 0 | 0 | 0 | 0 | 0 | 0
F3_Commercial_School (WA)_New_Space Heating_Natural Gas_Unit Heater_E5 | F3 | Commercial | School (WA) | New | Space Heating | Natural Gas | Unit Heater | E5 | PACT BC Ratio | 0 | 0 | 0 | 0 | 0 | 0 | 0 | 0 | 0 | 0 | 0 | 0 | 0 | 0 | 0 | 0 | 0 | 0 | 0 | 0 | 0 | 0 | 0 | 0 | 0 | 0 | 0
F3_Commercial_School (WA)_New_Space Heating_Natural Gas_Unit Heater_E6 | F3 | Commercial | School (WA) | New | Space Heating | Natural Gas | Unit Heater | E6 | PACT BC Ratio | 0 | 0 | 0 | 0 | 0 | 0 | 0 | 0 | 0 | 0 | 0 | 0 | 0 | 0 | 0 | 0 | 0 | 0 | 0 | 0 | 0 | 0 | 0 | 0 | 0 | 0 | 0
F3_Commercial_School (WA)_New_Space Heating_Natural Gas_Unit Heater_E7 | F3 | Commercial | School (WA) | New | Space Heating | Natural Gas | Unit Heater | E7 | PACT BC Ratio | 0 | 0 | 0 | 0 | 0 | 0 | 0 | 0 | 0 | 0 | 0 | 0 | 0 | 0 | 0 | 0 | 0 | 0 | 0 | 0 | 0 | 0 | 0 | 0 | 0 | 0 | 0
F3_Commercial_School (WA)_New_Space Heating_Natural Gas_Unit Heater_E8 | F3 | Commercial | School (WA) | New | Space Heating | Natural Gas | Unit Heater | E8 | PACT BC Ratio | 0 | 0 | 0 | 0 | 0 | 0 | 0 | 0 | 0 | 0 | 0 | 0 | 0 | 0 | 0 | 0 | 0 | 0 | 0 | 0 | 0 | 0 | 0 | 0 | 0 | 0 | 0
F3_Commercial_School (WA)_New_Space Heating_Natural Gas_Unit Heater_E9 | F3 | Commercial | School (WA) | New | Space Heating | Natural Gas | Unit Heater | E9 | PACT BC Ratio | 0 | 0 | 0 | 0 | 0 | 0 | 0 | 0 | 0 | 0 | 0 | 0 | 0 | 0 | 0 | 0 | 0 | 0 | 0 | 0 | 0 | 0 | 0 | 0 | 0 | 0 | 0
F3_Commercial_School (WA)_New_Space Heating_Natural Gas_Unit Heater_E10 | F3 | Commercial | School (WA) | New | Space Heating | Natural Gas | Unit Heater | E10 | PACT BC Ratio | 0 | 0 | 0 | 0 | 0 | 0 | 0 | 0 | 0 | 0 | 0 | 0 | 0 | 0 | 0 | 0 | 0 | 0 | 0 | 0 | 0 | 0 | 0 | 0 | 0 | 0 | 0
F4_Commercial_School (WA)_New_Space Heating_Natural Gas_Unit Heater_E1 | F4 | Commercial | School (WA) | New | Space Heating | Natural Gas | Unit Heater | E1 | RVT BC Ratio | [24 empty] | 1 | 1 | 1 | bar: 2019 to 2042
F4_Commercial_School (WA)_New_Space Heating_Natural Gas_Unit Heater_E2 | F4 | Commercial | School (WA) | New | Space Heating | Natural Gas | Unit Heater | E2 | RVT BC Ratio | 20.8245 | 21.0414 | 21.3517 | 21.6941 | 22.071 | 22.6407 | 23.2049 | 23.7979 | 24.3359 | 24.8664 | 25.4635 | 26.0039 | 26.5964 | 27.2008 | 27.7515 | 28.2861 | 28.7712 | 29.2664 | 29.7782 | 30.2971 | 30.8186 | 31.4825 | 32.2511 | 32.9308 | 33.6249 | 34.3338 | 35.0577
F4_Commercial_School (WA)_New_Space Heating_Natural Gas_Unit Heater_E3 | F4 | Commercial | School (WA) | New | Space Heating | Natural Gas | Unit Heater | E3 | RVT BC Ratio | 85.6447 | 87.6158 | 89.5052 | 91.2315 | 92.7842 | 94.1055 | 95.3831 | 96.801 | 98.5335 | 100.4472 | 102.4978 | 104.8144 | 107.1358 | 109.3674 | 111.7022 | 114.1098 | 116.6193 | 119.1824 | 121.7947 | 124.4656 | 127.2002 | 129.883 | 132.5469 | 135.3554 | 138.2235 | 141.1524 | 144.1436
F4_Commercial_School (WA)_New_Space Heating_Natural Gas_Unit Heater_E4 | F4 | Commercial | School (WA) | New | Space Heating | Natural Gas | Unit Heater | E4 | RVT BC Ratio | 0 | 0 | 0 | 0 | 0 | 0 | 0 | 0 | 0 | 0 | 0 | 0 | 0 | 0 | 0 | 0 | 0 | 0 | 0 | 0 | 0 | 0 | 0 | 0 | 0 | 0 | 0
F4_Commercial_School (WA)_New_Space Heating_Natural Gas_Unit Heater_E5 | F4 | Commercial | School (WA) | New | Space Heating | Natural Gas | Unit Heater | E5 | RVT BC Ratio | 0 | 0 | 0 | 0 | 0 | 0 | 0 | 0 | 0 | 0 | 0 | 0 | 0 | 0 | 0 | 0 | 0 | 0 | 0 | 0 | 0 | 0 | 0 | 0 | 0 | 0 | 0
F4_Commercial_School (WA)_New_Space Heating_Natural Gas_Unit Heater_E6 | F4 | Commercial | School (WA) | New | Space Heating | Natural Gas | Unit Heater | E6 | RVT BC Ratio | 0 | 0 | 0 | 0 | 0 | 0 | 0 | 0 | 0 | 0 | 0 | 0 | 0 | 0 | 0 | 0 | 0 | 0 | 0 | 0 | 0 | 0 | 0 | 0 | 0 | 0 | 0
F4_Commercial_School (WA)_New_Space Heating_Natural Gas_Unit Heater_E7 | F4 | Commercial | School (WA) | New | Space Heating | Natural Gas | Unit Heater | E7 | RVT BC Ratio | 0 | 0 | 0 | 0 | 0 | 0 | 0 | 0 | 0 | 0 | 0 | 0 | 0 | 0 | 0 | 0 | 0 | 0 | 0 | 0 | 0 | 0 | 0 | 0 | 0 | 0 | 0
F4_Commercial_School (WA)_New_Space Heating_Natural Gas_Unit Heater_E8 | F4 | Commercial | School (WA) | New | Space Heating | Natural Gas | Unit Heater | E8 | RVT BC Ratio | 0 | 0 | 0 | 0 | 0 | 0 | 0 | 0 | 0 | 0 | 0 | 0 | 0 | 0 | 0 | 0 | 0 | 0 | 0 | 0 | 0 | 0 | 0 | 0 | 0 | 0 | 0
F4_Commercial_School (WA)_New_Space Heating_Natural Gas_Unit Heater_E9 | F4 | Commercial | School (WA) | New | Space Heating | Natural Gas | Unit Heater | E9 | RVT BC Ratio | 0 | 0 | 0 | 0 | 0 | 0 | 0 | 0 | 0 | 0 | 0 | 0 | 0 | 0 | 0 | 0 | 0 | 0 | 0 | 0 | 0 | 0 | 0 | 0 | 0 | 0 | 0
F4_Commercial_School (WA)_New_Space Heating_Natural Gas_Unit Heater_E10 | F4 | Commercial | School (WA) | New | Space Heating | Natural Gas | Unit Heater | E10 | RVT BC Ratio | 0 | 0 | 0 | 0 | 0 | 0 | 0 | 0 | 0 | 0 | 0 | 0 | 0 | 0 | 0 | 0 | 0 | 0 | 0 | 0 | 0 | 0 | 0 | 0 | 0 | 0 | 0
F5_Commercial_School (WA)_New_Space Heating_Natural Gas_Unit Heater_E1 | F5 | Commercial | School (WA) | New | Space Heating | Natural Gas | Unit Heater | E1 | RIM BC Ratio | [24 empty] | 1 | 1 | 1 | bar: 2019 to 2042
F5_Commercial_School (WA)_New_Space Heating_Natural Gas_Unit Heater_E2 | F5 | Commercial | School (WA) | New | Space Heating | Natural Gas | Unit Heater | E2 | RIM BC Ratio | 0.84983 | 0.85498 | 0.86044 | 0.86629 | 0.87251 | 0.87881 | 0.88551 | 0.89244 | 0.89983 | 0.90758 | 0.9099 | 0.9123 | 0.91478 | 0.91736 | 0.92005 | 0.92287 | 0.92584 | 0.92896 | 0.93222 | 0.93564 | 0.93923 | 0.9395 | 0.93981 | 0.94007 | 0.94032 | 0.94057 | 0.94081
F5_Commercial_School (WA)_New_Space Heating_Natural Gas_Unit Heater_E3 | F5 | Commercial | School (WA) | New | Space Heating | Natural Gas | Unit Heater | E3 | RIM BC Ratio | 0.92392 | 0.92699 | 0.9303 | 0.93381 | 0.93756 | 0.94169 | 0.94603 | 0.94947 | 0.9518 | 0.95292 | 0.95397 | 0.95361 | 0.95325 | 0.95287 | 0.95244 | 0.95198 | 0.95147 | 0.95094 | 0.95038 | 0.9498 | 0.94918 | 0.94924 | 0.94931 | 0.94937 | 0.94943 | 0.94949 | 0.94955
F5_Commercial_School (WA)_New_Space Heating_Natural Gas_Unit Heater_E4 | F5 | Commercial | School (WA) | New | Space Heating | Natural Gas | Unit Heater | E4 | RIM BC Ratio | 0 | 0 | 0 | 0 | 0 | 0 | 0 | 0 | 0 | 0 | 0 | 0 | 0 | 0 | 0 | 0 | 0 | 0 | 0 | 0 | 0 | 0 | 0 | 0 | 0 | 0 | 0
F5_Commercial_School (WA)_New_Space Heating_Natural Gas_Unit Heater_E5 | F5 | Commercial | School (WA) | New | Space Heating | Natural Gas | Unit Heater | E5 | RIM BC Ratio | 0 | 0 | 0 | 0 | 0 | 0 | 0 | 0 | 0 | 0 | 0 | 0 | 0 | 0 | 0 | 0 | 0 | 0 | 0 | 0 | 0 | 0 | 0 | 0 | 0 | 0 | 0
F5_Commercial_School (WA)_New_Space Heating_Natural Gas_Unit Heater_E6 | F5 | Commercial | School (WA) | New | Space Heating | Natural Gas | Unit Heater | E6 | RIM BC Ratio | 0 | 0 | 0 | 0 | 0 | 0 | 0 | 0 | 0 | 0 | 0 | 0 | 0 | 0 | 0 | 0 | 0 | 0 | 0 | 0 | 0 | 0 | 0 | 0 | 0 | 0 | 0
F5_Commercial_School (WA)_New_Space Heating_Natural Gas_Unit Heater_E7 | F5 | Commercial | School (WA) | New | Space Heating | Natural Gas | Unit Heater | E7 | RIM BC Ratio | 0 | 0 | 0 | 0 | 0 | 0 | 0 | 0 | 0 | 0 | 0 | 0 | 0 | 0 | 0 | 0 | 0 | 0 | 0 | 0 | 0 | 0 | 0 | 0 | 0 | 0 | 0
F5_Commercial_School (WA)_New_Space Heating_Natural Gas_Unit Heater_E8 | F5 | Commercial | School (WA) | New | Space Heating | Natural Gas | Unit Heater | E8 | RIM BC Ratio | 0 | 0 | 0 | 0 | 0 | 0 | 0 | 0 | 0 | 0 | 0 | 0 | 0 | 0 | 0 | 0 | 0 | 0 | 0 | 0 | 0 | 0 | 0 | 0 | 0 | 0 | 0
F5_Commercial_School (WA)_New_Space Heating_Natural Gas_Unit Heater_E9 | F5 | Commercial | School (WA) | New | Space Heating | Natural Gas | Unit Heater | E9 | RIM BC Ratio | 0 | 0 | 0 | 0 | 0 | 0 | 0 | 0 | 0 | 0 | 0 | 0 | 0 | 0 | 0 | 0 | 0 | 0 | 0 | 0 | 0 | 0 | 0 | 0 | 0 | 0 | 0
F5_Commercial_School (WA)_New_Space Heating_Natural Gas_Unit Heater_E10 | F5 | Commercial | School (WA) | New | Space Heating | Natural Gas | Unit Heater | E10 | RIM BC Ratio | 0 | 0 | 0 | 0 | 0 | 0 | 0 | 0 | 0 | 0 | 0 | 0 | 0 | 0 | 0 | 0 | 0 | 0 | 0 | 0 | 0 | 0 | 0 | 0 | 0 | 0 | 0
F0_Commercial_School (WA)_New_Water Heating_Natural Gas_Water Heater_E0 | F0 | Commercial | School (WA) | New | Water Heating | Natural Gas | Water Heater | E0 | Economic Unit | TE 0.94 | TE 0.94 | TE 0.94 | TE 0.94 | TE 0.94 | TE 0.94 | Instantaneous TE 0.94 | Gas-Fired Absorption HPWH | Gas-Fired Absorption HPWH | Gas-Fired Absorption HPWH | Gas-Fired Absorption HPWH | Gas-Fired Absorption HPWH | Gas-Fired Absorption HPWH | Gas-Fired Absorption HPWH | Gas-Fired Absorption HPWH | Gas-Fired Absorption HPWH | Gas-Fired Absorption HPWH | Gas-Fired Absorption HPWH | Gas-Fired Absorption HPWH | Gas-Fired Absorption HPWH | Gas-Fired Absorption HPWH | Gas-Fired Absorption HPWH | Gas-Fired Absorption HPWH | Gas-Fired Absorption HPWH | Gas-Fired Absorption HPWH | Gas-Fired Absorption HPWH | Gas-Fired Absorption HPWH
F1_Commercial_School (WA)_New_Water Heating_Natural Gas_Water Heater_E1 | F1 | Commercial | School (WA) | New | Water Heating | Natural Gas | Water Heater | E1 | CCE | 0 | 0 | 0 | 0 | 0 | 0 | 0 | 0 | 0 | 0 | 0 | 0 | 0 | 0 | 0 | 0 | 0 | 0 | 0 | 0 | 0 | 0 | 0 | 0 | 0 | 0 | 0
F1_Commercial_School (WA)_New_Water Heating_Natural Gas_Water Heater_E2 | F1 | Commercial | School (WA) | New | Water Heating | Natural Gas | Water Heater | E2 | CCE | 0.0017425 | 0.0017425 | 0.0017425 | 0.0017425 | 0.0017425 | 0.0017425 | 0.0017425 | 0.0017425 | 0.0017425 | 0.0017425 | 0.0017425 | 0.0017425 | 0.0017425 | 0.0017425 | 0.0017425 | 0.0017425 | 0.0017425 | 0.0017425 | 0.0017425 | 0.0017425 | 0.0017425 | 0.0017425 | 0.0017425 | 0.0017425 | 0.0017425 | 0.0017425 | 0.0017425
F1_Commercial_School (WA)_New_Water Heating_Natural Gas_Water Heater_E3 | F1 | Commercial | School (WA) | New | Water Heating | Natural Gas | Water Heater | E3 | CCE | 0.0030882 | 0.0030882 | 0.0030882 | 0.0030882 | 0.0030882 | 0.0030882 | 0.0030882 | 0.0030882 | 0.0030882 | 0.0030882 | 0.0030882 | 0.0030882 | 0.0030882 | 0.0030882 | 0.0030882 | 0.0030882 | 0.0030882 | 0.0030882 | 0.0030882 | 0.0030882 | 0.0030882 | 0.0030882 | 0.0030882 | 0.0030882 | 0.0030882 | 0.0030882 | 0.0030882
F1_Commercial_School (WA)_New_Water Heating_Natural Gas_Water Heater_E4 | F1 | Commercial | School (WA) | New | Water Heating | Natural Gas | Water Heater | E4 | CCE | 0.0031449 | 0.0031449 | 0.0031449 | 0.0031449 | 0.0031449 | 0.0031449 | 0.0031449 | 0.0031449 | 0.0031449 | 0.0031449 | 0.0031449 | 0.0031449 | 0.0031449 | 0.0031449 | 0.0031449 | 0.0031449 | 0.0031449 | 0.0031449 | 0.0031449 | 0.0031449 | 0.0031449 | 0.0031449 | 0.0031449 | 0.0031449 | 0.0031449 | 0.0031449 | 0.0031449
F1_Commercial_School (WA)_New_Water Heating_Natural Gas_Water Heater_E5 | F1 | Commercial | School (WA) | New | Water Heating | Natural Gas | Water Heater | E5 | CCE | 0.0045832 | 0.0045832 | 0.0045832 | 0.0045832 | 0.0045832 | 0.0045832 | 0.0045832 | 0.0045832 | 0.0045832 | 0.0045832 | 0.0045832 | 0.0045832 | 0.0045832 | 0.0045832 | 0.0045832 | 0.0045832 | 0.0045832 | 0.0045832 | 0.0045832 | 0.0045832 | 0.0045832 | 0.0045832 | 0.0045832 | 0.0045832 | 0.0045832 | 0.0045832 | 0.0045832
F1_Commercial_School (WA)_New_Water Heating_Natural Gas_Water Heater_E6 | F1 | Commercial | School (WA) | New | Water Heating | Natural Gas | Water Heater | E6 | CCE | 0 | 0 | 0 | 0 | 0 | 0 | 0 | 0 | 0 | 0 | 0 | 0 | 0 | 0 | 0 | 0 | 0 | 0 | 0 | 0 | 0 | 0 | 0 | 0 | 0 | 0 | 0
F1_Commercial_School (WA)_New_Water Heating_Natural Gas_Water Heater_E7 | F1 | Commercial | School (WA) | New | Water Heating | Natural Gas | Water Heater | E7 | CCE | 0 | 0 | 0 | 0 | 0 | 0 | 0 | 0 | 0 | 0 | 0 | 0 | 0 | 0 | 0 | 0 | 0 | 0 | 0 | 0 | 0 | 0 | 0 | 0 | 0 | 0 | 0
F1_Commercial_School (WA)_New_Water Heating_Natural Gas_Water Heater_E8 | F1 | Commercial | School (WA) | New | Water Heating | Natural Gas | Water Heater | E8 | CCE | 0 | 0 | 0 | 0 | 0 | 0 | 0 | 0 | 0 | 0 | 0 | 0 | 0 | 0 | 0 | 0 | 0 | 0 | 0 | 0 | 0 | 0 | 0 | 0 | 0 | 0 | 0
F1_Commercial_School (WA)_New_Water Heating_Natural Gas_Water Heater_E9 | F1 | Commercial | School (WA) | New | Water Heating | Natural Gas | Water Heater | E9 | CCE | 0 | 0 | 0 | 0 | 0 | 0 | 0 | 0 | 0 | 0 | 0 | 0 | 0 | 0 | 0 | 0 | 0 | 0 | 0 | 0 | 0 | 0 | 0 | 0 | 0 | 0 | 0
F1_Commercial_School (WA)_New_Water Heating_Natural Gas_Water Heater_E10 | F1 | Commercial | School (WA) | New | Water Heating | Natural Gas | Water Heater | E10 | CCE | 0 | 0 | 0 | 0 | 0 | 0 | 0 | 0 | 0 | 0 | 0 | 0 | 0 | 0 | 0 | 0 | 0 | 0 | 0 | 0 | 0 | 0 | 0 | 0 | 0 | 0 | 0
F2_Commercial_School (WA)_New_Water Heating_Natural Gas_Water Heater_E1 | F2 | Commercial | School (WA) | New | Water Heating | Natural Gas | Water Heater | E1 | TRC BC Ratio | [24 empty] | 1 | 1 | 1 | bar: 2019 to 2042
F2_Commercial_School (WA)_New_Water Heating_Natural Gas_Water Heater_E2 | F2 | Commercial | School (WA) | New | Water Heating | Natural Gas | Water Heater | E2 | TRC BC Ratio | 2.1278 | 2.1837 | 2.2464 | 2.3166 | 2.3949 | 2.4874 | 2.5817 | 2.6746 | 2.7639 | 2.8545 | 2.9283 | 2.9979 | 3.0724 | 3.1456 | 3.2121 | 3.2751 | 3.3325 | 3.3895 | 3.4499 | 3.5092 | 3.57 | 3.6331 | 3.6969 | 3.7626 | 3.8294 | 3.8975 | 3.9667
F2_Commercial_School (WA)_New_Water Heating_Natural Gas_Water Heater_E3 | F2 | Commercial | School (WA) | New | Water Heating | Natural Gas | Water Heater | E3 | TRC BC Ratio | 1.2006 | 1.2321 | 1.2675 | 1.3072 | 1.3513 | 1.4035 | 1.4567 | 1.5091 | 1.5595 | 1.6107 | 1.6523 | 1.6916 | 1.7336 | 1.7749 | 1.8124 | 1.8479 | 1.8804 | 1.9125 | 1.9466 | 1.9801 | 2.0144 | 2.05 | 2.086 | 2.123 | 2.1607 | 2.1991 | 2.2382
F2_Commercial_School (WA)_New_Water Heating_Natural Gas_Water Heater_E4 | F2 | Commercial | School (WA) | New | Water Heating | Natural Gas | Water Heater | E4 | TRC BC Ratio | 0.75776 | 0.78083 | 0.81204 | 0.85282 | 0.90327 | 0.96902 | 1.0369 | 1.1029 | 1.1647 | 1.2274 | 1.2726 | 1.3129 | 1.3575 | 1.4003 | 1.4357 | 1.4671 | 1.4924 | 1.5167 | 1.5439 | 1.5693 | 1.5957 | 1.6237 | 1.6518 | 1.6811 | 1.711 | 1.7414 | 1.7723
F2_Commercial_School (WA)_New_Water Heating_Natural Gas_Water Heater_E5 | F2 | Commercial | School (WA) | New | Water Heating | Natural Gas | Water Heater | E5 | TRC BC Ratio | 0.82996 | 0.85173 | 0.87572 | 0.90204 | 0.93087 | 0.96447 | 0.9986 | 1.0323 | 1.0648 | 1.0978 | 1.1252 | 1.1512 | 1.1788 | 1.2061 | 1.2312 | 1.2551 | 1.2771 | 1.299 | 1.3222 | 1.345 | 1.3684 | 1.3926 | 1.417 | 1.4422 | 1.4678 | 1.4939 | 1.5205
F2_Commercial_School (WA)_New_Water Heating_Natural Gas_Water Heater_E6 | F2 | Commercial | School (WA) | New | Water Heating | Natural Gas | Water Heater | E6 | TRC BC Ratio | 0 | 0 | 0 | 0 | 0 | 0 | 0 | 0 | 0 | 0 | 0 | 0 | 0 | 0 | 0 | 0 | 0 | 0 | 0 | 0 | 0 | 0 | 0 | 0 | 0 | 0 | 0
F2_Commercial_School (WA)_New_Water Heating_Natural Gas_Water Heater_E7 | F2 | Commercial | School (WA) | New | Water Heating | Natural Gas | Water Heater | E7 | TRC BC Ratio | 0 | 0 | 0 | 0 | 0 | 0 | 0 | 0 | 0 | 0 | 0 | 0 | 0 | 0 | 0 | 0 | 0 | 0 | 0 | 0 | 0 | 0 | 0 | 0 | 0 | 0 | 0
F2_Commercial_School (WA)_New_Water Heating_Natural Gas_Water Heater_E8 | F2 | Commercial | School (WA) | New | Water Heating | Natural Gas | Water Heater | E8 | TRC BC Ratio | 0 | 0 | 0 | 0 | 0 | 0 | 0 | 0 | 0 | 0 | 0 | 0 | 0 | 0 | 0 | 0 | 0 | 0 | 0 | 0 | 0 | 0 | 0 | 0 | 0 | 0 | 0
F2_Commercial_School (WA)_New_Water Heating_Natural Gas_Water Heater_E9 | F2 | Commercial | School (WA) | New | Water Heating | Natural Gas | Water Heater | E9 | TRC BC Ratio | 0 | 0 | 0 | 0 | 0 | 0 | 0 | 0 | 0 | 0 | 0 | 0 | 0 | 0 | 0 | 0 | 0 | 0 | 0 | 0 | 0 | 0 | 0 | 0 | 0 | 0 | 0
F2_Commercial_School (WA)_New_Water Heating_Natural Gas_Water Heater_E10 | F2 | Commercial | School (WA) | New | Water Heating | Natural Gas | Water Heater | E10 | TRC BC Ratio | 0 | 0 | 0 | 0 | 0 | 0 | 0 | 0 | 0 | 0 | 0 | 0 | 0 | 0 | 0 | 0 | 0 | 0 | 0 | 0 | 0 | 0 | 0 | 0 | 0 | 0 | 0
F3_Commercial_School (WA)_New_Water Heating_Natural Gas_Water Heater_E1 | F3 | Commercial | School (WA) | New | Water Heating | Natural Gas | Water Heater | E1 | PACT BC Ratio | [24 empty] | 1 | 1 | 1 | bar: 2019 to 2042
F3_Commercial_School (WA)_New_Water Heating_Natural Gas_Water Heater_E2 | F3 | Commercial | School (WA) | New | Water Heating | Natural Gas | Water Heater | E2 | PACT BC Ratio | 5.2793 | 5.418 | 5.5736 | 5.748 | 5.9421 | 6.1718 | 6.4056 | 6.636 | 6.8576 | 7.0825 | 7.2655 | 7.4382 | 7.623 | 7.8048 | 7.9698 | 8.1259 | 8.2685 | 8.4098 | 8.5597 | 8.7069 | 8.8579 | 9.0143 | 9.1726 | 9.3356 | 9.5014 | 9.6702 | 9.842
F3_Commercial_School (WA)_New_Water Heating_Natural Gas_Water Heater_E3 | F3 | Commercial | School (WA) | New | Water Heating | Natural Gas | Water Heater | E3 | PACT BC Ratio | 2.9789 | 3.0571 | 3.1449 | 3.2433 | 3.3528 | 3.4824 | 3.6144 | 3.7444 | 3.8694 | 3.9963 | 4.0996 | 4.197 | 4.3013 | 4.4038 | 4.4969 | 4.585 | 4.6655 | 4.7452 | 4.8298 | 4.9128 | 4.998 | 5.0863 | 5.1756 | 5.2676 | 5.3612 | 5.4564 | 5.5533
F3_Commercial_School (WA)_New_Water Heating_Natural Gas_Water Heater_E4 | F3 | Commercial | School (WA) | New | Water Heating | Natural Gas | Water Heater | E4 | PACT BC Ratio | 1.8801 | 1.9374 | 2.0148 | 2.116 | 2.2412 | 2.4043 | 2.5728 | 2.7366 | 2.8899 | 3.0455 | 3.1575 | 3.2575 | 3.3682 | 3.4743 | 3.5623 | 3.6402 | 3.703 | 3.7632 | 3.8306 | 3.8937 | 3.9592 | 4.0286 | 4.0984 | 4.1712 | 4.2453 | 4.3207 | 4.3975
F3_Commercial_School (WA)_New_Water Heating_Natural Gas_Water Heater_E5 | F3 | Commercial | School (WA) | New | Water Heating | Natural Gas | Water Heater | E5 | PACT BC Ratio | 2.0593 | 2.1133 | 2.1728 | 2.2381 | 2.3096 | 2.393 | 2.4777 | 2.5613 | 2.642 | 2.7239 | 2.7917 | 2.8562 | 2.9248 | 2.9926 | 3.0548 | 3.114 | 3.1687 | 3.2231 | 3.2805 | 3.3371 | 3.3952 | 3.4552 | 3.5159 | 3.5784 | 3.6419 | 3.7066 | 3.7725
F3_Commercial_School (WA)_New_Water Heating_Natural Gas_Water Heater_E6 | F3 | Commercial | School (WA) | New | Water Heating | Natural Gas | Water Heater | E6 | PACT BC Ratio | 0 | 0 | 0 | 0 | 0 | 0 | 0 | 0 | 0 | 0 | 0 | 0 | 0 | 0 | 0 | 0 | 0 | 0 | 0 | 0 | 0 | 0 | 0 | 0 | 0 | 0 | 0
F3_Commercial_School (WA)_New_Water Heating_Natural Gas_Water Heater_E7 | F3 | Commercial | School (WA) | New | Water Heating | Natural Gas | Water Heater | E7 | PACT BC Ratio | 0 | 0 | 0 | 0 | 0 | 0 | 0 | 0 | 0 | 0 | 0 | 0 | 0 | 0 | 0 | 0 | 0 | 0 | 0 | 0 | 0 | 0 | 0 | 0 | 0 | 0 | 0
F3_Commercial_School (WA)_New_Water Heating_Natural Gas_Water Heater_E8 | F3 | Commercial | School (WA) | New | Water Heating | Natural Gas | Water Heater | E8 | PACT BC Ratio | 0 | 0 | 0 | 0 | 0 | 0 | 0 | 0 | 0 | 0 | 0 | 0 | 0 | 0 | 0 | 0 | 0 | 0 | 0 | 0 | 0 | 0 | 0 | 0 | 0 | 0 | 0
F3_Commercial_School (WA)_New_Water Heating_Natural Gas_Water Heater_E9 | F3 | Commercial | School (WA) | New | Water Heating | Natural Gas | Water Heater | E9 | PACT BC Ratio | 0 | 0 | 0 | 0 | 0 | 0 | 0 | 0 | 0 | 0 | 0 | 0 | 0 | 0 | 0 | 0 | 0 | 0 | 0 | 0 | 0 | 0 | 0 | 0 | 0 | 0 | 0
F3_Commercial_School (WA)_New_Water Heating_Natural Gas_Water Heater_E10 | F3 | Commercial | School (WA) | New | Water Heating | Natural Gas | Water Heater | E10 | PACT BC Ratio | 0 | 0 | 0 | 0 | 0 | 0 | 0 | 0 | 0 | 0 | 0 | 0 | 0 | 0 | 0 | 0 | 0 | 0 | 0 | 0 | 0 | 0 | 0 | 0 | 0 | 0 | 0
F4_Commercial_School (WA)_New_Water Heating_Natural Gas_Water Heater_E1 | F4 | Commercial | School (WA) | New | Water Heating | Natural Gas | Water Heater | E1 | RVT BC Ratio | [24 empty] | 1 | 1 | 1 | bar: 2019 to 2042
F4_Commercial_School (WA)_New_Water Heating_Natural Gas_Water Heater_E2 | F4 | Commercial | School (WA) | New | Water Heating | Natural Gas | Water Heater | E2 | RVT BC Ratio | 3.2602 | 3.32 | 3.3873 | 3.463 | 3.5473 | 3.6492 | 3.7503 | 3.8459 | 3.9327 | 4.0171 | 4.1046 | 4.1848 | 4.2704 | 4.3534 | 4.4264 | 4.4934 | 4.552 | 4.6086 | 4.6683 | 4.7249 | 4.7819 | 4.8614 | 4.9417 | 5.0245 | 5.1087 | 5.1944 | 5.2817
F4_Commercial_School (WA)_New_Water Heating_Natural Gas_Water Heater_E3 | F4 | Commercial | School (WA) | New | Water Heating | Natural Gas | Water Heater | E3 | RVT BC Ratio | 1.9632 | 1.9969 | 2.0349 | 2.0776 | 2.1251 | 2.1826 | 2.2397 | 2.2937 | 2.3426 | 2.3902 | 2.4396 | 2.4848 | 2.5332 | 2.58 | 2.6212 | 2.659 | 2.6921 | 2.724 | 2.7577 | 2.7896 | 2.8218 | 2.8666 | 2.912 | 2.9587 | 3.0062 | 3.0546 | 3.1038
F4_Commercial_School (WA)_New_Water Heating_Natural Gas_Water Heater_E4 | F4 | Commercial | School (WA) | New | Water Heating | Natural Gas | Water Heater | E4 | RVT BC Ratio | 1.4696 | 1.4933 | 1.5269 | 1.572 | 1.6288 | 1.7053 | 1.7823 | 1.852 | 1.9105 | 1.9643 | 2.0182 | 2.0615 | 2.1095 | 2.1541 | 2.188 | 2.2153 | 2.2334 | 2.2489 | 2.2666 | 2.2806 | 2.2942 | 2.3295 | 2.3649 | 2.4019 | 2.4395 | 2.4778 | 2.5168
F4_Commercial_School (WA)_New_Water Heating_Natural Gas_Water Heater_E5 | F4 | Commercial | School (WA) | New | Water Heating | Natural Gas | Water Heater | E5 | RVT BC Ratio | 1.4364 | 1.4602 | 1.486 | 1.5141 | 1.5445 | 1.5808 | 1.6169 | 1.6512 | 1.6828 | 1.7138 | 1.7461 | 1.7763 | 1.8084 | 1.8396 | 1.8675 | 1.8934 | 1.9165 | 1.9389 | 1.9625 | 1.985 | 2.0078 | 2.0383 | 2.0691 | 2.1008 | 2.1331 | 2.166 | 2.1994
F4_Commercial_School (WA)_New_Water Heating_Natural Gas_Water Heater_E6 | F4 | Commercial | School (WA) | New | Water Heating | Natural Gas | Water Heater | E6 | RVT BC Ratio | 0 | 0 | 0 | 0 | 0 | 0 | 0 | 0 | 0 | 0 | 0 | 0 | 0 | 0 | 0 | 0 | 0 | 0 | 0 | 0 | 0 | 0 | 0 | 0 | 0 | 0 | 0
F4_Commercial_School (WA)_New_Water Heating_Natural Gas_Water Heater_E7 | F4 | Commercial | School (WA) | New | Water Heating | Natural Gas | Water Heater | E7 | RVT BC Ratio | 0 | 0 | 0 | 0 | 0 | 0 | 0 | 0 | 0 | 0 | 0 | 0 | 0 | 0 | 0 | 0 | 0 | 0 | 0 | 0 | 0 | 0 | 0 | 0 | 0 | 0 | 0
F4_Commercial_School (WA)_New_Water Heating_Natural Gas_Water Heater_E8 | F4 | Commercial | School (WA) | New | Water Heating | Natural Gas | Water Heater | E8 | RVT BC Ratio | 0 | 0 | 0 | 0 | 0 | 0 | 0 | 0 | 0 | 0 | 0 | 0 | 0 | 0 | 0 | 0 | 0 | 0 | 0 | 0 | 0 | 0 | 0 | 0 | 0 | 0 | 0
F4_Commercial_School (WA)_New_Water Heating_Natural Gas_Water Heater_E9 | F4 | Commercial | School (WA) | New | Water Heating | Natural Gas | Water Heater | E9 | RVT BC Ratio | 0 | 0 | 0 | 0 | 0 | 0 | 0 | 0 | 0 | 0 | 0 | 0 | 0 | 0 | 0 | 0 | 0 | 0 | 0 | 0 | 0 | 0 | 0 | 0 | 0 | 0 | 0
F4_Commercial_School (WA)_New_Water Heating_Natural Gas_Water Heater_E10 | F4 | Commercial | School (WA) | New | Water Heating | Natural Gas | Water Heater | E10 | RVT BC Ratio | 0 | 0 | 0 | 0 | 0 | 0 | 0 | 0 | 0 | 0 | 0 | 0 | 0 | 0 | 0 | 0 | 0 | 0 | 0 | 0 | 0 | 0 | 0 | 0 | 0 | 0 | 0
F5_Commercial_School (WA)_New_Water Heating_Natural Gas_Water Heater_E1 | F5 | Commercial | School (WA) | New | Water Heating | Natural Gas | Water Heater | E1 | RIM BC Ratio | [24 empty] | 1 | 1 | 1 | bar: 2019 to 2042
F5_Commercial_School (WA)_New_Water Heating_Natural Gas_Water Heater_E2 | F5 | Commercial | School (WA) | New | Water Heating | Natural Gas | Water Heater | E2 | RIM BC Ratio | 0.73791 | 0.74443 | 0.75144 | 0.75894 | 0.76692 | 0.77547 | 0.78425 | 0.79326 | 0.80255 | 0.81227 | 0.81632 | 0.82045 | 0.82472 | 0.829 | 0.83317 | 0.83735 | 0.84154 | 0.84586 | 0.85038 | 0.85505 | 0.85992 | 0.86137 | 0.8628 | 0.86422 | 0.86562 | 0.86699 | 0.86835
F5_Commercial_School (WA)_New_Water Heating_Natural Gas_Water Heater_E3 | F5 | Commercial | School (WA) | New | Water Heating | Natural Gas | Water Heater | E3 | RIM BC Ratio | 0.66602 | 0.67301 | 0.68058 | 0.68872 | 0.69741 | 0.70688 | 0.71651 | 0.72622 | 0.73603 | 0.74618 | 0.75115 | 0.75605 | 0.76113 | 0.76615 | 0.77093 | 0.77563 | 0.78022 | 0.78489 | 0.78979 | 0.79478 | 0.79995 | 0.80218 | 0.80437 | 0.80656 | 0.80872 | 0.81085 | 0.81296
F5_Commercial_School (WA)_New_Water Heating_Natural Gas_Water Heater_E4 | F5 | Commercial | School (WA) | New | Water Heating | Natural Gas | Water Heater | E4 | RIM BC Ratio | 0.54462 | 0.55334 | 0.56428 | 0.57751 | 0.59269 | 0.61032 | 0.62771 | 0.64499 | 0.66227 | 0.68055 | 0.68844 | 0.69665 | 0.70535 | 0.71379 | 0.72148 | 0.72891 | 0.73597 | 0.74324 | 0.75109 | 0.75916 | 0.76771 | 0.77028 | 0.7728 | 0.77535 | 0.77787 | 0.78037 | 0.78284
F5_Commercial_School (WA)_New_Water Heating_Natural Gas_Water Heater_E5 | F5 | Commercial | School (WA) | New | Water Heating | Natural Gas | Water Heater | E5 | RIM BC Ratio | 0.60861 | 0.61565 | 0.62327 | 0.6315 | 0.64033 | 0.64991 | 0.65955 | 0.66914 | 0.67867 | 0.68837 | 0.69379 | 0.69898 | 0.70435 | 0.70963 | 0.7146 | 0.71944 | 0.7241 | 0.7288 | 0.73371 | 0.73866 | 0.74375 | 0.74659 | 0.74939 | 0.75219 | 0.75496 | 0.7577 | 0.76041
F5_Commercial_School (WA)_New_Water Heating_Natural Gas_Water Heater_E6 | F5 | Commercial | School (WA) | New | Water Heating | Natural Gas | Water Heater | E6 | RIM BC Ratio | 0 | 0 | 0 | 0 | 0 | 0 | 0 | 0 | 0 | 0 | 0 | 0 | 0 | 0 | 0 | 0 | 0 | 0 | 0 | 0 | 0 | 0 | 0 | 0 | 0 | 0 | 0
F5_Commercial_School (WA)_New_Water Heating_Natural Gas_Water Heater_E7 | F5 | Commercial | School (WA) | New | Water Heating | Natural Gas | Water Heater | E7 | RIM BC Ratio | 0 | 0 | 0 | 0 | 0 | 0 | 0 | 0 | 0 | 0 | 0 | 0 | 0 | 0 | 0 | 0 | 0 | 0 | 0 | 0 | 0 | 0 | 0 | 0 | 0 | 0 | 0
F5_Commercial_School (WA)_New_Water Heating_Natural Gas_Water Heater_E8 | F5 | Commercial | School (WA) | New | Water Heating | Natural Gas | Water Heater | E8 | RIM BC Ratio | 0 | 0 | 0 | 0 | 0 | 0 | 0 | 0 | 0 | 0 | 0 | 0 | 0 | 0 | 0 | 0 | 0 | 0 | 0 | 0 | 0 | 0 | 0 | 0 | 0 | 0 | 0
F5_Commercial_School (WA)_New_Water Heating_Natural Gas_Water Heater_E9 | F5 | Commercial | School (WA) | New | Water Heating | Natural Gas | Water Heater | E9 | RIM BC Ratio | 0 | 0 | 0 | 0 | 0 | 0 | 0 | 0 | 0 | 0 | 0 | 0 | 0 | 0 | 0 | 0 | 0 | 0 | 0 | 0 | 0 | 0 | 0 | 0 | 0 | 0 | 0
F5_Commercial_School (WA)_New_Water Heating_Natural Gas_Water Heater_E10 | F5 | Commercial | School (WA) | New | Water Heating | Natural Gas | Water Heater | E10 | RIM BC Ratio | 0 | 0 | 0 | 0 | 0 | 0 | 0 | 0 | 0 | 0 | 0 | 0 | 0 | 0 | 0 | 0 | 0 | 0 | 0 | 0 | 0 | 0 | 0 | 0 | 0 | 0 | 0
F0_Commercial_School (WA)_New_Food Preparation_Natural Gas_Oven_E0 | F0 | Commercial | School (WA) | New | Food Preparation | Natural Gas | Oven | E0 | Economic Unit | ENERGY STAR (>42% Baking Efficiency) | ENERGY STAR (>42% Baking Efficiency) | ENERGY STAR (>42% Baking Efficiency) | ENERGY STAR (>42% Baking Efficiency) | ENERGY STAR (>42% Baking Efficiency) | ENERGY STAR (>42% Baking Efficiency) | ENERGY STAR (>42% Baking Efficiency) | ENERGY STAR (>42% Baking Efficiency) | ENERGY STAR (>42% Baking Efficiency) | ENERGY STAR (>42% Baking Efficiency) | ENERGY STAR (>42% Baking Efficiency) | ENERGY STAR (>42% Baking Efficiency) | ENERGY STAR (>42% Baking Efficiency) | ENERGY STAR (>42% Baking Efficiency) | ENERGY STAR (>42% Baking Efficiency) | ENERGY STAR (>42% Baking Efficiency) | ENERGY STAR (>42% Baking Efficiency) | ENERGY STAR (>42% Baking Efficiency) | ENERGY STAR (>42% Baking Efficiency) | ENERGY STAR (>42% Baking Efficiency) | ENERGY STAR (>42% Baking Efficiency) | ENERGY STAR (>42% Baking Efficiency) | ENERGY STAR (>42% Baking Efficiency) | ENERGY STAR (>42% Baking Efficiency) | ENERGY STAR (>42% Baking Efficiency) | ENERGY STAR (>42% Baking Efficiency) | ENERGY STAR (>42% Baking Efficiency)
F1_Commercial_School (WA)_New_Food Preparation_Natural Gas_Oven_E1 | F1 | Commercial | School (WA) | New | Food Preparation | Natural Gas | Oven | E1 | CCE | 0 | 0 | 0 | 0 | 0 | 0 | 0 | 0 | 0 | 0 | 0 | 0 | 0 | 0 | 0 | 0 | 0 | 0 | 0 | 0 | 0 | 0 | 0 | 0 | 0 | 0 | 0
F1_Commercial_School (WA)_New_Food Preparation_Natural Gas_Oven_E2 | F1 | Commercial | School (WA) | New | Food Preparation | Natural Gas | Oven | E2 | CCE | 8.799e-05 | 8.799e-05 | 8.799e-05 | 8.799e-05 | 8.799e-05 | 8.799e-05 | 8.799e-05 | 8.799e-05 | 8.799e-05 | 8.799e-05 | 8.799e-05 | 8.799e-05 | 8.799e-05 | 8.799e-05 | 8.799e-05 | 8.799e-05 | 8.799e-05 | 8.799e-05 | 8.799e-05 | 8.799e-05 | 8.799e-05 | 8.799e-05 | 8.799e-05 | 8.799e-05 | 8.799e-05 | 8.799e-05 | 8.799e-05
F1_Commercial_School (WA)_New_Food Preparation_Natural Gas_Oven_E3 | F1 | Commercial | School (WA) | New | Food Preparation | Natural Gas | Oven | E3 | CCE | 0 | 0 | 0 | 0 | 0 | 0 | 0 | 0 | 0 | 0 | 0 | 0 | 0 | 0 | 0 | 0 | 0 | 0 | 0 | 0 | 0 | 0 | 0 | 0 | 0 | 0 | 0
F1_Commercial_School (WA)_New_Food Preparation_Natural Gas_Oven_E4 | F1 | Commercial | School (WA) | New | Food Preparation | Natural Gas | Oven | E4 | CCE | 0 | 0 | 0 | 0 | 0 | 0 | 0 | 0 | 0 | 0 | 0 | 0 | 0 | 0 | 0 | 0 | 0 | 0 | 0 | 0 | 0 | 0 | 0 | 0 | 0 | 0 | 0
F1_Commercial_School (WA)_New_Food Preparation_Natural Gas_Oven_E5 | F1 | Commercial | School (WA) | New | Food Preparation | Natural Gas | Oven | E5 | CCE | 0 | 0 | 0 | 0 | 0 | 0 | 0 | 0 | 0 | 0 | 0 | 0 | 0 | 0 | 0 | 0 | 0 | 0 | 0 | 0 | 0 | 0 | 0 | 0 | 0 | 0 | 0
F1_Commercial_School (WA)_New_Food Preparation_Natural Gas_Oven_E6 | F1 | Commercial | School (WA) | New | Food Preparation | Natural Gas | Oven | E6 | CCE | 0 | 0 | 0 | 0 | 0 | 0 | 0 | 0 | 0 | 0 | 0 | 0 | 0 | 0 | 0 | 0 | 0 | 0 | 0 | 0 | 0 | 0 | 0 | 0 | 0 | 0 | 0
F1_Commercial_School (WA)_New_Food Preparation_Natural Gas_Oven_E7 | F1 | Commercial | School (WA) | New | Food Preparation | Natural Gas | Oven | E7 | CCE | 0 | 0 | 0 | 0 | 0 | 0 | 0 | 0 | 0 | 0 | 0 | 0 | 0 | 0 | 0 | 0 | 0 | 0 | 0 | 0 | 0 | 0 | 0 | 0 | 0 | 0 | 0
F1_Commercial_School (WA)_New_Food Preparation_Natural Gas_Oven_E8 | F1 | Commercial | School (WA) | New | Food Preparation | Natural Gas | Oven | E8 | CCE | 0 | 0 | 0 | 0 | 0 | 0 | 0 | 0 | 0 | 0 | 0 | 0 | 0 | 0 | 0 | 0 | 0 | 0 | 0 | 0 | 0 | 0 | 0 | 0 | 0 | 0 | 0
F1_Commercial_School (WA)_New_Food Preparation_Natural Gas_Oven_E9 | F1 | Commercial | School (WA) | New | Food Preparation | Natural Gas | Oven | E9 | CCE | 0 | 0 | 0 | 0 | 0 | 0 | 0 | 0 | 0 | 0 | 0 | 0 | 0 | 0 | 0 | 0 | 0 | 0 | 0 | 0 | 0 | 0 | 0 | 0 | 0 | 0 | 0
F1_Commercial_School (WA)_New_Food Preparation_Natural Gas_Oven_E10 | F1 | Commercial | School (WA) | New | Food Preparation | Natural Gas | Oven | E10 | CCE | 0 | 0 | 0 | 0 | 0 | 0 | 0 | 0 | 0 | 0 | 0 | 0 | 0 | 0 | 0 | 0 | 0 | 0 | 0 | 0 | 0 | 0 | 0 | 0 | 0 | 0 | 0
F2_Commercial_School (WA)_New_Food Preparation_Natural Gas_Oven_E1 | F2 | Commercial | School (WA) | New | Food Preparation | Natural Gas | Oven | E1 | TRC BC Ratio | [24 empty] | 1 | 1 | 1 | bar: 2019 to 2042
F2_Commercial_School (WA)_New_Food Preparation_Natural Gas_Oven_E2 | F2 | Commercial | School (WA) | New | Food Preparation | Natural Gas | Oven | E2 | TRC BC Ratio | 39.4147 | 40.3246 | 41.4692 | 42.8194 | 44.3896 | 46.3698 | 48.4324 | 50.489 | 52.4726 | 54.4835 | 56.053 | 57.5129 | 59.0869 | 60.6202 | 61.9724 | 63.2245 | 64.3287 | 65.4141 | 66.5815 | 67.7134 | 68.8778 | 70.0921 | 71.318 | 72.5851 | 73.8746 | 75.187 | 76.5228
F2_Commercial_School (WA)_New_Food Preparation_Natural Gas_Oven_E3 | F2 | Commercial | School (WA) | New | Food Preparation | Natural Gas | Oven | E3 | TRC BC Ratio | 0 | 0 | 0 | 0 | 0 | 0 | 0 | 0 | 0 | 0 | 0 | 0 | 0 | 0 | 0 | 0 | 0 | 0 | 0 | 0 | 0 | 0 | 0 | 0 | 0 | 0 | 0
F2_Commercial_School (WA)_New_Food Preparation_Natural Gas_Oven_E4 | F2 | Commercial | School (WA) | New | Food Preparation | Natural Gas | Oven | E4 | TRC BC Ratio | 0 | 0 | 0 | 0 | 0 | 0 | 0 | 0 | 0 | 0 | 0 | 0 | 0 | 0 | 0 | 0 | 0 | 0 | 0 | 0 | 0 | 0 | 0 | 0 | 0 | 0 | 0
F2_Commercial_School (WA)_New_Food Preparation_Natural Gas_Oven_E5 | F2 | Commercial | School (WA) | New | Food Preparation | Natural Gas | Oven | E5 | TRC BC Ratio | 0 | 0 | 0 | 0 | 0 | 0 | 0 | 0 | 0 | 0 | 0 | 0 | 0 | 0 | 0 | 0 | 0 | 0 | 0 | 0 | 0 | 0 | 0 | 0 | 0 | 0 | 0
F2_Commercial_School (WA)_New_Food Preparation_Natural Gas_Oven_E6 | F2 | Commercial | School (WA) | New | Food Preparation | Natural Gas | Oven | E6 | TRC BC Ratio | 0 | 0 | 0 | 0 | 0 | 0 | 0 | 0 | 0 | 0 | 0 | 0 | 0 | 0 | 0 | 0 | 0 | 0 | 0 | 0 | 0 | 0 | 0 | 0 | 0 | 0 | 0
F2_Commercial_School (WA)_New_Food Preparation_Natural Gas_Oven_E7 | F2 | Commercial | School (WA) | New | Food Preparation | Natural Gas | Oven | E7 | TRC BC Ratio | 0 | 0 | 0 | 0 | 0 | 0 | 0 | 0 | 0 | 0 | 0 | 0 | 0 | 0 | 0 | 0 | 0 | 0 | 0 | 0 | 0 | 0 | 0 | 0 | 0 | 0 | 0
F2_Commercial_School (WA)_New_Food Preparation_Natural Gas_Oven_E8 | F2 | Commercial | School (WA) | New | Food Preparation | Natural Gas | Oven | E8 | TRC BC Ratio | 0 | 0 | 0 | 0 | 0 | 0 | 0 | 0 | 0 | 0 | 0 | 0 | 0 | 0 | 0 | 0 | 0 | 0 | 0 | 0 | 0 | 0 | 0 | 0 | 0 | 0 | 0
F2_Commercial_School (WA)_New_Food Preparation_Natural Gas_Oven_E9 | F2 | Commercial | School (WA) | New | Food Preparation | Natural Gas | Oven | E9 | TRC BC Ratio | 0 | 0 | 0 | 0 | 0 | 0 | 0 | 0 | 0 | 0 | 0 | 0 | 0 | 0 | 0 | 0 | 0 | 0 | 0 | 0 | 0 | 0 | 0 | 0 | 0 | 0 | 0
F2_Commercial_School (WA)_New_Food Preparation_Natural Gas_Oven_E10 | F2 | Commercial | School (WA) | New | Food Preparation | Natural Gas | Oven | E10 | TRC BC Ratio | 0 | 0 | 0 | 0 | 0 | 0 | 0 | 0 | 0 | 0 | 0 | 0 | 0 | 0 | 0 | 0 | 0 | 0 | 0 | 0 | 0 | 0 | 0 | 0 | 0 | 0 | 0
F3_Commercial_School (WA)_New_Food Preparation_Natural Gas_Oven_E1 | F3 | Commercial | School (WA) | New | Food Preparation | Natural Gas | Oven | E1 | PACT BC Ratio | [24 empty] | 1 | 1 | 1 | bar: 2019 to 2042
F3_Commercial_School (WA)_New_Food Preparation_Natural Gas_Oven_E2 | F3 | Commercial | School (WA) | New | Food Preparation | Natural Gas | Oven | E2 | PACT BC Ratio | 79.4349 | 81.2687 | 83.5755 | 86.2967 | 89.4611 | 93.452 | 97.6089 | 101.7536 | 105.7513 | 109.8041 | 112.9671 | 115.9094 | 119.0815 | 122.1717 | 124.897 | 127.4204 | 129.6458 | 131.8333 | 134.1859 | 136.4671 | 138.8138 | 141.2611 | 143.7317 | 146.2853 | 148.8842 | 151.5292 | 154.2213
F3_Commercial_School (WA)_New_Food Preparation_Natural Gas_Oven_E3 | F3 | Commercial | School (WA) | New | Food Preparation | Natural Gas | Oven | E3 | PACT BC Ratio | 0 | 0 | 0 | 0 | 0 | 0 | 0 | 0 | 0 | 0 | 0 | 0 | 0 | 0 | 0 | 0 | 0 | 0 | 0 | 0 | 0 | 0 | 0 | 0 | 0 | 0 | 0
F3_Commercial_School (WA)_New_Food Preparation_Natural Gas_Oven_E4 | F3 | Commercial | School (WA) | New | Food Preparation | Natural Gas | Oven | E4 | PACT BC Ratio | 0 | 0 | 0 | 0 | 0 | 0 | 0 | 0 | 0 | 0 | 0 | 0 | 0 | 0 | 0 | 0 | 0 | 0 | 0 | 0 | 0 | 0 | 0 | 0 | 0 | 0 | 0
F3_Commercial_School (WA)_New_Food Preparation_Natural Gas_Oven_E5 | F3 | Commercial | School (WA) | New | Food Preparation | Natural Gas | Oven | E5 | PACT BC Ratio | 0 | 0 | 0 | 0 | 0 | 0 | 0 | 0 | 0 | 0 | 0 | 0 | 0 | 0 | 0 | 0 | 0 | 0 | 0 | 0 | 0 | 0 | 0 | 0 | 0 | 0 | 0
F3_Commercial_School (WA)_New_Food Preparation_Natural Gas_Oven_E6 | F3 | Commercial | School (WA) | New | Food Preparation | Natural Gas | Oven | E6 | PACT BC Ratio | 0 | 0 | 0 | 0 | 0 | 0 | 0 | 0 | 0 | 0 | 0 | 0 | 0 | 0 | 0 | 0 | 0 | 0 | 0 | 0 | 0 | 0 | 0 | 0 | 0 | 0 | 0
F3_Commercial_School (WA)_New_Food Preparation_Natural Gas_Oven_E7 | F3 | Commercial | School (WA) | New | Food Preparation | Natural Gas | Oven | E7 | PACT BC Ratio | 0 | 0 | 0 | 0 | 0 | 0 | 0 | 0 | 0 | 0 | 0 | 0 | 0 | 0 | 0 | 0 | 0 | 0 | 0 | 0 | 0 | 0 | 0 | 0 | 0 | 0 | 0
F3_Commercial_School (WA)_New_Food Preparation_Natural Gas_Oven_E8 | F3 | Commercial | School (WA) | New | Food Preparation | Natural Gas | Oven | E8 | PACT BC Ratio | 0 | 0 | 0 | 0 | 0 | 0 | 0 | 0 | 0 | 0 | 0 | 0 | 0 | 0 | 0 | 0 | 0 | 0 | 0 | 0 | 0 | 0 | 0 | 0 | 0 | 0 | 0
F3_Commercial_School (WA)_New_Food Preparation_Natural Gas_Oven_E9 | F3 | Commercial | School (WA) | New | Food Preparation | Natural Gas | Oven | E9 | PACT BC Ratio | 0 | 0 | 0 | 0 | 0 | 0 | 0 | 0 | 0 | 0 | 0 | 0 | 0 | 0 | 0 | 0 | 0 | 0 | 0 | 0 | 0 | 0 | 0 | 0 | 0 | 0 | 0
F3_Commercial_School (WA)_New_Food Preparation_Natural Gas_Oven_E10 | F3 | Commercial | School (WA) | New | Food Preparation | Natural Gas | Oven | E10 | PACT BC Ratio | 0 | 0 | 0 | 0 | 0 | 0 | 0 | 0 | 0 | 0 | 0 | 0 | 0 | 0 | 0 | 0 | 0 | 0 | 0 | 0 | 0 | 0 | 0 | 0 | 0 | 0 | 0
F4_Commercial_School (WA)_New_Food Preparation_Natural Gas_Oven_E1 | F4 | Commercial | School (WA) | New | Food Preparation | Natural Gas | Oven | E1 | RVT BC Ratio | [24 empty] | 1 | 1 | 1 | bar: 2019 to 2042
F4_Commercial_School (WA)_New_Food Preparation_Natural Gas_Oven_E2 | F4 | Commercial | School (WA) | New | Food Preparation | Natural Gas | Oven | E2 | RVT BC Ratio | 56.6597 | 57.5962 | 58.7376 | 60.1248 | 61.775 | 63.9563 | 66.1939 | 68.3585 | 70.3509 | 72.2645 | 74.23 | 75.9857 | 77.8172 | 79.5098 | 80.9354 | 82.1988 | 83.2348 | 84.2113 | 85.259 | 86.2201 | 87.1815 | 88.7115 | 90.2561 | 91.8526 | 93.4774 | 95.1311 | 96.8142
F4_Commercial_School (WA)_New_Food Preparation_Natural Gas_Oven_E3 | F4 | Commercial | School (WA) | New | Food Preparation | Natural Gas | Oven | E3 | RVT BC Ratio | 0 | 0 | 0 | 0 | 0 | 0 | 0 | 0 | 0 | 0 | 0 | 0 | 0 | 0 | 0 | 0 | 0 | 0 | 0 | 0 | 0 | 0 | 0 | 0 | 0 | 0 | 0
F4_Commercial_School (WA)_New_Food Preparation_Natural Gas_Oven_E4 | F4 | Commercial | School (WA) | New | Food Preparation | Natural Gas | Oven | E4 | RVT BC Ratio | 0 | 0 | 0 | 0 | 0 | 0 | 0 | 0 | 0 | 0 | 0 | 0 | 0 | 0 | 0 | 0 | 0 | 0 | 0 | 0 | 0 | 0 | 0 | 0 | 0 | 0 | 0
F4_Commercial_School (WA)_New_Food Preparation_Natural Gas_Oven_E5 | F4 | Commercial | School (WA) | New | Food Preparation | Natural Gas | Oven | E5 | RVT BC Ratio | 0 | 0 | 0 | 0 | 0 | 0 | 0 | 0 | 0 | 0 | 0 | 0 | 0 | 0 | 0 | 0 | 0 | 0 | 0 | 0 | 0 | 0 | 0 | 0 | 0 | 0 | 0
F4_Commercial_School (WA)_New_Food Preparation_Natural Gas_Oven_E6 | F4 | Commercial | School (WA) | New | Food Preparation | Natural Gas | Oven | E6 | RVT BC Ratio | 0 | 0 | 0 | 0 | 0 | 0 | 0 | 0 | 0 | 0 | 0 | 0 | 0 | 0 | 0 | 0 | 0 | 0 | 0 | 0 | 0 | 0 | 0 | 0 | 0 | 0 | 0
F4_Commercial_School (WA)_New_Food Preparation_Natural Gas_Oven_E7 | F4 | Commercial | School (WA) | New | Food Preparation | Natural Gas | Oven | E7 | RVT BC Ratio | 0 | 0 | 0 | 0 | 0 | 0 | 0 | 0 | 0 | 0 | 0 | 0 | 0 | 0 | 0 | 0 | 0 | 0 | 0 | 0 | 0 | 0 | 0 | 0 | 0 | 0 | 0
F4_Commercial_School (WA)_New_Food Preparation_Natural Gas_Oven_E8 | F4 | Commercial | School (WA) | New | Food Preparation | Natural Gas | Oven | E8 | RVT BC Ratio | 0 | 0 | 0 | 0 | 0 | 0 | 0 | 0 | 0 | 0 | 0 | 0 | 0 | 0 | 0 | 0 | 0 | 0 | 0 | 0 | 0 | 0 | 0 | 0 | 0 | 0 | 0
F4_Commercial_School (WA)_New_Food Preparation_Natural Gas_Oven_E9 | F4 | Commercial | School (WA) | New | Food Preparation | Natural Gas | Oven | E9 | RVT BC Ratio | 0 | 0 | 0 | 0 | 0 | 0 | 0 | 0 | 0 | 0 | 0 | 0 | 0 | 0 | 0 | 0 | 0 | 0 | 0 | 0 | 0 | 0 | 0 | 0 | 0 | 0 | 0
F4_Commercial_School (WA)_New_Food Preparation_Natural Gas_Oven_E10 | F4 | Commercial | School (WA) | New | Food Preparation | Natural Gas | Oven | E10 | RVT BC Ratio | 0 | 0 | 0 | 0 | 0 | 0 | 0 | 0 | 0 | 0 | 0 | 0 | 0 | 0 | 0 | 0 | 0 | 0 | 0 | 0 | 0 | 0 | 0 | 0 | 0 | 0 | 0
F5_Commercial_School (WA)_New_Food Preparation_Natural Gas_Oven_E1 | F5 | Commercial | School (WA) | New | Food Preparation | Natural Gas | Oven | E1 | RIM BC Ratio | [24 empty] | 1 | 1 | 1 | bar: 2019 to 2042
F5_Commercial_School (WA)_New_Food Preparation_Natural Gas_Oven_E2 | F5 | Commercial | School (WA) | New | Food Preparation | Natural Gas | Oven | E2 | RIM BC Ratio | 0.83183 | 0.83724 | 0.84433 | 0.85178 | 0.8595 | 0.86732 | 0.87536 | 0.88372 | 0.89251 | 0.90224 | 0.90372 | 0.90588 | 0.90883 | 0.91261 | 0.91658 | 0.92076 | 0.92521 | 0.92993 | 0.93493 | 0.94025 | 0.94589 | 0.946 | 0.94611 | 0.94622 | 0.94633 | 0.94643 | 0.94654
F5_Commercial_School (WA)_New_Food Preparation_Natural Gas_Oven_E3 | F5 | Commercial | School (WA) | New | Food Preparation | Natural Gas | Oven | E3 | RIM BC Ratio | 0 | 0 | 0 | 0 | 0 | 0 | 0 | 0 | 0 | 0 | 0 | 0 | 0 | 0 | 0 | 0 | 0 | 0 | 0 | 0 | 0 | 0 | 0 | 0 | 0 | 0 | 0
F5_Commercial_School (WA)_New_Food Preparation_Natural Gas_Oven_E4 | F5 | Commercial | School (WA) | New | Food Preparation | Natural Gas | Oven | E4 | RIM BC Ratio | 0 | 0 | 0 | 0 | 0 | 0 | 0 | 0 | 0 | 0 | 0 | 0 | 0 | 0 | 0 | 0 | 0 | 0 | 0 | 0 | 0 | 0 | 0 | 0 | 0 | 0 | 0
F5_Commercial_School (WA)_New_Food Preparation_Natural Gas_Oven_E5 | F5 | Commercial | School (WA) | New | Food Preparation | Natural Gas | Oven | E5 | RIM BC Ratio | 0 | 0 | 0 | 0 | 0 | 0 | 0 | 0 | 0 | 0 | 0 | 0 | 0 | 0 | 0 | 0 | 0 | 0 | 0 | 0 | 0 | 0 | 0 | 0 | 0 | 0 | 0
F5_Commercial_School (WA)_New_Food Preparation_Natural Gas_Oven_E6 | F5 | Commercial | School (WA) | New | Food Preparation | Natural Gas | Oven | E6 | RIM BC Ratio | 0 | 0 | 0 | 0 | 0 | 0 | 0 | 0 | 0 | 0 | 0 | 0 | 0 | 0 | 0 | 0 | 0 | 0 | 0 | 0 | 0 | 0 | 0 | 0 | 0 | 0 | 0
F5_Commercial_School (WA)_New_Food Preparation_Natural Gas_Oven_E7 | F5 | Commercial | School (WA) | New | Food Preparation | Natural Gas | Oven | E7 | RIM BC Ratio | 0 | 0 | 0 | 0 | 0 | 0 | 0 | 0 | 0 | 0 | 0 | 0 | 0 | 0 | 0 | 0 | 0 | 0 | 0 | 0 | 0 | 0 | 0 | 0 | 0 | 0 | 0
F5_Commercial_School (WA)_New_Food Preparation_Natural Gas_Oven_E8 | F5 | Commercial | School (WA) | New | Food Preparation | Natural Gas | Oven | E8 | RIM BC Ratio | 0 | 0 | 0 | 0 | 0 | 0 | 0 | 0 | 0 | 0 | 0 | 0 | 0 | 0 | 0 | 0 | 0 | 0 | 0 | 0 | 0 | 0 | 0 | 0 | 0 | 0 | 0
F5_Commercial_School (WA)_New_Food Preparation_Natural Gas_Oven_E9 | F5 | Commercial | School (WA) | New | Food Preparation | Natural Gas | Oven | E9 | RIM BC Ratio | 0 | 0 | 0 | 0 | 0 | 0 | 0 | 0 | 0 | 0 | 0 | 0 | 0 | 0 | 0 | 0 | 0 | 0 | 0 | 0 | 0 | 0 | 0 | 0 | 0 | 0 | 0
F5_Commercial_School (WA)_New_Food Preparation_Natural Gas_Oven_E10 | F5 | Commercial | School (WA) | New | Food Preparation | Natural Gas | Oven | E10 | RIM BC Ratio | 0 | 0 | 0 | 0 | 0 | 0 | 0 | 0 | 0 | 0 | 0 | 0 | 0 | 0 | 0 | 0 | 0 | 0 | 0 | 0 | 0 | 0 | 0 | 0 | 0 | 0 | 0
F0_Commercial_School (WA)_New_Food Preparation_Natural Gas_Conveyor Oven_E0 | F0 | Commercial | School (WA) | New | Food Preparation | Natural Gas | Conveyor Oven | E0 | Economic Unit | ENERGY STAR (>42% Baking Efficiency) | ENERGY STAR (>42% Baking Efficiency) | ENERGY STAR (>42% Baking Efficiency) | ENERGY STAR (>42% Baking Efficiency) | ENERGY STAR (>42% Baking Efficiency) | ENERGY STAR (>42% Baking Efficiency) | ENERGY STAR (>42% Baking Efficiency) | ENERGY STAR (>42% Baking Efficiency) | ENERGY STAR (>42% Baking Efficiency) | ENERGY STAR (>42% Baking Efficiency) | ENERGY STAR (>42% Baking Efficiency) | ENERGY STAR (>42% Baking Efficiency) | ENERGY STAR (>42% Baking Efficiency) | ENERGY STAR (>42% Baking Efficiency) | ENERGY STAR (>42% Baking Efficiency) | ENERGY STAR (>42% Baking Efficiency) | ENERGY STAR (>42% Baking Efficiency) | ENERGY STAR (>42% Baking Efficiency) | ENERGY STAR (>42% Baking Efficiency) | ENERGY STAR (>42% Baking Efficiency) | ENERGY STAR (>42% Baking Efficiency) | ENERGY STAR (>42% Baking Efficiency) | ENERGY STAR (>42% Baking Efficiency) | ENERGY STAR (>42% Baking Efficiency) | ENERGY STAR (>42% Baking Efficiency) | ENERGY STAR (>42% Baking Efficiency) | ENERGY STAR (>42% Baking Efficiency)
F1_Commercial_School (WA)_New_Food Preparation_Natural Gas_Conveyor Oven_E1 | F1 | Commercial | School (WA) | New | Food Preparation | Natural Gas | Conveyor Oven | E1 | CCE | 0 | 0 | 0 | 0 | 0 | 0 | 0 | 0 | 0 | 0 | 0 | 0 | 0 | 0 | 0 | 0 | 0 | 0 | 0 | 0 | 0 | 0 | 0 | 0 | 0 | 0 | 0
F1_Commercial_School (WA)_New_Food Preparation_Natural Gas_Conveyor Oven_E2 | F1 | Commercial | School (WA) | New | Food Preparation | Natural Gas | Conveyor Oven | E2 | CCE | 0.00013761 | 0.00013761 | 0.00013761 | 0.00013761 | 0.00013761 | 0.00013761 | 0.00013761 | 0.00013761 | 0.00013761 | 0.00013761 | 0.00013761 | 0.00013761 | 0.00013761 | 0.00013761 | 0.00013761 | 0.00013761 | 0.00013761 | 0.00013761 | 0.00013761 | 0.00013761 | 0.00013761 | 0.00013761 | 0.00013761 | 0.00013761 | 0.00013761 | 0.00013761 | 0.00013761
F1_Commercial_School (WA)_New_Food Preparation_Natural Gas_Conveyor Oven_E3 | F1 | Commercial | School (WA) | New | Food Preparation | Natural Gas | Conveyor Oven | E3 | CCE | 0 | 0 | 0 | 0 | 0 | 0 | 0 | 0 | 0 | 0 | 0 | 0 | 0 | 0 | 0 | 0 | 0 | 0 | 0 | 0 | 0 | 0 | 0 | 0 | 0 | 0 | 0
F1_Commercial_School (WA)_New_Food Preparation_Natural Gas_Conveyor Oven_E4 | F1 | Commercial | School (WA) | New | Food Preparation | Natural Gas | Conveyor Oven | E4 | CCE | 0 | 0 | 0 | 0 | 0 | 0 | 0 | 0 | 0 | 0 | 0 | 0 | 0 | 0 | 0 | 0 | 0 | 0 | 0 | 0 | 0 | 0 | 0 | 0 | 0 | 0 | 0
F1_Commercial_School (WA)_New_Food Preparation_Natural Gas_Conveyor Oven_E5 | F1 | Commercial | School (WA) | New | Food Preparation | Natural Gas | Conveyor Oven | E5 | CCE | 0 | 0 | 0 | 0 | 0 | 0 | 0 | 0 | 0 | 0 | 0 | 0 | 0 | 0 | 0 | 0 | 0 | 0 | 0 | 0 | 0 | 0 | 0 | 0 | 0 | 0 | 0
F1_Commercial_School (WA)_New_Food Preparation_Natural Gas_Conveyor Oven_E6 | F1 | Commercial | School (WA) | New | Food Preparation | Natural Gas | Conveyor Oven | E6 | CCE | 0 | 0 | 0 | 0 | 0 | 0 | 0 | 0 | 0 | 0 | 0 | 0 | 0 | 0 | 0 | 0 | 0 | 0 | 0 | 0 | 0 | 0 | 0 | 0 | 0 | 0 | 0
F1_Commercial_School (WA)_New_Food Preparation_Natural Gas_Conveyor Oven_E7 | F1 | Commercial | School (WA) | New | Food Preparation | Natural Gas | Conveyor Oven | E7 | CCE | 0 | 0 | 0 | 0 | 0 | 0 | 0 | 0 | 0 | 0 | 0 | 0 | 0 | 0 | 0 | 0 | 0 | 0 | 0 | 0 | 0 | 0 | 0 | 0 | 0 | 0 | 0
F1_Commercial_School (WA)_New_Food Preparation_Natural Gas_Conveyor Oven_E8 | F1 | Commercial | School (WA) | New | Food Preparation | Natural Gas | Conveyor Oven | E8 | CCE | 0 | 0 | 0 | 0 | 0 | 0 | 0 | 0 | 0 | 0 | 0 | 0 | 0 | 0 | 0 | 0 | 0 | 0 | 0 | 0 | 0 | 0 | 0 | 0 | 0 | 0 | 0
F1_Commercial_School (WA)_New_Food Preparation_Natural Gas_Conveyor Oven_E9 | F1 | Commercial | School (WA) | New | Food Preparation | Natural Gas | Conveyor Oven | E9 | CCE | 0 | 0 | 0 | 0 | 0 | 0 | 0 | 0 | 0 | 0 | 0 | 0 | 0 | 0 | 0 | 0 | 0 | 0 | 0 | 0 | 0 | 0 | 0 | 0 | 0 | 0 | 0
F1_Commercial_School (WA)_New_Food Preparation_Natural Gas_Conveyor Oven_E10 | F1 | Commercial | School (WA) | New | Food Preparation | Natural Gas | Conveyor Oven | E10 | CCE | 0 | 0 | 0 | 0 | 0 | 0 | 0 | 0 | 0 | 0 | 0 | 0 | 0 | 0 | 0 | 0 | 0 | 0 | 0 | 0 | 0 | 0 | 0 | 0 | 0 | 0 | 0
F2_Commercial_School (WA)_New_Food Preparation_Natural Gas_Conveyor Oven_E1 | F2 | Commercial | School (WA) | New | Food Preparation | Natural Gas | Conveyor Oven | E1 | TRC BC Ratio | [24 empty] | 1 | 1 | 1 | bar: 2019 to 2042
F2_Commercial_School (WA)_New_Food Preparation_Natural Gas_Conveyor Oven_E2 | F2 | Commercial | School (WA) | New | Food Preparation | Natural Gas | Conveyor Oven | E2 | TRC BC Ratio | 27.8787 | 28.6268 | 29.4489 | 30.3496 | 31.3363 | 32.4857 | 33.6515 | 34.8016 | 35.9112 | 37.037 | 37.9658 | 38.8474 | 39.7876 | 40.7149 | 41.5636 | 42.3714 | 43.1154 | 43.855 | 44.6366 | 45.4062 | 46.1951 | 47.0115 | 47.8379 | 48.6877 | 49.5527 | 50.4331 | 51.3291
F2_Commercial_School (WA)_New_Food Preparation_Natural Gas_Conveyor Oven_E3 | F2 | Commercial | School (WA) | New | Food Preparation | Natural Gas | Conveyor Oven | E3 | TRC BC Ratio | 0 | 0 | 0 | 0 | 0 | 0 | 0 | 0 | 0 | 0 | 0 | 0 | 0 | 0 | 0 | 0 | 0 | 0 | 0 | 0 | 0 | 0 | 0 | 0 | 0 | 0 | 0
F2_Commercial_School (WA)_New_Food Preparation_Natural Gas_Conveyor Oven_E4 | F2 | Commercial | School (WA) | New | Food Preparation | Natural Gas | Conveyor Oven | E4 | TRC BC Ratio | 0 | 0 | 0 | 0 | 0 | 0 | 0 | 0 | 0 | 0 | 0 | 0 | 0 | 0 | 0 | 0 | 0 | 0 | 0 | 0 | 0 | 0 | 0 | 0 | 0 | 0 | 0
F2_Commercial_School (WA)_New_Food Preparation_Natural Gas_Conveyor Oven_E5 | F2 | Commercial | School (WA) | New | Food Preparation | Natural Gas | Conveyor Oven | E5 | TRC BC Ratio | 0 | 0 | 0 | 0 | 0 | 0 | 0 | 0 | 0 | 0 | 0 | 0 | 0 | 0 | 0 | 0 | 0 | 0 | 0 | 0 | 0 | 0 | 0 | 0 | 0 | 0 | 0
F2_Commercial_School (WA)_New_Food Preparation_Natural Gas_Conveyor Oven_E6 | F2 | Commercial | School (WA) | New | Food Preparation | Natural Gas | Conveyor Oven | E6 | TRC BC Ratio | 0 | 0 | 0 | 0 | 0 | 0 | 0 | 0 | 0 | 0 | 0 | 0 | 0 | 0 | 0 | 0 | 0 | 0 | 0 | 0 | 0 | 0 | 0 | 0 | 0 | 0 | 0
F2_Commercial_School (WA)_New_Food Preparation_Natural Gas_Conveyor Oven_E7 | F2 | Commercial | School (WA) | New | Food Preparation | Natural Gas | Conveyor Oven | E7 | TRC BC Ratio | 0 | 0 | 0 | 0 | 0 | 0 | 0 | 0 | 0 | 0 | 0 | 0 | 0 | 0 | 0 | 0 | 0 | 0 | 0 | 0 | 0 | 0 | 0 | 0 | 0 | 0 | 0
F2_Commercial_School (WA)_New_Food Preparation_Natural Gas_Conveyor Oven_E8 | F2 | Commercial | School (WA) | New | Food Preparation | Natural Gas | Conveyor Oven | E8 | TRC BC Ratio | 0 | 0 | 0 | 0 | 0 | 0 | 0 | 0 | 0 | 0 | 0 | 0 | 0 | 0 | 0 | 0 | 0 | 0 | 0 | 0 | 0 | 0 | 0 | 0 | 0 | 0 | 0
F2_Commercial_School (WA)_New_Food Preparation_Natural Gas_Conveyor Oven_E9 | F2 | Commercial | School (WA) | New | Food Preparation | Natural Gas | Conveyor Oven | E9 | TRC BC Ratio | 0 | 0 | 0 | 0 | 0 | 0 | 0 | 0 | 0 | 0 | 0 | 0 | 0 | 0 | 0 | 0 | 0 | 0 | 0 | 0 | 0 | 0 | 0 | 0 | 0 | 0 | 0
F2_Commercial_School (WA)_New_Food Preparation_Natural Gas_Conveyor Oven_E10 | F2 | Commercial | School (WA) | New | Food Preparation | Natural Gas | Conveyor Oven | E10 | TRC BC Ratio | 0 | 0 | 0 | 0 | 0 | 0 | 0 | 0 | 0 | 0 | 0 | 0 | 0 | 0 | 0 | 0 | 0 | 0 | 0 | 0 | 0 | 0 | 0 | 0 | 0 | 0 | 0
F3_Commercial_School (WA)_New_Food Preparation_Natural Gas_Conveyor Oven_E1 | F3 | Commercial | School (WA) | New | Food Preparation | Natural Gas | Conveyor Oven | E1 | PACT BC Ratio | [24 empty] | 1 | 1 | 1 | bar: 2019 to 2042
F3_Commercial_School (WA)_New_Food Preparation_Natural Gas_Conveyor Oven_E2 | F3 | Commercial | School (WA) | New | Food Preparation | Natural Gas | Conveyor Oven | E2 | PACT BC Ratio | 56.1857 | 57.6934 | 59.3503 | 61.1655 | 63.154 | 65.4704 | 67.8199 | 70.1379 | 72.3741 | 74.6431 | 76.515 | 78.2916 | 80.1865 | 82.0554 | 83.7658 | 85.3938 | 86.8933 | 88.3838 | 89.9589 | 91.5099 | 93.1 | 94.7453 | 96.4107 | 98.1235 | 99.8667 | 101.641 | 103.4467
F3_Commercial_School (WA)_New_Food Preparation_Natural Gas_Conveyor Oven_E3 | F3 | Commercial | School (WA) | New | Food Preparation | Natural Gas | Conveyor Oven | E3 | PACT BC Ratio | 0 | 0 | 0 | 0 | 0 | 0 | 0 | 0 | 0 | 0 | 0 | 0 | 0 | 0 | 0 | 0 | 0 | 0 | 0 | 0 | 0 | 0 | 0 | 0 | 0 | 0 | 0
F3_Commercial_School (WA)_New_Food Preparation_Natural Gas_Conveyor Oven_E4 | F3 | Commercial | School (WA) | New | Food Preparation | Natural Gas | Conveyor Oven | E4 | PACT BC Ratio | 0 | 0 | 0 | 0 | 0 | 0 | 0 | 0 | 0 | 0 | 0 | 0 | 0 | 0 | 0 | 0 | 0 | 0 | 0 | 0 | 0 | 0 | 0 | 0 | 0 | 0 | 0
F3_Commercial_School (WA)_New_Food Preparation_Natural Gas_Conveyor Oven_E5 | F3 | Commercial | School (WA) | New | Food Preparation | Natural Gas | Conveyor Oven | E5 | PACT BC Ratio | 0 | 0 | 0 | 0 | 0 | 0 | 0 | 0 | 0 | 0 | 0 | 0 | 0 | 0 | 0 | 0 | 0 | 0 | 0 | 0 | 0 | 0 | 0 | 0 | 0 | 0 | 0
F3_Commercial_School (WA)_New_Food Preparation_Natural Gas_Conveyor Oven_E6 | F3 | Commercial | School (WA) | New | Food Preparation | Natural Gas | Conveyor Oven | E6 | PACT BC Ratio | 0 | 0 | 0 | 0 | 0 | 0 | 0 | 0 | 0 | 0 | 0 | 0 | 0 | 0 | 0 | 0 | 0 | 0 | 0 | 0 | 0 | 0 | 0 | 0 | 0 | 0 | 0
F3_Commercial_School (WA)_New_Food Preparation_Natural Gas_Conveyor Oven_E7 | F3 | Commercial | School (WA) | New | Food Preparation | Natural Gas | Conveyor Oven | E7 | PACT BC Ratio | 0 | 0 | 0 | 0 | 0 | 0 | 0 | 0 | 0 | 0 | 0 | 0 | 0 | 0 | 0 | 0 | 0 | 0 | 0 | 0 | 0 | 0 | 0 | 0 | 0 | 0 | 0
F3_Commercial_School (WA)_New_Food Preparation_Natural Gas_Conveyor Oven_E8 | F3 | Commercial | School (WA) | New | Food Preparation | Natural Gas | Conveyor Oven | E8 | PACT BC Ratio | 0 | 0 | 0 | 0 | 0 | 0 | 0 | 0 | 0 | 0 | 0 | 0 | 0 | 0 | 0 | 0 | 0 | 0 | 0 | 0 | 0 | 0 | 0 | 0 | 0 | 0 | 0
F3_Commercial_School (WA)_New_Food Preparation_Natural Gas_Conveyor Oven_E9 | F3 | Commercial | School (WA) | New | Food Preparation | Natural Gas | Conveyor Oven | E9 | PACT BC Ratio | 0 | 0 | 0 | 0 | 0 | 0 | 0 | 0 | 0 | 0 | 0 | 0 | 0 | 0 | 0 | 0 | 0 | 0 | 0 | 0 | 0 | 0 | 0 | 0 | 0 | 0 | 0
F3_Commercial_School (WA)_New_Food Preparation_Natural Gas_Conveyor Oven_E10 | F3 | Commercial | School (WA) | New | Food Preparation | Natural Gas | Conveyor Oven | E10 | PACT BC Ratio | 0 | 0 | 0 | 0 | 0 | 0 | 0 | 0 | 0 | 0 | 0 | 0 | 0 | 0 | 0 | 0 | 0 | 0 | 0 | 0 | 0 | 0 | 0 | 0 | 0 | 0 | 0
F4_Commercial_School (WA)_New_Food Preparation_Natural Gas_Conveyor Oven_E1 | F4 | Commercial | School (WA) | New | Food Preparation | Natural Gas | Conveyor Oven | E1 | RVT BC Ratio | [24 empty] | 1 | 1 | 1 | bar: 2019 to 2042
F4_Commercial_School (WA)_New_Food Preparation_Natural Gas_Conveyor Oven_E2 | F4 | Commercial | School (WA) | New | Food Preparation | Natural Gas | Conveyor Oven | E2 | RVT BC Ratio | 39.1774 | 40.0062 | 40.9077 | 41.8847 | 42.944 | 44.1917 | 45.4127 | 46.575 | 47.6404 | 48.6878 | 49.7826 | 50.8044 | 51.8922 | 52.9508 | 53.8924 | 54.766 | 55.5403 | 56.2927 | 57.0831 | 57.8394 | 58.6013 | 59.6299 | 60.6711 | 61.742 | 62.8319 | 63.9411 | 65.07
F4_Commercial_School (WA)_New_Food Preparation_Natural Gas_Conveyor Oven_E3 | F4 | Commercial | School (WA) | New | Food Preparation | Natural Gas | Conveyor Oven | E3 | RVT BC Ratio | 0 | 0 | 0 | 0 | 0 | 0 | 0 | 0 | 0 | 0 | 0 | 0 | 0 | 0 | 0 | 0 | 0 | 0 | 0 | 0 | 0 | 0 | 0 | 0 | 0 | 0 | 0
F4_Commercial_School (WA)_New_Food Preparation_Natural Gas_Conveyor Oven_E4 | F4 | Commercial | School (WA) | New | Food Preparation | Natural Gas | Conveyor Oven | E4 | RVT BC Ratio | 0 | 0 | 0 | 0 | 0 | 0 | 0 | 0 | 0 | 0 | 0 | 0 | 0 | 0 | 0 | 0 | 0 | 0 | 0 | 0 | 0 | 0 | 0 | 0 | 0 | 0 | 0
F4_Commercial_School (WA)_New_Food Preparation_Natural Gas_Conveyor Oven_E5 | F4 | Commercial | School (WA) | New | Food Preparation | Natural Gas | Conveyor Oven | E5 | RVT BC Ratio | 0 | 0 | 0 | 0 | 0 | 0 | 0 | 0 | 0 | 0 | 0 | 0 | 0 | 0 | 0 | 0 | 0 | 0 | 0 | 0 | 0 | 0 | 0 | 0 | 0 | 0 | 0
F4_Commercial_School (WA)_New_Food Preparation_Natural Gas_Conveyor Oven_E6 | F4 | Commercial | School (WA) | New | Food Preparation | Natural Gas | Conveyor Oven | E6 | RVT BC Ratio | 0 | 0 | 0 | 0 | 0 | 0 | 0 | 0 | 0 | 0 | 0 | 0 | 0 | 0 | 0 | 0 | 0 | 0 | 0 | 0 | 0 | 0 | 0 | 0 | 0 | 0 | 0
F4_Commercial_School (WA)_New_Food Preparation_Natural Gas_Conveyor Oven_E7 | F4 | Commercial | School (WA) | New | Food Preparation | Natural Gas | Conveyor Oven | E7 | RVT BC Ratio | 0 | 0 | 0 | 0 | 0 | 0 | 0 | 0 | 0 | 0 | 0 | 0 | 0 | 0 | 0 | 0 | 0 | 0 | 0 | 0 | 0 | 0 | 0 | 0 | 0 | 0 | 0
F4_Commercial_School (WA)_New_Food Preparation_Natural Gas_Conveyor Oven_E8 | F4 | Commercial | School (WA) | New | Food Preparation | Natural Gas | Conveyor Oven | E8 | RVT BC Ratio | 0 | 0 | 0 | 0 | 0 | 0 | 0 | 0 | 0 | 0 | 0 | 0 | 0 | 0 | 0 | 0 | 0 | 0 | 0 | 0 | 0 | 0 | 0 | 0 | 0 | 0 | 0
F4_Commercial_School (WA)_New_Food Preparation_Natural Gas_Conveyor Oven_E9 | F4 | Commercial | School (WA) | New | Food Preparation | Natural Gas | Conveyor Oven | E9 | RVT BC Ratio | 0 | 0 | 0 | 0 | 0 | 0 | 0 | 0 | 0 | 0 | 0 | 0 | 0 | 0 | 0 | 0 | 0 | 0 | 0 | 0 | 0 | 0 | 0 | 0 | 0 | 0 | 0
F4_Commercial_School (WA)_New_Food Preparation_Natural Gas_Conveyor Oven_E10 | F4 | Commercial | School (WA) | New | Food Preparation | Natural Gas | Conveyor Oven | E10 | RVT BC Ratio | 0 | 0 | 0 | 0 | 0 | 0 | 0 | 0 | 0 | 0 | 0 | 0 | 0 | 0 | 0 | 0 | 0 | 0 | 0 | 0 | 0 | 0 | 0 | 0 | 0 | 0 | 0
F5_Commercial_School (WA)_New_Food Preparation_Natural Gas_Conveyor Oven_E1 | F5 | Commercial | School (WA) | New | Food Preparation | Natural Gas | Conveyor Oven | E1 | RIM BC Ratio | [24 empty] | 1 | 1 | 1 | bar: 2019 to 2042
F5_Commercial_School (WA)_New_Food Preparation_Natural Gas_Conveyor Oven_E2 | F5 | Commercial | School (WA) | New | Food Preparation | Natural Gas | Conveyor Oven | E2 | RIM BC Ratio | 0.84958 | 0.8544 | 0.85966 | 0.86539 | 0.87158 | 0.87815 | 0.88532 | 0.89283 | 0.90078 | 0.90911 | 0.9115 | 0.91398 | 0.91655 | 0.91923 | 0.92206 | 0.92504 | 0.92821 | 0.93155 | 0.93507 | 0.9388 | 0.94274 | 0.9429 | 0.94307 | 0.94323 | 0.94338 | 0.94354 | 0.94369
F5_Commercial_School (WA)_New_Food Preparation_Natural Gas_Conveyor Oven_E3 | F5 | Commercial | School (WA) | New | Food Preparation | Natural Gas | Conveyor Oven | E3 | RIM BC Ratio | 0 | 0 | 0 | 0 | 0 | 0 | 0 | 0 | 0 | 0 | 0 | 0 | 0 | 0 | 0 | 0 | 0 | 0 | 0 | 0 | 0 | 0 | 0 | 0 | 0 | 0 | 0
F5_Commercial_School (WA)_New_Food Preparation_Natural Gas_Conveyor Oven_E4 | F5 | Commercial | School (WA) | New | Food Preparation | Natural Gas | Conveyor Oven | E4 | RIM BC Ratio | 0 | 0 | 0 | 0 | 0 | 0 | 0 | 0 | 0 | 0 | 0 | 0 | 0 | 0 | 0 | 0 | 0 | 0 | 0 | 0 | 0 | 0 | 0 | 0 | 0 | 0 | 0
F5_Commercial_School (WA)_New_Food Preparation_Natural Gas_Conveyor Oven_E5 | F5 | Commercial | School (WA) | New | Food Preparation | Natural Gas | Conveyor Oven | E5 | RIM BC Ratio | 0 | 0 | 0 | 0 | 0 | 0 | 0 | 0 | 0 | 0 | 0 | 0 | 0 | 0 | 0 | 0 | 0 | 0 | 0 | 0 | 0 | 0 | 0 | 0 | 0 | 0 | 0
F5_Commercial_School (WA)_New_Food Preparation_Natural Gas_Conveyor Oven_E6 | F5 | Commercial | School (WA) | New | Food Preparation | Natural Gas | Conveyor Oven | E6 | RIM BC Ratio | 0 | 0 | 0 | 0 | 0 | 0 | 0 | 0 | 0 | 0 | 0 | 0 | 0 | 0 | 0 | 0 | 0 | 0 | 0 | 0 | 0 | 0 | 0 | 0 | 0 | 0 | 0
F5_Commercial_School (WA)_New_Food Preparation_Natural Gas_Conveyor Oven_E7 | F5 | Commercial | School (WA) | New | Food Preparation | Natural Gas | Conveyor Oven | E7 | RIM BC Ratio | 0 | 0 | 0 | 0 | 0 | 0 | 0 | 0 | 0 | 0 | 0 | 0 | 0 | 0 | 0 | 0 | 0 | 0 | 0 | 0 | 0 | 0 | 0 | 0 | 0 | 0 | 0
F5_Commercial_School (WA)_New_Food Preparation_Natural Gas_Conveyor Oven_E8 | F5 | Commercial | School (WA) | New | Food Preparation | Natural Gas | Conveyor Oven | E8 | RIM BC Ratio | 0 | 0 | 0 | 0 | 0 | 0 | 0 | 0 | 0 | 0 | 0 | 0 | 0 | 0 | 0 | 0 | 0 | 0 | 0 | 0 | 0 | 0 | 0 | 0 | 0 | 0 | 0
F5_Commercial_School (WA)_New_Food Preparation_Natural Gas_Conveyor Oven_E9 | F5 | Commercial | School (WA) | New | Food Preparation | Natural Gas | Conveyor Oven | E9 | RIM BC Ratio | 0 | 0 | 0 | 0 | 0 | 0 | 0 | 0 | 0 | 0 | 0 | 0 | 0 | 0 | 0 | 0 | 0 | 0 | 0 | 0 | 0 | 0 | 0 | 0 | 0 | 0 | 0
F5_Commercial_School (WA)_New_Food Preparation_Natural Gas_Conveyor Oven_E10 | F5 | Commercial | School (WA) | New | Food Preparation | Natural Gas | Conveyor Oven | E10 | RIM BC Ratio | 0 | 0 | 0 | 0 | 0 | 0 | 0 | 0 | 0 | 0 | 0 | 0 | 0 | 0 | 0 | 0 | 0 | 0 | 0 | 0 | 0 | 0 | 0 | 0 | 0 | 0 | 0
F0_Commercial_School (WA)_New_Food Preparation_Natural Gas_Double Rack Oven_E0 | F0 | Commercial | School (WA) | New | Food Preparation | Natural Gas | Double Rack Oven | E0 | Economic Unit | FTSC Qualified (>50% Cooking Efficiency) | FTSC Qualified (>50% Cooking Efficiency) | FTSC Qualified (>50% Cooking Efficiency) | FTSC Qualified (>50% Cooking Efficiency) | FTSC Qualified (>50% Cooking Efficiency) | FTSC Qualified (>50% Cooking Efficiency) | FTSC Qualified (>50% Cooking Efficiency) | FTSC Qualified (>50% Cooking Efficiency) | FTSC Qualified (>50% Cooking Efficiency) | FTSC Qualified (>50% Cooking Efficiency) | FTSC Qualified (>50% Cooking Efficiency) | FTSC Qualified (>50% Cooking Efficiency) | FTSC Qualified (>50% Cooking Efficiency) | FTSC Qualified (>50% Cooking Efficiency) | FTSC Qualified (>50% Cooking Efficiency) | FTSC Qualified (>50% Cooking Efficiency) | FTSC Qualified (>50% Cooking Efficiency) | FTSC Qualified (>50% Cooking Efficiency) | FTSC Qualified (>50% Cooking Efficiency) | FTSC Qualified (>50% Cooking Efficiency) | FTSC Qualified (>50% Cooking Efficiency) | FTSC Qualified (>50% Cooking Efficiency) | FTSC Qualified (>50% Cooking Efficiency) | FTSC Qualified (>50% Cooking Efficiency) | FTSC Qualified (>50% Cooking Efficiency) | FTSC Qualified (>50% Cooking Efficiency) | FTSC Qualified (>50% Cooking Efficiency)
F1_Commercial_School (WA)_New_Food Preparation_Natural Gas_Double Rack Oven_E1 | F1 | Commercial | School (WA) | New | Food Preparation | Natural Gas | Double Rack Oven | E1 | CCE | 0 | 0 | 0 | 0 | 0 | 0 | 0 | 0 | 0 | 0 | 0 | 0 | 0 | 0 | 0 | 0 | 0 | 0 | 0 | 0 | 0 | 0 | 0 | 0 | 0 | 0 | 0
F1_Commercial_School (WA)_New_Food Preparation_Natural Gas_Double Rack Oven_E2 | F1 | Commercial | School (WA) | New | Food Preparation | Natural Gas | Double Rack Oven | E2 | CCE | 0.00028896 | 0.00028896 | 0.00028896 | 0.00028896 | 0.00028896 | 0.00028896 | 0.00028896 | 0.00028896 | 0.00028896 | 0.00028896 | 0.00028896 | 0.00028896 | 0.00028896 | 0.00028896 | 0.00028896 | 0.00028896 | 0.00028896 | 0.00028896 | 0.00028896 | 0.00028896 | 0.00028896 | 0.00028896 | 0.00028896 | 0.00028896 | 0.00028896 | 0.00028896 | 0.00028896
F1_Commercial_School (WA)_New_Food Preparation_Natural Gas_Double Rack Oven_E3 | F1 | Commercial | School (WA) | New | Food Preparation | Natural Gas | Double Rack Oven | E3 | CCE | 0 | 0 | 0 | 0 | 0 | 0 | 0 | 0 | 0 | 0 | 0 | 0 | 0 | 0 | 0 | 0 | 0 | 0 | 0 | 0 | 0 | 0 | 0 | 0 | 0 | 0 | 0
F1_Commercial_School (WA)_New_Food Preparation_Natural Gas_Double Rack Oven_E4 | F1 | Commercial | School (WA) | New | Food Preparation | Natural Gas | Double Rack Oven | E4 | CCE | 0 | 0 | 0 | 0 | 0 | 0 | 0 | 0 | 0 | 0 | 0 | 0 | 0 | 0 | 0 | 0 | 0 | 0 | 0 | 0 | 0 | 0 | 0 | 0 | 0 | 0 | 0
F1_Commercial_School (WA)_New_Food Preparation_Natural Gas_Double Rack Oven_E5 | F1 | Commercial | School (WA) | New | Food Preparation | Natural Gas | Double Rack Oven | E5 | CCE | 0 | 0 | 0 | 0 | 0 | 0 | 0 | 0 | 0 | 0 | 0 | 0 | 0 | 0 | 0 | 0 | 0 | 0 | 0 | 0 | 0 | 0 | 0 | 0 | 0 | 0 | 0
F1_Commercial_School (WA)_New_Food Preparation_Natural Gas_Double Rack Oven_E6 | F1 | Commercial | School (WA) | New | Food Preparation | Natural Gas | Double Rack Oven | E6 | CCE | 0 | 0 | 0 | 0 | 0 | 0 | 0 | 0 | 0 | 0 | 0 | 0 | 0 | 0 | 0 | 0 | 0 | 0 | 0 | 0 | 0 | 0 | 0 | 0 | 0 | 0 | 0
F1_Commercial_School (WA)_New_Food Preparation_Natural Gas_Double Rack Oven_E7 | F1 | Commercial | School (WA) | New | Food Preparation | Natural Gas | Double Rack Oven | E7 | CCE | 0 | 0 | 0 | 0 | 0 | 0 | 0 | 0 | 0 | 0 | 0 | 0 | 0 | 0 | 0 | 0 | 0 | 0 | 0 | 0 | 0 | 0 | 0 | 0 | 0 | 0 | 0
F1_Commercial_School (WA)_New_Food Preparation_Natural Gas_Double Rack Oven_E8 | F1 | Commercial | School (WA) | New | Food Preparation | Natural Gas | Double Rack Oven | E8 | CCE | 0 | 0 | 0 | 0 | 0 | 0 | 0 | 0 | 0 | 0 | 0 | 0 | 0 | 0 | 0 | 0 | 0 | 0 | 0 | 0 | 0 | 0 | 0 | 0 | 0 | 0 | 0
F1_Commercial_School (WA)_New_Food Preparation_Natural Gas_Double Rack Oven_E9 | F1 | Commercial | School (WA) | New | Food Preparation | Natural Gas | Double Rack Oven | E9 | CCE | 0 | 0 | 0 | 0 | 0 | 0 | 0 | 0 | 0 | 0 | 0 | 0 | 0 | 0 | 0 | 0 | 0 | 0 | 0 | 0 | 0 | 0 | 0 | 0 | 0 | 0 | 0
F1_Commercial_School (WA)_New_Food Preparation_Natural Gas_Double Rack Oven_E10 | F1 | Commercial | School (WA) | New | Food Preparation | Natural Gas | Double Rack Oven | E10 | CCE | 0 | 0 | 0 | 0 | 0 | 0 | 0 | 0 | 0 | 0 | 0 | 0 | 0 | 0 | 0 | 0 | 0 | 0 | 0 | 0 | 0 | 0 | 0 | 0 | 0 | 0 | 0
F2_Commercial_School (WA)_New_Food Preparation_Natural Gas_Double Rack Oven_E1 | F2 | Commercial | School (WA) | New | Food Preparation | Natural Gas | Double Rack Oven | E1 | TRC BC Ratio | [24 empty] | 1 | 1 | 1 | bar: 2019 to 2042
F2_Commercial_School (WA)_New_Food Preparation_Natural Gas_Double Rack Oven_E2 | F2 | Commercial | School (WA) | New | Food Preparation | Natural Gas | Double Rack Oven | E2 | TRC BC Ratio | 12.3167 | 12.6271 | 12.9949 | 13.4163 | 13.8929 | 14.4728 | 15.0696 | 15.6607 | 16.2297 | 16.8067 | 17.2657 | 17.6958 | 18.1579 | 18.6102 | 19.0147 | 19.3931 | 19.7326 | 20.0677 | 20.4256 | 20.7748 | 21.1335 | 21.5064 | 21.8833 | 22.272 | 22.6677 | 23.0704 | 23.4803
F2_Commercial_School (WA)_New_Food Preparation_Natural Gas_Double Rack Oven_E3 | F2 | Commercial | School (WA) | New | Food Preparation | Natural Gas | Double Rack Oven | E3 | TRC BC Ratio | 0 | 0 | 0 | 0 | 0 | 0 | 0 | 0 | 0 | 0 | 0 | 0 | 0 | 0 | 0 | 0 | 0 | 0 | 0 | 0 | 0 | 0 | 0 | 0 | 0 | 0 | 0
F2_Commercial_School (WA)_New_Food Preparation_Natural Gas_Double Rack Oven_E4 | F2 | Commercial | School (WA) | New | Food Preparation | Natural Gas | Double Rack Oven | E4 | TRC BC Ratio | 0 | 0 | 0 | 0 | 0 | 0 | 0 | 0 | 0 | 0 | 0 | 0 | 0 | 0 | 0 | 0 | 0 | 0 | 0 | 0 | 0 | 0 | 0 | 0 | 0 | 0 | 0
F2_Commercial_School (WA)_New_Food Preparation_Natural Gas_Double Rack Oven_E5 | F2 | Commercial | School (WA) | New | Food Preparation | Natural Gas | Double Rack Oven | E5 | TRC BC Ratio | 0 | 0 | 0 | 0 | 0 | 0 | 0 | 0 | 0 | 0 | 0 | 0 | 0 | 0 | 0 | 0 | 0 | 0 | 0 | 0 | 0 | 0 | 0 | 0 | 0 | 0 | 0
F2_Commercial_School (WA)_New_Food Preparation_Natural Gas_Double Rack Oven_E6 | F2 | Commercial | School (WA) | New | Food Preparation | Natural Gas | Double Rack Oven | E6 | TRC BC Ratio | 0 | 0 | 0 | 0 | 0 | 0 | 0 | 0 | 0 | 0 | 0 | 0 | 0 | 0 | 0 | 0 | 0 | 0 | 0 | 0 | 0 | 0 | 0 | 0 | 0 | 0 | 0
F2_Commercial_School (WA)_New_Food Preparation_Natural Gas_Double Rack Oven_E7 | F2 | Commercial | School (WA) | New | Food Preparation | Natural Gas | Double Rack Oven | E7 | TRC BC Ratio | 0 | 0 | 0 | 0 | 0 | 0 | 0 | 0 | 0 | 0 | 0 | 0 | 0 | 0 | 0 | 0 | 0 | 0 | 0 | 0 | 0 | 0 | 0 | 0 | 0 | 0 | 0
F2_Commercial_School (WA)_New_Food Preparation_Natural Gas_Double Rack Oven_E8 | F2 | Commercial | School (WA) | New | Food Preparation | Natural Gas | Double Rack Oven | E8 | TRC BC Ratio | 0 | 0 | 0 | 0 | 0 | 0 | 0 | 0 | 0 | 0 | 0 | 0 | 0 | 0 | 0 | 0 | 0 | 0 | 0 | 0 | 0 | 0 | 0 | 0 | 0 | 0 | 0
F2_Commercial_School (WA)_New_Food Preparation_Natural Gas_Double Rack Oven_E9 | F2 | Commercial | School (WA) | New | Food Preparation | Natural Gas | Double Rack Oven | E9 | TRC BC Ratio | 0 | 0 | 0 | 0 | 0 | 0 | 0 | 0 | 0 | 0 | 0 | 0 | 0 | 0 | 0 | 0 | 0 | 0 | 0 | 0 | 0 | 0 | 0 | 0 | 0 | 0 | 0
F2_Commercial_School (WA)_New_Food Preparation_Natural Gas_Double Rack Oven_E10 | F2 | Commercial | School (WA) | New | Food Preparation | Natural Gas | Double Rack Oven | E10 | TRC BC Ratio | 0 | 0 | 0 | 0 | 0 | 0 | 0 | 0 | 0 | 0 | 0 | 0 | 0 | 0 | 0 | 0 | 0 | 0 | 0 | 0 | 0 | 0 | 0 | 0 | 0 | 0 | 0
F3_Commercial_School (WA)_New_Food Preparation_Natural Gas_Double Rack Oven_E1 | F3 | Commercial | School (WA) | New | Food Preparation | Natural Gas | Double Rack Oven | E1 | PACT BC Ratio | [24 empty] | 1 | 1 | 1 | bar: 2019 to 2042
F3_Commercial_School (WA)_New_Food Preparation_Natural Gas_Double Rack Oven_E2 | F3 | Commercial | School (WA) | New | Food Preparation | Natural Gas | Double Rack Oven | E2 | PACT BC Ratio | 24.8226 | 25.4482 | 26.1894 | 27.0387 | 27.9993 | 29.1679 | 30.3708 | 31.562 | 32.7088 | 33.8716 | 34.7968 | 35.6635 | 36.5948 | 37.5064 | 38.3215 | 39.0842 | 39.7683 | 40.4436 | 41.165 | 41.8687 | 42.5916 | 43.3432 | 44.1027 | 44.8863 | 45.6837 | 46.4953 | 47.3213
F3_Commercial_School (WA)_New_Food Preparation_Natural Gas_Double Rack Oven_E3 | F3 | Commercial | School (WA) | New | Food Preparation | Natural Gas | Double Rack Oven | E3 | PACT BC Ratio | 0 | 0 | 0 | 0 | 0 | 0 | 0 | 0 | 0 | 0 | 0 | 0 | 0 | 0 | 0 | 0 | 0 | 0 | 0 | 0 | 0 | 0 | 0 | 0 | 0 | 0 | 0
F3_Commercial_School (WA)_New_Food Preparation_Natural Gas_Double Rack Oven_E4 | F3 | Commercial | School (WA) | New | Food Preparation | Natural Gas | Double Rack Oven | E4 | PACT BC Ratio | 0 | 0 | 0 | 0 | 0 | 0 | 0 | 0 | 0 | 0 | 0 | 0 | 0 | 0 | 0 | 0 | 0 | 0 | 0 | 0 | 0 | 0 | 0 | 0 | 0 | 0 | 0
F3_Commercial_School (WA)_New_Food Preparation_Natural Gas_Double Rack Oven_E5 | F3 | Commercial | School (WA) | New | Food Preparation | Natural Gas | Double Rack Oven | E5 | PACT BC Ratio | 0 | 0 | 0 | 0 | 0 | 0 | 0 | 0 | 0 | 0 | 0 | 0 | 0 | 0 | 0 | 0 | 0 | 0 | 0 | 0 | 0 | 0 | 0 | 0 | 0 | 0 | 0
F3_Commercial_School (WA)_New_Food Preparation_Natural Gas_Double Rack Oven_E6 | F3 | Commercial | School (WA) | New | Food Preparation | Natural Gas | Double Rack Oven | E6 | PACT BC Ratio | 0 | 0 | 0 | 0 | 0 | 0 | 0 | 0 | 0 | 0 | 0 | 0 | 0 | 0 | 0 | 0 | 0 | 0 | 0 | 0 | 0 | 0 | 0 | 0 | 0 | 0 | 0
F3_Commercial_School (WA)_New_Food Preparation_Natural Gas_Double Rack Oven_E7 | F3 | Commercial | School (WA) | New | Food Preparation | Natural Gas | Double Rack Oven | E7 | PACT BC Ratio | 0 | 0 | 0 | 0 | 0 | 0 | 0 | 0 | 0 | 0 | 0 | 0 | 0 | 0 | 0 | 0 | 0 | 0 | 0 | 0 | 0 | 0 | 0 | 0 | 0 | 0 | 0
F3_Commercial_School (WA)_New_Food Preparation_Natural Gas_Double Rack Oven_E8 | F3 | Commercial | School (WA) | New | Food Preparation | Natural Gas | Double Rack Oven | E8 | PACT BC Ratio | 0 | 0 | 0 | 0 | 0 | 0 | 0 | 0 | 0 | 0 | 0 | 0 | 0 | 0 | 0 | 0 | 0 | 0 | 0 | 0 | 0 | 0 | 0 | 0 | 0 | 0 | 0
F3_Commercial_School (WA)_New_Food Preparation_Natural Gas_Double Rack Oven_E9 | F3 | Commercial | School (WA) | New | Food Preparation | Natural Gas | Double Rack Oven | E9 | PACT BC Ratio | 0 | 0 | 0 | 0 | 0 | 0 | 0 | 0 | 0 | 0 | 0 | 0 | 0 | 0 | 0 | 0 | 0 | 0 | 0 | 0 | 0 | 0 | 0 | 0 | 0 | 0 | 0
F3_Commercial_School (WA)_New_Food Preparation_Natural Gas_Double Rack Oven_E10 | F3 | Commercial | School (WA) | New | Food Preparation | Natural Gas | Double Rack Oven | E10 | PACT BC Ratio | 0 | 0 | 0 | 0 | 0 | 0 | 0 | 0 | 0 | 0 | 0 | 0 | 0 | 0 | 0 | 0 | 0 | 0 | 0 | 0 | 0 | 0 | 0 | 0 | 0 | 0 | 0
F4_Commercial_School (WA)_New_Food Preparation_Natural Gas_Double Rack Oven_E1 | F4 | Commercial | School (WA) | New | Food Preparation | Natural Gas | Double Rack Oven | E1 | RVT BC Ratio | [24 empty] | 1 | 1 | 1 | bar: 2019 to 2042
F4_Commercial_School (WA)_New_Food Preparation_Natural Gas_Double Rack Oven_E2 | F4 | Commercial | School (WA) | New | Food Preparation | Natural Gas | Double Rack Oven | E2 | RVT BC Ratio | 17.8033 | 18.1322 | 18.5182 | 18.9682 | 19.4836 | 20.127 | 20.7722 | 21.3847 | 21.9392 | 22.4768 | 23.0337 | 23.5399 | 24.0742 | 24.5798 | 25.0145 | 25.4068 | 25.7388 | 26.0558 | 26.3929 | 26.7077 | 27.0236 | 27.4935 | 27.9683 | 28.4582 | 28.9568 | 29.4642 | 29.9806
F4_Commercial_School (WA)_New_Food Preparation_Natural Gas_Double Rack Oven_E3 | F4 | Commercial | School (WA) | New | Food Preparation | Natural Gas | Double Rack Oven | E3 | RVT BC Ratio | 0 | 0 | 0 | 0 | 0 | 0 | 0 | 0 | 0 | 0 | 0 | 0 | 0 | 0 | 0 | 0 | 0 | 0 | 0 | 0 | 0 | 0 | 0 | 0 | 0 | 0 | 0
F4_Commercial_School (WA)_New_Food Preparation_Natural Gas_Double Rack Oven_E4 | F4 | Commercial | School (WA) | New | Food Preparation | Natural Gas | Double Rack Oven | E4 | RVT BC Ratio | 0 | 0 | 0 | 0 | 0 | 0 | 0 | 0 | 0 | 0 | 0 | 0 | 0 | 0 | 0 | 0 | 0 | 0 | 0 | 0 | 0 | 0 | 0 | 0 | 0 | 0 | 0
F4_Commercial_School (WA)_New_Food Preparation_Natural Gas_Double Rack Oven_E5 | F4 | Commercial | School (WA) | New | Food Preparation | Natural Gas | Double Rack Oven | E5 | RVT BC Ratio | 0 | 0 | 0 | 0 | 0 | 0 | 0 | 0 | 0 | 0 | 0 | 0 | 0 | 0 | 0 | 0 | 0 | 0 | 0 | 0 | 0 | 0 | 0 | 0 | 0 | 0 | 0
F4_Commercial_School (WA)_New_Food Preparation_Natural Gas_Double Rack Oven_E6 | F4 | Commercial | School (WA) | New | Food Preparation | Natural Gas | Double Rack Oven | E6 | RVT BC Ratio | 0 | 0 | 0 | 0 | 0 | 0 | 0 | 0 | 0 | 0 | 0 | 0 | 0 | 0 | 0 | 0 | 0 | 0 | 0 | 0 | 0 | 0 | 0 | 0 | 0 | 0 | 0
F4_Commercial_School (WA)_New_Food Preparation_Natural Gas_Double Rack Oven_E7 | F4 | Commercial | School (WA) | New | Food Preparation | Natural Gas | Double Rack Oven | E7 | RVT BC Ratio | 0 | 0 | 0 | 0 | 0 | 0 | 0 | 0 | 0 | 0 | 0 | 0 | 0 | 0 | 0 | 0 | 0 | 0 | 0 | 0 | 0 | 0 | 0 | 0 | 0 | 0 | 0
F4_Commercial_School (WA)_New_Food Preparation_Natural Gas_Double Rack Oven_E8 | F4 | Commercial | School (WA) | New | Food Preparation | Natural Gas | Double Rack Oven | E8 | RVT BC Ratio | 0 | 0 | 0 | 0 | 0 | 0 | 0 | 0 | 0 | 0 | 0 | 0 | 0 | 0 | 0 | 0 | 0 | 0 | 0 | 0 | 0 | 0 | 0 | 0 | 0 | 0 | 0
F4_Commercial_School (WA)_New_Food Preparation_Natural Gas_Double Rack Oven_E9 | F4 | Commercial | School (WA) | New | Food Preparation | Natural Gas | Double Rack Oven | E9 | RVT BC Ratio | 0 | 0 | 0 | 0 | 0 | 0 | 0 | 0 | 0 | 0 | 0 | 0 | 0 | 0 | 0 | 0 | 0 | 0 | 0 | 0 | 0 | 0 | 0 | 0 | 0 | 0 | 0
F4_Commercial_School (WA)_New_Food Preparation_Natural Gas_Double Rack Oven_E10 | F4 | Commercial | School (WA) | New | Food Preparation | Natural Gas | Double Rack Oven | E10 | RVT BC Ratio | 0 | 0 | 0 | 0 | 0 | 0 | 0 | 0 | 0 | 0 | 0 | 0 | 0 | 0 | 0 | 0 | 0 | 0 | 0 | 0 | 0 | 0 | 0 | 0 | 0 | 0 | 0
F5_Commercial_School (WA)_New_Food Preparation_Natural Gas_Double Rack Oven_E1 | F5 | Commercial | School (WA) | New | Food Preparation | Natural Gas | Double Rack Oven | E1 | RIM BC Ratio | [24 empty] | 1 | 1 | 1 | bar: 2019 to 2042
F5_Commercial_School (WA)_New_Food Preparation_Natural Gas_Double Rack Oven_E2 | F5 | Commercial | School (WA) | New | Food Preparation | Natural Gas | Double Rack Oven | E2 | RIM BC Ratio | 0.82096 | 0.82655 | 0.83309 | 0.83991 | 0.84697 | 0.8544 | 0.86226 | 0.87065 | 0.87969 | 0.88937 | 0.89176 | 0.89448 | 0.89764 | 0.90123 | 0.90494 | 0.90881 | 0.91288 | 0.91718 | 0.9217 | 0.92649 | 0.93155 | 0.9319 | 0.93225 | 0.93259 | 0.93293 | 0.93326 | 0.93359
F5_Commercial_School (WA)_New_Food Preparation_Natural Gas_Double Rack Oven_E3 | F5 | Commercial | School (WA) | New | Food Preparation | Natural Gas | Double Rack Oven | E3 | RIM BC Ratio | 0 | 0 | 0 | 0 | 0 | 0 | 0 | 0 | 0 | 0 | 0 | 0 | 0 | 0 | 0 | 0 | 0 | 0 | 0 | 0 | 0 | 0 | 0 | 0 | 0 | 0 | 0
F5_Commercial_School (WA)_New_Food Preparation_Natural Gas_Double Rack Oven_E4 | F5 | Commercial | School (WA) | New | Food Preparation | Natural Gas | Double Rack Oven | E4 | RIM BC Ratio | 0 | 0 | 0 | 0 | 0 | 0 | 0 | 0 | 0 | 0 | 0 | 0 | 0 | 0 | 0 | 0 | 0 | 0 | 0 | 0 | 0 | 0 | 0 | 0 | 0 | 0 | 0
F5_Commercial_School (WA)_New_Food Preparation_Natural Gas_Double Rack Oven_E5 | F5 | Commercial | School (WA) | New | Food Preparation | Natural Gas | Double Rack Oven | E5 | RIM BC Ratio | 0 | 0 | 0 | 0 | 0 | 0 | 0 | 0 | 0 | 0 | 0 | 0 | 0 | 0 | 0 | 0 | 0 | 0 | 0 | 0 | 0 | 0 | 0 | 0 | 0 | 0 | 0
F5_Commercial_School (WA)_New_Food Preparation_Natural Gas_Double Rack Oven_E6 | F5 | Commercial | School (WA) | New | Food Preparation | Natural Gas | Double Rack Oven | E6 | RIM BC Ratio | 0 | 0 | 0 | 0 | 0 | 0 | 0 | 0 | 0 | 0 | 0 | 0 | 0 | 0 | 0 | 0 | 0 | 0 | 0 | 0 | 0 | 0 | 0 | 0 | 0 | 0 | 0
F5_Commercial_School (WA)_New_Food Preparation_Natural Gas_Double Rack Oven_E7 | F5 | Commercial | School (WA) | New | Food Preparation | Natural Gas | Double Rack Oven | E7 | RIM BC Ratio | 0 | 0 | 0 | 0 | 0 | 0 | 0 | 0 | 0 | 0 | 0 | 0 | 0 | 0 | 0 | 0 | 0 | 0 | 0 | 0 | 0 | 0 | 0 | 0 | 0 | 0 | 0
F5_Commercial_School (WA)_New_Food Preparation_Natural Gas_Double Rack Oven_E8 | F5 | Commercial | School (WA) | New | Food Preparation | Natural Gas | Double Rack Oven | E8 | RIM BC Ratio | 0 | 0 | 0 | 0 | 0 | 0 | 0 | 0 | 0 | 0 | 0 | 0 | 0 | 0 | 0 | 0 | 0 | 0 | 0 | 0 | 0 | 0 | 0 | 0 | 0 | 0 | 0
F5_Commercial_School (WA)_New_Food Preparation_Natural Gas_Double Rack Oven_E9 | F5 | Commercial | School (WA) | New | Food Preparation | Natural Gas | Double Rack Oven | E9 | RIM BC Ratio | 0 | 0 | 0 | 0 | 0 | 0 | 0 | 0 | 0 | 0 | 0 | 0 | 0 | 0 | 0 | 0 | 0 | 0 | 0 | 0 | 0 | 0 | 0 | 0 | 0 | 0 | 0
F5_Commercial_School (WA)_New_Food Preparation_Natural Gas_Double Rack Oven_E10 | F5 | Commercial | School (WA) | New | Food Preparation | Natural Gas | Double Rack Oven | E10 | RIM BC Ratio | 0 | 0 | 0 | 0 | 0 | 0 | 0 | 0 | 0 | 0 | 0 | 0 | 0 | 0 | 0 | 0 | 0 | 0 | 0 | 0 | 0 | 0 | 0 | 0 | 0 | 0 | 0
F0_Commercial_School (WA)_New_Food Preparation_Natural Gas_Fryer_E0 | F0 | Commercial | School (WA) | New | Food Preparation | Natural Gas | Fryer | E0 | Economic Unit | ENERGY STAR | ENERGY STAR | ENERGY STAR | ENERGY STAR | ENERGY STAR | ENERGY STAR | ENERGY STAR | ENERGY STAR | ENERGY STAR | ENERGY STAR | ENERGY STAR | ENERGY STAR | ENERGY STAR | ENERGY STAR | ENERGY STAR | ENERGY STAR | ENERGY STAR | ENERGY STAR | ENERGY STAR | ENERGY STAR | ENERGY STAR | ENERGY STAR | ENERGY STAR | ENERGY STAR | ENERGY STAR | ENERGY STAR | ENERGY STAR
F1_Commercial_School (WA)_New_Food Preparation_Natural Gas_Fryer_E1 | F1 | Commercial | School (WA) | New | Food Preparation | Natural Gas | Fryer | E1 | CCE | 0 | 0 | 0 | 0 | 0 | 0 | 0 | 0 | 0 | 0 | 0 | 0 | 0 | 0 | 0 | 0 | 0 | 0 | 0 | 0 | 0 | 0 | 0 | 0 | 0 | 0 | 0
F1_Commercial_School (WA)_New_Food Preparation_Natural Gas_Fryer_E2 | F1 | Commercial | School (WA) | New | Food Preparation | Natural Gas | Fryer | E2 | CCE | 0.0003771 | 0.0003771 | 0.0003771 | 0.0003771 | 0.0003771 | 0.0003771 | 0.0003771 | 0.0003771 | 0.0003771 | 0.0003771 | 0.0003771 | 0.0003771 | 0.0003771 | 0.0003771 | 0.0003771 | 0.0003771 | 0.0003771 | 0.0003771 | 0.0003771 | 0.0003771 | 0.0003771 | 0.0003771 | 0.0003771 | 0.0003771 | 0.0003771 | 0.0003771 | 0.0003771
F1_Commercial_School (WA)_New_Food Preparation_Natural Gas_Fryer_E3 | F1 | Commercial | School (WA) | New | Food Preparation | Natural Gas | Fryer | E3 | CCE | 0 | 0 | 0 | 0 | 0 | 0 | 0 | 0 | 0 | 0 | 0 | 0 | 0 | 0 | 0 | 0 | 0 | 0 | 0 | 0 | 0 | 0 | 0 | 0 | 0 | 0 | 0
F1_Commercial_School (WA)_New_Food Preparation_Natural Gas_Fryer_E4 | F1 | Commercial | School (WA) | New | Food Preparation | Natural Gas | Fryer | E4 | CCE | 0 | 0 | 0 | 0 | 0 | 0 | 0 | 0 | 0 | 0 | 0 | 0 | 0 | 0 | 0 | 0 | 0 | 0 | 0 | 0 | 0 | 0 | 0 | 0 | 0 | 0 | 0
F1_Commercial_School (WA)_New_Food Preparation_Natural Gas_Fryer_E5 | F1 | Commercial | School (WA) | New | Food Preparation | Natural Gas | Fryer | E5 | CCE | 0 | 0 | 0 | 0 | 0 | 0 | 0 | 0 | 0 | 0 | 0 | 0 | 0 | 0 | 0 | 0 | 0 | 0 | 0 | 0 | 0 | 0 | 0 | 0 | 0 | 0 | 0
F1_Commercial_School (WA)_New_Food Preparation_Natural Gas_Fryer_E6 | F1 | Commercial | School (WA) | New | Food Preparation | Natural Gas | Fryer | E6 | CCE | 0 | 0 | 0 | 0 | 0 | 0 | 0 | 0 | 0 | 0 | 0 | 0 | 0 | 0 | 0 | 0 | 0 | 0 | 0 | 0 | 0 | 0 | 0 | 0 | 0 | 0 | 0
F1_Commercial_School (WA)_New_Food Preparation_Natural Gas_Fryer_E7 | F1 | Commercial | School (WA) | New | Food Preparation | Natural Gas | Fryer | E7 | CCE | 0 | 0 | 0 | 0 | 0 | 0 | 0 | 0 | 0 | 0 | 0 | 0 | 0 | 0 | 0 | 0 | 0 | 0 | 0 | 0 | 0 | 0 | 0 | 0 | 0 | 0 | 0
F1_Commercial_School (WA)_New_Food Preparation_Natural Gas_Fryer_E8 | F1 | Commercial | School (WA) | New | Food Preparation | Natural Gas | Fryer | E8 | CCE | 0 | 0 | 0 | 0 | 0 | 0 | 0 | 0 | 0 | 0 | 0 | 0 | 0 | 0 | 0 | 0 | 0 | 0 | 0 | 0 | 0 | 0 | 0 | 0 | 0 | 0 | 0
F1_Commercial_School (WA)_New_Food Preparation_Natural Gas_Fryer_E9 | F1 | Commercial | School (WA) | New | Food Preparation | Natural Gas | Fryer | E9 | CCE | 0 | 0 | 0 | 0 | 0 | 0 | 0 | 0 | 0 | 0 | 0 | 0 | 0 | 0 | 0 | 0 | 0 | 0 | 0 | 0 | 0 | 0 | 0 | 0 | 0 | 0 | 0
F1_Commercial_School (WA)_New_Food Preparation_Natural Gas_Fryer_E10 | F1 | Commercial | School (WA) | New | Food Preparation | Natural Gas | Fryer | E10 | CCE | 0 | 0 | 0 | 0 | 0 | 0 | 0 | 0 | 0 | 0 | 0 | 0 | 0 | 0 | 0 | 0 | 0 | 0 | 0 | 0 | 0 | 0 | 0 | 0 | 0 | 0 | 0
F2_Commercial_School (WA)_New_Food Preparation_Natural Gas_Fryer_E1 | F2 | Commercial | School (WA) | New | Food Preparation | Natural Gas | Fryer | E1 | TRC BC Ratio | [24 empty] | 1 | 1 | 1 | bar: 2019 to 2042
F2_Commercial_School (WA)_New_Food Preparation_Natural Gas_Fryer_E2 | F2 | Commercial | School (WA) | New | Food Preparation | Natural Gas | Fryer | E2 | TRC BC Ratio | 9.832 | 10.0902 | 10.3801 | 10.7048 | 11.0663 | 11.494 | 11.9296 | 12.3587 | 12.7713 | 13.1901 | 13.531 | 13.8526 | 14.1967 | 14.5353 | 14.8426 | 15.1334 | 15.3988 | 15.6621 | 15.9413 | 16.2153 | 16.4965 | 16.7879 | 17.0826 | 17.3861 | 17.695 | 18.0094 | 18.3293
F2_Commercial_School (WA)_New_Food Preparation_Natural Gas_Fryer_E3 | F2 | Commercial | School (WA) | New | Food Preparation | Natural Gas | Fryer | E3 | TRC BC Ratio | 0 | 0 | 0 | 0 | 0 | 0 | 0 | 0 | 0 | 0 | 0 | 0 | 0 | 0 | 0 | 0 | 0 | 0 | 0 | 0 | 0 | 0 | 0 | 0 | 0 | 0 | 0
F2_Commercial_School (WA)_New_Food Preparation_Natural Gas_Fryer_E4 | F2 | Commercial | School (WA) | New | Food Preparation | Natural Gas | Fryer | E4 | TRC BC Ratio | 0 | 0 | 0 | 0 | 0 | 0 | 0 | 0 | 0 | 0 | 0 | 0 | 0 | 0 | 0 | 0 | 0 | 0 | 0 | 0 | 0 | 0 | 0 | 0 | 0 | 0 | 0
F2_Commercial_School (WA)_New_Food Preparation_Natural Gas_Fryer_E5 | F2 | Commercial | School (WA) | New | Food Preparation | Natural Gas | Fryer | E5 | TRC BC Ratio | 0 | 0 | 0 | 0 | 0 | 0 | 0 | 0 | 0 | 0 | 0 | 0 | 0 | 0 | 0 | 0 | 0 | 0 | 0 | 0 | 0 | 0 | 0 | 0 | 0 | 0 | 0
F2_Commercial_School (WA)_New_Food Preparation_Natural Gas_Fryer_E6 | F2 | Commercial | School (WA) | New | Food Preparation | Natural Gas | Fryer | E6 | TRC BC Ratio | 0 | 0 | 0 | 0 | 0 | 0 | 0 | 0 | 0 | 0 | 0 | 0 | 0 | 0 | 0 | 0 | 0 | 0 | 0 | 0 | 0 | 0 | 0 | 0 | 0 | 0 | 0
F2_Commercial_School (WA)_New_Food Preparation_Natural Gas_Fryer_E7 | F2 | Commercial | School (WA) | New | Food Preparation | Natural Gas | Fryer | E7 | TRC BC Ratio | 0 | 0 | 0 | 0 | 0 | 0 | 0 | 0 | 0 | 0 | 0 | 0 | 0 | 0 | 0 | 0 | 0 | 0 | 0 | 0 | 0 | 0 | 0 | 0 | 0 | 0 | 0
F2_Commercial_School (WA)_New_Food Preparation_Natural Gas_Fryer_E8 | F2 | Commercial | School (WA) | New | Food Preparation | Natural Gas | Fryer | E8 | TRC BC Ratio | 0 | 0 | 0 | 0 | 0 | 0 | 0 | 0 | 0 | 0 | 0 | 0 | 0 | 0 | 0 | 0 | 0 | 0 | 0 | 0 | 0 | 0 | 0 | 0 | 0 | 0 | 0
F2_Commercial_School (WA)_New_Food Preparation_Natural Gas_Fryer_E9 | F2 | Commercial | School (WA) | New | Food Preparation | Natural Gas | Fryer | E9 | TRC BC Ratio | 0 | 0 | 0 | 0 | 0 | 0 | 0 | 0 | 0 | 0 | 0 | 0 | 0 | 0 | 0 | 0 | 0 | 0 | 0 | 0 | 0 | 0 | 0 | 0 | 0 | 0 | 0
F2_Commercial_School (WA)_New_Food Preparation_Natural Gas_Fryer_E10 | F2 | Commercial | School (WA) | New | Food Preparation | Natural Gas | Fryer | E10 | TRC BC Ratio | 0 | 0 | 0 | 0 | 0 | 0 | 0 | 0 | 0 | 0 | 0 | 0 | 0 | 0 | 0 | 0 | 0 | 0 | 0 | 0 | 0 | 0 | 0 | 0 | 0 | 0 | 0
F3_Commercial_School (WA)_New_Food Preparation_Natural Gas_Fryer_E1 | F3 | Commercial | School (WA) | New | Food Preparation | Natural Gas | Fryer | E1 | PACT BC Ratio | [24 empty] | 1 | 1 | 1 | bar: 2019 to 2042
F3_Commercial_School (WA)_New_Food Preparation_Natural Gas_Fryer_E2 | F3 | Commercial | School (WA) | New | Food Preparation | Natural Gas | Fryer | E2 | PACT BC Ratio | 19.815 | 20.3355 | 20.9197 | 21.574 | 22.3026 | 23.1646 | 24.0424 | 24.9072 | 25.7389 | 26.5829 | 27.2698 | 27.9181 | 28.6116 | 29.2938 | 29.9131 | 30.4993 | 31.0342 | 31.5648 | 32.1275 | 32.6798 | 33.2464 | 33.8336 | 34.4277 | 35.0394 | 35.6619 | 36.2954 | 36.9403
F3_Commercial_School (WA)_New_Food Preparation_Natural Gas_Fryer_E3 | F3 | Commercial | School (WA) | New | Food Preparation | Natural Gas | Fryer | E3 | PACT BC Ratio | 0 | 0 | 0 | 0 | 0 | 0 | 0 | 0 | 0 | 0 | 0 | 0 | 0 | 0 | 0 | 0 | 0 | 0 | 0 | 0 | 0 | 0 | 0 | 0 | 0 | 0 | 0
F3_Commercial_School (WA)_New_Food Preparation_Natural Gas_Fryer_E4 | F3 | Commercial | School (WA) | New | Food Preparation | Natural Gas | Fryer | E4 | PACT BC Ratio | 0 | 0 | 0 | 0 | 0 | 0 | 0 | 0 | 0 | 0 | 0 | 0 | 0 | 0 | 0 | 0 | 0 | 0 | 0 | 0 | 0 | 0 | 0 | 0 | 0 | 0 | 0
F3_Commercial_School (WA)_New_Food Preparation_Natural Gas_Fryer_E5 | F3 | Commercial | School (WA) | New | Food Preparation | Natural Gas | Fryer | E5 | PACT BC Ratio | 0 | 0 | 0 | 0 | 0 | 0 | 0 | 0 | 0 | 0 | 0 | 0 | 0 | 0 | 0 | 0 | 0 | 0 | 0 | 0 | 0 | 0 | 0 | 0 | 0 | 0 | 0
F3_Commercial_School (WA)_New_Food Preparation_Natural Gas_Fryer_E6 | F3 | Commercial | School (WA) | New | Food Preparation | Natural Gas | Fryer | E6 | PACT BC Ratio | 0 | 0 | 0 | 0 | 0 | 0 | 0 | 0 | 0 | 0 | 0 | 0 | 0 | 0 | 0 | 0 | 0 | 0 | 0 | 0 | 0 | 0 | 0 | 0 | 0 | 0 | 0
F3_Commercial_School (WA)_New_Food Preparation_Natural Gas_Fryer_E7 | F3 | Commercial | School (WA) | New | Food Preparation | Natural Gas | Fryer | E7 | PACT BC Ratio | 0 | 0 | 0 | 0 | 0 | 0 | 0 | 0 | 0 | 0 | 0 | 0 | 0 | 0 | 0 | 0 | 0 | 0 | 0 | 0 | 0 | 0 | 0 | 0 | 0 | 0 | 0
F3_Commercial_School (WA)_New_Food Preparation_Natural Gas_Fryer_E8 | F3 | Commercial | School (WA) | New | Food Preparation | Natural Gas | Fryer | E8 | PACT BC Ratio | 0 | 0 | 0 | 0 | 0 | 0 | 0 | 0 | 0 | 0 | 0 | 0 | 0 | 0 | 0 | 0 | 0 | 0 | 0 | 0 | 0 | 0 | 0 | 0 | 0 | 0 | 0
F3_Commercial_School (WA)_New_Food Preparation_Natural Gas_Fryer_E9 | F3 | Commercial | School (WA) | New | Food Preparation | Natural Gas | Fryer | E9 | PACT BC Ratio | 0 | 0 | 0 | 0 | 0 | 0 | 0 | 0 | 0 | 0 | 0 | 0 | 0 | 0 | 0 | 0 | 0 | 0 | 0 | 0 | 0 | 0 | 0 | 0 | 0 | 0 | 0
F3_Commercial_School (WA)_New_Food Preparation_Natural Gas_Fryer_E10 | F3 | Commercial | School (WA) | New | Food Preparation | Natural Gas | Fryer | E10 | PACT BC Ratio | 0 | 0 | 0 | 0 | 0 | 0 | 0 | 0 | 0 | 0 | 0 | 0 | 0 | 0 | 0 | 0 | 0 | 0 | 0 | 0 | 0 | 0 | 0 | 0 | 0 | 0 | 0
F4_Commercial_School (WA)_New_Food Preparation_Natural Gas_Fryer_E1 | F4 | Commercial | School (WA) | New | Food Preparation | Natural Gas | Fryer | E1 | RVT BC Ratio | [24 empty] | 1 | 1 | 1 | bar: 2019 to 2042
F4_Commercial_School (WA)_New_Food Preparation_Natural Gas_Fryer_E2 | F4 | Commercial | School (WA) | New | Food Preparation | Natural Gas | Fryer | E2 | RVT BC Ratio | 14.1494 | 14.4258 | 14.737 | 15.0864 | 15.476 | 15.9469 | 16.4143 | 16.8561 | 17.2568 | 17.647 | 18.0512 | 18.4216 | 18.8173 | 19.2009 | 19.5381 | 19.8481 | 20.1187 | 20.3801 | 20.6558 | 20.9176 | 21.181 | 21.5481 | 21.9195 | 22.3019 | 22.6911 | 23.0872 | 23.4904
F4_Commercial_School (WA)_New_Food Preparation_Natural Gas_Fryer_E3 | F4 | Commercial | School (WA) | New | Food Preparation | Natural Gas | Fryer | E3 | RVT BC Ratio | 0 | 0 | 0 | 0 | 0 | 0 | 0 | 0 | 0 | 0 | 0 | 0 | 0 | 0 | 0 | 0 | 0 | 0 | 0 | 0 | 0 | 0 | 0 | 0 | 0 | 0 | 0
F4_Commercial_School (WA)_New_Food Preparation_Natural Gas_Fryer_E4 | F4 | Commercial | School (WA) | New | Food Preparation | Natural Gas | Fryer | E4 | RVT BC Ratio | 0 | 0 | 0 | 0 | 0 | 0 | 0 | 0 | 0 | 0 | 0 | 0 | 0 | 0 | 0 | 0 | 0 | 0 | 0 | 0 | 0 | 0 | 0 | 0 | 0 | 0 | 0
F4_Commercial_School (WA)_New_Food Preparation_Natural Gas_Fryer_E5 | F4 | Commercial | School (WA) | New | Food Preparation | Natural Gas | Fryer | E5 | RVT BC Ratio | 0 | 0 | 0 | 0 | 0 | 0 | 0 | 0 | 0 | 0 | 0 | 0 | 0 | 0 | 0 | 0 | 0 | 0 | 0 | 0 | 0 | 0 | 0 | 0 | 0 | 0 | 0
F4_Commercial_School (WA)_New_Food Preparation_Natural Gas_Fryer_E6 | F4 | Commercial | School (WA) | New | Food Preparation | Natural Gas | Fryer | E6 | RVT BC Ratio | 0 | 0 | 0 | 0 | 0 | 0 | 0 | 0 | 0 | 0 | 0 | 0 | 0 | 0 | 0 | 0 | 0 | 0 | 0 | 0 | 0 | 0 | 0 | 0 | 0 | 0 | 0
F4_Commercial_School (WA)_New_Food Preparation_Natural Gas_Fryer_E7 | F4 | Commercial | School (WA) | New | Food Preparation | Natural Gas | Fryer | E7 | RVT BC Ratio | 0 | 0 | 0 | 0 | 0 | 0 | 0 | 0 | 0 | 0 | 0 | 0 | 0 | 0 | 0 | 0 | 0 | 0 | 0 | 0 | 0 | 0 | 0 | 0 | 0 | 0 | 0
F4_Commercial_School (WA)_New_Food Preparation_Natural Gas_Fryer_E8 | F4 | Commercial | School (WA) | New | Food Preparation | Natural Gas | Fryer | E8 | RVT BC Ratio | 0 | 0 | 0 | 0 | 0 | 0 | 0 | 0 | 0 | 0 | 0 | 0 | 0 | 0 | 0 | 0 | 0 | 0 | 0 | 0 | 0 | 0 | 0 | 0 | 0 | 0 | 0
F4_Commercial_School (WA)_New_Food Preparation_Natural Gas_Fryer_E9 | F4 | Commercial | School (WA) | New | Food Preparation | Natural Gas | Fryer | E9 | RVT BC Ratio | 0 | 0 | 0 | 0 | 0 | 0 | 0 | 0 | 0 | 0 | 0 | 0 | 0 | 0 | 0 | 0 | 0 | 0 | 0 | 0 | 0 | 0 | 0 | 0 | 0 | 0 | 0
F4_Commercial_School (WA)_New_Food Preparation_Natural Gas_Fryer_E10 | F4 | Commercial | School (WA) | New | Food Preparation | Natural Gas | Fryer | E10 | RVT BC Ratio | 0 | 0 | 0 | 0 | 0 | 0 | 0 | 0 | 0 | 0 | 0 | 0 | 0 | 0 | 0 | 0 | 0 | 0 | 0 | 0 | 0 | 0 | 0 | 0 | 0 | 0 | 0
F5_Commercial_School (WA)_New_Food Preparation_Natural Gas_Fryer_E1 | F5 | Commercial | School (WA) | New | Food Preparation | Natural Gas | Fryer | E1 | RIM BC Ratio | [24 empty] | 1 | 1 | 1 | bar: 2019 to 2042
F5_Commercial_School (WA)_New_Food Preparation_Natural Gas_Fryer_E2 | F5 | Commercial | School (WA) | New | Food Preparation | Natural Gas | Fryer | E2 | RIM BC Ratio | 0.82222 | 0.82787 | 0.83391 | 0.84034 | 0.84713 | 0.85421 | 0.86164 | 0.86951 | 0.87792 | 0.88688 | 0.88965 | 0.89268 | 0.89582 | 0.89905 | 0.90237 | 0.90583 | 0.90944 | 0.91324 | 0.91723 | 0.92143 | 0.92586 | 0.92631 | 0.92674 | 0.92718 | 0.92761 | 0.92803 | 0.92844
F5_Commercial_School (WA)_New_Food Preparation_Natural Gas_Fryer_E3 | F5 | Commercial | School (WA) | New | Food Preparation | Natural Gas | Fryer | E3 | RIM BC Ratio | 0 | 0 | 0 | 0 | 0 | 0 | 0 | 0 | 0 | 0 | 0 | 0 | 0 | 0 | 0 | 0 | 0 | 0 | 0 | 0 | 0 | 0 | 0 | 0 | 0 | 0 | 0
F5_Commercial_School (WA)_New_Food Preparation_Natural Gas_Fryer_E4 | F5 | Commercial | School (WA) | New | Food Preparation | Natural Gas | Fryer | E4 | RIM BC Ratio | 0 | 0 | 0 | 0 | 0 | 0 | 0 | 0 | 0 | 0 | 0 | 0 | 0 | 0 | 0 | 0 | 0 | 0 | 0 | 0 | 0 | 0 | 0 | 0 | 0 | 0 | 0
F5_Commercial_School (WA)_New_Food Preparation_Natural Gas_Fryer_E5 | F5 | Commercial | School (WA) | New | Food Preparation | Natural Gas | Fryer | E5 | RIM BC Ratio | 0 | 0 | 0 | 0 | 0 | 0 | 0 | 0 | 0 | 0 | 0 | 0 | 0 | 0 | 0 | 0 | 0 | 0 | 0 | 0 | 0 | 0 | 0 | 0 | 0 | 0 | 0
F5_Commercial_School (WA)_New_Food Preparation_Natural Gas_Fryer_E6 | F5 | Commercial | School (WA) | New | Food Preparation | Natural Gas | Fryer | E6 | RIM BC Ratio | 0 | 0 | 0 | 0 | 0 | 0 | 0 | 0 | 0 | 0 | 0 | 0 | 0 | 0 | 0 | 0 | 0 | 0 | 0 | 0 | 0 | 0 | 0 | 0 | 0 | 0 | 0
F5_Commercial_School (WA)_New_Food Preparation_Natural Gas_Fryer_E7 | F5 | Commercial | School (WA) | New | Food Preparation | Natural Gas | Fryer | E7 | RIM BC Ratio | 0 | 0 | 0 | 0 | 0 | 0 | 0 | 0 | 0 | 0 | 0 | 0 | 0 | 0 | 0 | 0 | 0 | 0 | 0 | 0 | 0 | 0 | 0 | 0 | 0 | 0 | 0
F5_Commercial_School (WA)_New_Food Preparation_Natural Gas_Fryer_E8 | F5 | Commercial | School (WA) | New | Food Preparation | Natural Gas | Fryer | E8 | RIM BC Ratio | 0 | 0 | 0 | 0 | 0 | 0 | 0 | 0 | 0 | 0 | 0 | 0 | 0 | 0 | 0 | 0 | 0 | 0 | 0 | 0 | 0 | 0 | 0 | 0 | 0 | 0 | 0
F5_Commercial_School (WA)_New_Food Preparation_Natural Gas_Fryer_E9 | F5 | Commercial | School (WA) | New | Food Preparation | Natural Gas | Fryer | E9 | RIM BC Ratio | 0 | 0 | 0 | 0 | 0 | 0 | 0 | 0 | 0 | 0 | 0 | 0 | 0 | 0 | 0 | 0 | 0 | 0 | 0 | 0 | 0 | 0 | 0 | 0 | 0 | 0 | 0
F5_Commercial_School (WA)_New_Food Preparation_Natural Gas_Fryer_E10 | F5 | Commercial | School (WA) | New | Food Preparation | Natural Gas | Fryer | E10 | RIM BC Ratio | 0 | 0 | 0 | 0 | 0 | 0 | 0 | 0 | 0 | 0 | 0 | 0 | 0 | 0 | 0 | 0 | 0 | 0 | 0 | 0 | 0 | 0 | 0 | 0 | 0 | 0 | 0
F0_Commercial_School (WA)_New_Food Preparation_Natural Gas_Broiler_E0 | F0 | Commercial | School (WA) | New | Food Preparation | Natural Gas | Broiler | E0 | Economic Unit | Infrared Burners | Infrared Burners | Infrared Burners | Infrared Burners | Infrared Burners | Infrared Burners | Infrared Burners | Infrared Burners | Infrared Burners | Infrared Burners | Infrared Burners | Infrared Burners | Infrared Burners | Infrared Burners | Infrared Burners | Infrared Burners | Infrared Burners | Infrared Burners | Infrared Burners | Infrared Burners | Infrared Burners | Infrared Burners | Infrared Burners | Infrared Burners | Infrared Burners | Infrared Burners | Infrared Burners
F1_Commercial_School (WA)_New_Food Preparation_Natural Gas_Broiler_E1 | F1 | Commercial | School (WA) | New | Food Preparation | Natural Gas | Broiler | E1 | CCE | 0 | 0 | 0 | 0 | 0 | 0 | 0 | 0 | 0 | 0 | 0 | 0 | 0 | 0 | 0 | 0 | 0 | 0 | 0 | 0 | 0 | 0 | 0 | 0 | 0 | 0 | 0
F1_Commercial_School (WA)_New_Food Preparation_Natural Gas_Broiler_E2 | F1 | Commercial | School (WA) | New | Food Preparation | Natural Gas | Broiler | E2 | CCE | 0.0011545 | 0.0011545 | 0.0011545 | 0.0011545 | 0.0011545 | 0.0011545 | 0.0011545 | 0.0011545 | 0.0011545 | 0.0011545 | 0.0011545 | 0.0011545 | 0.0011545 | 0.0011545 | 0.0011545 | 0.0011545 | 0.0011545 | 0.0011545 | 0.0011545 | 0.0011545 | 0.0011545 | 0.0011545 | 0.0011545 | 0.0011545 | 0.0011545 | 0.0011545 | 0.0011545
F1_Commercial_School (WA)_New_Food Preparation_Natural Gas_Broiler_E3 | F1 | Commercial | School (WA) | New | Food Preparation | Natural Gas | Broiler | E3 | CCE | 0 | 0 | 0 | 0 | 0 | 0 | 0 | 0 | 0 | 0 | 0 | 0 | 0 | 0 | 0 | 0 | 0 | 0 | 0 | 0 | 0 | 0 | 0 | 0 | 0 | 0 | 0
F1_Commercial_School (WA)_New_Food Preparation_Natural Gas_Broiler_E4 | F1 | Commercial | School (WA) | New | Food Preparation | Natural Gas | Broiler | E4 | CCE | 0 | 0 | 0 | 0 | 0 | 0 | 0 | 0 | 0 | 0 | 0 | 0 | 0 | 0 | 0 | 0 | 0 | 0 | 0 | 0 | 0 | 0 | 0 | 0 | 0 | 0 | 0
F1_Commercial_School (WA)_New_Food Preparation_Natural Gas_Broiler_E5 | F1 | Commercial | School (WA) | New | Food Preparation | Natural Gas | Broiler | E5 | CCE | 0 | 0 | 0 | 0 | 0 | 0 | 0 | 0 | 0 | 0 | 0 | 0 | 0 | 0 | 0 | 0 | 0 | 0 | 0 | 0 | 0 | 0 | 0 | 0 | 0 | 0 | 0
F1_Commercial_School (WA)_New_Food Preparation_Natural Gas_Broiler_E6 | F1 | Commercial | School (WA) | New | Food Preparation | Natural Gas | Broiler | E6 | CCE | 0 | 0 | 0 | 0 | 0 | 0 | 0 | 0 | 0 | 0 | 0 | 0 | 0 | 0 | 0 | 0 | 0 | 0 | 0 | 0 | 0 | 0 | 0 | 0 | 0 | 0 | 0
F1_Commercial_School (WA)_New_Food Preparation_Natural Gas_Broiler_E7 | F1 | Commercial | School (WA) | New | Food Preparation | Natural Gas | Broiler | E7 | CCE | 0 | 0 | 0 | 0 | 0 | 0 | 0 | 0 | 0 | 0 | 0 | 0 | 0 | 0 | 0 | 0 | 0 | 0 | 0 | 0 | 0 | 0 | 0 | 0 | 0 | 0 | 0
F1_Commercial_School (WA)_New_Food Preparation_Natural Gas_Broiler_E8 | F1 | Commercial | School (WA) | New | Food Preparation | Natural Gas | Broiler | E8 | CCE | 0 | 0 | 0 | 0 | 0 | 0 | 0 | 0 | 0 | 0 | 0 | 0 | 0 | 0 | 0 | 0 | 0 | 0 | 0 | 0 | 0 | 0 | 0 | 0 | 0 | 0 | 0
F1_Commercial_School (WA)_New_Food Preparation_Natural Gas_Broiler_E9 | F1 | Commercial | School (WA) | New | Food Preparation | Natural Gas | Broiler | E9 | CCE | 0 | 0 | 0 | 0 | 0 | 0 | 0 | 0 | 0 | 0 | 0 | 0 | 0 | 0 | 0 | 0 | 0 | 0 | 0 | 0 | 0 | 0 | 0 | 0 | 0 | 0 | 0
F1_Commercial_School (WA)_New_Food Preparation_Natural Gas_Broiler_E10 | F1 | Commercial | School (WA) | New | Food Preparation | Natural Gas | Broiler | E10 | CCE | 0 | 0 | 0 | 0 | 0 | 0 | 0 | 0 | 0 | 0 | 0 | 0 | 0 | 0 | 0 | 0 | 0 | 0 | 0 | 0 | 0 | 0 | 0 | 0 | 0 | 0 | 0
F2_Commercial_School (WA)_New_Food Preparation_Natural Gas_Broiler_E1 | F2 | Commercial | School (WA) | New | Food Preparation | Natural Gas | Broiler | E1 | TRC BC Ratio | [24 empty] | 1 | 1 | 1 | bar: 2019 to 2042
F2_Commercial_School (WA)_New_Food Preparation_Natural Gas_Broiler_E2 | F2 | Commercial | School (WA) | New | Food Preparation | Natural Gas | Broiler | E2 | TRC BC Ratio | 3.0827 | 3.1604 | 3.2525 | 3.358 | 3.4773 | 3.6224 | 3.7718 | 3.9197 | 4.0621 | 4.2065 | 4.3214 | 4.4291 | 4.5447 | 4.658 | 4.7592 | 4.8539 | 4.9389 | 5.0227 | 5.1123 | 5.1997 | 5.2895 | 5.3828 | 5.4772 | 5.5745 | 5.6735 | 5.7743 | 5.8769
F2_Commercial_School (WA)_New_Food Preparation_Natural Gas_Broiler_E3 | F2 | Commercial | School (WA) | New | Food Preparation | Natural Gas | Broiler | E3 | TRC BC Ratio | 0 | 0 | 0 | 0 | 0 | 0 | 0 | 0 | 0 | 0 | 0 | 0 | 0 | 0 | 0 | 0 | 0 | 0 | 0 | 0 | 0 | 0 | 0 | 0 | 0 | 0 | 0
F2_Commercial_School (WA)_New_Food Preparation_Natural Gas_Broiler_E4 | F2 | Commercial | School (WA) | New | Food Preparation | Natural Gas | Broiler | E4 | TRC BC Ratio | 0 | 0 | 0 | 0 | 0 | 0 | 0 | 0 | 0 | 0 | 0 | 0 | 0 | 0 | 0 | 0 | 0 | 0 | 0 | 0 | 0 | 0 | 0 | 0 | 0 | 0 | 0
F2_Commercial_School (WA)_New_Food Preparation_Natural Gas_Broiler_E5 | F2 | Commercial | School (WA) | New | Food Preparation | Natural Gas | Broiler | E5 | TRC BC Ratio | 0 | 0 | 0 | 0 | 0 | 0 | 0 | 0 | 0 | 0 | 0 | 0 | 0 | 0 | 0 | 0 | 0 | 0 | 0 | 0 | 0 | 0 | 0 | 0 | 0 | 0 | 0
F2_Commercial_School (WA)_New_Food Preparation_Natural Gas_Broiler_E6 | F2 | Commercial | School (WA) | New | Food Preparation | Natural Gas | Broiler | E6 | TRC BC Ratio | 0 | 0 | 0 | 0 | 0 | 0 | 0 | 0 | 0 | 0 | 0 | 0 | 0 | 0 | 0 | 0 | 0 | 0 | 0 | 0 | 0 | 0 | 0 | 0 | 0 | 0 | 0
F2_Commercial_School (WA)_New_Food Preparation_Natural Gas_Broiler_E7 | F2 | Commercial | School (WA) | New | Food Preparation | Natural Gas | Broiler | E7 | TRC BC Ratio | 0 | 0 | 0 | 0 | 0 | 0 | 0 | 0 | 0 | 0 | 0 | 0 | 0 | 0 | 0 | 0 | 0 | 0 | 0 | 0 | 0 | 0 | 0 | 0 | 0 | 0 | 0
F2_Commercial_School (WA)_New_Food Preparation_Natural Gas_Broiler_E8 | F2 | Commercial | School (WA) | New | Food Preparation | Natural Gas | Broiler | E8 | TRC BC Ratio | 0 | 0 | 0 | 0 | 0 | 0 | 0 | 0 | 0 | 0 | 0 | 0 | 0 | 0 | 0 | 0 | 0 | 0 | 0 | 0 | 0 | 0 | 0 | 0 | 0 | 0 | 0
F2_Commercial_School (WA)_New_Food Preparation_Natural Gas_Broiler_E9 | F2 | Commercial | School (WA) | New | Food Preparation | Natural Gas | Broiler | E9 | TRC BC Ratio | 0 | 0 | 0 | 0 | 0 | 0 | 0 | 0 | 0 | 0 | 0 | 0 | 0 | 0 | 0 | 0 | 0 | 0 | 0 | 0 | 0 | 0 | 0 | 0 | 0 | 0 | 0
F2_Commercial_School (WA)_New_Food Preparation_Natural Gas_Broiler_E10 | F2 | Commercial | School (WA) | New | Food Preparation | Natural Gas | Broiler | E10 | TRC BC Ratio | 0 | 0 | 0 | 0 | 0 | 0 | 0 | 0 | 0 | 0 | 0 | 0 | 0 | 0 | 0 | 0 | 0 | 0 | 0 | 0 | 0 | 0 | 0 | 0 | 0 | 0 | 0
F3_Commercial_School (WA)_New_Food Preparation_Natural Gas_Broiler_E1 | F3 | Commercial | School (WA) | New | Food Preparation | Natural Gas | Broiler | E1 | PACT BC Ratio | [24 empty] | 1 | 1 | 1 | bar: 2019 to 2042
F3_Commercial_School (WA)_New_Food Preparation_Natural Gas_Broiler_E2 | F3 | Commercial | School (WA) | New | Food Preparation | Natural Gas | Broiler | E2 | PACT BC Ratio | 6.2129 | 6.3694 | 6.5549 | 6.7675 | 7.0079 | 7.3004 | 7.6015 | 7.8997 | 8.1867 | 8.4777 | 8.7093 | 8.9262 | 9.1593 | 9.3875 | 9.5915 | 9.7824 | 9.9536 | 10.1226 | 10.3032 | 10.4793 | 10.6602 | 10.8484 | 11.0385 | 11.2346 | 11.4342 | 11.6373 | 11.8441
F3_Commercial_School (WA)_New_Food Preparation_Natural Gas_Broiler_E3 | F3 | Commercial | School (WA) | New | Food Preparation | Natural Gas | Broiler | E3 | PACT BC Ratio | 0 | 0 | 0 | 0 | 0 | 0 | 0 | 0 | 0 | 0 | 0 | 0 | 0 | 0 | 0 | 0 | 0 | 0 | 0 | 0 | 0 | 0 | 0 | 0 | 0 | 0 | 0
F3_Commercial_School (WA)_New_Food Preparation_Natural Gas_Broiler_E4 | F3 | Commercial | School (WA) | New | Food Preparation | Natural Gas | Broiler | E4 | PACT BC Ratio | 0 | 0 | 0 | 0 | 0 | 0 | 0 | 0 | 0 | 0 | 0 | 0 | 0 | 0 | 0 | 0 | 0 | 0 | 0 | 0 | 0 | 0 | 0 | 0 | 0 | 0 | 0
F3_Commercial_School (WA)_New_Food Preparation_Natural Gas_Broiler_E5 | F3 | Commercial | School (WA) | New | Food Preparation | Natural Gas | Broiler | E5 | PACT BC Ratio | 0 | 0 | 0 | 0 | 0 | 0 | 0 | 0 | 0 | 0 | 0 | 0 | 0 | 0 | 0 | 0 | 0 | 0 | 0 | 0 | 0 | 0 | 0 | 0 | 0 | 0 | 0
F3_Commercial_School (WA)_New_Food Preparation_Natural Gas_Broiler_E6 | F3 | Commercial | School (WA) | New | Food Preparation | Natural Gas | Broiler | E6 | PACT BC Ratio | 0 | 0 | 0 | 0 | 0 | 0 | 0 | 0 | 0 | 0 | 0 | 0 | 0 | 0 | 0 | 0 | 0 | 0 | 0 | 0 | 0 | 0 | 0 | 0 | 0 | 0 | 0
F3_Commercial_School (WA)_New_Food Preparation_Natural Gas_Broiler_E7 | F3 | Commercial | School (WA) | New | Food Preparation | Natural Gas | Broiler | E7 | PACT BC Ratio | 0 | 0 | 0 | 0 | 0 | 0 | 0 | 0 | 0 | 0 | 0 | 0 | 0 | 0 | 0 | 0 | 0 | 0 | 0 | 0 | 0 | 0 | 0 | 0 | 0 | 0 | 0
F3_Commercial_School (WA)_New_Food Preparation_Natural Gas_Broiler_E8 | F3 | Commercial | School (WA) | New | Food Preparation | Natural Gas | Broiler | E8 | PACT BC Ratio | 0 | 0 | 0 | 0 | 0 | 0 | 0 | 0 | 0 | 0 | 0 | 0 | 0 | 0 | 0 | 0 | 0 | 0 | 0 | 0 | 0 | 0 | 0 | 0 | 0 | 0 | 0
F3_Commercial_School (WA)_New_Food Preparation_Natural Gas_Broiler_E9 | F3 | Commercial | School (WA) | New | Food Preparation | Natural Gas | Broiler | E9 | PACT BC Ratio | 0 | 0 | 0 | 0 | 0 | 0 | 0 | 0 | 0 | 0 | 0 | 0 | 0 | 0 | 0 | 0 | 0 | 0 | 0 | 0 | 0 | 0 | 0 | 0 | 0 | 0 | 0
F3_Commercial_School (WA)_New_Food Preparation_Natural Gas_Broiler_E10 | F3 | Commercial | School (WA) | New | Food Preparation | Natural Gas | Broiler | E10 | PACT BC Ratio | 0 | 0 | 0 | 0 | 0 | 0 | 0 | 0 | 0 | 0 | 0 | 0 | 0 | 0 | 0 | 0 | 0 | 0 | 0 | 0 | 0 | 0 | 0 | 0 | 0 | 0 | 0
F4_Commercial_School (WA)_New_Food Preparation_Natural Gas_Broiler_E1 | F4 | Commercial | School (WA) | New | Food Preparation | Natural Gas | Broiler | E1 | RVT BC Ratio | [24 empty] | 1 | 1 | 1 | bar: 2019 to 2042
F4_Commercial_School (WA)_New_Food Preparation_Natural Gas_Broiler_E2 | F4 | Commercial | School (WA) | New | Food Preparation | Natural Gas | Broiler | E2 | RVT BC Ratio | 4.7524 | 4.8348 | 4.9314 | 5.044 | 5.173 | 5.334 | 5.4955 | 5.6488 | 5.7876 | 5.9222 | 6.0616 | 6.1883 | 6.322 | 6.4485 | 6.5573 | 6.6555 | 6.7386 | 6.818 | 6.9023 | 6.9811 | 7.0602 | 7.1778 | 7.2966 | 7.4193 | 7.544 | 7.671 | 7.8003
F4_Commercial_School (WA)_New_Food Preparation_Natural Gas_Broiler_E3 | F4 | Commercial | School (WA) | New | Food Preparation | Natural Gas | Broiler | E3 | RVT BC Ratio | 0 | 0 | 0 | 0 | 0 | 0 | 0 | 0 | 0 | 0 | 0 | 0 | 0 | 0 | 0 | 0 | 0 | 0 | 0 | 0 | 0 | 0 | 0 | 0 | 0 | 0 | 0
F4_Commercial_School (WA)_New_Food Preparation_Natural Gas_Broiler_E4 | F4 | Commercial | School (WA) | New | Food Preparation | Natural Gas | Broiler | E4 | RVT BC Ratio | 0 | 0 | 0 | 0 | 0 | 0 | 0 | 0 | 0 | 0 | 0 | 0 | 0 | 0 | 0 | 0 | 0 | 0 | 0 | 0 | 0 | 0 | 0 | 0 | 0 | 0 | 0
F4_Commercial_School (WA)_New_Food Preparation_Natural Gas_Broiler_E5 | F4 | Commercial | School (WA) | New | Food Preparation | Natural Gas | Broiler | E5 | RVT BC Ratio | 0 | 0 | 0 | 0 | 0 | 0 | 0 | 0 | 0 | 0 | 0 | 0 | 0 | 0 | 0 | 0 | 0 | 0 | 0 | 0 | 0 | 0 | 0 | 0 | 0 | 0 | 0
F4_Commercial_School (WA)_New_Food Preparation_Natural Gas_Broiler_E6 | F4 | Commercial | School (WA) | New | Food Preparation | Natural Gas | Broiler | E6 | RVT BC Ratio | 0 | 0 | 0 | 0 | 0 | 0 | 0 | 0 | 0 | 0 | 0 | 0 | 0 | 0 | 0 | 0 | 0 | 0 | 0 | 0 | 0 | 0 | 0 | 0 | 0 | 0 | 0
F4_Commercial_School (WA)_New_Food Preparation_Natural Gas_Broiler_E7 | F4 | Commercial | School (WA) | New | Food Preparation | Natural Gas | Broiler | E7 | RVT BC Ratio | 0 | 0 | 0 | 0 | 0 | 0 | 0 | 0 | 0 | 0 | 0 | 0 | 0 | 0 | 0 | 0 | 0 | 0 | 0 | 0 | 0 | 0 | 0 | 0 | 0 | 0 | 0
F4_Commercial_School (WA)_New_Food Preparation_Natural Gas_Broiler_E8 | F4 | Commercial | School (WA) | New | Food Preparation | Natural Gas | Broiler | E8 | RVT BC Ratio | 0 | 0 | 0 | 0 | 0 | 0 | 0 | 0 | 0 | 0 | 0 | 0 | 0 | 0 | 0 | 0 | 0 | 0 | 0 | 0 | 0 | 0 | 0 | 0 | 0 | 0 | 0
F4_Commercial_School (WA)_New_Food Preparation_Natural Gas_Broiler_E9 | F4 | Commercial | School (WA) | New | Food Preparation | Natural Gas | Broiler | E9 | RVT BC Ratio | 0 | 0 | 0 | 0 | 0 | 0 | 0 | 0 | 0 | 0 | 0 | 0 | 0 | 0 | 0 | 0 | 0 | 0 | 0 | 0 | 0 | 0 | 0 | 0 | 0 | 0 | 0
F4_Commercial_School (WA)_New_Food Preparation_Natural Gas_Broiler_E10 | F4 | Commercial | School (WA) | New | Food Preparation | Natural Gas | Broiler | E10 | RVT BC Ratio | 0 | 0 | 0 | 0 | 0 | 0 | 0 | 0 | 0 | 0 | 0 | 0 | 0 | 0 | 0 | 0 | 0 | 0 | 0 | 0 | 0 | 0 | 0 | 0 | 0 | 0 | 0
F5_Commercial_School (WA)_New_Food Preparation_Natural Gas_Broiler_E1 | F5 | Commercial | School (WA) | New | Food Preparation | Natural Gas | Broiler | E1 | RIM BC Ratio | [24 empty] | 1 | 1 | 1 | bar: 2019 to 2042
F5_Commercial_School (WA)_New_Food Preparation_Natural Gas_Broiler_E2 | F5 | Commercial | School (WA) | New | Food Preparation | Natural Gas | Broiler | E2 | RIM BC Ratio | 0.74696 | 0.75327 | 0.76061 | 0.76841 | 0.77661 | 0.78548 | 0.79468 | 0.8042 | 0.81411 | 0.82452 | 0.82818 | 0.83198 | 0.8362 | 0.84072 | 0.84516 | 0.84964 | 0.85415 | 0.85884 | 0.86377 | 0.8689 | 0.87427 | 0.87552 | 0.87674 | 0.87795 | 0.87915 | 0.88034 | 0.8815
F5_Commercial_School (WA)_New_Food Preparation_Natural Gas_Broiler_E3 | F5 | Commercial | School (WA) | New | Food Preparation | Natural Gas | Broiler | E3 | RIM BC Ratio | 0 | 0 | 0 | 0 | 0 | 0 | 0 | 0 | 0 | 0 | 0 | 0 | 0 | 0 | 0 | 0 | 0 | 0 | 0 | 0 | 0 | 0 | 0 | 0 | 0 | 0 | 0
F5_Commercial_School (WA)_New_Food Preparation_Natural Gas_Broiler_E4 | F5 | Commercial | School (WA) | New | Food Preparation | Natural Gas | Broiler | E4 | RIM BC Ratio | 0 | 0 | 0 | 0 | 0 | 0 | 0 | 0 | 0 | 0 | 0 | 0 | 0 | 0 | 0 | 0 | 0 | 0 | 0 | 0 | 0 | 0 | 0 | 0 | 0 | 0 | 0
F5_Commercial_School (WA)_New_Food Preparation_Natural Gas_Broiler_E5 | F5 | Commercial | School (WA) | New | Food Preparation | Natural Gas | Broiler | E5 | RIM BC Ratio | 0 | 0 | 0 | 0 | 0 | 0 | 0 | 0 | 0 | 0 | 0 | 0 | 0 | 0 | 0 | 0 | 0 | 0 | 0 | 0 | 0 | 0 | 0 | 0 | 0 | 0 | 0
F5_Commercial_School (WA)_New_Food Preparation_Natural Gas_Broiler_E6 | F5 | Commercial | School (WA) | New | Food Preparation | Natural Gas | Broiler | E6 | RIM BC Ratio | 0 | 0 | 0 | 0 | 0 | 0 | 0 | 0 | 0 | 0 | 0 | 0 | 0 | 0 | 0 | 0 | 0 | 0 | 0 | 0 | 0 | 0 | 0 | 0 | 0 | 0 | 0
F5_Commercial_School (WA)_New_Food Preparation_Natural Gas_Broiler_E7 | F5 | Commercial | School (WA) | New | Food Preparation | Natural Gas | Broiler | E7 | RIM BC Ratio | 0 | 0 | 0 | 0 | 0 | 0 | 0 | 0 | 0 | 0 | 0 | 0 | 0 | 0 | 0 | 0 | 0 | 0 | 0 | 0 | 0 | 0 | 0 | 0 | 0 | 0 | 0
F5_Commercial_School (WA)_New_Food Preparation_Natural Gas_Broiler_E8 | F5 | Commercial | School (WA) | New | Food Preparation | Natural Gas | Broiler | E8 | RIM BC Ratio | 0 | 0 | 0 | 0 | 0 | 0 | 0 | 0 | 0 | 0 | 0 | 0 | 0 | 0 | 0 | 0 | 0 | 0 | 0 | 0 | 0 | 0 | 0 | 0 | 0 | 0 | 0
F5_Commercial_School (WA)_New_Food Preparation_Natural Gas_Broiler_E9 | F5 | Commercial | School (WA) | New | Food Preparation | Natural Gas | Broiler | E9 | RIM BC Ratio | 0 | 0 | 0 | 0 | 0 | 0 | 0 | 0 | 0 | 0 | 0 | 0 | 0 | 0 | 0 | 0 | 0 | 0 | 0 | 0 | 0 | 0 | 0 | 0 | 0 | 0 | 0
F5_Commercial_School (WA)_New_Food Preparation_Natural Gas_Broiler_E10 | F5 | Commercial | School (WA) | New | Food Preparation | Natural Gas | Broiler | E10 | RIM BC Ratio | 0 | 0 | 0 | 0 | 0 | 0 | 0 | 0 | 0 | 0 | 0 | 0 | 0 | 0 | 0 | 0 | 0 | 0 | 0 | 0 | 0 | 0 | 0 | 0 | 0 | 0 | 0
F0_Commercial_School (WA)_New_Food Preparation_Natural Gas_Griddle_E0 | F0 | Commercial | School (WA) | New | Food Preparation | Natural Gas | Griddle | E0 | Economic Unit | ENERGY STAR | ENERGY STAR | ENERGY STAR | ENERGY STAR | ENERGY STAR | ENERGY STAR | ENERGY STAR | ENERGY STAR | ENERGY STAR | ENERGY STAR | ENERGY STAR | ENERGY STAR | ENERGY STAR | ENERGY STAR | ENERGY STAR | ENERGY STAR | ENERGY STAR | ENERGY STAR | ENERGY STAR | ENERGY STAR | ENERGY STAR | ENERGY STAR | ENERGY STAR | ENERGY STAR | ENERGY STAR | ENERGY STAR | ENERGY STAR
F1_Commercial_School (WA)_New_Food Preparation_Natural Gas_Griddle_E1 | F1 | Commercial | School (WA) | New | Food Preparation | Natural Gas | Griddle | E1 | CCE | 0 | 0 | 0 | 0 | 0 | 0 | 0 | 0 | 0 | 0 | 0 | 0 | 0 | 0 | 0 | 0 | 0 | 0 | 0 | 0 | 0 | 0 | 0 | 0 | 0 | 0 | 0
F1_Commercial_School (WA)_New_Food Preparation_Natural Gas_Griddle_E2 | F1 | Commercial | School (WA) | New | Food Preparation | Natural Gas | Griddle | E2 | CCE | 0.00091307 | 0.00091307 | 0.00091307 | 0.00091307 | 0.00091307 | 0.00091307 | 0.00091307 | 0.00091307 | 0.00091307 | 0.00091307 | 0.00091307 | 0.00091307 | 0.00091307 | 0.00091307 | 0.00091307 | 0.00091307 | 0.00091307 | 0.00091307 | 0.00091307 | 0.00091307 | 0.00091307 | 0.00091307 | 0.00091307 | 0.00091307 | 0.00091307 | 0.00091307 | 0.00091307
F1_Commercial_School (WA)_New_Food Preparation_Natural Gas_Griddle_E3 | F1 | Commercial | School (WA) | New | Food Preparation | Natural Gas | Griddle | E3 | CCE | 0 | 0 | 0 | 0 | 0 | 0 | 0 | 0 | 0 | 0 | 0 | 0 | 0 | 0 | 0 | 0 | 0 | 0 | 0 | 0 | 0 | 0 | 0 | 0 | 0 | 0 | 0
F1_Commercial_School (WA)_New_Food Preparation_Natural Gas_Griddle_E4 | F1 | Commercial | School (WA) | New | Food Preparation | Natural Gas | Griddle | E4 | CCE | 0 | 0 | 0 | 0 | 0 | 0 | 0 | 0 | 0 | 0 | 0 | 0 | 0 | 0 | 0 | 0 | 0 | 0 | 0 | 0 | 0 | 0 | 0 | 0 | 0 | 0 | 0
F1_Commercial_School (WA)_New_Food Preparation_Natural Gas_Griddle_E5 | F1 | Commercial | School (WA) | New | Food Preparation | Natural Gas | Griddle | E5 | CCE | 0 | 0 | 0 | 0 | 0 | 0 | 0 | 0 | 0 | 0 | 0 | 0 | 0 | 0 | 0 | 0 | 0 | 0 | 0 | 0 | 0 | 0 | 0 | 0 | 0 | 0 | 0
F1_Commercial_School (WA)_New_Food Preparation_Natural Gas_Griddle_E6 | F1 | Commercial | School (WA) | New | Food Preparation | Natural Gas | Griddle | E6 | CCE | 0 | 0 | 0 | 0 | 0 | 0 | 0 | 0 | 0 | 0 | 0 | 0 | 0 | 0 | 0 | 0 | 0 | 0 | 0 | 0 | 0 | 0 | 0 | 0 | 0 | 0 | 0
F1_Commercial_School (WA)_New_Food Preparation_Natural Gas_Griddle_E7 | F1 | Commercial | School (WA) | New | Food Preparation | Natural Gas | Griddle | E7 | CCE | 0 | 0 | 0 | 0 | 0 | 0 | 0 | 0 | 0 | 0 | 0 | 0 | 0 | 0 | 0 | 0 | 0 | 0 | 0 | 0 | 0 | 0 | 0 | 0 | 0 | 0 | 0
F1_Commercial_School (WA)_New_Food Preparation_Natural Gas_Griddle_E8 | F1 | Commercial | School (WA) | New | Food Preparation | Natural Gas | Griddle | E8 | CCE | 0 | 0 | 0 | 0 | 0 | 0 | 0 | 0 | 0 | 0 | 0 | 0 | 0 | 0 | 0 | 0 | 0 | 0 | 0 | 0 | 0 | 0 | 0 | 0 | 0 | 0 | 0
F1_Commercial_School (WA)_New_Food Preparation_Natural Gas_Griddle_E9 | F1 | Commercial | School (WA) | New | Food Preparation | Natural Gas | Griddle | E9 | CCE | 0 | 0 | 0 | 0 | 0 | 0 | 0 | 0 | 0 | 0 | 0 | 0 | 0 | 0 | 0 | 0 | 0 | 0 | 0 | 0 | 0 | 0 | 0 | 0 | 0 | 0 | 0
F1_Commercial_School (WA)_New_Food Preparation_Natural Gas_Griddle_E10 | F1 | Commercial | School (WA) | New | Food Preparation | Natural Gas | Griddle | E10 | CCE | 0 | 0 | 0 | 0 | 0 | 0 | 0 | 0 | 0 | 0 | 0 | 0 | 0 | 0 | 0 | 0 | 0 | 0 | 0 | 0 | 0 | 0 | 0 | 0 | 0 | 0 | 0
F2_Commercial_School (WA)_New_Food Preparation_Natural Gas_Griddle_E1 | F2 | Commercial | School (WA) | New | Food Preparation | Natural Gas | Griddle | E1 | TRC BC Ratio | [24 empty] | 1 | 1 | 1 | bar: 2019 to 2042
F2_Commercial_School (WA)_New_Food Preparation_Natural Gas_Griddle_E2 | F2 | Commercial | School (WA) | New | Food Preparation | Natural Gas | Griddle | E2 | TRC BC Ratio | 3.8979 | 3.9961 | 4.1125 | 4.2458 | 4.3967 | 4.5802 | 4.7691 | 4.9561 | 5.1362 | 5.3188 | 5.4641 | 5.6002 | 5.7464 | 5.8896 | 6.0176 | 6.1373 | 6.2447 | 6.3508 | 6.4641 | 6.5746 | 6.6881 | 6.8061 | 6.9254 | 7.0484 | 7.1736 | 7.3011 | 7.4308
F2_Commercial_School (WA)_New_Food Preparation_Natural Gas_Griddle_E3 | F2 | Commercial | School (WA) | New | Food Preparation | Natural Gas | Griddle | E3 | TRC BC Ratio | 0 | 0 | 0 | 0 | 0 | 0 | 0 | 0 | 0 | 0 | 0 | 0 | 0 | 0 | 0 | 0 | 0 | 0 | 0 | 0 | 0 | 0 | 0 | 0 | 0 | 0 | 0
F2_Commercial_School (WA)_New_Food Preparation_Natural Gas_Griddle_E4 | F2 | Commercial | School (WA) | New | Food Preparation | Natural Gas | Griddle | E4 | TRC BC Ratio | 0 | 0 | 0 | 0 | 0 | 0 | 0 | 0 | 0 | 0 | 0 | 0 | 0 | 0 | 0 | 0 | 0 | 0 | 0 | 0 | 0 | 0 | 0 | 0 | 0 | 0 | 0
F2_Commercial_School (WA)_New_Food Preparation_Natural Gas_Griddle_E5 | F2 | Commercial | School (WA) | New | Food Preparation | Natural Gas | Griddle | E5 | TRC BC Ratio | 0 | 0 | 0 | 0 | 0 | 0 | 0 | 0 | 0 | 0 | 0 | 0 | 0 | 0 | 0 | 0 | 0 | 0 | 0 | 0 | 0 | 0 | 0 | 0 | 0 | 0 | 0
F2_Commercial_School (WA)_New_Food Preparation_Natural Gas_Griddle_E6 | F2 | Commercial | School (WA) | New | Food Preparation | Natural Gas | Griddle | E6 | TRC BC Ratio | 0 | 0 | 0 | 0 | 0 | 0 | 0 | 0 | 0 | 0 | 0 | 0 | 0 | 0 | 0 | 0 | 0 | 0 | 0 | 0 | 0 | 0 | 0 | 0 | 0 | 0 | 0
F2_Commercial_School (WA)_New_Food Preparation_Natural Gas_Griddle_E7 | F2 | Commercial | School (WA) | New | Food Preparation | Natural Gas | Griddle | E7 | TRC BC Ratio | 0 | 0 | 0 | 0 | 0 | 0 | 0 | 0 | 0 | 0 | 0 | 0 | 0 | 0 | 0 | 0 | 0 | 0 | 0 | 0 | 0 | 0 | 0 | 0 | 0 | 0 | 0
F2_Commercial_School (WA)_New_Food Preparation_Natural Gas_Griddle_E8 | F2 | Commercial | School (WA) | New | Food Preparation | Natural Gas | Griddle | E8 | TRC BC Ratio | 0 | 0 | 0 | 0 | 0 | 0 | 0 | 0 | 0 | 0 | 0 | 0 | 0 | 0 | 0 | 0 | 0 | 0 | 0 | 0 | 0 | 0 | 0 | 0 | 0 | 0 | 0
F2_Commercial_School (WA)_New_Food Preparation_Natural Gas_Griddle_E9 | F2 | Commercial | School (WA) | New | Food Preparation | Natural Gas | Griddle | E9 | TRC BC Ratio | 0 | 0 | 0 | 0 | 0 | 0 | 0 | 0 | 0 | 0 | 0 | 0 | 0 | 0 | 0 | 0 | 0 | 0 | 0 | 0 | 0 | 0 | 0 | 0 | 0 | 0 | 0
F2_Commercial_School (WA)_New_Food Preparation_Natural Gas_Griddle_E10 | F2 | Commercial | School (WA) | New | Food Preparation | Natural Gas | Griddle | E10 | TRC BC Ratio | 0 | 0 | 0 | 0 | 0 | 0 | 0 | 0 | 0 | 0 | 0 | 0 | 0 | 0 | 0 | 0 | 0 | 0 | 0 | 0 | 0 | 0 | 0 | 0 | 0 | 0 | 0
F3_Commercial_School (WA)_New_Food Preparation_Natural Gas_Griddle_E1 | F3 | Commercial | School (WA) | New | Food Preparation | Natural Gas | Griddle | E1 | PACT BC Ratio | [24 empty] | 1 | 1 | 1 | bar: 2019 to 2042
F3_Commercial_School (WA)_New_Food Preparation_Natural Gas_Griddle_E2 | F3 | Commercial | School (WA) | New | Food Preparation | Natural Gas | Griddle | E2 | PACT BC Ratio | 7.8556 | 8.0536 | 8.2881 | 8.5569 | 8.8609 | 9.2307 | 9.6114 | 9.9884 | 10.3513 | 10.7193 | 11.0121 | 11.2864 | 11.5811 | 11.8696 | 12.1276 | 12.3689 | 12.5854 | 12.7992 | 13.0274 | 13.2501 | 13.4789 | 13.7168 | 13.9571 | 14.2051 | 14.4575 | 14.7143 | 14.9757
F3_Commercial_School (WA)_New_Food Preparation_Natural Gas_Griddle_E3 | F3 | Commercial | School (WA) | New | Food Preparation | Natural Gas | Griddle | E3 | PACT BC Ratio | 0 | 0 | 0 | 0 | 0 | 0 | 0 | 0 | 0 | 0 | 0 | 0 | 0 | 0 | 0 | 0 | 0 | 0 | 0 | 0 | 0 | 0 | 0 | 0 | 0 | 0 | 0
F3_Commercial_School (WA)_New_Food Preparation_Natural Gas_Griddle_E4 | F3 | Commercial | School (WA) | New | Food Preparation | Natural Gas | Griddle | E4 | PACT BC Ratio | 0 | 0 | 0 | 0 | 0 | 0 | 0 | 0 | 0 | 0 | 0 | 0 | 0 | 0 | 0 | 0 | 0 | 0 | 0 | 0 | 0 | 0 | 0 | 0 | 0 | 0 | 0
F3_Commercial_School (WA)_New_Food Preparation_Natural Gas_Griddle_E5 | F3 | Commercial | School (WA) | New | Food Preparation | Natural Gas | Griddle | E5 | PACT BC Ratio | 0 | 0 | 0 | 0 | 0 | 0 | 0 | 0 | 0 | 0 | 0 | 0 | 0 | 0 | 0 | 0 | 0 | 0 | 0 | 0 | 0 | 0 | 0 | 0 | 0 | 0 | 0
F3_Commercial_School (WA)_New_Food Preparation_Natural Gas_Griddle_E6 | F3 | Commercial | School (WA) | New | Food Preparation | Natural Gas | Griddle | E6 | PACT BC Ratio | 0 | 0 | 0 | 0 | 0 | 0 | 0 | 0 | 0 | 0 | 0 | 0 | 0 | 0 | 0 | 0 | 0 | 0 | 0 | 0 | 0 | 0 | 0 | 0 | 0 | 0 | 0
F3_Commercial_School (WA)_New_Food Preparation_Natural Gas_Griddle_E7 | F3 | Commercial | School (WA) | New | Food Preparation | Natural Gas | Griddle | E7 | PACT BC Ratio | 0 | 0 | 0 | 0 | 0 | 0 | 0 | 0 | 0 | 0 | 0 | 0 | 0 | 0 | 0 | 0 | 0 | 0 | 0 | 0 | 0 | 0 | 0 | 0 | 0 | 0 | 0
F3_Commercial_School (WA)_New_Food Preparation_Natural Gas_Griddle_E8 | F3 | Commercial | School (WA) | New | Food Preparation | Natural Gas | Griddle | E8 | PACT BC Ratio | 0 | 0 | 0 | 0 | 0 | 0 | 0 | 0 | 0 | 0 | 0 | 0 | 0 | 0 | 0 | 0 | 0 | 0 | 0 | 0 | 0 | 0 | 0 | 0 | 0 | 0 | 0
F3_Commercial_School (WA)_New_Food Preparation_Natural Gas_Griddle_E9 | F3 | Commercial | School (WA) | New | Food Preparation | Natural Gas | Griddle | E9 | PACT BC Ratio | 0 | 0 | 0 | 0 | 0 | 0 | 0 | 0 | 0 | 0 | 0 | 0 | 0 | 0 | 0 | 0 | 0 | 0 | 0 | 0 | 0 | 0 | 0 | 0 | 0 | 0 | 0
F3_Commercial_School (WA)_New_Food Preparation_Natural Gas_Griddle_E10 | F3 | Commercial | School (WA) | New | Food Preparation | Natural Gas | Griddle | E10 | PACT BC Ratio | 0 | 0 | 0 | 0 | 0 | 0 | 0 | 0 | 0 | 0 | 0 | 0 | 0 | 0 | 0 | 0 | 0 | 0 | 0 | 0 | 0 | 0 | 0 | 0 | 0 | 0 | 0
F4_Commercial_School (WA)_New_Food Preparation_Natural Gas_Griddle_E1 | F4 | Commercial | School (WA) | New | Food Preparation | Natural Gas | Griddle | E1 | RVT BC Ratio | [24 empty] | 1 | 1 | 1 | bar: 2019 to 2042
F4_Commercial_School (WA)_New_Food Preparation_Natural Gas_Griddle_E2 | F4 | Commercial | School (WA) | New | Food Preparation | Natural Gas | Griddle | E2 | RVT BC Ratio | 5.9045 | 6.0086 | 6.1307 | 6.2731 | 6.4362 | 6.6398 | 6.844 | 7.0379 | 7.2134 | 7.3835 | 7.5597 | 7.7199 | 7.889 | 8.049 | 8.1866 | 8.3107 | 8.4158 | 8.5161 | 8.6228 | 8.7224 | 8.8224 | 8.9711 | 9.1214 | 9.2764 | 9.4342 | 9.5948 | 9.7582
F4_Commercial_School (WA)_New_Food Preparation_Natural Gas_Griddle_E3 | F4 | Commercial | School (WA) | New | Food Preparation | Natural Gas | Griddle | E3 | RVT BC Ratio | 0 | 0 | 0 | 0 | 0 | 0 | 0 | 0 | 0 | 0 | 0 | 0 | 0 | 0 | 0 | 0 | 0 | 0 | 0 | 0 | 0 | 0 | 0 | 0 | 0 | 0 | 0
F4_Commercial_School (WA)_New_Food Preparation_Natural Gas_Griddle_E4 | F4 | Commercial | School (WA) | New | Food Preparation | Natural Gas | Griddle | E4 | RVT BC Ratio | 0 | 0 | 0 | 0 | 0 | 0 | 0 | 0 | 0 | 0 | 0 | 0 | 0 | 0 | 0 | 0 | 0 | 0 | 0 | 0 | 0 | 0 | 0 | 0 | 0 | 0 | 0
F4_Commercial_School (WA)_New_Food Preparation_Natural Gas_Griddle_E5 | F4 | Commercial | School (WA) | New | Food Preparation | Natural Gas | Griddle | E5 | RVT BC Ratio | 0 | 0 | 0 | 0 | 0 | 0 | 0 | 0 | 0 | 0 | 0 | 0 | 0 | 0 | 0 | 0 | 0 | 0 | 0 | 0 | 0 | 0 | 0 | 0 | 0 | 0 | 0
F4_Commercial_School (WA)_New_Food Preparation_Natural Gas_Griddle_E6 | F4 | Commercial | School (WA) | New | Food Preparation | Natural Gas | Griddle | E6 | RVT BC Ratio | 0 | 0 | 0 | 0 | 0 | 0 | 0 | 0 | 0 | 0 | 0 | 0 | 0 | 0 | 0 | 0 | 0 | 0 | 0 | 0 | 0 | 0 | 0 | 0 | 0 | 0 | 0
F4_Commercial_School (WA)_New_Food Preparation_Natural Gas_Griddle_E7 | F4 | Commercial | School (WA) | New | Food Preparation | Natural Gas | Griddle | E7 | RVT BC Ratio | 0 | 0 | 0 | 0 | 0 | 0 | 0 | 0 | 0 | 0 | 0 | 0 | 0 | 0 | 0 | 0 | 0 | 0 | 0 | 0 | 0 | 0 | 0 | 0 | 0 | 0 | 0
F4_Commercial_School (WA)_New_Food Preparation_Natural Gas_Griddle_E8 | F4 | Commercial | School (WA) | New | Food Preparation | Natural Gas | Griddle | E8 | RVT BC Ratio | 0 | 0 | 0 | 0 | 0 | 0 | 0 | 0 | 0 | 0 | 0 | 0 | 0 | 0 | 0 | 0 | 0 | 0 | 0 | 0 | 0 | 0 | 0 | 0 | 0 | 0 | 0
F4_Commercial_School (WA)_New_Food Preparation_Natural Gas_Griddle_E9 | F4 | Commercial | School (WA) | New | Food Preparation | Natural Gas | Griddle | E9 | RVT BC Ratio | 0 | 0 | 0 | 0 | 0 | 0 | 0 | 0 | 0 | 0 | 0 | 0 | 0 | 0 | 0 | 0 | 0 | 0 | 0 | 0 | 0 | 0 | 0 | 0 | 0 | 0 | 0
F4_Commercial_School (WA)_New_Food Preparation_Natural Gas_Griddle_E10 | F4 | Commercial | School (WA) | New | Food Preparation | Natural Gas | Griddle | E10 | RVT BC Ratio | 0 | 0 | 0 | 0 | 0 | 0 | 0 | 0 | 0 | 0 | 0 | 0 | 0 | 0 | 0 | 0 | 0 | 0 | 0 | 0 | 0 | 0 | 0 | 0 | 0 | 0 | 0
F5_Commercial_School (WA)_New_Food Preparation_Natural Gas_Griddle_E1 | F5 | Commercial | School (WA) | New | Food Preparation | Natural Gas | Griddle | E1 | RIM BC Ratio | [24 empty] | 1 | 1 | 1 | bar: 2019 to 2042
F5_Commercial_School (WA)_New_Food Preparation_Natural Gas_Griddle_E2 | F5 | Commercial | School (WA) | New | Food Preparation | Natural Gas | Griddle | E2 | RIM BC Ratio | 0.76623 | 0.77237 | 0.77953 | 0.7871 | 0.79503 | 0.80356 | 0.81244 | 0.8217 | 0.8314 | 0.84164 | 0.84499 | 0.84852 | 0.85247 | 0.85677 | 0.86103 | 0.86535 | 0.86976 | 0.87435 | 0.87918 | 0.88423 | 0.88953 | 0.89055 | 0.89155 | 0.89254 | 0.89352 | 0.89449 | 0.89544
F5_Commercial_School (WA)_New_Food Preparation_Natural Gas_Griddle_E3 | F5 | Commercial | School (WA) | New | Food Preparation | Natural Gas | Griddle | E3 | RIM BC Ratio | 0 | 0 | 0 | 0 | 0 | 0 | 0 | 0 | 0 | 0 | 0 | 0 | 0 | 0 | 0 | 0 | 0 | 0 | 0 | 0 | 0 | 0 | 0 | 0 | 0 | 0 | 0
F5_Commercial_School (WA)_New_Food Preparation_Natural Gas_Griddle_E4 | F5 | Commercial | School (WA) | New | Food Preparation | Natural Gas | Griddle | E4 | RIM BC Ratio | 0 | 0 | 0 | 0 | 0 | 0 | 0 | 0 | 0 | 0 | 0 | 0 | 0 | 0 | 0 | 0 | 0 | 0 | 0 | 0 | 0 | 0 | 0 | 0 | 0 | 0 | 0
F5_Commercial_School (WA)_New_Food Preparation_Natural Gas_Griddle_E5 | F5 | Commercial | School (WA) | New | Food Preparation | Natural Gas | Griddle | E5 | RIM BC Ratio | 0 | 0 | 0 | 0 | 0 | 0 | 0 | 0 | 0 | 0 | 0 | 0 | 0 | 0 | 0 | 0 | 0 | 0 | 0 | 0 | 0 | 0 | 0 | 0 | 0 | 0 | 0
F5_Commercial_School (WA)_New_Food Preparation_Natural Gas_Griddle_E6 | F5 | Commercial | School (WA) | New | Food Preparation | Natural Gas | Griddle | E6 | RIM BC Ratio | 0 | 0 | 0 | 0 | 0 | 0 | 0 | 0 | 0 | 0 | 0 | 0 | 0 | 0 | 0 | 0 | 0 | 0 | 0 | 0 | 0 | 0 | 0 | 0 | 0 | 0 | 0
F5_Commercial_School (WA)_New_Food Preparation_Natural Gas_Griddle_E7 | F5 | Commercial | School (WA) | New | Food Preparation | Natural Gas | Griddle | E7 | RIM BC Ratio | 0 | 0 | 0 | 0 | 0 | 0 | 0 | 0 | 0 | 0 | 0 | 0 | 0 | 0 | 0 | 0 | 0 | 0 | 0 | 0 | 0 | 0 | 0 | 0 | 0 | 0 | 0
F5_Commercial_School (WA)_New_Food Preparation_Natural Gas_Griddle_E8 | F5 | Commercial | School (WA) | New | Food Preparation | Natural Gas | Griddle | E8 | RIM BC Ratio | 0 | 0 | 0 | 0 | 0 | 0 | 0 | 0 | 0 | 0 | 0 | 0 | 0 | 0 | 0 | 0 | 0 | 0 | 0 | 0 | 0 | 0 | 0 | 0 | 0 | 0 | 0
F5_Commercial_School (WA)_New_Food Preparation_Natural Gas_Griddle_E9 | F5 | Commercial | School (WA) | New | Food Preparation | Natural Gas | Griddle | E9 | RIM BC Ratio | 0 | 0 | 0 | 0 | 0 | 0 | 0 | 0 | 0 | 0 | 0 | 0 | 0 | 0 | 0 | 0 | 0 | 0 | 0 | 0 | 0 | 0 | 0 | 0 | 0 | 0 | 0
F5_Commercial_School (WA)_New_Food Preparation_Natural Gas_Griddle_E10 | F5 | Commercial | School (WA) | New | Food Preparation | Natural Gas | Griddle | E10 | RIM BC Ratio | 0 | 0 | 0 | 0 | 0 | 0 | 0 | 0 | 0 | 0 | 0 | 0 | 0 | 0 | 0 | 0 | 0 | 0 | 0 | 0 | 0 | 0 | 0 | 0 | 0 | 0 | 0
F0_Commercial_School (WA)_New_Food Preparation_Natural Gas_Range_E0 | F0 | Commercial | School (WA) | New | Food Preparation | Natural Gas | Range | E0 | Economic Unit | High Efficiency | High Efficiency | High Efficiency | High Efficiency | High Efficiency | High Efficiency | High Efficiency | High Efficiency | High Efficiency | High Efficiency | High Efficiency | High Efficiency | High Efficiency | High Efficiency | High Efficiency | High Efficiency | High Efficiency | High Efficiency | High Efficiency | High Efficiency | High Efficiency | High Efficiency | High Efficiency | High Efficiency | High Efficiency | High Efficiency | High Efficiency
F1_Commercial_School (WA)_New_Food Preparation_Natural Gas_Range_E1 | F1 | Commercial | School (WA) | New | Food Preparation | Natural Gas | Range | E1 | CCE | 0 | 0 | 0 | 0 | 0 | 0 | 0 | 0 | 0 | 0 | 0 | 0 | 0 | 0 | 0 | 0 | 0 | 0 | 0 | 0 | 0 | 0 | 0 | 0 | 0 | 0 | 0
F1_Commercial_School (WA)_New_Food Preparation_Natural Gas_Range_E2 | F1 | Commercial | School (WA) | New | Food Preparation | Natural Gas | Range | E2 | CCE | 0.00030265 | 0.00030265 | 0.00030265 | 0.00030265 | 0.00030265 | 0.00030265 | 0.00030265 | 0.00030265 | 0.00030265 | 0.00030265 | 0.00030265 | 0.00030265 | 0.00030265 | 0.00030265 | 0.00030265 | 0.00030265 | 0.00030265 | 0.00030265 | 0.00030265 | 0.00030265 | 0.00030265 | 0.00030265 | 0.00030265 | 0.00030265 | 0.00030265 | 0.00030265 | 0.00030265
F1_Commercial_School (WA)_New_Food Preparation_Natural Gas_Range_E3 | F1 | Commercial | School (WA) | New | Food Preparation | Natural Gas | Range | E3 | CCE | 0 | 0 | 0 | 0 | 0 | 0 | 0 | 0 | 0 | 0 | 0 | 0 | 0 | 0 | 0 | 0 | 0 | 0 | 0 | 0 | 0 | 0 | 0 | 0 | 0 | 0 | 0
F1_Commercial_School (WA)_New_Food Preparation_Natural Gas_Range_E4 | F1 | Commercial | School (WA) | New | Food Preparation | Natural Gas | Range | E4 | CCE | 0 | 0 | 0 | 0 | 0 | 0 | 0 | 0 | 0 | 0 | 0 | 0 | 0 | 0 | 0 | 0 | 0 | 0 | 0 | 0 | 0 | 0 | 0 | 0 | 0 | 0 | 0
F1_Commercial_School (WA)_New_Food Preparation_Natural Gas_Range_E5 | F1 | Commercial | School (WA) | New | Food Preparation | Natural Gas | Range | E5 | CCE | 0 | 0 | 0 | 0 | 0 | 0 | 0 | 0 | 0 | 0 | 0 | 0 | 0 | 0 | 0 | 0 | 0 | 0 | 0 | 0 | 0 | 0 | 0 | 0 | 0 | 0 | 0
F1_Commercial_School (WA)_New_Food Preparation_Natural Gas_Range_E6 | F1 | Commercial | School (WA) | New | Food Preparation | Natural Gas | Range | E6 | CCE | 0 | 0 | 0 | 0 | 0 | 0 | 0 | 0 | 0 | 0 | 0 | 0 | 0 | 0 | 0 | 0 | 0 | 0 | 0 | 0 | 0 | 0 | 0 | 0 | 0 | 0 | 0
F1_Commercial_School (WA)_New_Food Preparation_Natural Gas_Range_E7 | F1 | Commercial | School (WA) | New | Food Preparation | Natural Gas | Range | E7 | CCE | 0 | 0 | 0 | 0 | 0 | 0 | 0 | 0 | 0 | 0 | 0 | 0 | 0 | 0 | 0 | 0 | 0 | 0 | 0 | 0 | 0 | 0 | 0 | 0 | 0 | 0 | 0
F1_Commercial_School (WA)_New_Food Preparation_Natural Gas_Range_E8 | F1 | Commercial | School (WA) | New | Food Preparation | Natural Gas | Range | E8 | CCE | 0 | 0 | 0 | 0 | 0 | 0 | 0 | 0 | 0 | 0 | 0 | 0 | 0 | 0 | 0 | 0 | 0 | 0 | 0 | 0 | 0 | 0 | 0 | 0 | 0 | 0 | 0
F1_Commercial_School (WA)_New_Food Preparation_Natural Gas_Range_E9 | F1 | Commercial | School (WA) | New | Food Preparation | Natural Gas | Range | E9 | CCE | 0 | 0 | 0 | 0 | 0 | 0 | 0 | 0 | 0 | 0 | 0 | 0 | 0 | 0 | 0 | 0 | 0 | 0 | 0 | 0 | 0 | 0 | 0 | 0 | 0 | 0 | 0
F1_Commercial_School (WA)_New_Food Preparation_Natural Gas_Range_E10 | F1 | Commercial | School (WA) | New | Food Preparation | Natural Gas | Range | E10 | CCE | 0 | 0 | 0 | 0 | 0 | 0 | 0 | 0 | 0 | 0 | 0 | 0 | 0 | 0 | 0 | 0 | 0 | 0 | 0 | 0 | 0 | 0 | 0 | 0 | 0 | 0 | 0
F2_Commercial_School (WA)_New_Food Preparation_Natural Gas_Range_E1 | F2 | Commercial | School (WA) | New | Food Preparation | Natural Gas | Range | E1 | TRC BC Ratio | [24 empty] | 1 | 1 | 1 | bar: 2019 to 2042
F2_Commercial_School (WA)_New_Food Preparation_Natural Gas_Range_E2 | F2 | Commercial | School (WA) | New | Food Preparation | Natural Gas | Range | E2 | TRC BC Ratio | 11.459 | 11.7236 | 12.0563 | 12.4489 | 12.9054 | 13.4811 | 14.0807 | 14.6786 | 15.2553 | 15.84 | 16.2963 | 16.7207 | 17.1783 | 17.6241 | 18.0172 | 18.3812 | 18.7023 | 19.0178 | 19.3572 | 19.6863 | 20.0248 | 20.3779 | 20.7343 | 21.1026 | 21.4775 | 21.8591 | 22.2474
F2_Commercial_School (WA)_New_Food Preparation_Natural Gas_Range_E3 | F2 | Commercial | School (WA) | New | Food Preparation | Natural Gas | Range | E3 | TRC BC Ratio | 0 | 0 | 0 | 0 | 0 | 0 | 0 | 0 | 0 | 0 | 0 | 0 | 0 | 0 | 0 | 0 | 0 | 0 | 0 | 0 | 0 | 0 | 0 | 0 | 0 | 0 | 0
F2_Commercial_School (WA)_New_Food Preparation_Natural Gas_Range_E4 | F2 | Commercial | School (WA) | New | Food Preparation | Natural Gas | Range | E4 | TRC BC Ratio | 0 | 0 | 0 | 0 | 0 | 0 | 0 | 0 | 0 | 0 | 0 | 0 | 0 | 0 | 0 | 0 | 0 | 0 | 0 | 0 | 0 | 0 | 0 | 0 | 0 | 0 | 0
F2_Commercial_School (WA)_New_Food Preparation_Natural Gas_Range_E5 | F2 | Commercial | School (WA) | New | Food Preparation | Natural Gas | Range | E5 | TRC BC Ratio | 0 | 0 | 0 | 0 | 0 | 0 | 0 | 0 | 0 | 0 | 0 | 0 | 0 | 0 | 0 | 0 | 0 | 0 | 0 | 0 | 0 | 0 | 0 | 0 | 0 | 0 | 0
F2_Commercial_School (WA)_New_Food Preparation_Natural Gas_Range_E6 | F2 | Commercial | School (WA) | New | Food Preparation | Natural Gas | Range | E6 | TRC BC Ratio | 0 | 0 | 0 | 0 | 0 | 0 | 0 | 0 | 0 | 0 | 0 | 0 | 0 | 0 | 0 | 0 | 0 | 0 | 0 | 0 | 0 | 0 | 0 | 0 | 0 | 0 | 0
F2_Commercial_School (WA)_New_Food Preparation_Natural Gas_Range_E7 | F2 | Commercial | School (WA) | New | Food Preparation | Natural Gas | Range | E7 | TRC BC Ratio | 0 | 0 | 0 | 0 | 0 | 0 | 0 | 0 | 0 | 0 | 0 | 0 | 0 | 0 | 0 | 0 | 0 | 0 | 0 | 0 | 0 | 0 | 0 | 0 | 0 | 0 | 0
F2_Commercial_School (WA)_New_Food Preparation_Natural Gas_Range_E8 | F2 | Commercial | School (WA) | New | Food Preparation | Natural Gas | Range | E8 | TRC BC Ratio | 0 | 0 | 0 | 0 | 0 | 0 | 0 | 0 | 0 | 0 | 0 | 0 | 0 | 0 | 0 | 0 | 0 | 0 | 0 | 0 | 0 | 0 | 0 | 0 | 0 | 0 | 0
F2_Commercial_School (WA)_New_Food Preparation_Natural Gas_Range_E9 | F2 | Commercial | School (WA) | New | Food Preparation | Natural Gas | Range | E9 | TRC BC Ratio | 0 | 0 | 0 | 0 | 0 | 0 | 0 | 0 | 0 | 0 | 0 | 0 | 0 | 0 | 0 | 0 | 0 | 0 | 0 | 0 | 0 | 0 | 0 | 0 | 0 | 0 | 0
F2_Commercial_School (WA)_New_Food Preparation_Natural Gas_Range_E10 | F2 | Commercial | School (WA) | New | Food Preparation | Natural Gas | Range | E10 | TRC BC Ratio | 0 | 0 | 0 | 0 | 0 | 0 | 0 | 0 | 0 | 0 | 0 | 0 | 0 | 0 | 0 | 0 | 0 | 0 | 0 | 0 | 0 | 0 | 0 | 0 | 0 | 0 | 0
F3_Commercial_School (WA)_New_Food Preparation_Natural Gas_Range_E1 | F3 | Commercial | School (WA) | New | Food Preparation | Natural Gas | Range | E1 | PACT BC Ratio | [24 empty] | 1 | 1 | 1 | bar: 2019 to 2042
F3_Commercial_School (WA)_New_Food Preparation_Natural Gas_Range_E2 | F3 | Commercial | School (WA) | New | Food Preparation | Natural Gas | Range | E2 | PACT BC Ratio | 23.0941 | 23.6272 | 24.2979 | 25.089 | 26.009 | 27.1693 | 28.3778 | 29.5828 | 30.7451 | 31.9233 | 32.8429 | 33.6983 | 34.6205 | 35.5189 | 36.3113 | 37.0449 | 37.6919 | 38.3278 | 39.0118 | 39.675 | 40.3573 | 41.0688 | 41.7871 | 42.5295 | 43.285 | 44.054 | 44.8367
F3_Commercial_School (WA)_New_Food Preparation_Natural Gas_Range_E3 | F3 | Commercial | School (WA) | New | Food Preparation | Natural Gas | Range | E3 | PACT BC Ratio | 0 | 0 | 0 | 0 | 0 | 0 | 0 | 0 | 0 | 0 | 0 | 0 | 0 | 0 | 0 | 0 | 0 | 0 | 0 | 0 | 0 | 0 | 0 | 0 | 0 | 0 | 0
F3_Commercial_School (WA)_New_Food Preparation_Natural Gas_Range_E4 | F3 | Commercial | School (WA) | New | Food Preparation | Natural Gas | Range | E4 | PACT BC Ratio | 0 | 0 | 0 | 0 | 0 | 0 | 0 | 0 | 0 | 0 | 0 | 0 | 0 | 0 | 0 | 0 | 0 | 0 | 0 | 0 | 0 | 0 | 0 | 0 | 0 | 0 | 0
F3_Commercial_School (WA)_New_Food Preparation_Natural Gas_Range_E5 | F3 | Commercial | School (WA) | New | Food Preparation | Natural Gas | Range | E5 | PACT BC Ratio | 0 | 0 | 0 | 0 | 0 | 0 | 0 | 0 | 0 | 0 | 0 | 0 | 0 | 0 | 0 | 0 | 0 | 0 | 0 | 0 | 0 | 0 | 0 | 0 | 0 | 0 | 0
F3_Commercial_School (WA)_New_Food Preparation_Natural Gas_Range_E6 | F3 | Commercial | School (WA) | New | Food Preparation | Natural Gas | Range | E6 | PACT BC Ratio | 0 | 0 | 0 | 0 | 0 | 0 | 0 | 0 | 0 | 0 | 0 | 0 | 0 | 0 | 0 | 0 | 0 | 0 | 0 | 0 | 0 | 0 | 0 | 0 | 0 | 0 | 0
F3_Commercial_School (WA)_New_Food Preparation_Natural Gas_Range_E7 | F3 | Commercial | School (WA) | New | Food Preparation | Natural Gas | Range | E7 | PACT BC Ratio | 0 | 0 | 0 | 0 | 0 | 0 | 0 | 0 | 0 | 0 | 0 | 0 | 0 | 0 | 0 | 0 | 0 | 0 | 0 | 0 | 0 | 0 | 0 | 0 | 0 | 0 | 0
F3_Commercial_School (WA)_New_Food Preparation_Natural Gas_Range_E8 | F3 | Commercial | School (WA) | New | Food Preparation | Natural Gas | Range | E8 | PACT BC Ratio | 0 | 0 | 0 | 0 | 0 | 0 | 0 | 0 | 0 | 0 | 0 | 0 | 0 | 0 | 0 | 0 | 0 | 0 | 0 | 0 | 0 | 0 | 0 | 0 | 0 | 0 | 0
F3_Commercial_School (WA)_New_Food Preparation_Natural Gas_Range_E9 | F3 | Commercial | School (WA) | New | Food Preparation | Natural Gas | Range | E9 | PACT BC Ratio | 0 | 0 | 0 | 0 | 0 | 0 | 0 | 0 | 0 | 0 | 0 | 0 | 0 | 0 | 0 | 0 | 0 | 0 | 0 | 0 | 0 | 0 | 0 | 0 | 0 | 0 | 0
F3_Commercial_School (WA)_New_Food Preparation_Natural Gas_Range_E10 | F3 | Commercial | School (WA) | New | Food Preparation | Natural Gas | Range | E10 | PACT BC Ratio | 0 | 0 | 0 | 0 | 0 | 0 | 0 | 0 | 0 | 0 | 0 | 0 | 0 | 0 | 0 | 0 | 0 | 0 | 0 | 0 | 0 | 0 | 0 | 0 | 0 | 0 | 0
F4_Commercial_School (WA)_New_Food Preparation_Natural Gas_Range_E1 | F4 | Commercial | School (WA) | New | Food Preparation | Natural Gas | Range | E1 | RVT BC Ratio | [24 empty] | 1 | 1 | 1 | bar: 2019 to 2042
F4_Commercial_School (WA)_New_Food Preparation_Natural Gas_Range_E2 | F4 | Commercial | School (WA) | New | Food Preparation | Natural Gas | Range | E2 | RVT BC Ratio | 16.7531 | 17.0254 | 17.3572 | 17.7605 | 18.2403 | 18.8745 | 19.525 | 20.1543 | 20.7336 | 21.2899 | 21.8613 | 22.3718 | 22.9042 | 23.3963 | 23.8108 | 24.1781 | 24.4793 | 24.7632 | 25.0678 | 25.3472 | 25.6267 | 26.0715 | 26.5206 | 26.9847 | 27.4571 | 27.9379 | 28.4272
F4_Commercial_School (WA)_New_Food Preparation_Natural Gas_Range_E3 | F4 | Commercial | School (WA) | New | Food Preparation | Natural Gas | Range | E3 | RVT BC Ratio | 0 | 0 | 0 | 0 | 0 | 0 | 0 | 0 | 0 | 0 | 0 | 0 | 0 | 0 | 0 | 0 | 0 | 0 | 0 | 0 | 0 | 0 | 0 | 0 | 0 | 0 | 0
F4_Commercial_School (WA)_New_Food Preparation_Natural Gas_Range_E4 | F4 | Commercial | School (WA) | New | Food Preparation | Natural Gas | Range | E4 | RVT BC Ratio | 0 | 0 | 0 | 0 | 0 | 0 | 0 | 0 | 0 | 0 | 0 | 0 | 0 | 0 | 0 | 0 | 0 | 0 | 0 | 0 | 0 | 0 | 0 | 0 | 0 | 0 | 0
F4_Commercial_School (WA)_New_Food Preparation_Natural Gas_Range_E5 | F4 | Commercial | School (WA) | New | Food Preparation | Natural Gas | Range | E5 | RVT BC Ratio | 0 | 0 | 0 | 0 | 0 | 0 | 0 | 0 | 0 | 0 | 0 | 0 | 0 | 0 | 0 | 0 | 0 | 0 | 0 | 0 | 0 | 0 | 0 | 0 | 0 | 0 | 0
F4_Commercial_School (WA)_New_Food Preparation_Natural Gas_Range_E6 | F4 | Commercial | School (WA) | New | Food Preparation | Natural Gas | Range | E6 | RVT BC Ratio | 0 | 0 | 0 | 0 | 0 | 0 | 0 | 0 | 0 | 0 | 0 | 0 | 0 | 0 | 0 | 0 | 0 | 0 | 0 | 0 | 0 | 0 | 0 | 0 | 0 | 0 | 0
F4_Commercial_School (WA)_New_Food Preparation_Natural Gas_Range_E7 | F4 | Commercial | School (WA) | New | Food Preparation | Natural Gas | Range | E7 | RVT BC Ratio | 0 | 0 | 0 | 0 | 0 | 0 | 0 | 0 | 0 | 0 | 0 | 0 | 0 | 0 | 0 | 0 | 0 | 0 | 0 | 0 | 0 | 0 | 0 | 0 | 0 | 0 | 0
F4_Commercial_School (WA)_New_Food Preparation_Natural Gas_Range_E8 | F4 | Commercial | School (WA) | New | Food Preparation | Natural Gas | Range | E8 | RVT BC Ratio | 0 | 0 | 0 | 0 | 0 | 0 | 0 | 0 | 0 | 0 | 0 | 0 | 0 | 0 | 0 | 0 | 0 | 0 | 0 | 0 | 0 | 0 | 0 | 0 | 0 | 0 | 0
F4_Commercial_School (WA)_New_Food Preparation_Natural Gas_Range_E9 | F4 | Commercial | School (WA) | New | Food Preparation | Natural Gas | Range | E9 | RVT BC Ratio | 0 | 0 | 0 | 0 | 0 | 0 | 0 | 0 | 0 | 0 | 0 | 0 | 0 | 0 | 0 | 0 | 0 | 0 | 0 | 0 | 0 | 0 | 0 | 0 | 0 | 0 | 0
F4_Commercial_School (WA)_New_Food Preparation_Natural Gas_Range_E10 | F4 | Commercial | School (WA) | New | Food Preparation | Natural Gas | Range | E10 | RVT BC Ratio | 0 | 0 | 0 | 0 | 0 | 0 | 0 | 0 | 0 | 0 | 0 | 0 | 0 | 0 | 0 | 0 | 0 | 0 | 0 | 0 | 0 | 0 | 0 | 0 | 0 | 0 | 0
F5_Commercial_School (WA)_New_Food Preparation_Natural Gas_Range_E1 | F5 | Commercial | School (WA) | New | Food Preparation | Natural Gas | Range | E1 | RIM BC Ratio | [24 empty] | 1 | 1 | 1 | bar: 2019 to 2042
F5_Commercial_School (WA)_New_Food Preparation_Natural Gas_Range_E2 | F5 | Commercial | School (WA) | New | Food Preparation | Natural Gas | Range | E2 | RIM BC Ratio | 0.81111 | 0.81672 | 0.82403 | 0.83175 | 0.83981 | 0.84811 | 0.85662 | 0.86539 | 0.8745 | 0.88451 | 0.88642 | 0.88894 | 0.89222 | 0.89628 | 0.90046 | 0.90481 | 0.90938 | 0.9142 | 0.9193 | 0.9247 | 0.93042 | 0.9308 | 0.93116 | 0.93152 | 0.93188 | 0.93223 | 0.93257
F5_Commercial_School (WA)_New_Food Preparation_Natural Gas_Range_E3 | F5 | Commercial | School (WA) | New | Food Preparation | Natural Gas | Range | E3 | RIM BC Ratio | 0 | 0 | 0 | 0 | 0 | 0 | 0 | 0 | 0 | 0 | 0 | 0 | 0 | 0 | 0 | 0 | 0 | 0 | 0 | 0 | 0 | 0 | 0 | 0 | 0 | 0 | 0
F5_Commercial_School (WA)_New_Food Preparation_Natural Gas_Range_E4 | F5 | Commercial | School (WA) | New | Food Preparation | Natural Gas | Range | E4 | RIM BC Ratio | 0 | 0 | 0 | 0 | 0 | 0 | 0 | 0 | 0 | 0 | 0 | 0 | 0 | 0 | 0 | 0 | 0 | 0 | 0 | 0 | 0 | 0 | 0 | 0 | 0 | 0 | 0
F5_Commercial_School (WA)_New_Food Preparation_Natural Gas_Range_E5 | F5 | Commercial | School (WA) | New | Food Preparation | Natural Gas | Range | E5 | RIM BC Ratio | 0 | 0 | 0 | 0 | 0 | 0 | 0 | 0 | 0 | 0 | 0 | 0 | 0 | 0 | 0 | 0 | 0 | 0 | 0 | 0 | 0 | 0 | 0 | 0 | 0 | 0 | 0
F5_Commercial_School (WA)_New_Food Preparation_Natural Gas_Range_E6 | F5 | Commercial | School (WA) | New | Food Preparation | Natural Gas | Range | E6 | RIM BC Ratio | 0 | 0 | 0 | 0 | 0 | 0 | 0 | 0 | 0 | 0 | 0 | 0 | 0 | 0 | 0 | 0 | 0 | 0 | 0 | 0 | 0 | 0 | 0 | 0 | 0 | 0 | 0
F5_Commercial_School (WA)_New_Food Preparation_Natural Gas_Range_E7 | F5 | Commercial | School (WA) | New | Food Preparation | Natural Gas | Range | E7 | RIM BC Ratio | 0 | 0 | 0 | 0 | 0 | 0 | 0 | 0 | 0 | 0 | 0 | 0 | 0 | 0 | 0 | 0 | 0 | 0 | 0 | 0 | 0 | 0 | 0 | 0 | 0 | 0 | 0
F5_Commercial_School (WA)_New_Food Preparation_Natural Gas_Range_E8 | F5 | Commercial | School (WA) | New | Food Preparation | Natural Gas | Range | E8 | RIM BC Ratio | 0 | 0 | 0 | 0 | 0 | 0 | 0 | 0 | 0 | 0 | 0 | 0 | 0 | 0 | 0 | 0 | 0 | 0 | 0 | 0 | 0 | 0 | 0 | 0 | 0 | 0 | 0
F5_Commercial_School (WA)_New_Food Preparation_Natural Gas_Range_E9 | F5 | Commercial | School (WA) | New | Food Preparation | Natural Gas | Range | E9 | RIM BC Ratio | 0 | 0 | 0 | 0 | 0 | 0 | 0 | 0 | 0 | 0 | 0 | 0 | 0 | 0 | 0 | 0 | 0 | 0 | 0 | 0 | 0 | 0 | 0 | 0 | 0 | 0 | 0
F5_Commercial_School (WA)_New_Food Preparation_Natural Gas_Range_E10 | F5 | Commercial | School (WA) | New | Food Preparation | Natural Gas | Range | E10 | RIM BC Ratio | 0 | 0 | 0 | 0 | 0 | 0 | 0 | 0 | 0 | 0 | 0 | 0 | 0 | 0 | 0 | 0 | 0 | 0 | 0 | 0 | 0 | 0 | 0 | 0 | 0 | 0 | 0
F0_Commercial_School (WA)_New_Food Preparation_Natural Gas_Steamer_E0 | F0 | Commercial | School (WA) | New | Food Preparation | Natural Gas | Steamer | E0 | Economic Unit | ENERGY STAR | ENERGY STAR | ENERGY STAR | ENERGY STAR | ENERGY STAR | ENERGY STAR | ENERGY STAR | ENERGY STAR | ENERGY STAR | ENERGY STAR | ENERGY STAR | ENERGY STAR | ENERGY STAR | ENERGY STAR | ENERGY STAR | ENERGY STAR | ENERGY STAR | ENERGY STAR | ENERGY STAR | ENERGY STAR | ENERGY STAR | ENERGY STAR | ENERGY STAR | ENERGY STAR | ENERGY STAR | ENERGY STAR | ENERGY STAR
F1_Commercial_School (WA)_New_Food Preparation_Natural Gas_Steamer_E1 | F1 | Commercial | School (WA) | New | Food Preparation | Natural Gas | Steamer | E1 | CCE | 0 | 0 | 0 | 0 | 0 | 0 | 0 | 0 | 0 | 0 | 0 | 0 | 0 | 0 | 0 | 0 | 0 | 0 | 0 | 0 | 0 | 0 | 0 | 0 | 0 | 0 | 0
F1_Commercial_School (WA)_New_Food Preparation_Natural Gas_Steamer_E2 | F1 | Commercial | School (WA) | New | Food Preparation | Natural Gas | Steamer | E2 | CCE | 0.00016469 | 0.00016469 | 0.00016469 | 0.00016469 | 0.00016469 | 0.00016469 | 0.00016469 | 0.00016469 | 0.00016469 | 0.00016469 | 0.00016469 | 0.00016469 | 0.00016469 | 0.00016469 | 0.00016469 | 0.00016469 | 0.00016469 | 0.00016469 | 0.00016469 | 0.00016469 | 0.00016469 | 0.00016469 | 0.00016469 | 0.00016469 | 0.00016469 | 0.00016469 | 0.00016469
F1_Commercial_School (WA)_New_Food Preparation_Natural Gas_Steamer_E3 | F1 | Commercial | School (WA) | New | Food Preparation | Natural Gas | Steamer | E3 | CCE | 0 | 0 | 0 | 0 | 0 | 0 | 0 | 0 | 0 | 0 | 0 | 0 | 0 | 0 | 0 | 0 | 0 | 0 | 0 | 0 | 0 | 0 | 0 | 0 | 0 | 0 | 0
F1_Commercial_School (WA)_New_Food Preparation_Natural Gas_Steamer_E4 | F1 | Commercial | School (WA) | New | Food Preparation | Natural Gas | Steamer | E4 | CCE | 0 | 0 | 0 | 0 | 0 | 0 | 0 | 0 | 0 | 0 | 0 | 0 | 0 | 0 | 0 | 0 | 0 | 0 | 0 | 0 | 0 | 0 | 0 | 0 | 0 | 0 | 0
F1_Commercial_School (WA)_New_Food Preparation_Natural Gas_Steamer_E5 | F1 | Commercial | School (WA) | New | Food Preparation | Natural Gas | Steamer | E5 | CCE | 0 | 0 | 0 | 0 | 0 | 0 | 0 | 0 | 0 | 0 | 0 | 0 | 0 | 0 | 0 | 0 | 0 | 0 | 0 | 0 | 0 | 0 | 0 | 0 | 0 | 0 | 0
F1_Commercial_School (WA)_New_Food Preparation_Natural Gas_Steamer_E6 | F1 | Commercial | School (WA) | New | Food Preparation | Natural Gas | Steamer | E6 | CCE | 0 | 0 | 0 | 0 | 0 | 0 | 0 | 0 | 0 | 0 | 0 | 0 | 0 | 0 | 0 | 0 | 0 | 0 | 0 | 0 | 0 | 0 | 0 | 0 | 0 | 0 | 0
F1_Commercial_School (WA)_New_Food Preparation_Natural Gas_Steamer_E7 | F1 | Commercial | School (WA) | New | Food Preparation | Natural Gas | Steamer | E7 | CCE | 0 | 0 | 0 | 0 | 0 | 0 | 0 | 0 | 0 | 0 | 0 | 0 | 0 | 0 | 0 | 0 | 0 | 0 | 0 | 0 | 0 | 0 | 0 | 0 | 0 | 0 | 0
F1_Commercial_School (WA)_New_Food Preparation_Natural Gas_Steamer_E8 | F1 | Commercial | School (WA) | New | Food Preparation | Natural Gas | Steamer | E8 | CCE | 0 | 0 | 0 | 0 | 0 | 0 | 0 | 0 | 0 | 0 | 0 | 0 | 0 | 0 | 0 | 0 | 0 | 0 | 0 | 0 | 0 | 0 | 0 | 0 | 0 | 0 | 0
F1_Commercial_School (WA)_New_Food Preparation_Natural Gas_Steamer_E9 | F1 | Commercial | School (WA) | New | Food Preparation | Natural Gas | Steamer | E9 | CCE | 0 | 0 | 0 | 0 | 0 | 0 | 0 | 0 | 0 | 0 | 0 | 0 | 0 | 0 | 0 | 0 | 0 | 0 | 0 | 0 | 0 | 0 | 0 | 0 | 0 | 0 | 0
F1_Commercial_School (WA)_New_Food Preparation_Natural Gas_Steamer_E10 | F1 | Commercial | School (WA) | New | Food Preparation | Natural Gas | Steamer | E10 | CCE | 0 | 0 | 0 | 0 | 0 | 0 | 0 | 0 | 0 | 0 | 0 | 0 | 0 | 0 | 0 | 0 | 0 | 0 | 0 | 0 | 0 | 0 | 0 | 0 | 0 | 0 | 0
F2_Commercial_School (WA)_New_Food Preparation_Natural Gas_Steamer_E1 | F2 | Commercial | School (WA) | New | Food Preparation | Natural Gas | Steamer | E1 | TRC BC Ratio | [24 empty] | 1 | 1 | 1 | bar: 2019 to 2042
F2_Commercial_School (WA)_New_Food Preparation_Natural Gas_Steamer_E2 | F2 | Commercial | School (WA) | New | Food Preparation | Natural Gas | Steamer | E2 | TRC BC Ratio | 21.6106 | 22.1553 | 22.8005 | 23.54 | 24.3762 | 25.3936 | 26.4408 | 27.4779 | 28.4763 | 29.4886 | 30.2941 | 31.0487 | 31.8595 | 32.6531 | 33.3627 | 34.0268 | 34.6223 | 35.2103 | 35.8383 | 36.4509 | 37.0803 | 37.7346 | 38.3959 | 39.078 | 39.7723 | 40.4789 | 41.198
F2_Commercial_School (WA)_New_Food Preparation_Natural Gas_Steamer_E3 | F2 | Commercial | School (WA) | New | Food Preparation | Natural Gas | Steamer | E3 | TRC BC Ratio | 0 | 0 | 0 | 0 | 0 | 0 | 0 | 0 | 0 | 0 | 0 | 0 | 0 | 0 | 0 | 0 | 0 | 0 | 0 | 0 | 0 | 0 | 0 | 0 | 0 | 0 | 0
F2_Commercial_School (WA)_New_Food Preparation_Natural Gas_Steamer_E4 | F2 | Commercial | School (WA) | New | Food Preparation | Natural Gas | Steamer | E4 | TRC BC Ratio | 0 | 0 | 0 | 0 | 0 | 0 | 0 | 0 | 0 | 0 | 0 | 0 | 0 | 0 | 0 | 0 | 0 | 0 | 0 | 0 | 0 | 0 | 0 | 0 | 0 | 0 | 0
F2_Commercial_School (WA)_New_Food Preparation_Natural Gas_Steamer_E5 | F2 | Commercial | School (WA) | New | Food Preparation | Natural Gas | Steamer | E5 | TRC BC Ratio | 0 | 0 | 0 | 0 | 0 | 0 | 0 | 0 | 0 | 0 | 0 | 0 | 0 | 0 | 0 | 0 | 0 | 0 | 0 | 0 | 0 | 0 | 0 | 0 | 0 | 0 | 0
F2_Commercial_School (WA)_New_Food Preparation_Natural Gas_Steamer_E6 | F2 | Commercial | School (WA) | New | Food Preparation | Natural Gas | Steamer | E6 | TRC BC Ratio | 0 | 0 | 0 | 0 | 0 | 0 | 0 | 0 | 0 | 0 | 0 | 0 | 0 | 0 | 0 | 0 | 0 | 0 | 0 | 0 | 0 | 0 | 0 | 0 | 0 | 0 | 0
F2_Commercial_School (WA)_New_Food Preparation_Natural Gas_Steamer_E7 | F2 | Commercial | School (WA) | New | Food Preparation | Natural Gas | Steamer | E7 | TRC BC Ratio | 0 | 0 | 0 | 0 | 0 | 0 | 0 | 0 | 0 | 0 | 0 | 0 | 0 | 0 | 0 | 0 | 0 | 0 | 0 | 0 | 0 | 0 | 0 | 0 | 0 | 0 | 0
F2_Commercial_School (WA)_New_Food Preparation_Natural Gas_Steamer_E8 | F2 | Commercial | School (WA) | New | Food Preparation | Natural Gas | Steamer | E8 | TRC BC Ratio | 0 | 0 | 0 | 0 | 0 | 0 | 0 | 0 | 0 | 0 | 0 | 0 | 0 | 0 | 0 | 0 | 0 | 0 | 0 | 0 | 0 | 0 | 0 | 0 | 0 | 0 | 0
F2_Commercial_School (WA)_New_Food Preparation_Natural Gas_Steamer_E9 | F2 | Commercial | School (WA) | New | Food Preparation | Natural Gas | Steamer | E9 | TRC BC Ratio | 0 | 0 | 0 | 0 | 0 | 0 | 0 | 0 | 0 | 0 | 0 | 0 | 0 | 0 | 0 | 0 | 0 | 0 | 0 | 0 | 0 | 0 | 0 | 0 | 0 | 0 | 0
F2_Commercial_School (WA)_New_Food Preparation_Natural Gas_Steamer_E10 | F2 | Commercial | School (WA) | New | Food Preparation | Natural Gas | Steamer | E10 | TRC BC Ratio | 0 | 0 | 0 | 0 | 0 | 0 | 0 | 0 | 0 | 0 | 0 | 0 | 0 | 0 | 0 | 0 | 0 | 0 | 0 | 0 | 0 | 0 | 0 | 0 | 0 | 0 | 0
F3_Commercial_School (WA)_New_Food Preparation_Natural Gas_Steamer_E1 | F3 | Commercial | School (WA) | New | Food Preparation | Natural Gas | Steamer | E1 | PACT BC Ratio | [24 empty] | 1 | 1 | 1 | bar: 2019 to 2042
F3_Commercial_School (WA)_New_Food Preparation_Natural Gas_Steamer_E2 | F3 | Commercial | School (WA) | New | Food Preparation | Natural Gas | Steamer | E2 | PACT BC Ratio | 43.5533 | 44.6509 | 45.9513 | 47.4416 | 49.1269 | 51.1774 | 53.2879 | 55.378 | 57.3902 | 59.4303 | 61.0536 | 62.5744 | 64.2084 | 65.8079 | 67.238 | 68.5764 | 69.7766 | 70.9615 | 72.2272 | 73.4619 | 74.7303 | 76.049 | 77.3817 | 78.7564 | 80.1556 | 81.5797 | 83.029
F3_Commercial_School (WA)_New_Food Preparation_Natural Gas_Steamer_E3 | F3 | Commercial | School (WA) | New | Food Preparation | Natural Gas | Steamer | E3 | PACT BC Ratio | 0 | 0 | 0 | 0 | 0 | 0 | 0 | 0 | 0 | 0 | 0 | 0 | 0 | 0 | 0 | 0 | 0 | 0 | 0 | 0 | 0 | 0 | 0 | 0 | 0 | 0 | 0
F3_Commercial_School (WA)_New_Food Preparation_Natural Gas_Steamer_E4 | F3 | Commercial | School (WA) | New | Food Preparation | Natural Gas | Steamer | E4 | PACT BC Ratio | 0 | 0 | 0 | 0 | 0 | 0 | 0 | 0 | 0 | 0 | 0 | 0 | 0 | 0 | 0 | 0 | 0 | 0 | 0 | 0 | 0 | 0 | 0 | 0 | 0 | 0 | 0
F3_Commercial_School (WA)_New_Food Preparation_Natural Gas_Steamer_E5 | F3 | Commercial | School (WA) | New | Food Preparation | Natural Gas | Steamer | E5 | PACT BC Ratio | 0 | 0 | 0 | 0 | 0 | 0 | 0 | 0 | 0 | 0 | 0 | 0 | 0 | 0 | 0 | 0 | 0 | 0 | 0 | 0 | 0 | 0 | 0 | 0 | 0 | 0 | 0
F3_Commercial_School (WA)_New_Food Preparation_Natural Gas_Steamer_E6 | F3 | Commercial | School (WA) | New | Food Preparation | Natural Gas | Steamer | E6 | PACT BC Ratio | 0 | 0 | 0 | 0 | 0 | 0 | 0 | 0 | 0 | 0 | 0 | 0 | 0 | 0 | 0 | 0 | 0 | 0 | 0 | 0 | 0 | 0 | 0 | 0 | 0 | 0 | 0
F3_Commercial_School (WA)_New_Food Preparation_Natural Gas_Steamer_E7 | F3 | Commercial | School (WA) | New | Food Preparation | Natural Gas | Steamer | E7 | PACT BC Ratio | 0 | 0 | 0 | 0 | 0 | 0 | 0 | 0 | 0 | 0 | 0 | 0 | 0 | 0 | 0 | 0 | 0 | 0 | 0 | 0 | 0 | 0 | 0 | 0 | 0 | 0 | 0
F3_Commercial_School (WA)_New_Food Preparation_Natural Gas_Steamer_E8 | F3 | Commercial | School (WA) | New | Food Preparation | Natural Gas | Steamer | E8 | PACT BC Ratio | 0 | 0 | 0 | 0 | 0 | 0 | 0 | 0 | 0 | 0 | 0 | 0 | 0 | 0 | 0 | 0 | 0 | 0 | 0 | 0 | 0 | 0 | 0 | 0 | 0 | 0 | 0
F3_Commercial_School (WA)_New_Food Preparation_Natural Gas_Steamer_E9 | F3 | Commercial | School (WA) | New | Food Preparation | Natural Gas | Steamer | E9 | PACT BC Ratio | 0 | 0 | 0 | 0 | 0 | 0 | 0 | 0 | 0 | 0 | 0 | 0 | 0 | 0 | 0 | 0 | 0 | 0 | 0 | 0 | 0 | 0 | 0 | 0 | 0 | 0 | 0
F3_Commercial_School (WA)_New_Food Preparation_Natural Gas_Steamer_E10 | F3 | Commercial | School (WA) | New | Food Preparation | Natural Gas | Steamer | E10 | PACT BC Ratio | 0 | 0 | 0 | 0 | 0 | 0 | 0 | 0 | 0 | 0 | 0 | 0 | 0 | 0 | 0 | 0 | 0 | 0 | 0 | 0 | 0 | 0 | 0 | 0 | 0 | 0 | 0
F4_Commercial_School (WA)_New_Food Preparation_Natural Gas_Steamer_E1 | F4 | Commercial | School (WA) | New | Food Preparation | Natural Gas | Steamer | E1 | RVT BC Ratio | [24 empty] | 1 | 1 | 1 | bar: 2019 to 2042
F4_Commercial_School (WA)_New_Food Preparation_Natural Gas_Steamer_E2 | F4 | Commercial | School (WA) | New | Food Preparation | Natural Gas | Steamer | E2 | RVT BC Ratio | 30.939 | 31.5159 | 32.1932 | 32.9827 | 33.8871 | 35.016 | 36.148 | 37.2228 | 38.1957 | 39.1389 | 40.1161 | 41.0043 | 41.9417 | 42.8287 | 43.5915 | 44.2798 | 44.8624 | 45.4186 | 46.0101 | 46.5624 | 47.1166 | 47.9411 | 48.7743 | 49.6338 | 50.5085 | 51.3988 | 52.3049
F4_Commercial_School (WA)_New_Food Preparation_Natural Gas_Steamer_E3 | F4 | Commercial | School (WA) | New | Food Preparation | Natural Gas | Steamer | E3 | RVT BC Ratio | 0 | 0 | 0 | 0 | 0 | 0 | 0 | 0 | 0 | 0 | 0 | 0 | 0 | 0 | 0 | 0 | 0 | 0 | 0 | 0 | 0 | 0 | 0 | 0 | 0 | 0 | 0
F4_Commercial_School (WA)_New_Food Preparation_Natural Gas_Steamer_E4 | F4 | Commercial | School (WA) | New | Food Preparation | Natural Gas | Steamer | E4 | RVT BC Ratio | 0 | 0 | 0 | 0 | 0 | 0 | 0 | 0 | 0 | 0 | 0 | 0 | 0 | 0 | 0 | 0 | 0 | 0 | 0 | 0 | 0 | 0 | 0 | 0 | 0 | 0 | 0
F4_Commercial_School (WA)_New_Food Preparation_Natural Gas_Steamer_E5 | F4 | Commercial | School (WA) | New | Food Preparation | Natural Gas | Steamer | E5 | RVT BC Ratio | 0 | 0 | 0 | 0 | 0 | 0 | 0 | 0 | 0 | 0 | 0 | 0 | 0 | 0 | 0 | 0 | 0 | 0 | 0 | 0 | 0 | 0 | 0 | 0 | 0 | 0 | 0
F4_Commercial_School (WA)_New_Food Preparation_Natural Gas_Steamer_E6 | F4 | Commercial | School (WA) | New | Food Preparation | Natural Gas | Steamer | E6 | RVT BC Ratio | 0 | 0 | 0 | 0 | 0 | 0 | 0 | 0 | 0 | 0 | 0 | 0 | 0 | 0 | 0 | 0 | 0 | 0 | 0 | 0 | 0 | 0 | 0 | 0 | 0 | 0 | 0
F4_Commercial_School (WA)_New_Food Preparation_Natural Gas_Steamer_E7 | F4 | Commercial | School (WA) | New | Food Preparation | Natural Gas | Steamer | E7 | RVT BC Ratio | 0 | 0 | 0 | 0 | 0 | 0 | 0 | 0 | 0 | 0 | 0 | 0 | 0 | 0 | 0 | 0 | 0 | 0 | 0 | 0 | 0 | 0 | 0 | 0 | 0 | 0 | 0
F4_Commercial_School (WA)_New_Food Preparation_Natural Gas_Steamer_E8 | F4 | Commercial | School (WA) | New | Food Preparation | Natural Gas | Steamer | E8 | RVT BC Ratio | 0 | 0 | 0 | 0 | 0 | 0 | 0 | 0 | 0 | 0 | 0 | 0 | 0 | 0 | 0 | 0 | 0 | 0 | 0 | 0 | 0 | 0 | 0 | 0 | 0 | 0 | 0
F4_Commercial_School (WA)_New_Food Preparation_Natural Gas_Steamer_E9 | F4 | Commercial | School (WA) | New | Food Preparation | Natural Gas | Steamer | E9 | RVT BC Ratio | 0 | 0 | 0 | 0 | 0 | 0 | 0 | 0 | 0 | 0 | 0 | 0 | 0 | 0 | 0 | 0 | 0 | 0 | 0 | 0 | 0 | 0 | 0 | 0 | 0 | 0 | 0
F4_Commercial_School (WA)_New_Food Preparation_Natural Gas_Steamer_E10 | F4 | Commercial | School (WA) | New | Food Preparation | Natural Gas | Steamer | E10 | RVT BC Ratio | 0 | 0 | 0 | 0 | 0 | 0 | 0 | 0 | 0 | 0 | 0 | 0 | 0 | 0 | 0 | 0 | 0 | 0 | 0 | 0 | 0 | 0 | 0 | 0 | 0 | 0 | 0
F5_Commercial_School (WA)_New_Food Preparation_Natural Gas_Steamer_E1 | F5 | Commercial | School (WA) | New | Food Preparation | Natural Gas | Steamer | E1 | RIM BC Ratio | [24 empty] | 1 | 1 | 1 | bar: 2019 to 2042
F5_Commercial_School (WA)_New_Food Preparation_Natural Gas_Steamer_E2 | F5 | Commercial | School (WA) | New | Food Preparation | Natural Gas | Steamer | E2 | RIM BC Ratio | 0.83281 | 0.83826 | 0.84464 | 0.85128 | 0.85814 | 0.8653 | 0.87292 | 0.88111 | 0.88998 | 0.89953 | 0.9017 | 0.90424 | 0.90721 | 0.91064 | 0.91423 | 0.91799 | 0.92198 | 0.92621 | 0.93066 | 0.93539 | 0.9404 | 0.9406 | 0.9408 | 0.941 | 0.9412 | 0.94139 | 0.94158
F5_Commercial_School (WA)_New_Food Preparation_Natural Gas_Steamer_E3 | F5 | Commercial | School (WA) | New | Food Preparation | Natural Gas | Steamer | E3 | RIM BC Ratio | 0 | 0 | 0 | 0 | 0 | 0 | 0 | 0 | 0 | 0 | 0 | 0 | 0 | 0 | 0 | 0 | 0 | 0 | 0 | 0 | 0 | 0 | 0 | 0 | 0 | 0 | 0
F5_Commercial_School (WA)_New_Food Preparation_Natural Gas_Steamer_E4 | F5 | Commercial | School (WA) | New | Food Preparation | Natural Gas | Steamer | E4 | RIM BC Ratio | 0 | 0 | 0 | 0 | 0 | 0 | 0 | 0 | 0 | 0 | 0 | 0 | 0 | 0 | 0 | 0 | 0 | 0 | 0 | 0 | 0 | 0 | 0 | 0 | 0 | 0 | 0
F5_Commercial_School (WA)_New_Food Preparation_Natural Gas_Steamer_E5 | F5 | Commercial | School (WA) | New | Food Preparation | Natural Gas | Steamer | E5 | RIM BC Ratio | 0 | 0 | 0 | 0 | 0 | 0 | 0 | 0 | 0 | 0 | 0 | 0 | 0 | 0 | 0 | 0 | 0 | 0 | 0 | 0 | 0 | 0 | 0 | 0 | 0 | 0 | 0
F5_Commercial_School (WA)_New_Food Preparation_Natural Gas_Steamer_E6 | F5 | Commercial | School (WA) | New | Food Preparation | Natural Gas | Steamer | E6 | RIM BC Ratio | 0 | 0 | 0 | 0 | 0 | 0 | 0 | 0 | 0 | 0 | 0 | 0 | 0 | 0 | 0 | 0 | 0 | 0 | 0 | 0 | 0 | 0 | 0 | 0 | 0 | 0 | 0
F5_Commercial_School (WA)_New_Food Preparation_Natural Gas_Steamer_E7 | F5 | Commercial | School (WA) | New | Food Preparation | Natural Gas | Steamer | E7 | RIM BC Ratio | 0 | 0 | 0 | 0 | 0 | 0 | 0 | 0 | 0 | 0 | 0 | 0 | 0 | 0 | 0 | 0 | 0 | 0 | 0 | 0 | 0 | 0 | 0 | 0 | 0 | 0 | 0
F5_Commercial_School (WA)_New_Food Preparation_Natural Gas_Steamer_E8 | F5 | Commercial | School (WA) | New | Food Preparation | Natural Gas | Steamer | E8 | RIM BC Ratio | 0 | 0 | 0 | 0 | 0 | 0 | 0 | 0 | 0 | 0 | 0 | 0 | 0 | 0 | 0 | 0 | 0 | 0 | 0 | 0 | 0 | 0 | 0 | 0 | 0 | 0 | 0
F5_Commercial_School (WA)_New_Food Preparation_Natural Gas_Steamer_E9 | F5 | Commercial | School (WA) | New | Food Preparation | Natural Gas | Steamer | E9 | RIM BC Ratio | 0 | 0 | 0 | 0 | 0 | 0 | 0 | 0 | 0 | 0 | 0 | 0 | 0 | 0 | 0 | 0 | 0 | 0 | 0 | 0 | 0 | 0 | 0 | 0 | 0 | 0 | 0
F5_Commercial_School (WA)_New_Food Preparation_Natural Gas_Steamer_E10 | F5 | Commercial | School (WA) | New | Food Preparation | Natural Gas | Steamer | E10 | RIM BC Ratio | 0 | 0 | 0 | 0 | 0 | 0 | 0 | 0 | 0 | 0 | 0 | 0 | 0 | 0 | 0 | 0 | 0 | 0 | 0 | 0 | 0 | 0 | 0 | 0 | 0 | 0 | 0
F0_Commercial_School (WA)_New_Food Preparation_Natural Gas_Food Prep Other_E0 | F0 | Commercial | School (WA) | New | Food Preparation | Natural Gas | Food Prep Other | E0 | Economic Unit | ENERGY STAR | ENERGY STAR | ENERGY STAR | ENERGY STAR | ENERGY STAR | ENERGY STAR | ENERGY STAR | ENERGY STAR | ENERGY STAR | ENERGY STAR | ENERGY STAR | ENERGY STAR | ENERGY STAR | ENERGY STAR | ENERGY STAR | ENERGY STAR | ENERGY STAR | ENERGY STAR | ENERGY STAR | ENERGY STAR | ENERGY STAR | ENERGY STAR | ENERGY STAR | ENERGY STAR | ENERGY STAR | ENERGY STAR | ENERGY STAR
F1_Commercial_School (WA)_New_Food Preparation_Natural Gas_Food Prep Other_E1 | F1 | Commercial | School (WA) | New | Food Preparation | Natural Gas | Food Prep Other | E1 | CCE | 0 | 0 | 0 | 0 | 0 | 0 | 0 | 0 | 0 | 0 | 0 | 0 | 0 | 0 | 0 | 0 | 0 | 0 | 0 | 0 | 0 | 0 | 0 | 0 | 0 | 0 | 0
F1_Commercial_School (WA)_New_Food Preparation_Natural Gas_Food Prep Other_E2 | F1 | Commercial | School (WA) | New | Food Preparation | Natural Gas | Food Prep Other | E2 | CCE | 0.0024994 | 0.0024994 | 0.0024994 | 0.0024994 | 0.0024994 | 0.0024994 | 0.0024994 | 0.0024994 | 0.0024994 | 0.0024994 | 0.0024994 | 0.0024994 | 0.0024994 | 0.0024994 | 0.0024994 | 0.0024994 | 0.0024994 | 0.0024994 | 0.0024994 | 0.0024994 | 0.0024994 | 0.0024994 | 0.0024994 | 0.0024994 | 0.0024994 | 0.0024994 | 0.0024994
F1_Commercial_School (WA)_New_Food Preparation_Natural Gas_Food Prep Other_E3 | F1 | Commercial | School (WA) | New | Food Preparation | Natural Gas | Food Prep Other | E3 | CCE | 0 | 0 | 0 | 0 | 0 | 0 | 0 | 0 | 0 | 0 | 0 | 0 | 0 | 0 | 0 | 0 | 0 | 0 | 0 | 0 | 0 | 0 | 0 | 0 | 0 | 0 | 0
F1_Commercial_School (WA)_New_Food Preparation_Natural Gas_Food Prep Other_E4 | F1 | Commercial | School (WA) | New | Food Preparation | Natural Gas | Food Prep Other | E4 | CCE | 0 | 0 | 0 | 0 | 0 | 0 | 0 | 0 | 0 | 0 | 0 | 0 | 0 | 0 | 0 | 0 | 0 | 0 | 0 | 0 | 0 | 0 | 0 | 0 | 0 | 0 | 0
F1_Commercial_School (WA)_New_Food Preparation_Natural Gas_Food Prep Other_E5 | F1 | Commercial | School (WA) | New | Food Preparation | Natural Gas | Food Prep Other | E5 | CCE | 0 | 0 | 0 | 0 | 0 | 0 | 0 | 0 | 0 | 0 | 0 | 0 | 0 | 0 | 0 | 0 | 0 | 0 | 0 | 0 | 0 | 0 | 0 | 0 | 0 | 0 | 0
F1_Commercial_School (WA)_New_Food Preparation_Natural Gas_Food Prep Other_E6 | F1 | Commercial | School (WA) | New | Food Preparation | Natural Gas | Food Prep Other | E6 | CCE | 0 | 0 | 0 | 0 | 0 | 0 | 0 | 0 | 0 | 0 | 0 | 0 | 0 | 0 | 0 | 0 | 0 | 0 | 0 | 0 | 0 | 0 | 0 | 0 | 0 | 0 | 0
F1_Commercial_School (WA)_New_Food Preparation_Natural Gas_Food Prep Other_E7 | F1 | Commercial | School (WA) | New | Food Preparation | Natural Gas | Food Prep Other | E7 | CCE | 0 | 0 | 0 | 0 | 0 | 0 | 0 | 0 | 0 | 0 | 0 | 0 | 0 | 0 | 0 | 0 | 0 | 0 | 0 | 0 | 0 | 0 | 0 | 0 | 0 | 0 | 0
F1_Commercial_School (WA)_New_Food Preparation_Natural Gas_Food Prep Other_E8 | F1 | Commercial | School (WA) | New | Food Preparation | Natural Gas | Food Prep Other | E8 | CCE | 0 | 0 | 0 | 0 | 0 | 0 | 0 | 0 | 0 | 0 | 0 | 0 | 0 | 0 | 0 | 0 | 0 | 0 | 0 | 0 | 0 | 0 | 0 | 0 | 0 | 0 | 0
F1_Commercial_School (WA)_New_Food Preparation_Natural Gas_Food Prep Other_E9 | F1 | Commercial | School (WA) | New | Food Preparation | Natural Gas | Food Prep Other | E9 | CCE | 0 | 0 | 0 | 0 | 0 | 0 | 0 | 0 | 0 | 0 | 0 | 0 | 0 | 0 | 0 | 0 | 0 | 0 | 0 | 0 | 0 | 0 | 0 | 0 | 0 | 0 | 0
F1_Commercial_School (WA)_New_Food Preparation_Natural Gas_Food Prep Other_E10 | F1 | Commercial | School (WA) | New | Food Preparation | Natural Gas | Food Prep Other | E10 | CCE | 0 | 0 | 0 | 0 | 0 | 0 | 0 | 0 | 0 | 0 | 0 | 0 | 0 | 0 | 0 | 0 | 0 | 0 | 0 | 0 | 0 | 0 | 0 | 0 | 0 | 0 | 0
F2_Commercial_School (WA)_New_Food Preparation_Natural Gas_Food Prep Other_E1 | F2 | Commercial | School (WA) | New | Food Preparation | Natural Gas | Food Prep Other | E1 | TRC BC Ratio | [24 empty] | 1 | 1 | 1 | bar: 2019 to 2042
F2_Commercial_School (WA)_New_Food Preparation_Natural Gas_Food Prep Other_E2 | F2 | Commercial | School (WA) | New | Food Preparation | Natural Gas | Food Prep Other | E2 | TRC BC Ratio | 1.3876 | 1.4196 | 1.4599 | 1.5074 | 1.5627 | 1.6324 | 1.705 | 1.7774 | 1.8472 | 1.918 | 1.9733 | 2.0247 | 2.0801 | 2.1341 | 2.1817 | 2.2258 | 2.2646 | 2.3028 | 2.3439 | 2.3838 | 2.4248 | 2.4675 | 2.5107 | 2.5553 | 2.6007 | 2.6469 | 2.6939
F2_Commercial_School (WA)_New_Food Preparation_Natural Gas_Food Prep Other_E3 | F2 | Commercial | School (WA) | New | Food Preparation | Natural Gas | Food Prep Other | E3 | TRC BC Ratio | 0 | 0 | 0 | 0 | 0 | 0 | 0 | 0 | 0 | 0 | 0 | 0 | 0 | 0 | 0 | 0 | 0 | 0 | 0 | 0 | 0 | 0 | 0 | 0 | 0 | 0 | 0
F2_Commercial_School (WA)_New_Food Preparation_Natural Gas_Food Prep Other_E4 | F2 | Commercial | School (WA) | New | Food Preparation | Natural Gas | Food Prep Other | E4 | TRC BC Ratio | 0 | 0 | 0 | 0 | 0 | 0 | 0 | 0 | 0 | 0 | 0 | 0 | 0 | 0 | 0 | 0 | 0 | 0 | 0 | 0 | 0 | 0 | 0 | 0 | 0 | 0 | 0
F2_Commercial_School (WA)_New_Food Preparation_Natural Gas_Food Prep Other_E5 | F2 | Commercial | School (WA) | New | Food Preparation | Natural Gas | Food Prep Other | E5 | TRC BC Ratio | 0 | 0 | 0 | 0 | 0 | 0 | 0 | 0 | 0 | 0 | 0 | 0 | 0 | 0 | 0 | 0 | 0 | 0 | 0 | 0 | 0 | 0 | 0 | 0 | 0 | 0 | 0
F2_Commercial_School (WA)_New_Food Preparation_Natural Gas_Food Prep Other_E6 | F2 | Commercial | School (WA) | New | Food Preparation | Natural Gas | Food Prep Other | E6 | TRC BC Ratio | 0 | 0 | 0 | 0 | 0 | 0 | 0 | 0 | 0 | 0 | 0 | 0 | 0 | 0 | 0 | 0 | 0 | 0 | 0 | 0 | 0 | 0 | 0 | 0 | 0 | 0 | 0
F2_Commercial_School (WA)_New_Food Preparation_Natural Gas_Food Prep Other_E7 | F2 | Commercial | School (WA) | New | Food Preparation | Natural Gas | Food Prep Other | E7 | TRC BC Ratio | 0 | 0 | 0 | 0 | 0 | 0 | 0 | 0 | 0 | 0 | 0 | 0 | 0 | 0 | 0 | 0 | 0 | 0 | 0 | 0 | 0 | 0 | 0 | 0 | 0 | 0 | 0
F2_Commercial_School (WA)_New_Food Preparation_Natural Gas_Food Prep Other_E8 | F2 | Commercial | School (WA) | New | Food Preparation | Natural Gas | Food Prep Other | E8 | TRC BC Ratio | 0 | 0 | 0 | 0 | 0 | 0 | 0 | 0 | 0 | 0 | 0 | 0 | 0 | 0 | 0 | 0 | 0 | 0 | 0 | 0 | 0 | 0 | 0 | 0 | 0 | 0 | 0
F2_Commercial_School (WA)_New_Food Preparation_Natural Gas_Food Prep Other_E9 | F2 | Commercial | School (WA) | New | Food Preparation | Natural Gas | Food Prep Other | E9 | TRC BC Ratio | 0 | 0 | 0 | 0 | 0 | 0 | 0 | 0 | 0 | 0 | 0 | 0 | 0 | 0 | 0 | 0 | 0 | 0 | 0 | 0 | 0 | 0 | 0 | 0 | 0 | 0 | 0
F2_Commercial_School (WA)_New_Food Preparation_Natural Gas_Food Prep Other_E10 | F2 | Commercial | School (WA) | New | Food Preparation | Natural Gas | Food Prep Other | E10 | TRC BC Ratio | 0 | 0 | 0 | 0 | 0 | 0 | 0 | 0 | 0 | 0 | 0 | 0 | 0 | 0 | 0 | 0 | 0 | 0 | 0 | 0 | 0 | 0 | 0 | 0 | 0 | 0 | 0
F3_Commercial_School (WA)_New_Food Preparation_Natural Gas_Food Prep Other_E1 | F3 | Commercial | School (WA) | New | Food Preparation | Natural Gas | Food Prep Other | E1 | PACT BC Ratio | [24 empty] | 1 | 1 | 1 | bar: 2019 to 2042
F3_Commercial_School (WA)_New_Food Preparation_Natural Gas_Food Prep Other_E2 | F3 | Commercial | School (WA) | New | Food Preparation | Natural Gas | Food Prep Other | E2 | PACT BC Ratio | 2.7964 | 2.861 | 2.9422 | 3.038 | 3.1494 | 3.2899 | 3.4362 | 3.5821 | 3.7229 | 3.8655 | 3.9769 | 4.0805 | 4.1921 | 4.3009 | 4.3969 | 4.4857 | 4.5641 | 4.6411 | 4.7239 | 4.8042 | 4.8868 | 4.973 | 5.0599 | 5.1498 | 5.2413 | 5.3344 | 5.4292
F3_Commercial_School (WA)_New_Food Preparation_Natural Gas_Food Prep Other_E3 | F3 | Commercial | School (WA) | New | Food Preparation | Natural Gas | Food Prep Other | E3 | PACT BC Ratio | 0 | 0 | 0 | 0 | 0 | 0 | 0 | 0 | 0 | 0 | 0 | 0 | 0 | 0 | 0 | 0 | 0 | 0 | 0 | 0 | 0 | 0 | 0 | 0 | 0 | 0 | 0
F3_Commercial_School (WA)_New_Food Preparation_Natural Gas_Food Prep Other_E4 | F3 | Commercial | School (WA) | New | Food Preparation | Natural Gas | Food Prep Other | E4 | PACT BC Ratio | 0 | 0 | 0 | 0 | 0 | 0 | 0 | 0 | 0 | 0 | 0 | 0 | 0 | 0 | 0 | 0 | 0 | 0 | 0 | 0 | 0 | 0 | 0 | 0 | 0 | 0 | 0
F3_Commercial_School (WA)_New_Food Preparation_Natural Gas_Food Prep Other_E5 | F3 | Commercial | School (WA) | New | Food Preparation | Natural Gas | Food Prep Other | E5 | PACT BC Ratio | 0 | 0 | 0 | 0 | 0 | 0 | 0 | 0 | 0 | 0 | 0 | 0 | 0 | 0 | 0 | 0 | 0 | 0 | 0 | 0 | 0 | 0 | 0 | 0 | 0 | 0 | 0
F3_Commercial_School (WA)_New_Food Preparation_Natural Gas_Food Prep Other_E6 | F3 | Commercial | School (WA) | New | Food Preparation | Natural Gas | Food Prep Other | E6 | PACT BC Ratio | 0 | 0 | 0 | 0 | 0 | 0 | 0 | 0 | 0 | 0 | 0 | 0 | 0 | 0 | 0 | 0 | 0 | 0 | 0 | 0 | 0 | 0 | 0 | 0 | 0 | 0 | 0
F3_Commercial_School (WA)_New_Food Preparation_Natural Gas_Food Prep Other_E7 | F3 | Commercial | School (WA) | New | Food Preparation | Natural Gas | Food Prep Other | E7 | PACT BC Ratio | 0 | 0 | 0 | 0 | 0 | 0 | 0 | 0 | 0 | 0 | 0 | 0 | 0 | 0 | 0 | 0 | 0 | 0 | 0 | 0 | 0 | 0 | 0 | 0 | 0 | 0 | 0
F3_Commercial_School (WA)_New_Food Preparation_Natural Gas_Food Prep Other_E8 | F3 | Commercial | School (WA) | New | Food Preparation | Natural Gas | Food Prep Other | E8 | PACT BC Ratio | 0 | 0 | 0 | 0 | 0 | 0 | 0 | 0 | 0 | 0 | 0 | 0 | 0 | 0 | 0 | 0 | 0 | 0 | 0 | 0 | 0 | 0 | 0 | 0 | 0 | 0 | 0
F3_Commercial_School (WA)_New_Food Preparation_Natural Gas_Food Prep Other_E9 | F3 | Commercial | School (WA) | New | Food Preparation | Natural Gas | Food Prep Other | E9 | PACT BC Ratio | 0 | 0 | 0 | 0 | 0 | 0 | 0 | 0 | 0 | 0 | 0 | 0 | 0 | 0 | 0 | 0 | 0 | 0 | 0 | 0 | 0 | 0 | 0 | 0 | 0 | 0 | 0
F3_Commercial_School (WA)_New_Food Preparation_Natural Gas_Food Prep Other_E10 | F3 | Commercial | School (WA) | New | Food Preparation | Natural Gas | Food Prep Other | E10 | PACT BC Ratio | 0 | 0 | 0 | 0 | 0 | 0 | 0 | 0 | 0 | 0 | 0 | 0 | 0 | 0 | 0 | 0 | 0 | 0 | 0 | 0 | 0 | 0 | 0 | 0 | 0 | 0 | 0
F4_Commercial_School (WA)_New_Food Preparation_Natural Gas_Food Prep Other_E1 | F4 | Commercial | School (WA) | New | Food Preparation | Natural Gas | Food Prep Other | E1 | RVT BC Ratio | [24 empty] | 1 | 1 | 1 | bar: 2019 to 2042
F4_Commercial_School (WA)_New_Food Preparation_Natural Gas_Food Prep Other_E2 | F4 | Commercial | School (WA) | New | Food Preparation | Natural Gas | Food Prep Other | E2 | RVT BC Ratio | 2.3762 | 2.4091 | 2.4493 | 2.4981 | 2.5562 | 2.633 | 2.7118 | 2.788 | 2.8581 | 2.9255 | 2.9947 | 3.0565 | 3.121 | 3.1806 | 3.2308 | 3.2752 | 3.3117 | 3.3461 | 3.383 | 3.4168 | 3.4506 | 3.5045 | 3.5589 | 3.6151 | 3.6723 | 3.7305 | 3.7898
F4_Commercial_School (WA)_New_Food Preparation_Natural Gas_Food Prep Other_E3 | F4 | Commercial | School (WA) | New | Food Preparation | Natural Gas | Food Prep Other | E3 | RVT BC Ratio | 0 | 0 | 0 | 0 | 0 | 0 | 0 | 0 | 0 | 0 | 0 | 0 | 0 | 0 | 0 | 0 | 0 | 0 | 0 | 0 | 0 | 0 | 0 | 0 | 0 | 0 | 0
F4_Commercial_School (WA)_New_Food Preparation_Natural Gas_Food Prep Other_E4 | F4 | Commercial | School (WA) | New | Food Preparation | Natural Gas | Food Prep Other | E4 | RVT BC Ratio | 0 | 0 | 0 | 0 | 0 | 0 | 0 | 0 | 0 | 0 | 0 | 0 | 0 | 0 | 0 | 0 | 0 | 0 | 0 | 0 | 0 | 0 | 0 | 0 | 0 | 0 | 0
F4_Commercial_School (WA)_New_Food Preparation_Natural Gas_Food Prep Other_E5 | F4 | Commercial | School (WA) | New | Food Preparation | Natural Gas | Food Prep Other | E5 | RVT BC Ratio | 0 | 0 | 0 | 0 | 0 | 0 | 0 | 0 | 0 | 0 | 0 | 0 | 0 | 0 | 0 | 0 | 0 | 0 | 0 | 0 | 0 | 0 | 0 | 0 | 0 | 0 | 0
F4_Commercial_School (WA)_New_Food Preparation_Natural Gas_Food Prep Other_E6 | F4 | Commercial | School (WA) | New | Food Preparation | Natural Gas | Food Prep Other | E6 | RVT BC Ratio | 0 | 0 | 0 | 0 | 0 | 0 | 0 | 0 | 0 | 0 | 0 | 0 | 0 | 0 | 0 | 0 | 0 | 0 | 0 | 0 | 0 | 0 | 0 | 0 | 0 | 0 | 0
F4_Commercial_School (WA)_New_Food Preparation_Natural Gas_Food Prep Other_E7 | F4 | Commercial | School (WA) | New | Food Preparation | Natural Gas | Food Prep Other | E7 | RVT BC Ratio | 0 | 0 | 0 | 0 | 0 | 0 | 0 | 0 | 0 | 0 | 0 | 0 | 0 | 0 | 0 | 0 | 0 | 0 | 0 | 0 | 0 | 0 | 0 | 0 | 0 | 0 | 0
F4_Commercial_School (WA)_New_Food Preparation_Natural Gas_Food Prep Other_E8 | F4 | Commercial | School (WA) | New | Food Preparation | Natural Gas | Food Prep Other | E8 | RVT BC Ratio | 0 | 0 | 0 | 0 | 0 | 0 | 0 | 0 | 0 | 0 | 0 | 0 | 0 | 0 | 0 | 0 | 0 | 0 | 0 | 0 | 0 | 0 | 0 | 0 | 0 | 0 | 0
F4_Commercial_School (WA)_New_Food Preparation_Natural Gas_Food Prep Other_E9 | F4 | Commercial | School (WA) | New | Food Preparation | Natural Gas | Food Prep Other | E9 | RVT BC Ratio | 0 | 0 | 0 | 0 | 0 | 0 | 0 | 0 | 0 | 0 | 0 | 0 | 0 | 0 | 0 | 0 | 0 | 0 | 0 | 0 | 0 | 0 | 0 | 0 | 0 | 0 | 0
F4_Commercial_School (WA)_New_Food Preparation_Natural Gas_Food Prep Other_E10 | F4 | Commercial | School (WA) | New | Food Preparation | Natural Gas | Food Prep Other | E10 | RVT BC Ratio | 0 | 0 | 0 | 0 | 0 | 0 | 0 | 0 | 0 | 0 | 0 | 0 | 0 | 0 | 0 | 0 | 0 | 0 | 0 | 0 | 0 | 0 | 0 | 0 | 0 | 0 | 0
F5_Commercial_School (WA)_New_Food Preparation_Natural Gas_Food Prep Other_E1 | F5 | Commercial | School (WA) | New | Food Preparation | Natural Gas | Food Prep Other | E1 | RIM BC Ratio | [24 empty] | 1 | 1 | 1 | bar: 2019 to 2042
F5_Commercial_School (WA)_New_Food Preparation_Natural Gas_Food Prep Other_E2 | F5 | Commercial | School (WA) | New | Food Preparation | Natural Gas | Food Prep Other | E2 | RIM BC Ratio | 0.64634 | 0.6529 | 0.66125 | 0.67042 | 0.68036 | 0.69145 | 0.70267 | 0.71382 | 0.72485 | 0.73641 | 0.74121 | 0.74608 | 0.75162 | 0.75753 | 0.7631 | 0.76855 | 0.77386 | 0.77928 | 0.78503 | 0.7909 | 0.79705 | 0.7993 | 0.80152 | 0.80374 | 0.80594 | 0.80811 | 0.81025
F5_Commercial_School (WA)_New_Food Preparation_Natural Gas_Food Prep Other_E3 | F5 | Commercial | School (WA) | New | Food Preparation | Natural Gas | Food Prep Other | E3 | RIM BC Ratio | 0 | 0 | 0 | 0 | 0 | 0 | 0 | 0 | 0 | 0 | 0 | 0 | 0 | 0 | 0 | 0 | 0 | 0 | 0 | 0 | 0 | 0 | 0 | 0 | 0 | 0 | 0
F5_Commercial_School (WA)_New_Food Preparation_Natural Gas_Food Prep Other_E4 | F5 | Commercial | School (WA) | New | Food Preparation | Natural Gas | Food Prep Other | E4 | RIM BC Ratio | 0 | 0 | 0 | 0 | 0 | 0 | 0 | 0 | 0 | 0 | 0 | 0 | 0 | 0 | 0 | 0 | 0 | 0 | 0 | 0 | 0 | 0 | 0 | 0 | 0 | 0 | 0
F5_Commercial_School (WA)_New_Food Preparation_Natural Gas_Food Prep Other_E5 | F5 | Commercial | School (WA) | New | Food Preparation | Natural Gas | Food Prep Other | E5 | RIM BC Ratio | 0 | 0 | 0 | 0 | 0 | 0 | 0 | 0 | 0 | 0 | 0 | 0 | 0 | 0 | 0 | 0 | 0 | 0 | 0 | 0 | 0 | 0 | 0 | 0 | 0 | 0 | 0
F5_Commercial_School (WA)_New_Food Preparation_Natural Gas_Food Prep Other_E6 | F5 | Commercial | School (WA) | New | Food Preparation | Natural Gas | Food Prep Other | E6 | RIM BC Ratio | 0 | 0 | 0 | 0 | 0 | 0 | 0 | 0 | 0 | 0 | 0 | 0 | 0 | 0 | 0 | 0 | 0 | 0 | 0 | 0 | 0 | 0 | 0 | 0 | 0 | 0 | 0
F5_Commercial_School (WA)_New_Food Preparation_Natural Gas_Food Prep Other_E7 | F5 | Commercial | School (WA) | New | Food Preparation | Natural Gas | Food Prep Other | E7 | RIM BC Ratio | 0 | 0 | 0 | 0 | 0 | 0 | 0 | 0 | 0 | 0 | 0 | 0 | 0 | 0 | 0 | 0 | 0 | 0 | 0 | 0 | 0 | 0 | 0 | 0 | 0 | 0 | 0
F5_Commercial_School (WA)_New_Food Preparation_Natural Gas_Food Prep Other_E8 | F5 | Commercial | School (WA) | New | Food Preparation | Natural Gas | Food Prep Other | E8 | RIM BC Ratio | 0 | 0 | 0 | 0 | 0 | 0 | 0 | 0 | 0 | 0 | 0 | 0 | 0 | 0 | 0 | 0 | 0 | 0 | 0 | 0 | 0 | 0 | 0 | 0 | 0 | 0 | 0
F5_Commercial_School (WA)_New_Food Preparation_Natural Gas_Food Prep Other_E9 | F5 | Commercial | School (WA) | New | Food Preparation | Natural Gas | Food Prep Other | E9 | RIM BC Ratio | 0 | 0 | 0 | 0 | 0 | 0 | 0 | 0 | 0 | 0 | 0 | 0 | 0 | 0 | 0 | 0 | 0 | 0 | 0 | 0 | 0 | 0 | 0 | 0 | 0 | 0 | 0
F5_Commercial_School (WA)_New_Food Preparation_Natural Gas_Food Prep Other_E10 | F5 | Commercial | School (WA) | New | Food Preparation | Natural Gas | Food Prep Other | E10 | RIM BC Ratio | 0 | 0 | 0 | 0 | 0 | 0 | 0 | 0 | 0 | 0 | 0 | 0 | 0 | 0 | 0 | 0 | 0 | 0 | 0 | 0 | 0 | 0 | 0 | 0 | 0 | 0 | 0
F0_Commercial_School (WA)_New_Miscellaneous_Natural Gas_Pool Heater_E0 | F0 | Commercial | School (WA) | New | Miscellaneous | Natural Gas | Pool Heater | E0 | Economic Unit | Condensing (EF .90) | Condensing (EF .90) | Condensing (EF .90) | Condensing (EF .90) | Condensing (EF .90) | Condensing (EF .90) | Condensing (EF .90) | Condensing (EF .90) | Condensing (EF .90) | Condensing (EF .90) | Condensing (EF .90) | Condensing (EF .90) | Condensing (EF .90) | Condensing (EF .90) | Condensing (EF .90) | Condensing (EF .90) | Condensing (EF .90) | Condensing (EF .90) | Condensing (EF .90) | Condensing (EF .90) | Condensing (EF .90) | Condensing (EF .90) | Condensing (EF .90) | Condensing (EF .90) | Condensing (EF .90) | Condensing (EF .90) | Condensing (EF .90)
F1_Commercial_School (WA)_New_Miscellaneous_Natural Gas_Pool Heater_E1 | F1 | Commercial | School (WA) | New | Miscellaneous | Natural Gas | Pool Heater | E1 | CCE | 0 | 0 | 0 | 0 | 0 | 0 | 0 | 0 | 0 | 0 | 0 | 0 | 0 | 0 | 0 | 0 | 0 | 0 | 0 | 0 | 0 | 0 | 0 | 0 | 0 | 0 | 0
F1_Commercial_School (WA)_New_Miscellaneous_Natural Gas_Pool Heater_E2 | F1 | Commercial | School (WA) | New | Miscellaneous | Natural Gas | Pool Heater | E2 | CCE | 4.0925e-05 | 4.0925e-05 | 4.0925e-05 | 4.0925e-05 | 4.0925e-05 | 4.0925e-05 | 4.0925e-05 | 4.0925e-05 | 4.0925e-05 | 4.0925e-05 | 4.0925e-05 | 4.0925e-05 | 4.0925e-05 | 4.0925e-05 | 4.0925e-05 | 4.0925e-05 | 4.0925e-05 | 4.0925e-05 | 4.0925e-05 | 4.0925e-05 | 4.0925e-05 | 4.0925e-05 | 4.0925e-05 | 4.0925e-05 | 4.0925e-05 | 4.0925e-05 | 4.0925e-05
F1_Commercial_School (WA)_New_Miscellaneous_Natural Gas_Pool Heater_E3 | F1 | Commercial | School (WA) | New | Miscellaneous | Natural Gas | Pool Heater | E3 | CCE | 0 | 0 | 0 | 0 | 0 | 0 | 0 | 0 | 0 | 0 | 0 | 0 | 0 | 0 | 0 | 0 | 0 | 0 | 0 | 0 | 0 | 0 | 0 | 0 | 0 | 0 | 0
F1_Commercial_School (WA)_New_Miscellaneous_Natural Gas_Pool Heater_E4 | F1 | Commercial | School (WA) | New | Miscellaneous | Natural Gas | Pool Heater | E4 | CCE | 0 | 0 | 0 | 0 | 0 | 0 | 0 | 0 | 0 | 0 | 0 | 0 | 0 | 0 | 0 | 0 | 0 | 0 | 0 | 0 | 0 | 0 | 0 | 0 | 0 | 0 | 0
F1_Commercial_School (WA)_New_Miscellaneous_Natural Gas_Pool Heater_E5 | F1 | Commercial | School (WA) | New | Miscellaneous | Natural Gas | Pool Heater | E5 | CCE | 0 | 0 | 0 | 0 | 0 | 0 | 0 | 0 | 0 | 0 | 0 | 0 | 0 | 0 | 0 | 0 | 0 | 0 | 0 | 0 | 0 | 0 | 0 | 0 | 0 | 0 | 0
F1_Commercial_School (WA)_New_Miscellaneous_Natural Gas_Pool Heater_E6 | F1 | Commercial | School (WA) | New | Miscellaneous | Natural Gas | Pool Heater | E6 | CCE | 0 | 0 | 0 | 0 | 0 | 0 | 0 | 0 | 0 | 0 | 0 | 0 | 0 | 0 | 0 | 0 | 0 | 0 | 0 | 0 | 0 | 0 | 0 | 0 | 0 | 0 | 0
F1_Commercial_School (WA)_New_Miscellaneous_Natural Gas_Pool Heater_E7 | F1 | Commercial | School (WA) | New | Miscellaneous | Natural Gas | Pool Heater | E7 | CCE | 0 | 0 | 0 | 0 | 0 | 0 | 0 | 0 | 0 | 0 | 0 | 0 | 0 | 0 | 0 | 0 | 0 | 0 | 0 | 0 | 0 | 0 | 0 | 0 | 0 | 0 | 0
F1_Commercial_School (WA)_New_Miscellaneous_Natural Gas_Pool Heater_E8 | F1 | Commercial | School (WA) | New | Miscellaneous | Natural Gas | Pool Heater | E8 | CCE | 0 | 0 | 0 | 0 | 0 | 0 | 0 | 0 | 0 | 0 | 0 | 0 | 0 | 0 | 0 | 0 | 0 | 0 | 0 | 0 | 0 | 0 | 0 | 0 | 0 | 0 | 0
F1_Commercial_School (WA)_New_Miscellaneous_Natural Gas_Pool Heater_E9 | F1 | Commercial | School (WA) | New | Miscellaneous | Natural Gas | Pool Heater | E9 | CCE | 0 | 0 | 0 | 0 | 0 | 0 | 0 | 0 | 0 | 0 | 0 | 0 | 0 | 0 | 0 | 0 | 0 | 0 | 0 | 0 | 0 | 0 | 0 | 0 | 0 | 0 | 0
F1_Commercial_School (WA)_New_Miscellaneous_Natural Gas_Pool Heater_E10 | F1 | Commercial | School (WA) | New | Miscellaneous | Natural Gas | Pool Heater | E10 | CCE | 0 | 0 | 0 | 0 | 0 | 0 | 0 | 0 | 0 | 0 | 0 | 0 | 0 | 0 | 0 | 0 | 0 | 0 | 0 | 0 | 0 | 0 | 0 | 0 | 0 | 0 | 0
F2_Commercial_School (WA)_New_Miscellaneous_Natural Gas_Pool Heater_E1 | F2 | Commercial | School (WA) | New | Miscellaneous | Natural Gas | Pool Heater | E1 | TRC BC Ratio | [24 empty] | 1 | 1 | 1 | bar: 2019 to 2042
F2_Commercial_School (WA)_New_Miscellaneous_Natural Gas_Pool Heater_E2 | F2 | Commercial | School (WA) | New | Miscellaneous | Natural Gas | Pool Heater | E2 | TRC BC Ratio | 80.8559 | 81.4694 | 82.788 | 84.9208 | 87.8612 | 92.1322 | 96.8157 | 101.513 | 106.0602 | 110.9235 | 114.5935 | 118.0369 | 121.9297 | 125.6858 | 128.8329 | 131.6551 | 133.9649 | 136.1759 | 138.6212 | 140.9222 | 143.3034 | 145.8195 | 148.3488 | 150.9844 | 153.6668 | 156.3968 | 159.1753
F2_Commercial_School (WA)_New_Miscellaneous_Natural Gas_Pool Heater_E3 | F2 | Commercial | School (WA) | New | Miscellaneous | Natural Gas | Pool Heater | E3 | TRC BC Ratio | 0 | 0 | 0 | 0 | 0 | 0 | 0 | 0 | 0 | 0 | 0 | 0 | 0 | 0 | 0 | 0 | 0 | 0 | 0 | 0 | 0 | 0 | 0 | 0 | 0 | 0 | 0
F2_Commercial_School (WA)_New_Miscellaneous_Natural Gas_Pool Heater_E4 | F2 | Commercial | School (WA) | New | Miscellaneous | Natural Gas | Pool Heater | E4 | TRC BC Ratio | 0 | 0 | 0 | 0 | 0 | 0 | 0 | 0 | 0 | 0 | 0 | 0 | 0 | 0 | 0 | 0 | 0 | 0 | 0 | 0 | 0 | 0 | 0 | 0 | 0 | 0 | 0
F2_Commercial_School (WA)_New_Miscellaneous_Natural Gas_Pool Heater_E5 | F2 | Commercial | School (WA) | New | Miscellaneous | Natural Gas | Pool Heater | E5 | TRC BC Ratio | 0 | 0 | 0 | 0 | 0 | 0 | 0 | 0 | 0 | 0 | 0 | 0 | 0 | 0 | 0 | 0 | 0 | 0 | 0 | 0 | 0 | 0 | 0 | 0 | 0 | 0 | 0
F2_Commercial_School (WA)_New_Miscellaneous_Natural Gas_Pool Heater_E6 | F2 | Commercial | School (WA) | New | Miscellaneous | Natural Gas | Pool Heater | E6 | TRC BC Ratio | 0 | 0 | 0 | 0 | 0 | 0 | 0 | 0 | 0 | 0 | 0 | 0 | 0 | 0 | 0 | 0 | 0 | 0 | 0 | 0 | 0 | 0 | 0 | 0 | 0 | 0 | 0
F2_Commercial_School (WA)_New_Miscellaneous_Natural Gas_Pool Heater_E7 | F2 | Commercial | School (WA) | New | Miscellaneous | Natural Gas | Pool Heater | E7 | TRC BC Ratio | 0 | 0 | 0 | 0 | 0 | 0 | 0 | 0 | 0 | 0 | 0 | 0 | 0 | 0 | 0 | 0 | 0 | 0 | 0 | 0 | 0 | 0 | 0 | 0 | 0 | 0 | 0
F2_Commercial_School (WA)_New_Miscellaneous_Natural Gas_Pool Heater_E8 | F2 | Commercial | School (WA) | New | Miscellaneous | Natural Gas | Pool Heater | E8 | TRC BC Ratio | 0 | 0 | 0 | 0 | 0 | 0 | 0 | 0 | 0 | 0 | 0 | 0 | 0 | 0 | 0 | 0 | 0 | 0 | 0 | 0 | 0 | 0 | 0 | 0 | 0 | 0 | 0
F2_Commercial_School (WA)_New_Miscellaneous_Natural Gas_Pool Heater_E9 | F2 | Commercial | School (WA) | New | Miscellaneous | Natural Gas | Pool Heater | E9 | TRC BC Ratio | 0 | 0 | 0 | 0 | 0 | 0 | 0 | 0 | 0 | 0 | 0 | 0 | 0 | 0 | 0 | 0 | 0 | 0 | 0 | 0 | 0 | 0 | 0 | 0 | 0 | 0 | 0
F2_Commercial_School (WA)_New_Miscellaneous_Natural Gas_Pool Heater_E10 | F2 | Commercial | School (WA) | New | Miscellaneous | Natural Gas | Pool Heater | E10 | TRC BC Ratio | 0 | 0 | 0 | 0 | 0 | 0 | 0 | 0 | 0 | 0 | 0 | 0 | 0 | 0 | 0 | 0 | 0 | 0 | 0 | 0 | 0 | 0 | 0 | 0 | 0 | 0 | 0
F3_Commercial_School (WA)_New_Miscellaneous_Natural Gas_Pool Heater_E1 | F3 | Commercial | School (WA) | New | Miscellaneous | Natural Gas | Pool Heater | E1 | PACT BC Ratio | [24 empty] | 1 | 1 | 1 | bar: 2019 to 2042
F3_Commercial_School (WA)_New_Miscellaneous_Natural Gas_Pool Heater_E2 | F3 | Commercial | School (WA) | New | Miscellaneous | Natural Gas | Pool Heater | E2 | PACT BC Ratio | 200.6162 | 202.1383 | 205.4101 | 210.7019 | 217.9975 | 228.5947 | 240.2151 | 251.8698 | 263.1522 | 275.2187 | 284.3245 | 292.8683 | 302.5269 | 311.8465 | 319.6548 | 326.657 | 332.388 | 337.8741 | 343.9411 | 349.6503 | 355.5584 | 361.8013 | 368.0769 | 374.6162 | 381.2715 | 388.0452 | 394.9391
F3_Commercial_School (WA)_New_Miscellaneous_Natural Gas_Pool Heater_E3 | F3 | Commercial | School (WA) | New | Miscellaneous | Natural Gas | Pool Heater | E3 | PACT BC Ratio | 0 | 0 | 0 | 0 | 0 | 0 | 0 | 0 | 0 | 0 | 0 | 0 | 0 | 0 | 0 | 0 | 0 | 0 | 0 | 0 | 0 | 0 | 0 | 0 | 0 | 0 | 0
F3_Commercial_School (WA)_New_Miscellaneous_Natural Gas_Pool Heater_E4 | F3 | Commercial | School (WA) | New | Miscellaneous | Natural Gas | Pool Heater | E4 | PACT BC Ratio | 0 | 0 | 0 | 0 | 0 | 0 | 0 | 0 | 0 | 0 | 0 | 0 | 0 | 0 | 0 | 0 | 0 | 0 | 0 | 0 | 0 | 0 | 0 | 0 | 0 | 0 | 0
F3_Commercial_School (WA)_New_Miscellaneous_Natural Gas_Pool Heater_E5 | F3 | Commercial | School (WA) | New | Miscellaneous | Natural Gas | Pool Heater | E5 | PACT BC Ratio | 0 | 0 | 0 | 0 | 0 | 0 | 0 | 0 | 0 | 0 | 0 | 0 | 0 | 0 | 0 | 0 | 0 | 0 | 0 | 0 | 0 | 0 | 0 | 0 | 0 | 0 | 0
F3_Commercial_School (WA)_New_Miscellaneous_Natural Gas_Pool Heater_E6 | F3 | Commercial | School (WA) | New | Miscellaneous | Natural Gas | Pool Heater | E6 | PACT BC Ratio | 0 | 0 | 0 | 0 | 0 | 0 | 0 | 0 | 0 | 0 | 0 | 0 | 0 | 0 | 0 | 0 | 0 | 0 | 0 | 0 | 0 | 0 | 0 | 0 | 0 | 0 | 0
F3_Commercial_School (WA)_New_Miscellaneous_Natural Gas_Pool Heater_E7 | F3 | Commercial | School (WA) | New | Miscellaneous | Natural Gas | Pool Heater | E7 | PACT BC Ratio | 0 | 0 | 0 | 0 | 0 | 0 | 0 | 0 | 0 | 0 | 0 | 0 | 0 | 0 | 0 | 0 | 0 | 0 | 0 | 0 | 0 | 0 | 0 | 0 | 0 | 0 | 0
F3_Commercial_School (WA)_New_Miscellaneous_Natural Gas_Pool Heater_E8 | F3 | Commercial | School (WA) | New | Miscellaneous | Natural Gas | Pool Heater | E8 | PACT BC Ratio | 0 | 0 | 0 | 0 | 0 | 0 | 0 | 0 | 0 | 0 | 0 | 0 | 0 | 0 | 0 | 0 | 0 | 0 | 0 | 0 | 0 | 0 | 0 | 0 | 0 | 0 | 0
F3_Commercial_School (WA)_New_Miscellaneous_Natural Gas_Pool Heater_E9 | F3 | Commercial | School (WA) | New | Miscellaneous | Natural Gas | Pool Heater | E9 | PACT BC Ratio | 0 | 0 | 0 | 0 | 0 | 0 | 0 | 0 | 0 | 0 | 0 | 0 | 0 | 0 | 0 | 0 | 0 | 0 | 0 | 0 | 0 | 0 | 0 | 0 | 0 | 0 | 0
F3_Commercial_School (WA)_New_Miscellaneous_Natural Gas_Pool Heater_E10 | F3 | Commercial | School (WA) | New | Miscellaneous | Natural Gas | Pool Heater | E10 | PACT BC Ratio | 0 | 0 | 0 | 0 | 0 | 0 | 0 | 0 | 0 | 0 | 0 | 0 | 0 | 0 | 0 | 0 | 0 | 0 | 0 | 0 | 0 | 0 | 0 | 0 | 0 | 0 | 0
F4_Commercial_School (WA)_New_Miscellaneous_Natural Gas_Pool Heater_E1 | F4 | Commercial | School (WA) | New | Miscellaneous | Natural Gas | Pool Heater | E1 | RVT BC Ratio | [24 empty] | 1 | 1 | 1 | bar: 2019 to 2042
F4_Commercial_School (WA)_New_Miscellaneous_Natural Gas_Pool Heater_E2 | F4 | Commercial | School (WA) | New | Miscellaneous | Natural Gas | Pool Heater | E2 | RVT BC Ratio | 116.7161 | 117.5995 | 119.1942 | 121.6015 | 124.7612 | 129.3624 | 134.0058 | 138.461 | 142.4776 | 146.7027 | 151.547 | 156.0924 | 161.2309 | 165.9851 | 169.6994 | 172.7142 | 174.7428 | 176.2881 | 178.0264 | 179.4501 | 180.8459 | 184.0162 | 187.2032 | 190.524 | 193.9038 | 197.3436 | 200.8445
F4_Commercial_School (WA)_New_Miscellaneous_Natural Gas_Pool Heater_E3 | F4 | Commercial | School (WA) | New | Miscellaneous | Natural Gas | Pool Heater | E3 | RVT BC Ratio | 0 | 0 | 0 | 0 | 0 | 0 | 0 | 0 | 0 | 0 | 0 | 0 | 0 | 0 | 0 | 0 | 0 | 0 | 0 | 0 | 0 | 0 | 0 | 0 | 0 | 0 | 0
F4_Commercial_School (WA)_New_Miscellaneous_Natural Gas_Pool Heater_E4 | F4 | Commercial | School (WA) | New | Miscellaneous | Natural Gas | Pool Heater | E4 | RVT BC Ratio | 0 | 0 | 0 | 0 | 0 | 0 | 0 | 0 | 0 | 0 | 0 | 0 | 0 | 0 | 0 | 0 | 0 | 0 | 0 | 0 | 0 | 0 | 0 | 0 | 0 | 0 | 0
F4_Commercial_School (WA)_New_Miscellaneous_Natural Gas_Pool Heater_E5 | F4 | Commercial | School (WA) | New | Miscellaneous | Natural Gas | Pool Heater | E5 | RVT BC Ratio | 0 | 0 | 0 | 0 | 0 | 0 | 0 | 0 | 0 | 0 | 0 | 0 | 0 | 0 | 0 | 0 | 0 | 0 | 0 | 0 | 0 | 0 | 0 | 0 | 0 | 0 | 0
F4_Commercial_School (WA)_New_Miscellaneous_Natural Gas_Pool Heater_E6 | F4 | Commercial | School (WA) | New | Miscellaneous | Natural Gas | Pool Heater | E6 | RVT BC Ratio | 0 | 0 | 0 | 0 | 0 | 0 | 0 | 0 | 0 | 0 | 0 | 0 | 0 | 0 | 0 | 0 | 0 | 0 | 0 | 0 | 0 | 0 | 0 | 0 | 0 | 0 | 0
F4_Commercial_School (WA)_New_Miscellaneous_Natural Gas_Pool Heater_E7 | F4 | Commercial | School (WA) | New | Miscellaneous | Natural Gas | Pool Heater | E7 | RVT BC Ratio | 0 | 0 | 0 | 0 | 0 | 0 | 0 | 0 | 0 | 0 | 0 | 0 | 0 | 0 | 0 | 0 | 0 | 0 | 0 | 0 | 0 | 0 | 0 | 0 | 0 | 0 | 0
F4_Commercial_School (WA)_New_Miscellaneous_Natural Gas_Pool Heater_E8 | F4 | Commercial | School (WA) | New | Miscellaneous | Natural Gas | Pool Heater | E8 | RVT BC Ratio | 0 | 0 | 0 | 0 | 0 | 0 | 0 | 0 | 0 | 0 | 0 | 0 | 0 | 0 | 0 | 0 | 0 | 0 | 0 | 0 | 0 | 0 | 0 | 0 | 0 | 0 | 0
F4_Commercial_School (WA)_New_Miscellaneous_Natural Gas_Pool Heater_E9 | F4 | Commercial | School (WA) | New | Miscellaneous | Natural Gas | Pool Heater | E9 | RVT BC Ratio | 0 | 0 | 0 | 0 | 0 | 0 | 0 | 0 | 0 | 0 | 0 | 0 | 0 | 0 | 0 | 0 | 0 | 0 | 0 | 0 | 0 | 0 | 0 | 0 | 0 | 0 | 0
F4_Commercial_School (WA)_New_Miscellaneous_Natural Gas_Pool Heater_E10 | F4 | Commercial | School (WA) | New | Miscellaneous | Natural Gas | Pool Heater | E10 | RVT BC Ratio | 0 | 0 | 0 | 0 | 0 | 0 | 0 | 0 | 0 | 0 | 0 | 0 | 0 | 0 | 0 | 0 | 0 | 0 | 0 | 0 | 0 | 0 | 0 | 0 | 0 | 0 | 0
F5_Commercial_School (WA)_New_Miscellaneous_Natural Gas_Pool Heater_E1 | F5 | Commercial | School (WA) | New | Miscellaneous | Natural Gas | Pool Heater | E1 | RIM BC Ratio | [24 empty] | 1 | 1 | 1 | bar: 2019 to 2042
F5_Commercial_School (WA)_New_Miscellaneous_Natural Gas_Pool Heater_E2 | F5 | Commercial | School (WA) | New | Miscellaneous | Natural Gas | Pool Heater | E2 | RIM BC Ratio | 0.82989 | 0.82991 | 0.83208 | 0.83665 | 0.84373 | 0.85332 | 0.86568 | 0.87851 | 0.89203 | 0.9061 | 0.90619 | 0.90628 | 0.90637 | 0.90756 | 0.90995 | 0.91367 | 0.91892 | 0.9259 | 0.93334 | 0.94131 | 0.94984 | 0.94988 | 0.94992 | 0.94997 | 0.95001 | 0.95005 | 0.95009
F5_Commercial_School (WA)_New_Miscellaneous_Natural Gas_Pool Heater_E3 | F5 | Commercial | School (WA) | New | Miscellaneous | Natural Gas | Pool Heater | E3 | RIM BC Ratio | 0 | 0 | 0 | 0 | 0 | 0 | 0 | 0 | 0 | 0 | 0 | 0 | 0 | 0 | 0 | 0 | 0 | 0 | 0 | 0 | 0 | 0 | 0 | 0 | 0 | 0 | 0
F5_Commercial_School (WA)_New_Miscellaneous_Natural Gas_Pool Heater_E4 | F5 | Commercial | School (WA) | New | Miscellaneous | Natural Gas | Pool Heater | E4 | RIM BC Ratio | 0 | 0 | 0 | 0 | 0 | 0 | 0 | 0 | 0 | 0 | 0 | 0 | 0 | 0 | 0 | 0 | 0 | 0 | 0 | 0 | 0 | 0 | 0 | 0 | 0 | 0 | 0
F5_Commercial_School (WA)_New_Miscellaneous_Natural Gas_Pool Heater_E5 | F5 | Commercial | School (WA) | New | Miscellaneous | Natural Gas | Pool Heater | E5 | RIM BC Ratio | 0 | 0 | 0 | 0 | 0 | 0 | 0 | 0 | 0 | 0 | 0 | 0 | 0 | 0 | 0 | 0 | 0 | 0 | 0 | 0 | 0 | 0 | 0 | 0 | 0 | 0 | 0
F5_Commercial_School (WA)_New_Miscellaneous_Natural Gas_Pool Heater_E6 | F5 | Commercial | School (WA) | New | Miscellaneous | Natural Gas | Pool Heater | E6 | RIM BC Ratio | 0 | 0 | 0 | 0 | 0 | 0 | 0 | 0 | 0 | 0 | 0 | 0 | 0 | 0 | 0 | 0 | 0 | 0 | 0 | 0 | 0 | 0 | 0 | 0 | 0 | 0 | 0
F5_Commercial_School (WA)_New_Miscellaneous_Natural Gas_Pool Heater_E7 | F5 | Commercial | School (WA) | New | Miscellaneous | Natural Gas | Pool Heater | E7 | RIM BC Ratio | 0 | 0 | 0 | 0 | 0 | 0 | 0 | 0 | 0 | 0 | 0 | 0 | 0 | 0 | 0 | 0 | 0 | 0 | 0 | 0 | 0 | 0 | 0 | 0 | 0 | 0 | 0
F5_Commercial_School (WA)_New_Miscellaneous_Natural Gas_Pool Heater_E8 | F5 | Commercial | School (WA) | New | Miscellaneous | Natural Gas | Pool Heater | E8 | RIM BC Ratio | 0 | 0 | 0 | 0 | 0 | 0 | 0 | 0 | 0 | 0 | 0 | 0 | 0 | 0 | 0 | 0 | 0 | 0 | 0 | 0 | 0 | 0 | 0 | 0 | 0 | 0 | 0
F5_Commercial_School (WA)_New_Miscellaneous_Natural Gas_Pool Heater_E9 | F5 | Commercial | School (WA) | New | Miscellaneous | Natural Gas | Pool Heater | E9 | RIM BC Ratio | 0 | 0 | 0 | 0 | 0 | 0 | 0 | 0 | 0 | 0 | 0 | 0 | 0 | 0 | 0 | 0 | 0 | 0 | 0 | 0 | 0 | 0 | 0 | 0 | 0 | 0 | 0
F5_Commercial_School (WA)_New_Miscellaneous_Natural Gas_Pool Heater_E10 | F5 | Commercial | School (WA) | New | Miscellaneous | Natural Gas | Pool Heater | E10 | RIM BC Ratio | 0 | 0 | 0 | 0 | 0 | 0 | 0 | 0 | 0 | 0 | 0 | 0 | 0 | 0 | 0 | 0 | 0 | 0 | 0 | 0 | 0 | 0 | 0 | 0 | 0 | 0 | 0
F0_Commercial_School (WA)_New_Miscellaneous_Natural Gas_Miscellaneous_E0 | F0 | Commercial | School (WA) | New | Miscellaneous | Natural Gas | Miscellaneous | E0 | Economic Unit | Standard | Standard | Standard | Standard | Standard | Standard | Standard | Standard | Standard | Standard | Standard | Standard | Standard | Standard | Standard | Standard | Standard | Standard | Standard | Standard | Standard | Standard | Standard | Standard | Standard | Standard | Standard
F1_Commercial_School (WA)_New_Miscellaneous_Natural Gas_Miscellaneous_E1 | F1 | Commercial | School (WA) | New | Miscellaneous | Natural Gas | Miscellaneous | E1 | CCE | 0 | 0 | 0 | 0 | 0 | 0 | 0 | 0 | 0 | 0 | 0 | 0 | 0 | 0 | 0 | 0 | 0 | 0 | 0 | 0 | 0 | 0 | 0 | 0 | 0 | 0 | 0
F1_Commercial_School (WA)_New_Miscellaneous_Natural Gas_Miscellaneous_E2 | F1 | Commercial | School (WA) | New | Miscellaneous | Natural Gas | Miscellaneous | E2 | CCE | 0 | 0 | 0 | 0 | 0 | 0 | 0 | 0 | 0 | 0 | 0 | 0 | 0 | 0 | 0 | 0 | 0 | 0 | 0 | 0 | 0 | 0 | 0 | 0 | 0 | 0 | 0
F1_Commercial_School (WA)_New_Miscellaneous_Natural Gas_Miscellaneous_E3 | F1 | Commercial | School (WA) | New | Miscellaneous | Natural Gas | Miscellaneous | E3 | CCE | 0 | 0 | 0 | 0 | 0 | 0 | 0 | 0 | 0 | 0 | 0 | 0 | 0 | 0 | 0 | 0 | 0 | 0 | 0 | 0 | 0 | 0 | 0 | 0 | 0 | 0 | 0
F1_Commercial_School (WA)_New_Miscellaneous_Natural Gas_Miscellaneous_E4 | F1 | Commercial | School (WA) | New | Miscellaneous | Natural Gas | Miscellaneous | E4 | CCE | 0 | 0 | 0 | 0 | 0 | 0 | 0 | 0 | 0 | 0 | 0 | 0 | 0 | 0 | 0 | 0 | 0 | 0 | 0 | 0 | 0 | 0 | 0 | 0 | 0 | 0 | 0
F1_Commercial_School (WA)_New_Miscellaneous_Natural Gas_Miscellaneous_E5 | F1 | Commercial | School (WA) | New | Miscellaneous | Natural Gas | Miscellaneous | E5 | CCE | 0 | 0 | 0 | 0 | 0 | 0 | 0 | 0 | 0 | 0 | 0 | 0 | 0 | 0 | 0 | 0 | 0 | 0 | 0 | 0 | 0 | 0 | 0 | 0 | 0 | 0 | 0
F1_Commercial_School (WA)_New_Miscellaneous_Natural Gas_Miscellaneous_E6 | F1 | Commercial | School (WA) | New | Miscellaneous | Natural Gas | Miscellaneous | E6 | CCE | 0 | 0 | 0 | 0 | 0 | 0 | 0 | 0 | 0 | 0 | 0 | 0 | 0 | 0 | 0 | 0 | 0 | 0 | 0 | 0 | 0 | 0 | 0 | 0 | 0 | 0 | 0
F1_Commercial_School (WA)_New_Miscellaneous_Natural Gas_Miscellaneous_E7 | F1 | Commercial | School (WA) | New | Miscellaneous | Natural Gas | Miscellaneous | E7 | CCE | 0 | 0 | 0 | 0 | 0 | 0 | 0 | 0 | 0 | 0 | 0 | 0 | 0 | 0 | 0 | 0 | 0 | 0 | 0 | 0 | 0 | 0 | 0 | 0 | 0 | 0 | 0
F1_Commercial_School (WA)_New_Miscellaneous_Natural Gas_Miscellaneous_E8 | F1 | Commercial | School (WA) | New | Miscellaneous | Natural Gas | Miscellaneous | E8 | CCE | 0 | 0 | 0 | 0 | 0 | 0 | 0 | 0 | 0 | 0 | 0 | 0 | 0 | 0 | 0 | 0 | 0 | 0 | 0 | 0 | 0 | 0 | 0 | 0 | 0 | 0 | 0
F1_Commercial_School (WA)_New_Miscellaneous_Natural Gas_Miscellaneous_E9 | F1 | Commercial | School (WA) | New | Miscellaneous | Natural Gas | Miscellaneous | E9 | CCE | 0 | 0 | 0 | 0 | 0 | 0 | 0 | 0 | 0 | 0 | 0 | 0 | 0 | 0 | 0 | 0 | 0 | 0 | 0 | 0 | 0 | 0 | 0 | 0 | 0 | 0 | 0
F1_Commercial_School (WA)_New_Miscellaneous_Natural Gas_Miscellaneous_E10 | F1 | Commercial | School (WA) | New | Miscellaneous | Natural Gas | Miscellaneous | E10 | CCE | 0 | 0 | 0 | 0 | 0 | 0 | 0 | 0 | 0 | 0 | 0 | 0 | 0 | 0 | 0 | 0 | 0 | 0 | 0 | 0 | 0 | 0 | 0 | 0 | 0 | 0 | 0
F2_Commercial_School (WA)_New_Miscellaneous_Natural Gas_Miscellaneous_E1 | F2 | Commercial | School (WA) | New | Miscellaneous | Natural Gas | Miscellaneous | E1 | TRC BC Ratio | [24 empty] | 1 | 1 | 1 | bar: 2019 to 2042
F2_Commercial_School (WA)_New_Miscellaneous_Natural Gas_Miscellaneous_E2 | F2 | Commercial | School (WA) | New | Miscellaneous | Natural Gas | Miscellaneous | E2 | TRC BC Ratio | 0 | 0 | 0 | 0 | 0 | 0 | 0 | 0 | 0 | 0 | 0 | 0 | 0 | 0 | 0 | 0 | 0 | 0 | 0 | 0 | 0 | 0 | 0 | 0 | 0 | 0 | 0
F2_Commercial_School (WA)_New_Miscellaneous_Natural Gas_Miscellaneous_E3 | F2 | Commercial | School (WA) | New | Miscellaneous | Natural Gas | Miscellaneous | E3 | TRC BC Ratio | 0 | 0 | 0 | 0 | 0 | 0 | 0 | 0 | 0 | 0 | 0 | 0 | 0 | 0 | 0 | 0 | 0 | 0 | 0 | 0 | 0 | 0 | 0 | 0 | 0 | 0 | 0
F2_Commercial_School (WA)_New_Miscellaneous_Natural Gas_Miscellaneous_E4 | F2 | Commercial | School (WA) | New | Miscellaneous | Natural Gas | Miscellaneous | E4 | TRC BC Ratio | 0 | 0 | 0 | 0 | 0 | 0 | 0 | 0 | 0 | 0 | 0 | 0 | 0 | 0 | 0 | 0 | 0 | 0 | 0 | 0 | 0 | 0 | 0 | 0 | 0 | 0 | 0
F2_Commercial_School (WA)_New_Miscellaneous_Natural Gas_Miscellaneous_E5 | F2 | Commercial | School (WA) | New | Miscellaneous | Natural Gas | Miscellaneous | E5 | TRC BC Ratio | 0 | 0 | 0 | 0 | 0 | 0 | 0 | 0 | 0 | 0 | 0 | 0 | 0 | 0 | 0 | 0 | 0 | 0 | 0 | 0 | 0 | 0 | 0 | 0 | 0 | 0 | 0
F2_Commercial_School (WA)_New_Miscellaneous_Natural Gas_Miscellaneous_E6 | F2 | Commercial | School (WA) | New | Miscellaneous | Natural Gas | Miscellaneous | E6 | TRC BC Ratio | 0 | 0 | 0 | 0 | 0 | 0 | 0 | 0 | 0 | 0 | 0 | 0 | 0 | 0 | 0 | 0 | 0 | 0 | 0 | 0 | 0 | 0 | 0 | 0 | 0 | 0 | 0
F2_Commercial_School (WA)_New_Miscellaneous_Natural Gas_Miscellaneous_E7 | F2 | Commercial | School (WA) | New | Miscellaneous | Natural Gas | Miscellaneous | E7 | TRC BC Ratio | 0 | 0 | 0 | 0 | 0 | 0 | 0 | 0 | 0 | 0 | 0 | 0 | 0 | 0 | 0 | 0 | 0 | 0 | 0 | 0 | 0 | 0 | 0 | 0 | 0 | 0 | 0
F2_Commercial_School (WA)_New_Miscellaneous_Natural Gas_Miscellaneous_E8 | F2 | Commercial | School (WA) | New | Miscellaneous | Natural Gas | Miscellaneous | E8 | TRC BC Ratio | 0 | 0 | 0 | 0 | 0 | 0 | 0 | 0 | 0 | 0 | 0 | 0 | 0 | 0 | 0 | 0 | 0 | 0 | 0 | 0 | 0 | 0 | 0 | 0 | 0 | 0 | 0
F2_Commercial_School (WA)_New_Miscellaneous_Natural Gas_Miscellaneous_E9 | F2 | Commercial | School (WA) | New | Miscellaneous | Natural Gas | Miscellaneous | E9 | TRC BC Ratio | 0 | 0 | 0 | 0 | 0 | 0 | 0 | 0 | 0 | 0 | 0 | 0 | 0 | 0 | 0 | 0 | 0 | 0 | 0 | 0 | 0 | 0 | 0 | 0 | 0 | 0 | 0
F2_Commercial_School (WA)_New_Miscellaneous_Natural Gas_Miscellaneous_E10 | F2 | Commercial | School (WA) | New | Miscellaneous | Natural Gas | Miscellaneous | E10 | TRC BC Ratio | 0 | 0 | 0 | 0 | 0 | 0 | 0 | 0 | 0 | 0 | 0 | 0 | 0 | 0 | 0 | 0 | 0 | 0 | 0 | 0 | 0 | 0 | 0 | 0 | 0 | 0 | 0
F3_Commercial_School (WA)_New_Miscellaneous_Natural Gas_Miscellaneous_E1 | F3 | Commercial | School (WA) | New | Miscellaneous | Natural Gas | Miscellaneous | E1 | PACT BC Ratio | [24 empty] | 1 | 1 | 1 | bar: 2019 to 2042
F3_Commercial_School (WA)_New_Miscellaneous_Natural Gas_Miscellaneous_E2 | F3 | Commercial | School (WA) | New | Miscellaneous | Natural Gas | Miscellaneous | E2 | PACT BC Ratio | 0 | 0 | 0 | 0 | 0 | 0 | 0 | 0 | 0 | 0 | 0 | 0 | 0 | 0 | 0 | 0 | 0 | 0 | 0 | 0 | 0 | 0 | 0 | 0 | 0 | 0 | 0
F3_Commercial_School (WA)_New_Miscellaneous_Natural Gas_Miscellaneous_E3 | F3 | Commercial | School (WA) | New | Miscellaneous | Natural Gas | Miscellaneous | E3 | PACT BC Ratio | 0 | 0 | 0 | 0 | 0 | 0 | 0 | 0 | 0 | 0 | 0 | 0 | 0 | 0 | 0 | 0 | 0 | 0 | 0 | 0 | 0 | 0 | 0 | 0 | 0 | 0 | 0
F3_Commercial_School (WA)_New_Miscellaneous_Natural Gas_Miscellaneous_E4 | F3 | Commercial | School (WA) | New | Miscellaneous | Natural Gas | Miscellaneous | E4 | PACT BC Ratio | 0 | 0 | 0 | 0 | 0 | 0 | 0 | 0 | 0 | 0 | 0 | 0 | 0 | 0 | 0 | 0 | 0 | 0 | 0 | 0 | 0 | 0 | 0 | 0 | 0 | 0 | 0
F3_Commercial_School (WA)_New_Miscellaneous_Natural Gas_Miscellaneous_E5 | F3 | Commercial | School (WA) | New | Miscellaneous | Natural Gas | Miscellaneous | E5 | PACT BC Ratio | 0 | 0 | 0 | 0 | 0 | 0 | 0 | 0 | 0 | 0 | 0 | 0 | 0 | 0 | 0 | 0 | 0 | 0 | 0 | 0 | 0 | 0 | 0 | 0 | 0 | 0 | 0
F3_Commercial_School (WA)_New_Miscellaneous_Natural Gas_Miscellaneous_E6 | F3 | Commercial | School (WA) | New | Miscellaneous | Natural Gas | Miscellaneous | E6 | PACT BC Ratio | 0 | 0 | 0 | 0 | 0 | 0 | 0 | 0 | 0 | 0 | 0 | 0 | 0 | 0 | 0 | 0 | 0 | 0 | 0 | 0 | 0 | 0 | 0 | 0 | 0 | 0 | 0
F3_Commercial_School (WA)_New_Miscellaneous_Natural Gas_Miscellaneous_E7 | F3 | Commercial | School (WA) | New | Miscellaneous | Natural Gas | Miscellaneous | E7 | PACT BC Ratio | 0 | 0 | 0 | 0 | 0 | 0 | 0 | 0 | 0 | 0 | 0 | 0 | 0 | 0 | 0 | 0 | 0 | 0 | 0 | 0 | 0 | 0 | 0 | 0 | 0 | 0 | 0
F3_Commercial_School (WA)_New_Miscellaneous_Natural Gas_Miscellaneous_E8 | F3 | Commercial | School (WA) | New | Miscellaneous | Natural Gas | Miscellaneous | E8 | PACT BC Ratio | 0 | 0 | 0 | 0 | 0 | 0 | 0 | 0 | 0 | 0 | 0 | 0 | 0 | 0 | 0 | 0 | 0 | 0 | 0 | 0 | 0 | 0 | 0 | 0 | 0 | 0 | 0
F3_Commercial_School (WA)_New_Miscellaneous_Natural Gas_Miscellaneous_E9 | F3 | Commercial | School (WA) | New | Miscellaneous | Natural Gas | Miscellaneous | E9 | PACT BC Ratio | 0 | 0 | 0 | 0 | 0 | 0 | 0 | 0 | 0 | 0 | 0 | 0 | 0 | 0 | 0 | 0 | 0 | 0 | 0 | 0 | 0 | 0 | 0 | 0 | 0 | 0 | 0
F3_Commercial_School (WA)_New_Miscellaneous_Natural Gas_Miscellaneous_E10 | F3 | Commercial | School (WA) | New | Miscellaneous | Natural Gas | Miscellaneous | E10 | PACT BC Ratio | 0 | 0 | 0 | 0 | 0 | 0 | 0 | 0 | 0 | 0 | 0 | 0 | 0 | 0 | 0 | 0 | 0 | 0 | 0 | 0 | 0 | 0 | 0 | 0 | 0 | 0 | 0
F4_Commercial_School (WA)_New_Miscellaneous_Natural Gas_Miscellaneous_E1 | F4 | Commercial | School (WA) | New | Miscellaneous | Natural Gas | Miscellaneous | E1 | RVT BC Ratio | [24 empty] | 1 | 1 | 1 | bar: 2019 to 2042
F4_Commercial_School (WA)_New_Miscellaneous_Natural Gas_Miscellaneous_E2 | F4 | Commercial | School (WA) | New | Miscellaneous | Natural Gas | Miscellaneous | E2 | RVT BC Ratio | 0 | 0 | 0 | 0 | 0 | 0 | 0 | 0 | 0 | 0 | 0 | 0 | 0 | 0 | 0 | 0 | 0 | 0 | 0 | 0 | 0 | 0 | 0 | 0 | 0 | 0 | 0
F4_Commercial_School (WA)_New_Miscellaneous_Natural Gas_Miscellaneous_E3 | F4 | Commercial | School (WA) | New | Miscellaneous | Natural Gas | Miscellaneous | E3 | RVT BC Ratio | 0 | 0 | 0 | 0 | 0 | 0 | 0 | 0 | 0 | 0 | 0 | 0 | 0 | 0 | 0 | 0 | 0 | 0 | 0 | 0 | 0 | 0 | 0 | 0 | 0 | 0 | 0
F4_Commercial_School (WA)_New_Miscellaneous_Natural Gas_Miscellaneous_E4 | F4 | Commercial | School (WA) | New | Miscellaneous | Natural Gas | Miscellaneous | E4 | RVT BC Ratio | 0 | 0 | 0 | 0 | 0 | 0 | 0 | 0 | 0 | 0 | 0 | 0 | 0 | 0 | 0 | 0 | 0 | 0 | 0 | 0 | 0 | 0 | 0 | 0 | 0 | 0 | 0
F4_Commercial_School (WA)_New_Miscellaneous_Natural Gas_Miscellaneous_E5 | F4 | Commercial | School (WA) | New | Miscellaneous | Natural Gas | Miscellaneous | E5 | RVT BC Ratio | 0 | 0 | 0 | 0 | 0 | 0 | 0 | 0 | 0 | 0 | 0 | 0 | 0 | 0 | 0 | 0 | 0 | 0 | 0 | 0 | 0 | 0 | 0 | 0 | 0 | 0 | 0
F4_Commercial_School (WA)_New_Miscellaneous_Natural Gas_Miscellaneous_E6 | F4 | Commercial | School (WA) | New | Miscellaneous | Natural Gas | Miscellaneous | E6 | RVT BC Ratio | 0 | 0 | 0 | 0 | 0 | 0 | 0 | 0 | 0 | 0 | 0 | 0 | 0 | 0 | 0 | 0 | 0 | 0 | 0 | 0 | 0 | 0 | 0 | 0 | 0 | 0 | 0
F4_Commercial_School (WA)_New_Miscellaneous_Natural Gas_Miscellaneous_E7 | F4 | Commercial | School (WA) | New | Miscellaneous | Natural Gas | Miscellaneous | E7 | RVT BC Ratio | 0 | 0 | 0 | 0 | 0 | 0 | 0 | 0 | 0 | 0 | 0 | 0 | 0 | 0 | 0 | 0 | 0 | 0 | 0 | 0 | 0 | 0 | 0 | 0 | 0 | 0 | 0
F4_Commercial_School (WA)_New_Miscellaneous_Natural Gas_Miscellaneous_E8 | F4 | Commercial | School (WA) | New | Miscellaneous | Natural Gas | Miscellaneous | E8 | RVT BC Ratio | 0 | 0 | 0 | 0 | 0 | 0 | 0 | 0 | 0 | 0 | 0 | 0 | 0 | 0 | 0 | 0 | 0 | 0 | 0 | 0 | 0 | 0 | 0 | 0 | 0 | 0 | 0
F4_Commercial_School (WA)_New_Miscellaneous_Natural Gas_Miscellaneous_E9 | F4 | Commercial | School (WA) | New | Miscellaneous | Natural Gas | Miscellaneous | E9 | RVT BC Ratio | 0 | 0 | 0 | 0 | 0 | 0 | 0 | 0 | 0 | 0 | 0 | 0 | 0 | 0 | 0 | 0 | 0 | 0 | 0 | 0 | 0 | 0 | 0 | 0 | 0 | 0 | 0
F4_Commercial_School (WA)_New_Miscellaneous_Natural Gas_Miscellaneous_E10 | F4 | Commercial | School (WA) | New | Miscellaneous | Natural Gas | Miscellaneous | E10 | RVT BC Ratio | 0 | 0 | 0 | 0 | 0 | 0 | 0 | 0 | 0 | 0 | 0 | 0 | 0 | 0 | 0 | 0 | 0 | 0 | 0 | 0 | 0 | 0 | 0 | 0 | 0 | 0 | 0
F5_Commercial_School (WA)_New_Miscellaneous_Natural Gas_Miscellaneous_E1 | F5 | Commercial | School (WA) | New | Miscellaneous | Natural Gas | Miscellaneous | E1 | RIM BC Ratio | [24 empty] | 1 | 1 | 1 | bar: 2019 to 2042
F5_Commercial_School (WA)_New_Miscellaneous_Natural Gas_Miscellaneous_E2 | F5 | Commercial | School (WA) | New | Miscellaneous | Natural Gas | Miscellaneous | E2 | RIM BC Ratio | 0 | 0 | 0 | 0 | 0 | 0 | 0 | 0 | 0 | 0 | 0 | 0 | 0 | 0 | 0 | 0 | 0 | 0 | 0 | 0 | 0 | 0 | 0 | 0 | 0 | 0 | 0
F5_Commercial_School (WA)_New_Miscellaneous_Natural Gas_Miscellaneous_E3 | F5 | Commercial | School (WA) | New | Miscellaneous | Natural Gas | Miscellaneous | E3 | RIM BC Ratio | 0 | 0 | 0 | 0 | 0 | 0 | 0 | 0 | 0 | 0 | 0 | 0 | 0 | 0 | 0 | 0 | 0 | 0 | 0 | 0 | 0 | 0 | 0 | 0 | 0 | 0 | 0
F5_Commercial_School (WA)_New_Miscellaneous_Natural Gas_Miscellaneous_E4 | F5 | Commercial | School (WA) | New | Miscellaneous | Natural Gas | Miscellaneous | E4 | RIM BC Ratio | 0 | 0 | 0 | 0 | 0 | 0 | 0 | 0 | 0 | 0 | 0 | 0 | 0 | 0 | 0 | 0 | 0 | 0 | 0 | 0 | 0 | 0 | 0 | 0 | 0 | 0 | 0
F5_Commercial_School (WA)_New_Miscellaneous_Natural Gas_Miscellaneous_E5 | F5 | Commercial | School (WA) | New | Miscellaneous | Natural Gas | Miscellaneous | E5 | RIM BC Ratio | 0 | 0 | 0 | 0 | 0 | 0 | 0 | 0 | 0 | 0 | 0 | 0 | 0 | 0 | 0 | 0 | 0 | 0 | 0 | 0 | 0 | 0 | 0 | 0 | 0 | 0 | 0
F5_Commercial_School (WA)_New_Miscellaneous_Natural Gas_Miscellaneous_E6 | F5 | Commercial | School (WA) | New | Miscellaneous | Natural Gas | Miscellaneous | E6 | RIM BC Ratio | 0 | 0 | 0 | 0 | 0 | 0 | 0 | 0 | 0 | 0 | 0 | 0 | 0 | 0 | 0 | 0 | 0 | 0 | 0 | 0 | 0 | 0 | 0 | 0 | 0 | 0 | 0
F5_Commercial_School (WA)_New_Miscellaneous_Natural Gas_Miscellaneous_E7 | F5 | Commercial | School (WA) | New | Miscellaneous | Natural Gas | Miscellaneous | E7 | RIM BC Ratio | 0 | 0 | 0 | 0 | 0 | 0 | 0 | 0 | 0 | 0 | 0 | 0 | 0 | 0 | 0 | 0 | 0 | 0 | 0 | 0 | 0 | 0 | 0 | 0 | 0 | 0 | 0
F5_Commercial_School (WA)_New_Miscellaneous_Natural Gas_Miscellaneous_E8 | F5 | Commercial | School (WA) | New | Miscellaneous | Natural Gas | Miscellaneous | E8 | RIM BC Ratio | 0 | 0 | 0 | 0 | 0 | 0 | 0 | 0 | 0 | 0 | 0 | 0 | 0 | 0 | 0 | 0 | 0 | 0 | 0 | 0 | 0 | 0 | 0 | 0 | 0 | 0 | 0
F5_Commercial_School (WA)_New_Miscellaneous_Natural Gas_Miscellaneous_E9 | F5 | Commercial | School (WA) | New | Miscellaneous | Natural Gas | Miscellaneous | E9 | RIM BC Ratio | 0 | 0 | 0 | 0 | 0 | 0 | 0 | 0 | 0 | 0 | 0 | 0 | 0 | 0 | 0 | 0 | 0 | 0 | 0 | 0 | 0 | 0 | 0 | 0 | 0 | 0 | 0
F5_Commercial_School (WA)_New_Miscellaneous_Natural Gas_Miscellaneous_E10 | F5 | Commercial | School (WA) | New | Miscellaneous | Natural Gas | Miscellaneous | E10 | RIM BC Ratio | 0 | 0 | 0 | 0 | 0 | 0 | 0 | 0 | 0 | 0 | 0 | 0 | 0 | 0 | 0 | 0 | 0 | 0 | 0 | 0 | 0 | 0 | 0 | 0 | 0 | 0 | 0
F0_Commercial_College (WA)_Existing_Space Heating_Natural Gas_Furnace_E0 | F0 | Commercial | College (WA) | Existing | Space Heating | Natural Gas | Furnace | E0 | Economic Unit | AFUE 80% (Standard) | AFUE 80% (Standard) | AFUE 80% (Standard) | AFUE 80% (Standard) | AFUE 80% (Standard) | AFUE 80% (Standard) | AFUE 80% (Standard) | AFUE 80% (Standard) | AFUE 80% (Standard) | AFUE 80% (Standard) | AFUE 80% (Standard) | AFUE 80% (Standard) | AFUE 80% (Standard) | AFUE 80% (Standard) | AFUE 80% (Standard) | AFUE 80% (Standard) | AFUE 80% (Standard) | AFUE 80% (Standard) | AFUE 80% (Standard) | AFUE 80% (Standard) | AFUE 80% (Standard) | AFUE 80% (Standard) | AFUE 80% (Standard) | AFUE 80% (Standard) | AFUE 80% (Standard) | AFUE 80% (Standard) | AFUE 80% (Standard)
F1_Commercial_College (WA)_Existing_Space Heating_Natural Gas_Furnace_E1 | F1 | Commercial | College (WA) | Existing | Space Heating | Natural Gas | Furnace | E1 | CCE | 0 | 0 | 0 | 0 | 0 | 0 | 0 | 0 | 0 | 0 | 0 | 0 | 0 | 0 | 0 | 0 | 0 | 0 | 0 | 0 | 0 | 0 | 0 | 0 | 0 | 0 | 0
F1_Commercial_College (WA)_Existing_Space Heating_Natural Gas_Furnace_E2 | F1 | Commercial | College (WA) | Existing | Space Heating | Natural Gas | Furnace | E2 | CCE | 0.048076 | 0.049891 | 0.049891 | 0.049891 | 0.049891 | 0.049891 | 0.049891 | 0.049891 | 0.049891 | 0.049891 | 0.049891 | 0.049891 | 0.049891 | 0.049891 | 0.049891 | 0.049891 | 0.049891 | 0.049891 | 0.049891 | 0.049891 | 0.049891 | 0.049891 | 0.049891 | 0.049891 | 0.049891 | 0.049891 | 0.049891
F1_Commercial_College (WA)_Existing_Space Heating_Natural Gas_Furnace_E3 | F1 | Commercial | College (WA) | Existing | Space Heating | Natural Gas | Furnace | E3 | CCE | 0.0071765 | 0.0074475 | 0.0074475 | 0.0074475 | 0.0074475 | 0.0074475 | 0.0074475 | 0.0074475 | 0.0074475 | 0.0074475 | 0.0074475 | 0.0074475 | 0.0074475 | 0.0074475 | 0.0074475 | 0.0074475 | 0.0074475 | 0.0074475 | 0.0074475 | 0.0074475 | 0.0074475 | 0.0074475 | 0.0074475 | 0.0074475 | 0.0074475 | 0.0074475 | 0.0074475
F1_Commercial_College (WA)_Existing_Space Heating_Natural Gas_Furnace_E4 | F1 | Commercial | College (WA) | Existing | Space Heating | Natural Gas | Furnace | E4 | CCE | 0 | 0 | 0 | 0 | 0 | 0 | 0 | 0 | 0 | 0 | 0 | 0 | 0 | 0 | 0 | 0 | 0 | 0 | 0 | 0 | 0 | 0 | 0 | 0 | 0 | 0 | 0
F1_Commercial_College (WA)_Existing_Space Heating_Natural Gas_Furnace_E5 | F1 | Commercial | College (WA) | Existing | Space Heating | Natural Gas | Furnace | E5 | CCE | 0 | 0 | 0 | 0 | 0 | 0 | 0 | 0 | 0 | 0 | 0 | 0 | 0 | 0 | 0 | 0 | 0 | 0 | 0 | 0 | 0 | 0 | 0 | 0 | 0 | 0 | 0
F1_Commercial_College (WA)_Existing_Space Heating_Natural Gas_Furnace_E6 | F1 | Commercial | College (WA) | Existing | Space Heating | Natural Gas | Furnace | E6 | CCE | 0 | 0 | 0 | 0 | 0 | 0 | 0 | 0 | 0 | 0 | 0 | 0 | 0 | 0 | 0 | 0 | 0 | 0 | 0 | 0 | 0 | 0 | 0 | 0 | 0 | 0 | 0
F1_Commercial_College (WA)_Existing_Space Heating_Natural Gas_Furnace_E7 | F1 | Commercial | College (WA) | Existing | Space Heating | Natural Gas | Furnace | E7 | CCE | 0 | 0 | 0 | 0 | 0 | 0 | 0 | 0 | 0 | 0 | 0 | 0 | 0 | 0 | 0 | 0 | 0 | 0 | 0 | 0 | 0 | 0 | 0 | 0 | 0 | 0 | 0
F1_Commercial_College (WA)_Existing_Space Heating_Natural Gas_Furnace_E8 | F1 | Commercial | College (WA) | Existing | Space Heating | Natural Gas | Furnace | E8 | CCE | 0 | 0 | 0 | 0 | 0 | 0 | 0 | 0 | 0 | 0 | 0 | 0 | 0 | 0 | 0 | 0 | 0 | 0 | 0 | 0 | 0 | 0 | 0 | 0 | 0 | 0 | 0
F1_Commercial_College (WA)_Existing_Space Heating_Natural Gas_Furnace_E9 | F1 | Commercial | College (WA) | Existing | Space Heating | Natural Gas | Furnace | E9 | CCE | 0 | 0 | 0 | 0 | 0 | 0 | 0 | 0 | 0 | 0 | 0 | 0 | 0 | 0 | 0 | 0 | 0 | 0 | 0 | 0 | 0 | 0 | 0 | 0 | 0 | 0 | 0
F1_Commercial_College (WA)_Existing_Space Heating_Natural Gas_Furnace_E10 | F1 | Commercial | College (WA) | Existing | Space Heating | Natural Gas | Furnace | E10 | CCE | 0 | 0 | 0 | 0 | 0 | 0 | 0 | 0 | 0 | 0 | 0 | 0 | 0 | 0 | 0 | 0 | 0 | 0 | 0 | 0 | 0 | 0 | 0 | 0 | 0 | 0 | 0
F2_Commercial_College (WA)_Existing_Space Heating_Natural Gas_Furnace_E1 | F2 | Commercial | College (WA) | Existing | Space Heating | Natural Gas | Furnace | E1 | TRC BC Ratio | [24 empty] | 1 | 1 | 1 | bar: 2019 to 2042
F2_Commercial_College (WA)_Existing_Space Heating_Natural Gas_Furnace_E2 | F2 | Commercial | College (WA) | Existing | Space Heating | Natural Gas | Furnace | E2 | TRC BC Ratio | 0.078227 | 0.079364 | 0.080976 | 0.082816 | 0.084903 | 0.087939 | 0.091038 | 0.094328 | 0.097424 | 0.10056 | 0.10331 | 0.10579 | 0.10855 | 0.11141 | 0.11403 | 0.11659 | 0.11893 | 0.12135 | 0.12389 | 0.12649 | 0.12914 | 0.13196 | 0.1353 | 0.13817 | 0.1411 | 0.14409 | 0.14715
F2_Commercial_College (WA)_Existing_Space Heating_Natural Gas_Furnace_E3 | F2 | Commercial | College (WA) | Existing | Space Heating | Natural Gas | Furnace | E3 | TRC BC Ratio | 0.52404 | 0.53166 | 0.54246 | 0.55479 | 0.56877 | 0.58911 | 0.60987 | 0.63191 | 0.65265 | 0.67368 | 0.69208 | 0.70872 | 0.72718 | 0.74633 | 0.76386 | 0.78102 | 0.79673 | 0.81296 | 0.82993 | 0.84736 | 0.86511 | 0.88398 | 0.90635 | 0.92559 | 0.94523 | 0.9653 | 0.98578
F2_Commercial_College (WA)_Existing_Space Heating_Natural Gas_Furnace_E4 | F2 | Commercial | College (WA) | Existing | Space Heating | Natural Gas | Furnace | E4 | TRC BC Ratio | 0 | 0 | 0 | 0 | 0 | 0 | 0 | 0 | 0 | 0 | 0 | 0 | 0 | 0 | 0 | 0 | 0 | 0 | 0 | 0 | 0 | 0 | 0 | 0 | 0 | 0 | 0
F2_Commercial_College (WA)_Existing_Space Heating_Natural Gas_Furnace_E5 | F2 | Commercial | College (WA) | Existing | Space Heating | Natural Gas | Furnace | E5 | TRC BC Ratio | 0 | 0 | 0 | 0 | 0 | 0 | 0 | 0 | 0 | 0 | 0 | 0 | 0 | 0 | 0 | 0 | 0 | 0 | 0 | 0 | 0 | 0 | 0 | 0 | 0 | 0 | 0
F2_Commercial_College (WA)_Existing_Space Heating_Natural Gas_Furnace_E6 | F2 | Commercial | College (WA) | Existing | Space Heating | Natural Gas | Furnace | E6 | TRC BC Ratio | 0 | 0 | 0 | 0 | 0 | 0 | 0 | 0 | 0 | 0 | 0 | 0 | 0 | 0 | 0 | 0 | 0 | 0 | 0 | 0 | 0 | 0 | 0 | 0 | 0 | 0 | 0
F2_Commercial_College (WA)_Existing_Space Heating_Natural Gas_Furnace_E7 | F2 | Commercial | College (WA) | Existing | Space Heating | Natural Gas | Furnace | E7 | TRC BC Ratio | 0 | 0 | 0 | 0 | 0 | 0 | 0 | 0 | 0 | 0 | 0 | 0 | 0 | 0 | 0 | 0 | 0 | 0 | 0 | 0 | 0 | 0 | 0 | 0 | 0 | 0 | 0
F2_Commercial_College (WA)_Existing_Space Heating_Natural Gas_Furnace_E8 | F2 | Commercial | College (WA) | Existing | Space Heating | Natural Gas | Furnace | E8 | TRC BC Ratio | 0 | 0 | 0 | 0 | 0 | 0 | 0 | 0 | 0 | 0 | 0 | 0 | 0 | 0 | 0 | 0 | 0 | 0 | 0 | 0 | 0 | 0 | 0 | 0 | 0 | 0 | 0
F2_Commercial_College (WA)_Existing_Space Heating_Natural Gas_Furnace_E9 | F2 | Commercial | College (WA) | Existing | Space Heating | Natural Gas | Furnace | E9 | TRC BC Ratio | 0 | 0 | 0 | 0 | 0 | 0 | 0 | 0 | 0 | 0 | 0 | 0 | 0 | 0 | 0 | 0 | 0 | 0 | 0 | 0 | 0 | 0 | 0 | 0 | 0 | 0 | 0
F2_Commercial_College (WA)_Existing_Space Heating_Natural Gas_Furnace_E10 | F2 | Commercial | College (WA) | Existing | Space Heating | Natural Gas | Furnace | E10 | TRC BC Ratio | 0 | 0 | 0 | 0 | 0 | 0 | 0 | 0 | 0 | 0 | 0 | 0 | 0 | 0 | 0 | 0 | 0 | 0 | 0 | 0 | 0 | 0 | 0 | 0 | 0 | 0 | 0
F3_Commercial_College (WA)_Existing_Space Heating_Natural Gas_Furnace_E1 | F3 | Commercial | College (WA) | Existing | Space Heating | Natural Gas | Furnace | E1 | PACT BC Ratio | [24 empty] | 1 | 1 | 1 | bar: 2019 to 2042
F3_Commercial_College (WA)_Existing_Space Heating_Natural Gas_Furnace_E2 | F3 | Commercial | College (WA) | Existing | Space Heating | Natural Gas | Furnace | E2 | PACT BC Ratio | 0.21911 | 0.22229 | 0.22681 | 0.23196 | 0.2378 | 0.24631 | 0.25499 | 0.2642 | 0.27288 | 0.28167 | 0.28937 | 0.29632 | 0.30404 | 0.31205 | 0.31938 | 0.32655 | 0.33312 | 0.3399 | 0.347 | 0.35429 | 0.36171 | 0.3696 | 0.37895 | 0.38699 | 0.39521 | 0.4036 | 0.41216
F3_Commercial_College (WA)_Existing_Space Heating_Natural Gas_Furnace_E3 | F3 | Commercial | College (WA) | Existing | Space Heating | Natural Gas | Furnace | E3 | PACT BC Ratio | 1.4678 | 1.4891 | 1.5194 | 1.5539 | 1.5931 | 1.65 | 1.7082 | 1.7699 | 1.828 | 1.8869 | 1.9385 | 1.9851 | 2.0368 | 2.0904 | 2.1395 | 2.1876 | 2.2316 | 2.277 | 2.3246 | 2.3734 | 2.4231 | 2.4759 | 2.5386 | 2.5925 | 2.6475 | 2.7037 | 2.7611
F3_Commercial_College (WA)_Existing_Space Heating_Natural Gas_Furnace_E4 | F3 | Commercial | College (WA) | Existing | Space Heating | Natural Gas | Furnace | E4 | PACT BC Ratio | 0 | 0 | 0 | 0 | 0 | 0 | 0 | 0 | 0 | 0 | 0 | 0 | 0 | 0 | 0 | 0 | 0 | 0 | 0 | 0 | 0 | 0 | 0 | 0 | 0 | 0 | 0
F3_Commercial_College (WA)_Existing_Space Heating_Natural Gas_Furnace_E5 | F3 | Commercial | College (WA) | Existing | Space Heating | Natural Gas | Furnace | E5 | PACT BC Ratio | 0 | 0 | 0 | 0 | 0 | 0 | 0 | 0 | 0 | 0 | 0 | 0 | 0 | 0 | 0 | 0 | 0 | 0 | 0 | 0 | 0 | 0 | 0 | 0 | 0 | 0 | 0
F3_Commercial_College (WA)_Existing_Space Heating_Natural Gas_Furnace_E6 | F3 | Commercial | College (WA) | Existing | Space Heating | Natural Gas | Furnace | E6 | PACT BC Ratio | 0 | 0 | 0 | 0 | 0 | 0 | 0 | 0 | 0 | 0 | 0 | 0 | 0 | 0 | 0 | 0 | 0 | 0 | 0 | 0 | 0 | 0 | 0 | 0 | 0 | 0 | 0
F3_Commercial_College (WA)_Existing_Space Heating_Natural Gas_Furnace_E7 | F3 | Commercial | College (WA) | Existing | Space Heating | Natural Gas | Furnace | E7 | PACT BC Ratio | 0 | 0 | 0 | 0 | 0 | 0 | 0 | 0 | 0 | 0 | 0 | 0 | 0 | 0 | 0 | 0 | 0 | 0 | 0 | 0 | 0 | 0 | 0 | 0 | 0 | 0 | 0
F3_Commercial_College (WA)_Existing_Space Heating_Natural Gas_Furnace_E8 | F3 | Commercial | College (WA) | Existing | Space Heating | Natural Gas | Furnace | E8 | PACT BC Ratio | 0 | 0 | 0 | 0 | 0 | 0 | 0 | 0 | 0 | 0 | 0 | 0 | 0 | 0 | 0 | 0 | 0 | 0 | 0 | 0 | 0 | 0 | 0 | 0 | 0 | 0 | 0
F3_Commercial_College (WA)_Existing_Space Heating_Natural Gas_Furnace_E9 | F3 | Commercial | College (WA) | Existing | Space Heating | Natural Gas | Furnace | E9 | PACT BC Ratio | 0 | 0 | 0 | 0 | 0 | 0 | 0 | 0 | 0 | 0 | 0 | 0 | 0 | 0 | 0 | 0 | 0 | 0 | 0 | 0 | 0 | 0 | 0 | 0 | 0 | 0 | 0
F3_Commercial_College (WA)_Existing_Space Heating_Natural Gas_Furnace_E10 | F3 | Commercial | College (WA) | Existing | Space Heating | Natural Gas | Furnace | E10 | PACT BC Ratio | 0 | 0 | 0 | 0 | 0 | 0 | 0 | 0 | 0 | 0 | 0 | 0 | 0 | 0 | 0 | 0 | 0 | 0 | 0 | 0 | 0 | 0 | 0 | 0 | 0 | 0 | 0
F4_Commercial_College (WA)_Existing_Space Heating_Natural Gas_Furnace_E1 | F4 | Commercial | College (WA) | Existing | Space Heating | Natural Gas | Furnace | E1 | RVT BC Ratio | [24 empty] | 1 | 1 | 1 | bar: 2019 to 2042
F4_Commercial_College (WA)_Existing_Space Heating_Natural Gas_Furnace_E2 | F4 | Commercial | College (WA) | Existing | Space Heating | Natural Gas | Furnace | E2 | RVT BC Ratio | 0.338 | 0.33892 | 0.34043 | 0.34218 | 0.34419 | 0.34746 | 0.3507 | 0.35409 | 0.35706 | 0.35995 | 0.36322 | 0.36608 | 0.36927 | 0.37254 | 0.37546 | 0.37826 | 0.38073 | 0.38325 | 0.38586 | 0.3885 | 0.39115 | 0.3947 | 0.3989 | 0.40252 | 0.40622 | 0.40999 | 0.41385
F4_Commercial_College (WA)_Existing_Space Heating_Natural Gas_Furnace_E3 | F4 | Commercial | College (WA) | Existing | Space Heating | Natural Gas | Furnace | E3 | RVT BC Ratio | 0.96246 | 0.96856 | 0.97871 | 0.99044 | 1.0039 | 1.0258 | 1.0475 | 1.0702 | 1.0901 | 1.1095 | 1.1314 | 1.1506 | 1.1719 | 1.1938 | 1.2134 | 1.2322 | 1.2487 | 1.2656 | 1.2831 | 1.3008 | 1.3185 | 1.3422 | 1.3704 | 1.3947 | 1.4194 | 1.4447 | 1.4705
F4_Commercial_College (WA)_Existing_Space Heating_Natural Gas_Furnace_E4 | F4 | Commercial | College (WA) | Existing | Space Heating | Natural Gas | Furnace | E4 | RVT BC Ratio | 0 | 0 | 0 | 0 | 0 | 0 | 0 | 0 | 0 | 0 | 0 | 0 | 0 | 0 | 0 | 0 | 0 | 0 | 0 | 0 | 0 | 0 | 0 | 0 | 0 | 0 | 0
F4_Commercial_College (WA)_Existing_Space Heating_Natural Gas_Furnace_E5 | F4 | Commercial | College (WA) | Existing | Space Heating | Natural Gas | Furnace | E5 | RVT BC Ratio | 0 | 0 | 0 | 0 | 0 | 0 | 0 | 0 | 0 | 0 | 0 | 0 | 0 | 0 | 0 | 0 | 0 | 0 | 0 | 0 | 0 | 0 | 0 | 0 | 0 | 0 | 0
F4_Commercial_College (WA)_Existing_Space Heating_Natural Gas_Furnace_E6 | F4 | Commercial | College (WA) | Existing | Space Heating | Natural Gas | Furnace | E6 | RVT BC Ratio | 0 | 0 | 0 | 0 | 0 | 0 | 0 | 0 | 0 | 0 | 0 | 0 | 0 | 0 | 0 | 0 | 0 | 0 | 0 | 0 | 0 | 0 | 0 | 0 | 0 | 0 | 0
F4_Commercial_College (WA)_Existing_Space Heating_Natural Gas_Furnace_E7 | F4 | Commercial | College (WA) | Existing | Space Heating | Natural Gas | Furnace | E7 | RVT BC Ratio | 0 | 0 | 0 | 0 | 0 | 0 | 0 | 0 | 0 | 0 | 0 | 0 | 0 | 0 | 0 | 0 | 0 | 0 | 0 | 0 | 0 | 0 | 0 | 0 | 0 | 0 | 0
F4_Commercial_College (WA)_Existing_Space Heating_Natural Gas_Furnace_E8 | F4 | Commercial | College (WA) | Existing | Space Heating | Natural Gas | Furnace | E8 | RVT BC Ratio | 0 | 0 | 0 | 0 | 0 | 0 | 0 | 0 | 0 | 0 | 0 | 0 | 0 | 0 | 0 | 0 | 0 | 0 | 0 | 0 | 0 | 0 | 0 | 0 | 0 | 0 | 0
F4_Commercial_College (WA)_Existing_Space Heating_Natural Gas_Furnace_E9 | F4 | Commercial | College (WA) | Existing | Space Heating | Natural Gas | Furnace | E9 | RVT BC Ratio | 0 | 0 | 0 | 0 | 0 | 0 | 0 | 0 | 0 | 0 | 0 | 0 | 0 | 0 | 0 | 0 | 0 | 0 | 0 | 0 | 0 | 0 | 0 | 0 | 0 | 0 | 0
F4_Commercial_College (WA)_Existing_Space Heating_Natural Gas_Furnace_E10 | F4 | Commercial | College (WA) | Existing | Space Heating | Natural Gas | Furnace | E10 | RVT BC Ratio | 0 | 0 | 0 | 0 | 0 | 0 | 0 | 0 | 0 | 0 | 0 | 0 | 0 | 0 | 0 | 0 | 0 | 0 | 0 | 0 | 0 | 0 | 0 | 0 | 0 | 0 | 0
F5_Commercial_College (WA)_Existing_Space Heating_Natural Gas_Furnace_E1 | F5 | Commercial | College (WA) | Existing | Space Heating | Natural Gas | Furnace | E1 | RIM BC Ratio | [24 empty] | 1 | 1 | 1 | bar: 2019 to 2042
F5_Commercial_College (WA)_Existing_Space Heating_Natural Gas_Furnace_E2 | F5 | Commercial | College (WA) | Existing | Space Heating | Natural Gas | Furnace | E2 | RIM BC Ratio | 0.17448 | 0.17672 | 0.1798 | 0.18329 | 0.18722 | 0.19276 | 0.19838 | 0.20429 | 0.20987 | 0.21551 | 0.22011 | 0.22427 | 0.22882 | 0.2335 | 0.23778 | 0.24194 | 0.24576 | 0.24968 | 0.25376 | 0.25792 | 0.26215 | 0.26627 | 0.27109 | 0.27518 | 0.27931 | 0.28347 | 0.28767
F5_Commercial_College (WA)_Existing_Space Heating_Natural Gas_Furnace_E3 | F5 | Commercial | College (WA) | Existing | Space Heating | Natural Gas | Furnace | E3 | RIM BC Ratio | 0.54097 | 0.54596 | 0.55226 | 0.55924 | 0.56693 | 0.57672 | 0.58665 | 0.59698 | 0.60705 | 0.61735 | 0.62378 | 0.62971 | 0.63608 | 0.64254 | 0.64854 | 0.65442 | 0.65996 | 0.66565 | 0.67153 | 0.67755 | 0.68367 | 0.68781 | 0.69256 | 0.69651 | 0.70042 | 0.70429 | 0.70813
F5_Commercial_College (WA)_Existing_Space Heating_Natural Gas_Furnace_E4 | F5 | Commercial | College (WA) | Existing | Space Heating | Natural Gas | Furnace | E4 | RIM BC Ratio | 0 | 0 | 0 | 0 | 0 | 0 | 0 | 0 | 0 | 0 | 0 | 0 | 0 | 0 | 0 | 0 | 0 | 0 | 0 | 0 | 0 | 0 | 0 | 0 | 0 | 0 | 0
F5_Commercial_College (WA)_Existing_Space Heating_Natural Gas_Furnace_E5 | F5 | Commercial | College (WA) | Existing | Space Heating | Natural Gas | Furnace | E5 | RIM BC Ratio | 0 | 0 | 0 | 0 | 0 | 0 | 0 | 0 | 0 | 0 | 0 | 0 | 0 | 0 | 0 | 0 | 0 | 0 | 0 | 0 | 0 | 0 | 0 | 0 | 0 | 0 | 0
F5_Commercial_College (WA)_Existing_Space Heating_Natural Gas_Furnace_E6 | F5 | Commercial | College (WA) | Existing | Space Heating | Natural Gas | Furnace | E6 | RIM BC Ratio | 0 | 0 | 0 | 0 | 0 | 0 | 0 | 0 | 0 | 0 | 0 | 0 | 0 | 0 | 0 | 0 | 0 | 0 | 0 | 0 | 0 | 0 | 0 | 0 | 0 | 0 | 0
F5_Commercial_College (WA)_Existing_Space Heating_Natural Gas_Furnace_E7 | F5 | Commercial | College (WA) | Existing | Space Heating | Natural Gas | Furnace | E7 | RIM BC Ratio | 0 | 0 | 0 | 0 | 0 | 0 | 0 | 0 | 0 | 0 | 0 | 0 | 0 | 0 | 0 | 0 | 0 | 0 | 0 | 0 | 0 | 0 | 0 | 0 | 0 | 0 | 0
F5_Commercial_College (WA)_Existing_Space Heating_Natural Gas_Furnace_E8 | F5 | Commercial | College (WA) | Existing | Space Heating | Natural Gas | Furnace | E8 | RIM BC Ratio | 0 | 0 | 0 | 0 | 0 | 0 | 0 | 0 | 0 | 0 | 0 | 0 | 0 | 0 | 0 | 0 | 0 | 0 | 0 | 0 | 0 | 0 | 0 | 0 | 0 | 0 | 0
F5_Commercial_College (WA)_Existing_Space Heating_Natural Gas_Furnace_E9 | F5 | Commercial | College (WA) | Existing | Space Heating | Natural Gas | Furnace | E9 | RIM BC Ratio | 0 | 0 | 0 | 0 | 0 | 0 | 0 | 0 | 0 | 0 | 0 | 0 | 0 | 0 | 0 | 0 | 0 | 0 | 0 | 0 | 0 | 0 | 0 | 0 | 0 | 0 | 0
F5_Commercial_College (WA)_Existing_Space Heating_Natural Gas_Furnace_E10 | F5 | Commercial | College (WA) | Existing | Space Heating | Natural Gas | Furnace | E10 | RIM BC Ratio | 0 | 0 | 0 | 0 | 0 | 0 | 0 | 0 | 0 | 0 | 0 | 0 | 0 | 0 | 0 | 0 | 0 | 0 | 0 | 0 | 0 | 0 | 0 | 0 | 0 | 0 | 0
F0_Commercial_College (WA)_Existing_Space Heating_Natural Gas_Boiler_E0 | F0 | Commercial | College (WA) | Existing | Space Heating | Natural Gas | Boiler | E0 | Economic Unit | AFUE 97% | AFUE 97% | AFUE 97% | AFUE 97% | AFUE 97% | AFUE 97% | AFUE 97% | AFUE 97% | AFUE 97% | AFUE 97% | AFUE 97% | AFUE 97% | AFUE 97% | AFUE 97% | AFUE 97% | AFUE 97% | AFUE 97% | AFUE 97% | AFUE 97% | AFUE 97% | AFUE 97% | AFUE 97% | AFUE 97% | AFUE 97% | AFUE 97% | AFUE 97% | AFUE 97%
F1_Commercial_College (WA)_Existing_Space Heating_Natural Gas_Boiler_E1 | F1 | Commercial | College (WA) | Existing | Space Heating | Natural Gas | Boiler | E1 | CCE | 0 | 0 | 0 | 0 | 0 | 0 | 0 | 0 | 0 | 0 | 0 | 0 | 0 | 0 | 0 | 0 | 0 | 0 | 0 | 0 | 0 | 0 | 0 | 0 | 0 | 0 | 0
F1_Commercial_College (WA)_Existing_Space Heating_Natural Gas_Boiler_E2 | F1 | Commercial | College (WA) | Existing | Space Heating | Natural Gas | Boiler | E2 | CCE | 0.0030567 | 0.0031721 | 0.0031721 | 0.0031721 | 0.0031721 | 0.0031721 | 0.0031721 | 0.0031721 | 0.0031721 | 0.0031721 | 0.0031721 | 0.0031721 | 0.0031721 | 0.0031721 | 0.0031721 | 0.0031721 | 0.0031721 | 0.0031721 | 0.0031721 | 0.0031721 | 0.0031721 | 0.0031721 | 0.0031721 | 0.0031721 | 0.0031721 | 0.0031721 | 0.0031721
F1_Commercial_College (WA)_Existing_Space Heating_Natural Gas_Boiler_E3 | F1 | Commercial | College (WA) | Existing | Space Heating | Natural Gas | Boiler | E3 | CCE | -0.00066818 | -0.00069341 | -0.00069341 | -0.00069341 | -0.00069341 | -0.00069341 | -0.00069341 | -0.00069341 | -0.00069341 | -0.00069341 | -0.00069341 | -0.00069341 | -0.00069341 | -0.00069341 | -0.00069341 | -0.00069341 | -0.00069341 | -0.00069341 | -0.00069341 | -0.00069341 | -0.00069341 | -0.00069341 | -0.00069341 | -0.00069341 | -0.00069341 | -0.00069341 | -0.00069341
F1_Commercial_College (WA)_Existing_Space Heating_Natural Gas_Boiler_E4 | F1 | Commercial | College (WA) | Existing | Space Heating | Natural Gas | Boiler | E4 | CCE | 0.07028 | 0.072934 | 0.072934 | 0.072934 | 0.072934 | 0.072934 | 0.072934 | 0.072934 | 0.072934 | 0.072934 | 0.072934 | 0.072934 | 0.072934 | 0.072934 | 0.072934 | 0.072934 | 0.072934 | 0.072934 | 0.072934 | 0.072934 | 0.072934 | 0.072934 | 0.072934 | 0.072934 | 0.072934 | 0.072934 | 0.072934
F1_Commercial_College (WA)_Existing_Space Heating_Natural Gas_Boiler_E5 | F1 | Commercial | College (WA) | Existing | Space Heating | Natural Gas | Boiler | E5 | CCE | 0 | 0 | 0 | 0 | 0 | 0 | 0 | 0 | 0 | 0 | 0 | 0 | 0 | 0 | 0 | 0 | 0 | 0 | 0 | 0 | 0 | 0 | 0 | 0 | 0 | 0 | 0
F1_Commercial_College (WA)_Existing_Space Heating_Natural Gas_Boiler_E6 | F1 | Commercial | College (WA) | Existing | Space Heating | Natural Gas | Boiler | E6 | CCE | 0 | 0 | 0 | 0 | 0 | 0 | 0 | 0 | 0 | 0 | 0 | 0 | 0 | 0 | 0 | 0 | 0 | 0 | 0 | 0 | 0 | 0 | 0 | 0 | 0 | 0 | 0
F1_Commercial_College (WA)_Existing_Space Heating_Natural Gas_Boiler_E7 | F1 | Commercial | College (WA) | Existing | Space Heating | Natural Gas | Boiler | E7 | CCE | 0 | 0 | 0 | 0 | 0 | 0 | 0 | 0 | 0 | 0 | 0 | 0 | 0 | 0 | 0 | 0 | 0 | 0 | 0 | 0 | 0 | 0 | 0 | 0 | 0 | 0 | 0
F1_Commercial_College (WA)_Existing_Space Heating_Natural Gas_Boiler_E8 | F1 | Commercial | College (WA) | Existing | Space Heating | Natural Gas | Boiler | E8 | CCE | 0 | 0 | 0 | 0 | 0 | 0 | 0 | 0 | 0 | 0 | 0 | 0 | 0 | 0 | 0 | 0 | 0 | 0 | 0 | 0 | 0 | 0 | 0 | 0 | 0 | 0 | 0
F1_Commercial_College (WA)_Existing_Space Heating_Natural Gas_Boiler_E9 | F1 | Commercial | College (WA) | Existing | Space Heating | Natural Gas | Boiler | E9 | CCE | 0 | 0 | 0 | 0 | 0 | 0 | 0 | 0 | 0 | 0 | 0 | 0 | 0 | 0 | 0 | 0 | 0 | 0 | 0 | 0 | 0 | 0 | 0 | 0 | 0 | 0 | 0
F1_Commercial_College (WA)_Existing_Space Heating_Natural Gas_Boiler_E10 | F1 | Commercial | College (WA) | Existing | Space Heating | Natural Gas | Boiler | E10 | CCE | 0 | 0 | 0 | 0 | 0 | 0 | 0 | 0 | 0 | 0 | 0 | 0 | 0 | 0 | 0 | 0 | 0 | 0 | 0 | 0 | 0 | 0 | 0 | 0 | 0 | 0 | 0
F2_Commercial_College (WA)_Existing_Space Heating_Natural Gas_Boiler_E1 | F2 | Commercial | College (WA) | Existing | Space Heating | Natural Gas | Boiler | E1 | TRC BC Ratio | [24 empty] | 1 | 1 | 1 | bar: 2019 to 2042
F2_Commercial_College (WA)_Existing_Space Heating_Natural Gas_Boiler_E2 | F2 | Commercial | College (WA) | Existing | Space Heating | Natural Gas | Boiler | E2 | TRC BC Ratio | 1.3893 | 1.4136 | 1.4435 | 1.4761 | 1.5115 | 1.5579 | 1.6052 | 1.655 | 1.7029 | 1.7516 | 1.7961 | 1.8379 | 1.8831 | 1.9294 | 1.9733 | 2.0168 | 2.0581 | 2.1006 | 2.1447 | 2.1899 | 2.236 | 2.2841 | 2.3381 | 2.3867 | 2.4358 | 2.4734 | 2.5071
F2_Commercial_College (WA)_Existing_Space Heating_Natural Gas_Boiler_E3 | F2 | Commercial | College (WA) | Existing | Space Heating | Natural Gas | Boiler | E3 | TRC BC Ratio | [24 empty] | 1 | 1 | 1 | bar: 2019 to 2042
F2_Commercial_College (WA)_Existing_Space Heating_Natural Gas_Boiler_E4 | F2 | Commercial | College (WA) | Existing | Space Heating | Natural Gas | Boiler | E4 | TRC BC Ratio | 0.069642 | 0.071065 | 0.072635 | 0.074262 | 0.075948 | 0.077888 | 0.079862 | 0.081917 | 0.083956 | 0.086036 | 0.088047 | 0.090021 | 0.092092 | 0.094188 | 0.096251 | 0.09833 | 0.10038 | 0.10249 | 0.10465 | 0.10687 | 0.10913 | 0.11144 | 0.11388 | 0.11619 | 0.1185 | 0.11958 | 0.12021
F2_Commercial_College (WA)_Existing_Space Heating_Natural Gas_Boiler_E5 | F2 | Commercial | College (WA) | Existing | Space Heating | Natural Gas | Boiler | E5 | TRC BC Ratio | 0 | 0 | 0 | 0 | 0 | 0 | 0 | 0 | 0 | 0 | 0 | 0 | 0 | 0 | 0 | 0 | 0 | 0 | 0 | 0 | 0 | 0 | 0 | 0 | 0 | 0 | 0
F2_Commercial_College (WA)_Existing_Space Heating_Natural Gas_Boiler_E6 | F2 | Commercial | College (WA) | Existing | Space Heating | Natural Gas | Boiler | E6 | TRC BC Ratio | 0 | 0 | 0 | 0 | 0 | 0 | 0 | 0 | 0 | 0 | 0 | 0 | 0 | 0 | 0 | 0 | 0 | 0 | 0 | 0 | 0 | 0 | 0 | 0 | 0 | 0 | 0
F2_Commercial_College (WA)_Existing_Space Heating_Natural Gas_Boiler_E7 | F2 | Commercial | College (WA) | Existing | Space Heating | Natural Gas | Boiler | E7 | TRC BC Ratio | 0 | 0 | 0 | 0 | 0 | 0 | 0 | 0 | 0 | 0 | 0 | 0 | 0 | 0 | 0 | 0 | 0 | 0 | 0 | 0 | 0 | 0 | 0 | 0 | 0 | 0 | 0
F2_Commercial_College (WA)_Existing_Space Heating_Natural Gas_Boiler_E8 | F2 | Commercial | College (WA) | Existing | Space Heating | Natural Gas | Boiler | E8 | TRC BC Ratio | 0 | 0 | 0 | 0 | 0 | 0 | 0 | 0 | 0 | 0 | 0 | 0 | 0 | 0 | 0 | 0 | 0 | 0 | 0 | 0 | 0 | 0 | 0 | 0 | 0 | 0 | 0
F2_Commercial_College (WA)_Existing_Space Heating_Natural Gas_Boiler_E9 | F2 | Commercial | College (WA) | Existing | Space Heating | Natural Gas | Boiler | E9 | TRC BC Ratio | 0 | 0 | 0 | 0 | 0 | 0 | 0 | 0 | 0 | 0 | 0 | 0 | 0 | 0 | 0 | 0 | 0 | 0 | 0 | 0 | 0 | 0 | 0 | 0 | 0 | 0 | 0
F2_Commercial_College (WA)_Existing_Space Heating_Natural Gas_Boiler_E10 | F2 | Commercial | College (WA) | Existing | Space Heating | Natural Gas | Boiler | E10 | TRC BC Ratio | 0 | 0 | 0 | 0 | 0 | 0 | 0 | 0 | 0 | 0 | 0 | 0 | 0 | 0 | 0 | 0 | 0 | 0 | 0 | 0 | 0 | 0 | 0 | 0 | 0 | 0 | 0
F3_Commercial_College (WA)_Existing_Space Heating_Natural Gas_Boiler_E1 | F3 | Commercial | College (WA) | Existing | Space Heating | Natural Gas | Boiler | E1 | PACT BC Ratio | [24 empty] | 1 | 1 | 1 | bar: 2019 to 2042
F3_Commercial_College (WA)_Existing_Space Heating_Natural Gas_Boiler_E2 | F3 | Commercial | College (WA) | Existing | Space Heating | Natural Gas | Boiler | E2 | PACT BC Ratio | 3.8913 | 3.9592 | 4.0431 | 4.1344 | 4.2334 | 4.3634 | 4.4959 | 4.6355 | 4.7697 | 4.9061 | 5.0308 | 5.1478 | 5.2743 | 5.4041 | 5.5269 | 5.6488 | 5.7645 | 5.8836 | 6.0071 | 6.1337 | 6.2628 | 6.3974 | 6.5489 | 6.685 | 6.8225 | 6.9276 | 7.0222
F3_Commercial_College (WA)_Existing_Space Heating_Natural Gas_Boiler_E3 | F3 | Commercial | College (WA) | Existing | Space Heating | Natural Gas | Boiler | E3 | PACT BC Ratio | [24 empty] | 1 | 1 | 1 | bar: 2019 to 2042
F3_Commercial_College (WA)_Existing_Space Heating_Natural Gas_Boiler_E4 | F3 | Commercial | College (WA) | Existing | Space Heating | Natural Gas | Boiler | E4 | PACT BC Ratio | 0.19506 | 0.19905 | 0.20344 | 0.208 | 0.21272 | 0.21816 | 0.22369 | 0.22944 | 0.23515 | 0.24098 | 0.24661 | 0.25214 | 0.25794 | 0.26381 | 0.26959 | 0.27541 | 0.28117 | 0.28706 | 0.29313 | 0.29933 | 0.30566 | 0.31213 | 0.31897 | 0.32545 | 0.33191 | 0.33492 | 0.33671
F3_Commercial_College (WA)_Existing_Space Heating_Natural Gas_Boiler_E5 | F3 | Commercial | College (WA) | Existing | Space Heating | Natural Gas | Boiler | E5 | PACT BC Ratio | 0 | 0 | 0 | 0 | 0 | 0 | 0 | 0 | 0 | 0 | 0 | 0 | 0 | 0 | 0 | 0 | 0 | 0 | 0 | 0 | 0 | 0 | 0 | 0 | 0 | 0 | 0
F3_Commercial_College (WA)_Existing_Space Heating_Natural Gas_Boiler_E6 | F3 | Commercial | College (WA) | Existing | Space Heating | Natural Gas | Boiler | E6 | PACT BC Ratio | 0 | 0 | 0 | 0 | 0 | 0 | 0 | 0 | 0 | 0 | 0 | 0 | 0 | 0 | 0 | 0 | 0 | 0 | 0 | 0 | 0 | 0 | 0 | 0 | 0 | 0 | 0
F3_Commercial_College (WA)_Existing_Space Heating_Natural Gas_Boiler_E7 | F3 | Commercial | College (WA) | Existing | Space Heating | Natural Gas | Boiler | E7 | PACT BC Ratio | 0 | 0 | 0 | 0 | 0 | 0 | 0 | 0 | 0 | 0 | 0 | 0 | 0 | 0 | 0 | 0 | 0 | 0 | 0 | 0 | 0 | 0 | 0 | 0 | 0 | 0 | 0
F3_Commercial_College (WA)_Existing_Space Heating_Natural Gas_Boiler_E8 | F3 | Commercial | College (WA) | Existing | Space Heating | Natural Gas | Boiler | E8 | PACT BC Ratio | 0 | 0 | 0 | 0 | 0 | 0 | 0 | 0 | 0 | 0 | 0 | 0 | 0 | 0 | 0 | 0 | 0 | 0 | 0 | 0 | 0 | 0 | 0 | 0 | 0 | 0 | 0
F3_Commercial_College (WA)_Existing_Space Heating_Natural Gas_Boiler_E9 | F3 | Commercial | College (WA) | Existing | Space Heating | Natural Gas | Boiler | E9 | PACT BC Ratio | 0 | 0 | 0 | 0 | 0 | 0 | 0 | 0 | 0 | 0 | 0 | 0 | 0 | 0 | 0 | 0 | 0 | 0 | 0 | 0 | 0 | 0 | 0 | 0 | 0 | 0 | 0
F3_Commercial_College (WA)_Existing_Space Heating_Natural Gas_Boiler_E10 | F3 | Commercial | College (WA) | Existing | Space Heating | Natural Gas | Boiler | E10 | PACT BC Ratio | 0 | 0 | 0 | 0 | 0 | 0 | 0 | 0 | 0 | 0 | 0 | 0 | 0 | 0 | 0 | 0 | 0 | 0 | 0 | 0 | 0 | 0 | 0 | 0 | 0 | 0 | 0
F4_Commercial_College (WA)_Existing_Space Heating_Natural Gas_Boiler_E1 | F4 | Commercial | College (WA) | Existing | Space Heating | Natural Gas | Boiler | E1 | RVT BC Ratio | [24 empty] | 1 | 1 | 1 | bar: 2019 to 2042
F4_Commercial_College (WA)_Existing_Space Heating_Natural Gas_Boiler_E2 | F4 | Commercial | College (WA) | Existing | Space Heating | Natural Gas | Boiler | E2 | RVT BC Ratio | 2.1185 | 2.1412 | 2.1713 | 2.2041 | 2.2399 | 2.2905 | 2.3411 | 2.394 | 2.4428 | 2.4912 | 2.5447 | 2.5942 | 2.6478 | 2.7025 | 2.7534 | 2.8033 | 2.8497 | 2.8972 | 2.9461 | 2.9957 | 3.0458 | 3.1063 | 3.1745 | 3.2357 | 3.2976 | 3.3449 | 3.3874
F4_Commercial_College (WA)_Existing_Space Heating_Natural Gas_Boiler_E3 | F4 | Commercial | College (WA) | Existing | Space Heating | Natural Gas | Boiler | E3 | RVT BC Ratio | [24 empty] | 1 | 1 | 1 | bar: 2019 to 2042
F4_Commercial_College (WA)_Existing_Space Heating_Natural Gas_Boiler_E4 | F4 | Commercial | College (WA) | Existing | Space Heating | Natural Gas | Boiler | E4 | RVT BC Ratio | 0.3203 | 0.32178 | 0.32345 | 0.32518 | 0.32699 | 0.32913 | 0.33131 | 0.33359 | 0.33583 | 0.3381 | 0.34055 | 0.34297 | 0.3455 | 0.34806 | 0.35057 | 0.35308 | 0.35554 | 0.35806 | 0.36064 | 0.36326 | 0.36593 | 0.36884 | 0.37192 | 0.37484 | 0.37774 | 0.3791 | 0.3799
F4_Commercial_College (WA)_Existing_Space Heating_Natural Gas_Boiler_E5 | F4 | Commercial | College (WA) | Existing | Space Heating | Natural Gas | Boiler | E5 | RVT BC Ratio | 0 | 0 | 0 | 0 | 0 | 0 | 0 | 0 | 0 | 0 | 0 | 0 | 0 | 0 | 0 | 0 | 0 | 0 | 0 | 0 | 0 | 0 | 0 | 0 | 0 | 0 | 0
F4_Commercial_College (WA)_Existing_Space Heating_Natural Gas_Boiler_E6 | F4 | Commercial | College (WA) | Existing | Space Heating | Natural Gas | Boiler | E6 | RVT BC Ratio | 0 | 0 | 0 | 0 | 0 | 0 | 0 | 0 | 0 | 0 | 0 | 0 | 0 | 0 | 0 | 0 | 0 | 0 | 0 | 0 | 0 | 0 | 0 | 0 | 0 | 0 | 0
F4_Commercial_College (WA)_Existing_Space Heating_Natural Gas_Boiler_E7 | F4 | Commercial | College (WA) | Existing | Space Heating | Natural Gas | Boiler | E7 | RVT BC Ratio | 0 | 0 | 0 | 0 | 0 | 0 | 0 | 0 | 0 | 0 | 0 | 0 | 0 | 0 | 0 | 0 | 0 | 0 | 0 | 0 | 0 | 0 | 0 | 0 | 0 | 0 | 0
F4_Commercial_College (WA)_Existing_Space Heating_Natural Gas_Boiler_E8 | F4 | Commercial | College (WA) | Existing | Space Heating | Natural Gas | Boiler | E8 | RVT BC Ratio | 0 | 0 | 0 | 0 | 0 | 0 | 0 | 0 | 0 | 0 | 0 | 0 | 0 | 0 | 0 | 0 | 0 | 0 | 0 | 0 | 0 | 0 | 0 | 0 | 0 | 0 | 0
F4_Commercial_College (WA)_Existing_Space Heating_Natural Gas_Boiler_E9 | F4 | Commercial | College (WA) | Existing | Space Heating | Natural Gas | Boiler | E9 | RVT BC Ratio | 0 | 0 | 0 | 0 | 0 | 0 | 0 | 0 | 0 | 0 | 0 | 0 | 0 | 0 | 0 | 0 | 0 | 0 | 0 | 0 | 0 | 0 | 0 | 0 | 0 | 0 | 0
F4_Commercial_College (WA)_Existing_Space Heating_Natural Gas_Boiler_E10 | F4 | Commercial | College (WA) | Existing | Space Heating | Natural Gas | Boiler | E10 | RVT BC Ratio | 0 | 0 | 0 | 0 | 0 | 0 | 0 | 0 | 0 | 0 | 0 | 0 | 0 | 0 | 0 | 0 | 0 | 0 | 0 | 0 | 0 | 0 | 0 | 0 | 0 | 0 | 0
F5_Commercial_College (WA)_Existing_Space Heating_Natural Gas_Boiler_E1 | F5 | Commercial | College (WA) | Existing | Space Heating | Natural Gas | Boiler | E1 | RIM BC Ratio | [24 empty] | 1 | 1 | 1 | bar: 2019 to 2042
F5_Commercial_College (WA)_Existing_Space Heating_Natural Gas_Boiler_E2 | F5 | Commercial | College (WA) | Existing | Space Heating | Natural Gas | Boiler | E2 | RIM BC Ratio | 0.71909 | 0.72452 | 0.73049 | 0.73677 | 0.74336 | 0.75063 | 0.75802 | 0.7656 | 0.77323 | 0.78105 | 0.78527 | 0.7893 | 0.79348 | 0.7977 | 0.80177 | 0.80583 | 0.80981 | 0.81388 | 0.81805 | 0.82232 | 0.82667 | 0.82897 | 0.83146 | 0.83362 | 0.83572 | 0.83728 | 0.83864
F5_Commercial_College (WA)_Existing_Space Heating_Natural Gas_Boiler_E3 | F5 | Commercial | College (WA) | Existing | Space Heating | Natural Gas | Boiler | E3 | RIM BC Ratio | [24 empty] | 1 | 1 | 1 | bar: 2019 to 2042
F5_Commercial_College (WA)_Existing_Space Heating_Natural Gas_Boiler_E4 | F5 | Commercial | College (WA) | Existing | Space Heating | Natural Gas | Boiler | E4 | RIM BC Ratio | 0.16062 | 0.16344 | 0.16651 | 0.16968 | 0.17294 | 0.17664 | 0.18037 | 0.18423 | 0.18802 | 0.19186 | 0.19546 | 0.19895 | 0.20258 | 0.20623 | 0.20979 | 0.21335 | 0.21684 | 0.22038 | 0.224 | 0.22768 | 0.23139 | 0.23508 | 0.23894 | 0.24256 | 0.24613 | 0.24778 | 0.24876
F5_Commercial_College (WA)_Existing_Space Heating_Natural Gas_Boiler_E5 | F5 | Commercial | College (WA) | Existing | Space Heating | Natural Gas | Boiler | E5 | RIM BC Ratio | 0 | 0 | 0 | 0 | 0 | 0 | 0 | 0 | 0 | 0 | 0 | 0 | 0 | 0 | 0 | 0 | 0 | 0 | 0 | 0 | 0 | 0 | 0 | 0 | 0 | 0 | 0
F5_Commercial_College (WA)_Existing_Space Heating_Natural Gas_Boiler_E6 | F5 | Commercial | College (WA) | Existing | Space Heating | Natural Gas | Boiler | E6 | RIM BC Ratio | 0 | 0 | 0 | 0 | 0 | 0 | 0 | 0 | 0 | 0 | 0 | 0 | 0 | 0 | 0 | 0 | 0 | 0 | 0 | 0 | 0 | 0 | 0 | 0 | 0 | 0 | 0
F5_Commercial_College (WA)_Existing_Space Heating_Natural Gas_Boiler_E7 | F5 | Commercial | College (WA) | Existing | Space Heating | Natural Gas | Boiler | E7 | RIM BC Ratio | 0 | 0 | 0 | 0 | 0 | 0 | 0 | 0 | 0 | 0 | 0 | 0 | 0 | 0 | 0 | 0 | 0 | 0 | 0 | 0 | 0 | 0 | 0 | 0 | 0 | 0 | 0
F5_Commercial_College (WA)_Existing_Space Heating_Natural Gas_Boiler_E8 | F5 | Commercial | College (WA) | Existing | Space Heating | Natural Gas | Boiler | E8 | RIM BC Ratio | 0 | 0 | 0 | 0 | 0 | 0 | 0 | 0 | 0 | 0 | 0 | 0 | 0 | 0 | 0 | 0 | 0 | 0 | 0 | 0 | 0 | 0 | 0 | 0 | 0 | 0 | 0
F5_Commercial_College (WA)_Existing_Space Heating_Natural Gas_Boiler_E9 | F5 | Commercial | College (WA) | Existing | Space Heating | Natural Gas | Boiler | E9 | RIM BC Ratio | 0 | 0 | 0 | 0 | 0 | 0 | 0 | 0 | 0 | 0 | 0 | 0 | 0 | 0 | 0 | 0 | 0 | 0 | 0 | 0 | 0 | 0 | 0 | 0 | 0 | 0 | 0
F5_Commercial_College (WA)_Existing_Space Heating_Natural Gas_Boiler_E10 | F5 | Commercial | College (WA) | Existing | Space Heating | Natural Gas | Boiler | E10 | RIM BC Ratio | 0 | 0 | 0 | 0 | 0 | 0 | 0 | 0 | 0 | 0 | 0 | 0 | 0 | 0 | 0 | 0 | 0 | 0 | 0 | 0 | 0 | 0 | 0 | 0 | 0 | 0 | 0
F0_Commercial_College (WA)_Existing_Space Heating_Natural Gas_Unit Heater_E0 | F0 | Commercial | College (WA) | Existing | Space Heating | Natural Gas | Unit Heater | E0 | Economic Unit | Infrared Radiant | Infrared Radiant | Infrared Radiant | Infrared Radiant | Infrared Radiant | Infrared Radiant | Infrared Radiant | Infrared Radiant | Infrared Radiant | Infrared Radiant | Infrared Radiant | Infrared Radiant | Infrared Radiant | Infrared Radiant | Infrared Radiant | Infrared Radiant | Infrared Radiant | Infrared Radiant | Infrared Radiant | Infrared Radiant | Infrared Radiant | Infrared Radiant | Infrared Radiant | Infrared Radiant | Infrared Radiant | Infrared Radiant | Infrared Radiant
F1_Commercial_College (WA)_Existing_Space Heating_Natural Gas_Unit Heater_E1 | F1 | Commercial | College (WA) | Existing | Space Heating | Natural Gas | Unit Heater | E1 | CCE | 0 | 0 | 0 | 0 | 0 | 0 | 0 | 0 | 0 | 0 | 0 | 0 | 0 | 0 | 0 | 0 | 0 | 0 | 0 | 0 | 0 | 0 | 0 | 0 | 0 | 0 | 0
F1_Commercial_College (WA)_Existing_Space Heating_Natural Gas_Unit Heater_E2 | F1 | Commercial | College (WA) | Existing | Space Heating | Natural Gas | Unit Heater | E2 | CCE | 0.00010423 | 0.00010816 | 0.00010816 | 0.00010816 | 0.00010816 | 0.00010816 | 0.00010816 | 0.00010816 | 0.00010816 | 0.00010816 | 0.00010816 | 0.00010816 | 0.00010816 | 0.00010816 | 0.00010816 | 0.00010816 | 0.00010816 | 0.00010816 | 0.00010816 | 0.00010816 | 0.00010816 | 0.00010816 | 0.00010816 | 0.00010816 | 0.00010816 | 0.00010816 | 0.00010816
F1_Commercial_College (WA)_Existing_Space Heating_Natural Gas_Unit Heater_E3 | F1 | Commercial | College (WA) | Existing | Space Heating | Natural Gas | Unit Heater | E3 | CCE | 3.2713e-05 | 3.3948e-05 | 3.3948e-05 | 3.3948e-05 | 3.3948e-05 | 3.3948e-05 | 3.3948e-05 | 3.3948e-05 | 3.3948e-05 | 3.3948e-05 | 3.3948e-05 | 3.3948e-05 | 3.3948e-05 | 3.3948e-05 | 3.3948e-05 | 3.3948e-05 | 3.3948e-05 | 3.3948e-05 | 3.3948e-05 | 3.3948e-05 | 3.3948e-05 | 3.3948e-05 | 3.3948e-05 | 3.3948e-05 | 3.3948e-05 | 3.3948e-05 | 3.3948e-05
F1_Commercial_College (WA)_Existing_Space Heating_Natural Gas_Unit Heater_E4 | F1 | Commercial | College (WA) | Existing | Space Heating | Natural Gas | Unit Heater | E4 | CCE | 0 | 0 | 0 | 0 | 0 | 0 | 0 | 0 | 0 | 0 | 0 | 0 | 0 | 0 | 0 | 0 | 0 | 0 | 0 | 0 | 0 | 0 | 0 | 0 | 0 | 0 | 0
F1_Commercial_College (WA)_Existing_Space Heating_Natural Gas_Unit Heater_E5 | F1 | Commercial | College (WA) | Existing | Space Heating | Natural Gas | Unit Heater | E5 | CCE | 0 | 0 | 0 | 0 | 0 | 0 | 0 | 0 | 0 | 0 | 0 | 0 | 0 | 0 | 0 | 0 | 0 | 0 | 0 | 0 | 0 | 0 | 0 | 0 | 0 | 0 | 0
F1_Commercial_College (WA)_Existing_Space Heating_Natural Gas_Unit Heater_E6 | F1 | Commercial | College (WA) | Existing | Space Heating | Natural Gas | Unit Heater | E6 | CCE | 0 | 0 | 0 | 0 | 0 | 0 | 0 | 0 | 0 | 0 | 0 | 0 | 0 | 0 | 0 | 0 | 0 | 0 | 0 | 0 | 0 | 0 | 0 | 0 | 0 | 0 | 0
F1_Commercial_College (WA)_Existing_Space Heating_Natural Gas_Unit Heater_E7 | F1 | Commercial | College (WA) | Existing | Space Heating | Natural Gas | Unit Heater | E7 | CCE | 0 | 0 | 0 | 0 | 0 | 0 | 0 | 0 | 0 | 0 | 0 | 0 | 0 | 0 | 0 | 0 | 0 | 0 | 0 | 0 | 0 | 0 | 0 | 0 | 0 | 0 | 0
F1_Commercial_College (WA)_Existing_Space Heating_Natural Gas_Unit Heater_E8 | F1 | Commercial | College (WA) | Existing | Space Heating | Natural Gas | Unit Heater | E8 | CCE | 0 | 0 | 0 | 0 | 0 | 0 | 0 | 0 | 0 | 0 | 0 | 0 | 0 | 0 | 0 | 0 | 0 | 0 | 0 | 0 | 0 | 0 | 0 | 0 | 0 | 0 | 0
F1_Commercial_College (WA)_Existing_Space Heating_Natural Gas_Unit Heater_E9 | F1 | Commercial | College (WA) | Existing | Space Heating | Natural Gas | Unit Heater | E9 | CCE | 0 | 0 | 0 | 0 | 0 | 0 | 0 | 0 | 0 | 0 | 0 | 0 | 0 | 0 | 0 | 0 | 0 | 0 | 0 | 0 | 0 | 0 | 0 | 0 | 0 | 0 | 0
F1_Commercial_College (WA)_Existing_Space Heating_Natural Gas_Unit Heater_E10 | F1 | Commercial | College (WA) | Existing | Space Heating | Natural Gas | Unit Heater | E10 | CCE | 0 | 0 | 0 | 0 | 0 | 0 | 0 | 0 | 0 | 0 | 0 | 0 | 0 | 0 | 0 | 0 | 0 | 0 | 0 | 0 | 0 | 0 | 0 | 0 | 0 | 0 | 0
F2_Commercial_College (WA)_Existing_Space Heating_Natural Gas_Unit Heater_E1 | F2 | Commercial | College (WA) | Existing | Space Heating | Natural Gas | Unit Heater | E1 | TRC BC Ratio | [24 empty] | 1 | 1 | 1 | bar: 2019 to 2042
F2_Commercial_College (WA)_Existing_Space Heating_Natural Gas_Unit Heater_E2 | F2 | Commercial | College (WA) | Existing | Space Heating | Natural Gas | Unit Heater | E2 | TRC BC Ratio | 38.0341 | 38.6592 | 39.4749 | 40.3743 | 41.3644 | 42.7288 | 44.1184 | 45.5898 | 46.9978 | 48.4277 | 49.7079 | 50.8885 | 52.1808 | 53.508 | 54.7436 | 55.9615 | 57.098 | 58.2695 | 59.4896 | 60.7412 | 62.0168 | 63.3628 | 64.9211 | 66.299 | 67.7062 | 69.1433 | 70.6109
F2_Commercial_College (WA)_Existing_Space Heating_Natural Gas_Unit Heater_E3 | F2 | Commercial | College (WA) | Existing | Space Heating | Natural Gas | Unit Heater | E3 | TRC BC Ratio | 168.8361 | 173.2861 | 177.6465 | 181.7489 | 185.5767 | 189.0428 | 192.488 | 196.054 | 200.0439 | 204.1623 | 208.5508 | 213.1762 | 217.8061 | 222.2453 | 226.8789 | 231.6476 | 236.6073 | 241.6632 | 246.8065 | 252.0543 | 257.4157 | 262.8545 | 268.2551 | 273.9489 | 279.7636 | 285.7016 | 291.7657
F2_Commercial_College (WA)_Existing_Space Heating_Natural Gas_Unit Heater_E4 | F2 | Commercial | College (WA) | Existing | Space Heating | Natural Gas | Unit Heater | E4 | TRC BC Ratio | 0 | 0 | 0 | 0 | 0 | 0 | 0 | 0 | 0 | 0 | 0 | 0 | 0 | 0 | 0 | 0 | 0 | 0 | 0 | 0 | 0 | 0 | 0 | 0 | 0 | 0 | 0
F2_Commercial_College (WA)_Existing_Space Heating_Natural Gas_Unit Heater_E5 | F2 | Commercial | College (WA) | Existing | Space Heating | Natural Gas | Unit Heater | E5 | TRC BC Ratio | 0 | 0 | 0 | 0 | 0 | 0 | 0 | 0 | 0 | 0 | 0 | 0 | 0 | 0 | 0 | 0 | 0 | 0 | 0 | 0 | 0 | 0 | 0 | 0 | 0 | 0 | 0
F2_Commercial_College (WA)_Existing_Space Heating_Natural Gas_Unit Heater_E6 | F2 | Commercial | College (WA) | Existing | Space Heating | Natural Gas | Unit Heater | E6 | TRC BC Ratio | 0 | 0 | 0 | 0 | 0 | 0 | 0 | 0 | 0 | 0 | 0 | 0 | 0 | 0 | 0 | 0 | 0 | 0 | 0 | 0 | 0 | 0 | 0 | 0 | 0 | 0 | 0
F2_Commercial_College (WA)_Existing_Space Heating_Natural Gas_Unit Heater_E7 | F2 | Commercial | College (WA) | Existing | Space Heating | Natural Gas | Unit Heater | E7 | TRC BC Ratio | 0 | 0 | 0 | 0 | 0 | 0 | 0 | 0 | 0 | 0 | 0 | 0 | 0 | 0 | 0 | 0 | 0 | 0 | 0 | 0 | 0 | 0 | 0 | 0 | 0 | 0 | 0
F2_Commercial_College (WA)_Existing_Space Heating_Natural Gas_Unit Heater_E8 | F2 | Commercial | College (WA) | Existing | Space Heating | Natural Gas | Unit Heater | E8 | TRC BC Ratio | 0 | 0 | 0 | 0 | 0 | 0 | 0 | 0 | 0 | 0 | 0 | 0 | 0 | 0 | 0 | 0 | 0 | 0 | 0 | 0 | 0 | 0 | 0 | 0 | 0 | 0 | 0
F2_Commercial_College (WA)_Existing_Space Heating_Natural Gas_Unit Heater_E9 | F2 | Commercial | College (WA) | Existing | Space Heating | Natural Gas | Unit Heater | E9 | TRC BC Ratio | 0 | 0 | 0 | 0 | 0 | 0 | 0 | 0 | 0 | 0 | 0 | 0 | 0 | 0 | 0 | 0 | 0 | 0 | 0 | 0 | 0 | 0 | 0 | 0 | 0 | 0 | 0
F2_Commercial_College (WA)_Existing_Space Heating_Natural Gas_Unit Heater_E10 | F2 | Commercial | College (WA) | Existing | Space Heating | Natural Gas | Unit Heater | E10 | TRC BC Ratio | 0 | 0 | 0 | 0 | 0 | 0 | 0 | 0 | 0 | 0 | 0 | 0 | 0 | 0 | 0 | 0 | 0 | 0 | 0 | 0 | 0 | 0 | 0 | 0 | 0 | 0 | 0
F3_Commercial_College (WA)_Existing_Space Heating_Natural Gas_Unit Heater_E1 | F3 | Commercial | College (WA) | Existing | Space Heating | Natural Gas | Unit Heater | E1 | PACT BC Ratio | [24 empty] | 1 | 1 | 1 | bar: 2019 to 2042
F3_Commercial_College (WA)_Existing_Space Heating_Natural Gas_Unit Heater_E2 | F3 | Commercial | College (WA) | Existing | Space Heating | Natural Gas | Unit Heater | E2 | PACT BC Ratio | 106.53 | 108.2809 | 110.5657 | 113.0847 | 115.858 | 119.6796 | 123.5715 | 127.693 | 131.6364 | 135.6416 | 139.2272 | 142.5339 | 146.1538 | 149.8711 | 153.332 | 156.743 | 159.9264 | 163.2076 | 166.6251 | 170.1306 | 173.7035 | 177.4736 | 181.838 | 185.6975 | 189.639 | 193.6641 | 197.7747
F3_Commercial_College (WA)_Existing_Space Heating_Natural Gas_Unit Heater_E3 | F3 | Commercial | College (WA) | Existing | Space Heating | Natural Gas | Unit Heater | E3 | PACT BC Ratio | 472.8946 | 485.3587 | 497.5718 | 509.0623 | 519.7834 | 529.4916 | 539.1415 | 549.1296 | 560.3049 | 571.8401 | 584.1318 | 597.0871 | 610.0551 | 622.4888 | 635.4671 | 648.824 | 662.7156 | 676.8768 | 691.2827 | 705.9813 | 720.9979 | 736.2317 | 751.3583 | 767.3061 | 783.5924 | 800.2243 | 817.2093
F3_Commercial_College (WA)_Existing_Space Heating_Natural Gas_Unit Heater_E4 | F3 | Commercial | College (WA) | Existing | Space Heating | Natural Gas | Unit Heater | E4 | PACT BC Ratio | 0 | 0 | 0 | 0 | 0 | 0 | 0 | 0 | 0 | 0 | 0 | 0 | 0 | 0 | 0 | 0 | 0 | 0 | 0 | 0 | 0 | 0 | 0 | 0 | 0 | 0 | 0
F3_Commercial_College (WA)_Existing_Space Heating_Natural Gas_Unit Heater_E5 | F3 | Commercial | College (WA) | Existing | Space Heating | Natural Gas | Unit Heater | E5 | PACT BC Ratio | 0 | 0 | 0 | 0 | 0 | 0 | 0 | 0 | 0 | 0 | 0 | 0 | 0 | 0 | 0 | 0 | 0 | 0 | 0 | 0 | 0 | 0 | 0 | 0 | 0 | 0 | 0
F3_Commercial_College (WA)_Existing_Space Heating_Natural Gas_Unit Heater_E6 | F3 | Commercial | College (WA) | Existing | Space Heating | Natural Gas | Unit Heater | E6 | PACT BC Ratio | 0 | 0 | 0 | 0 | 0 | 0 | 0 | 0 | 0 | 0 | 0 | 0 | 0 | 0 | 0 | 0 | 0 | 0 | 0 | 0 | 0 | 0 | 0 | 0 | 0 | 0 | 0
F3_Commercial_College (WA)_Existing_Space Heating_Natural Gas_Unit Heater_E7 | F3 | Commercial | College (WA) | Existing | Space Heating | Natural Gas | Unit Heater | E7 | PACT BC Ratio | 0 | 0 | 0 | 0 | 0 | 0 | 0 | 0 | 0 | 0 | 0 | 0 | 0 | 0 | 0 | 0 | 0 | 0 | 0 | 0 | 0 | 0 | 0 | 0 | 0 | 0 | 0
F3_Commercial_College (WA)_Existing_Space Heating_Natural Gas_Unit Heater_E8 | F3 | Commercial | College (WA) | Existing | Space Heating | Natural Gas | Unit Heater | E8 | PACT BC Ratio | 0 | 0 | 0 | 0 | 0 | 0 | 0 | 0 | 0 | 0 | 0 | 0 | 0 | 0 | 0 | 0 | 0 | 0 | 0 | 0 | 0 | 0 | 0 | 0 | 0 | 0 | 0
F3_Commercial_College (WA)_Existing_Space Heating_Natural Gas_Unit Heater_E9 | F3 | Commercial | College (WA) | Existing | Space Heating | Natural Gas | Unit Heater | E9 | PACT BC Ratio | 0 | 0 | 0 | 0 | 0 | 0 | 0 | 0 | 0 | 0 | 0 | 0 | 0 | 0 | 0 | 0 | 0 | 0 | 0 | 0 | 0 | 0 | 0 | 0 | 0 | 0 | 0
F3_Commercial_College (WA)_Existing_Space Heating_Natural Gas_Unit Heater_E10 | F3 | Commercial | College (WA) | Existing | Space Heating | Natural Gas | Unit Heater | E10 | PACT BC Ratio | 0 | 0 | 0 | 0 | 0 | 0 | 0 | 0 | 0 | 0 | 0 | 0 | 0 | 0 | 0 | 0 | 0 | 0 | 0 | 0 | 0 | 0 | 0 | 0 | 0 | 0 | 0
F4_Commercial_College (WA)_Existing_Space Heating_Natural Gas_Unit Heater_E1 | F4 | Commercial | College (WA) | Existing | Space Heating | Natural Gas | Unit Heater | E1 | RVT BC Ratio | [24 empty] | 1 | 1 | 1 | bar: 2019 to 2042
F4_Commercial_College (WA)_Existing_Space Heating_Natural Gas_Unit Heater_E2 | F4 | Commercial | College (WA) | Existing | Space Heating | Natural Gas | Unit Heater | E2 | RVT BC Ratio | 52.8402 | 53.3941 | 54.187 | 55.0614 | 56.0242 | 57.4796 | 58.9208 | 60.4355 | 61.8099 | 63.1649 | 64.6902 | 66.0706 | 67.5842 | 69.1282 | 70.5349 | 71.9005 | 73.1396 | 74.4046 | 75.7119 | 77.0374 | 78.3696 | 80.0656 | 82.029 | 83.7652 | 85.5383 | 87.349 | 89.1982
F4_Commercial_College (WA)_Existing_Space Heating_Natural Gas_Unit Heater_E3 | F4 | Commercial | College (WA) | Existing | Space Heating | Natural Gas | Unit Heater | E3 | RVT BC Ratio | 218.4205 | 223.4556 | 228.2818 | 232.6917 | 236.6581 | 240.0331 | 243.2969 | 246.9187 | 251.3444 | 256.2328 | 261.471 | 267.3887 | 273.3184 | 279.0191 | 284.9831 | 291.1332 | 297.5438 | 304.0909 | 310.7639 | 317.5867 | 324.5722 | 331.4251 | 338.2299 | 345.4041 | 352.7305 | 360.2125 | 367.8532
F4_Commercial_College (WA)_Existing_Space Heating_Natural Gas_Unit Heater_E4 | F4 | Commercial | College (WA) | Existing | Space Heating | Natural Gas | Unit Heater | E4 | RVT BC Ratio | 0 | 0 | 0 | 0 | 0 | 0 | 0 | 0 | 0 | 0 | 0 | 0 | 0 | 0 | 0 | 0 | 0 | 0 | 0 | 0 | 0 | 0 | 0 | 0 | 0 | 0 | 0
F4_Commercial_College (WA)_Existing_Space Heating_Natural Gas_Unit Heater_E5 | F4 | Commercial | College (WA) | Existing | Space Heating | Natural Gas | Unit Heater | E5 | RVT BC Ratio | 0 | 0 | 0 | 0 | 0 | 0 | 0 | 0 | 0 | 0 | 0 | 0 | 0 | 0 | 0 | 0 | 0 | 0 | 0 | 0 | 0 | 0 | 0 | 0 | 0 | 0 | 0
F4_Commercial_College (WA)_Existing_Space Heating_Natural Gas_Unit Heater_E6 | F4 | Commercial | College (WA) | Existing | Space Heating | Natural Gas | Unit Heater | E6 | RVT BC Ratio | 0 | 0 | 0 | 0 | 0 | 0 | 0 | 0 | 0 | 0 | 0 | 0 | 0 | 0 | 0 | 0 | 0 | 0 | 0 | 0 | 0 | 0 | 0 | 0 | 0 | 0 | 0
F4_Commercial_College (WA)_Existing_Space Heating_Natural Gas_Unit Heater_E7 | F4 | Commercial | College (WA) | Existing | Space Heating | Natural Gas | Unit Heater | E7 | RVT BC Ratio | 0 | 0 | 0 | 0 | 0 | 0 | 0 | 0 | 0 | 0 | 0 | 0 | 0 | 0 | 0 | 0 | 0 | 0 | 0 | 0 | 0 | 0 | 0 | 0 | 0 | 0 | 0
F4_Commercial_College (WA)_Existing_Space Heating_Natural Gas_Unit Heater_E8 | F4 | Commercial | College (WA) | Existing | Space Heating | Natural Gas | Unit Heater | E8 | RVT BC Ratio | 0 | 0 | 0 | 0 | 0 | 0 | 0 | 0 | 0 | 0 | 0 | 0 | 0 | 0 | 0 | 0 | 0 | 0 | 0 | 0 | 0 | 0 | 0 | 0 | 0 | 0 | 0
F4_Commercial_College (WA)_Existing_Space Heating_Natural Gas_Unit Heater_E9 | F4 | Commercial | College (WA) | Existing | Space Heating | Natural Gas | Unit Heater | E9 | RVT BC Ratio | 0 | 0 | 0 | 0 | 0 | 0 | 0 | 0 | 0 | 0 | 0 | 0 | 0 | 0 | 0 | 0 | 0 | 0 | 0 | 0 | 0 | 0 | 0 | 0 | 0 | 0 | 0
F4_Commercial_College (WA)_Existing_Space Heating_Natural Gas_Unit Heater_E10 | F4 | Commercial | College (WA) | Existing | Space Heating | Natural Gas | Unit Heater | E10 | RVT BC Ratio | 0 | 0 | 0 | 0 | 0 | 0 | 0 | 0 | 0 | 0 | 0 | 0 | 0 | 0 | 0 | 0 | 0 | 0 | 0 | 0 | 0 | 0 | 0 | 0 | 0 | 0 | 0
F5_Commercial_College (WA)_Existing_Space Heating_Natural Gas_Unit Heater_E1 | F5 | Commercial | College (WA) | Existing | Space Heating | Natural Gas | Unit Heater | E1 | RIM BC Ratio | [24 empty] | 1 | 1 | 1 | bar: 2019 to 2042
F5_Commercial_College (WA)_Existing_Space Heating_Natural Gas_Unit Heater_E2 | F5 | Commercial | College (WA) | Existing | Space Heating | Natural Gas | Unit Heater | E2 | RIM BC Ratio | 0.8605 | 0.8656 | 0.87098 | 0.87673 | 0.88285 | 0.88896 | 0.89549 | 0.90224 | 0.90949 | 0.91712 | 0.91924 | 0.92147 | 0.92377 | 0.92617 | 0.92871 | 0.93139 | 0.93425 | 0.93725 | 0.9404 | 0.94371 | 0.94719 | 0.9473 | 0.94742 | 0.94752 | 0.94762 | 0.94772 | 0.94782
F5_Commercial_College (WA)_Existing_Space Heating_Natural Gas_Unit Heater_E3 | F5 | Commercial | College (WA) | Existing | Space Heating | Natural Gas | Unit Heater | E3 | RIM BC Ratio | 0.92674 | 0.92975 | 0.93301 | 0.93648 | 0.94019 | 0.9443 | 0.94862 | 0.95203 | 0.95432 | 0.9554 | 0.9564 | 0.95599 | 0.95557 | 0.95514 | 0.95467 | 0.95416 | 0.9536 | 0.95302 | 0.95242 | 0.95179 | 0.95112 | 0.95115 | 0.95118 | 0.9512 | 0.95122 | 0.95125 | 0.95127
F5_Commercial_College (WA)_Existing_Space Heating_Natural Gas_Unit Heater_E4 | F5 | Commercial | College (WA) | Existing | Space Heating | Natural Gas | Unit Heater | E4 | RIM BC Ratio | 0 | 0 | 0 | 0 | 0 | 0 | 0 | 0 | 0 | 0 | 0 | 0 | 0 | 0 | 0 | 0 | 0 | 0 | 0 | 0 | 0 | 0 | 0 | 0 | 0 | 0 | 0
F5_Commercial_College (WA)_Existing_Space Heating_Natural Gas_Unit Heater_E5 | F5 | Commercial | College (WA) | Existing | Space Heating | Natural Gas | Unit Heater | E5 | RIM BC Ratio | 0 | 0 | 0 | 0 | 0 | 0 | 0 | 0 | 0 | 0 | 0 | 0 | 0 | 0 | 0 | 0 | 0 | 0 | 0 | 0 | 0 | 0 | 0 | 0 | 0 | 0 | 0
F5_Commercial_College (WA)_Existing_Space Heating_Natural Gas_Unit Heater_E6 | F5 | Commercial | College (WA) | Existing | Space Heating | Natural Gas | Unit Heater | E6 | RIM BC Ratio | 0 | 0 | 0 | 0 | 0 | 0 | 0 | 0 | 0 | 0 | 0 | 0 | 0 | 0 | 0 | 0 | 0 | 0 | 0 | 0 | 0 | 0 | 0 | 0 | 0 | 0 | 0
F5_Commercial_College (WA)_Existing_Space Heating_Natural Gas_Unit Heater_E7 | F5 | Commercial | College (WA) | Existing | Space Heating | Natural Gas | Unit Heater | E7 | RIM BC Ratio | 0 | 0 | 0 | 0 | 0 | 0 | 0 | 0 | 0 | 0 | 0 | 0 | 0 | 0 | 0 | 0 | 0 | 0 | 0 | 0 | 0 | 0 | 0 | 0 | 0 | 0 | 0
F5_Commercial_College (WA)_Existing_Space Heating_Natural Gas_Unit Heater_E8 | F5 | Commercial | College (WA) | Existing | Space Heating | Natural Gas | Unit Heater | E8 | RIM BC Ratio | 0 | 0 | 0 | 0 | 0 | 0 | 0 | 0 | 0 | 0 | 0 | 0 | 0 | 0 | 0 | 0 | 0 | 0 | 0 | 0 | 0 | 0 | 0 | 0 | 0 | 0 | 0
F5_Commercial_College (WA)_Existing_Space Heating_Natural Gas_Unit Heater_E9 | F5 | Commercial | College (WA) | Existing | Space Heating | Natural Gas | Unit Heater | E9 | RIM BC Ratio | 0 | 0 | 0 | 0 | 0 | 0 | 0 | 0 | 0 | 0 | 0 | 0 | 0 | 0 | 0 | 0 | 0 | 0 | 0 | 0 | 0 | 0 | 0 | 0 | 0 | 0 | 0
F5_Commercial_College (WA)_Existing_Space Heating_Natural Gas_Unit Heater_E10 | F5 | Commercial | College (WA) | Existing | Space Heating | Natural Gas | Unit Heater | E10 | RIM BC Ratio | 0 | 0 | 0 | 0 | 0 | 0 | 0 | 0 | 0 | 0 | 0 | 0 | 0 | 0 | 0 | 0 | 0 | 0 | 0 | 0 | 0 | 0 | 0 | 0 | 0 | 0 | 0
F0_Commercial_College (WA)_Existing_Water Heating_Natural Gas_Water Heater_E0 | F0 | Commercial | College (WA) | Existing | Water Heating | Natural Gas | Water Heater | E0 | Economic Unit | TE 0.90 | TE 0.90 | TE 0.90 | TE 0.94 | TE 0.94 | TE 0.94 | TE 0.94 | TE 0.94 | TE 0.94 | TE 0.94 | TE 0.94 | Instantaneous TE 0.94 | Instantaneous TE 0.94 | Instantaneous TE 0.94 | Instantaneous TE 0.94 | Instantaneous TE 0.94 | Instantaneous TE 0.94 | Gas-Fired Absorption HPWH | Gas-Fired Absorption HPWH | Gas-Fired Absorption HPWH | Gas-Fired Absorption HPWH | Gas-Fired Absorption HPWH | Gas-Fired Absorption HPWH | Gas-Fired Absorption HPWH | Gas-Fired Absorption HPWH | Gas-Fired Absorption HPWH | Gas-Fired Absorption HPWH
F1_Commercial_College (WA)_Existing_Water Heating_Natural Gas_Water Heater_E1 | F1 | Commercial | College (WA) | Existing | Water Heating | Natural Gas | Water Heater | E1 | CCE | 0 | 0 | 0 | 0 | 0 | 0 | 0 | 0 | 0 | 0 | 0 | 0 | 0 | 0 | 0 | 0 | 0 | 0 | 0 | 0 | 0 | 0 | 0 | 0 | 0 | 0 | 0
F1_Commercial_College (WA)_Existing_Water Heating_Natural Gas_Water Heater_E2 | F1 | Commercial | College (WA) | Existing | Water Heating | Natural Gas | Water Heater | E2 | CCE | 0.0022587 | 0.0022587 | 0.0022587 | 0.0022587 | 0.0022587 | 0.0022587 | 0.0022587 | 0.0022587 | 0.0022587 | 0.0022587 | 0.0022587 | 0.0022587 | 0.0022587 | 0.0022587 | 0.0022587 | 0.0022587 | 0.0022587 | 0.0022587 | 0.0022587 | 0.0022587 | 0.0022587 | 0.0022587 | 0.0022587 | 0.0022587 | 0.0022587 | 0.0022587 | 0.0022587
F1_Commercial_College (WA)_Existing_Water Heating_Natural Gas_Water Heater_E3 | F1 | Commercial | College (WA) | Existing | Water Heating | Natural Gas | Water Heater | E3 | CCE | 0.0040029 | 0.0040029 | 0.0040029 | 0.0040029 | 0.0040029 | 0.0040029 | 0.0040029 | 0.0040029 | 0.0040029 | 0.0040029 | 0.0040029 | 0.0040029 | 0.0040029 | 0.0040029 | 0.0040029 | 0.0040029 | 0.0040029 | 0.0040029 | 0.0040029 | 0.0040029 | 0.0040029 | 0.0040029 | 0.0040029 | 0.0040029 | 0.0040029 | 0.0040029 | 0.0040029
F1_Commercial_College (WA)_Existing_Water Heating_Natural Gas_Water Heater_E4 | F1 | Commercial | College (WA) | Existing | Water Heating | Natural Gas | Water Heater | E4 | CCE | 0.0040765 | 0.0040765 | 0.0040765 | 0.0040765 | 0.0040765 | 0.0040765 | 0.0040765 | 0.0040765 | 0.0040765 | 0.0040765 | 0.0040765 | 0.0040765 | 0.0040765 | 0.0040765 | 0.0040765 | 0.0040765 | 0.0040765 | 0.0040765 | 0.0040765 | 0.0040765 | 0.0040765 | 0.0040765 | 0.0040765 | 0.0040765 | 0.0040765 | 0.0040765 | 0.0040765
F1_Commercial_College (WA)_Existing_Water Heating_Natural Gas_Water Heater_E5 | F1 | Commercial | College (WA) | Existing | Water Heating | Natural Gas | Water Heater | E5 | CCE | 0.0059408 | 0.0059408 | 0.0059408 | 0.0059408 | 0.0059408 | 0.0059408 | 0.0059408 | 0.0059408 | 0.0059408 | 0.0059408 | 0.0059408 | 0.0059408 | 0.0059408 | 0.0059408 | 0.0059408 | 0.0059408 | 0.0059408 | 0.0059408 | 0.0059408 | 0.0059408 | 0.0059408 | 0.0059408 | 0.0059408 | 0.0059408 | 0.0059408 | 0.0059408 | 0.0059408
F1_Commercial_College (WA)_Existing_Water Heating_Natural Gas_Water Heater_E6 | F1 | Commercial | College (WA) | Existing | Water Heating | Natural Gas | Water Heater | E6 | CCE | 0 | 0 | 0 | 0 | 0 | 0 | 0 | 0 | 0 | 0 | 0 | 0 | 0 | 0 | 0 | 0 | 0 | 0 | 0 | 0 | 0 | 0 | 0 | 0 | 0 | 0 | 0
F1_Commercial_College (WA)_Existing_Water Heating_Natural Gas_Water Heater_E7 | F1 | Commercial | College (WA) | Existing | Water Heating | Natural Gas | Water Heater | E7 | CCE | 0 | 0 | 0 | 0 | 0 | 0 | 0 | 0 | 0 | 0 | 0 | 0 | 0 | 0 | 0 | 0 | 0 | 0 | 0 | 0 | 0 | 0 | 0 | 0 | 0 | 0 | 0
F1_Commercial_College (WA)_Existing_Water Heating_Natural Gas_Water Heater_E8 | F1 | Commercial | College (WA) | Existing | Water Heating | Natural Gas | Water Heater | E8 | CCE | 0 | 0 | 0 | 0 | 0 | 0 | 0 | 0 | 0 | 0 | 0 | 0 | 0 | 0 | 0 | 0 | 0 | 0 | 0 | 0 | 0 | 0 | 0 | 0 | 0 | 0 | 0
F1_Commercial_College (WA)_Existing_Water Heating_Natural Gas_Water Heater_E9 | F1 | Commercial | College (WA) | Existing | Water Heating | Natural Gas | Water Heater | E9 | CCE | 0 | 0 | 0 | 0 | 0 | 0 | 0 | 0 | 0 | 0 | 0 | 0 | 0 | 0 | 0 | 0 | 0 | 0 | 0 | 0 | 0 | 0 | 0 | 0 | 0 | 0 | 0
F1_Commercial_College (WA)_Existing_Water Heating_Natural Gas_Water Heater_E10 | F1 | Commercial | College (WA) | Existing | Water Heating | Natural Gas | Water Heater | E10 | CCE | 0 | 0 | 0 | 0 | 0 | 0 | 0 | 0 | 0 | 0 | 0 | 0 | 0 | 0 | 0 | 0 | 0 | 0 | 0 | 0 | 0 | 0 | 0 | 0 | 0 | 0 | 0
F2_Commercial_College (WA)_Existing_Water Heating_Natural Gas_Water Heater_E1 | F2 | Commercial | College (WA) | Existing | Water Heating | Natural Gas | Water Heater | E1 | TRC BC Ratio | [24 empty] | 1 | 1 | 1 | bar: 2019 to 2042
F2_Commercial_College (WA)_Existing_Water Heating_Natural Gas_Water Heater_E2 | F2 | Commercial | College (WA) | Existing | Water Heating | Natural Gas | Water Heater | E2 | TRC BC Ratio | 1.6415 | 1.6847 | 1.733 | 1.7873 | 1.8476 | 1.919 | 1.9917 | 2.0634 | 2.1323 | 2.2022 | 2.2591 | 2.3128 | 2.3703 | 2.4268 | 2.4781 | 2.5266 | 2.571 | 2.6149 | 2.6615 | 2.7073 | 2.7542 | 2.8029 | 2.8521 | 2.9028 | 2.9543 | 3.0068 | 3.0602
F2_Commercial_College (WA)_Existing_Water Heating_Natural Gas_Water Heater_E3 | F2 | Commercial | College (WA) | Existing | Water Heating | Natural Gas | Water Heater | E3 | TRC BC Ratio | 0.92623 | 0.95056 | 0.97787 | 1.0085 | 1.0425 | 1.0828 | 1.1238 | 1.1643 | 1.2031 | 1.2426 | 1.2747 | 1.305 | 1.3374 | 1.3693 | 1.3983 | 1.4257 | 1.4507 | 1.4755 | 1.5018 | 1.5276 | 1.5541 | 1.5815 | 1.6093 | 1.6379 | 1.667 | 1.6966 | 1.7267
F2_Commercial_College (WA)_Existing_Water Heating_Natural Gas_Water Heater_E4 | F2 | Commercial | College (WA) | Existing | Water Heating | Natural Gas | Water Heater | E4 | TRC BC Ratio | 0.5846 | 0.60239 | 0.62647 | 0.65793 | 0.69686 | 0.74758 | 0.79997 | 0.8509 | 0.89858 | 0.94695 | 0.98178 | 1.0129 | 1.0473 | 1.0803 | 1.1077 | 1.1319 | 1.1514 | 1.1701 | 1.1911 | 1.2107 | 1.2311 | 1.2527 | 1.2743 | 1.297 | 1.32 | 1.3435 | 1.3673
F2_Commercial_College (WA)_Existing_Water Heating_Natural Gas_Water Heater_E5 | F2 | Commercial | College (WA) | Existing | Water Heating | Natural Gas | Water Heater | E5 | TRC BC Ratio | 0.6403 | 0.65709 | 0.6756 | 0.69591 | 0.71815 | 0.74407 | 0.7704 | 0.79639 | 0.8215 | 0.84697 | 0.86805 | 0.88809 | 0.90944 | 0.93051 | 0.94983 | 0.96825 | 0.98526 | 1.0022 | 1.02 | 1.0376 | 1.0557 | 1.0743 | 1.0932 | 1.1126 | 1.1324 | 1.1525 | 1.173
F2_Commercial_College (WA)_Existing_Water Heating_Natural Gas_Water Heater_E6 | F2 | Commercial | College (WA) | Existing | Water Heating | Natural Gas | Water Heater | E6 | TRC BC Ratio | 0 | 0 | 0 | 0 | 0 | 0 | 0 | 0 | 0 | 0 | 0 | 0 | 0 | 0 | 0 | 0 | 0 | 0 | 0 | 0 | 0 | 0 | 0 | 0 | 0 | 0 | 0
F2_Commercial_College (WA)_Existing_Water Heating_Natural Gas_Water Heater_E7 | F2 | Commercial | College (WA) | Existing | Water Heating | Natural Gas | Water Heater | E7 | TRC BC Ratio | 0 | 0 | 0 | 0 | 0 | 0 | 0 | 0 | 0 | 0 | 0 | 0 | 0 | 0 | 0 | 0 | 0 | 0 | 0 | 0 | 0 | 0 | 0 | 0 | 0 | 0 | 0
F2_Commercial_College (WA)_Existing_Water Heating_Natural Gas_Water Heater_E8 | F2 | Commercial | College (WA) | Existing | Water Heating | Natural Gas | Water Heater | E8 | TRC BC Ratio | 0 | 0 | 0 | 0 | 0 | 0 | 0 | 0 | 0 | 0 | 0 | 0 | 0 | 0 | 0 | 0 | 0 | 0 | 0 | 0 | 0 | 0 | 0 | 0 | 0 | 0 | 0
F2_Commercial_College (WA)_Existing_Water Heating_Natural Gas_Water Heater_E9 | F2 | Commercial | College (WA) | Existing | Water Heating | Natural Gas | Water Heater | E9 | TRC BC Ratio | 0 | 0 | 0 | 0 | 0 | 0 | 0 | 0 | 0 | 0 | 0 | 0 | 0 | 0 | 0 | 0 | 0 | 0 | 0 | 0 | 0 | 0 | 0 | 0 | 0 | 0 | 0
F2_Commercial_College (WA)_Existing_Water Heating_Natural Gas_Water Heater_E10 | F2 | Commercial | College (WA) | Existing | Water Heating | Natural Gas | Water Heater | E10 | TRC BC Ratio | 0 | 0 | 0 | 0 | 0 | 0 | 0 | 0 | 0 | 0 | 0 | 0 | 0 | 0 | 0 | 0 | 0 | 0 | 0 | 0 | 0 | 0 | 0 | 0 | 0 | 0 | 0
F3_Commercial_College (WA)_Existing_Water Heating_Natural Gas_Water Heater_E1 | F3 | Commercial | College (WA) | Existing | Water Heating | Natural Gas | Water Heater | E1 | PACT BC Ratio | [24 empty] | 1 | 1 | 1 | bar: 2019 to 2042
F3_Commercial_College (WA)_Existing_Water Heating_Natural Gas_Water Heater_E2 | F3 | Commercial | College (WA) | Existing | Water Heating | Natural Gas | Water Heater | E2 | PACT BC Ratio | 4.0729 | 4.1799 | 4.3 | 4.4345 | 4.5842 | 4.7614 | 4.9418 | 5.1196 | 5.2905 | 5.464 | 5.6052 | 5.7385 | 5.881 | 6.0212 | 6.1485 | 6.269 | 6.379 | 6.488 | 6.6037 | 6.7172 | 6.8337 | 6.9544 | 7.0765 | 7.2022 | 7.3302 | 7.4604 | 7.5929
F3_Commercial_College (WA)_Existing_Water Heating_Natural Gas_Water Heater_E3 | F3 | Commercial | College (WA) | Existing | Water Heating | Natural Gas | Water Heater | E3 | PACT BC Ratio | 2.2981 | 2.3585 | 2.4262 | 2.5021 | 2.5866 | 2.6866 | 2.7884 | 2.8887 | 2.9852 | 3.0831 | 3.1627 | 3.2379 | 3.3183 | 3.3975 | 3.4693 | 3.5373 | 3.5993 | 3.6609 | 3.7261 | 3.7902 | 3.8559 | 3.924 | 3.9929 | 4.0638 | 4.136 | 4.2095 | 4.2843
F3_Commercial_College (WA)_Existing_Water Heating_Natural Gas_Water Heater_E4 | F3 | Commercial | College (WA) | Existing | Water Heating | Natural Gas | Water Heater | E4 | PACT BC Ratio | 1.4505 | 1.4946 | 1.5544 | 1.6324 | 1.729 | 1.8549 | 1.9848 | 2.1112 | 2.2295 | 2.3495 | 2.436 | 2.5131 | 2.5985 | 2.6803 | 2.7483 | 2.8083 | 2.8568 | 2.9033 | 2.9552 | 3.004 | 3.0545 | 3.108 | 3.1618 | 3.218 | 3.2751 | 3.3333 | 3.3926
F3_Commercial_College (WA)_Existing_Water Heating_Natural Gas_Water Heater_E5 | F3 | Commercial | College (WA) | Existing | Water Heating | Natural Gas | Water Heater | E5 | PACT BC Ratio | 1.5887 | 1.6304 | 1.6763 | 1.7267 | 1.7818 | 1.8462 | 1.9115 | 1.976 | 2.0383 | 2.1015 | 2.1538 | 2.2035 | 2.2565 | 2.3087 | 2.3567 | 2.4024 | 2.4446 | 2.4866 | 2.5309 | 2.5745 | 2.6193 | 2.6656 | 2.7125 | 2.7607 | 2.8097 | 2.8596 | 2.9104
F3_Commercial_College (WA)_Existing_Water Heating_Natural Gas_Water Heater_E6 | F3 | Commercial | College (WA) | Existing | Water Heating | Natural Gas | Water Heater | E6 | PACT BC Ratio | 0 | 0 | 0 | 0 | 0 | 0 | 0 | 0 | 0 | 0 | 0 | 0 | 0 | 0 | 0 | 0 | 0 | 0 | 0 | 0 | 0 | 0 | 0 | 0 | 0 | 0 | 0
F3_Commercial_College (WA)_Existing_Water Heating_Natural Gas_Water Heater_E7 | F3 | Commercial | College (WA) | Existing | Water Heating | Natural Gas | Water Heater | E7 | PACT BC Ratio | 0 | 0 | 0 | 0 | 0 | 0 | 0 | 0 | 0 | 0 | 0 | 0 | 0 | 0 | 0 | 0 | 0 | 0 | 0 | 0 | 0 | 0 | 0 | 0 | 0 | 0 | 0
F3_Commercial_College (WA)_Existing_Water Heating_Natural Gas_Water Heater_E8 | F3 | Commercial | College (WA) | Existing | Water Heating | Natural Gas | Water Heater | E8 | PACT BC Ratio | 0 | 0 | 0 | 0 | 0 | 0 | 0 | 0 | 0 | 0 | 0 | 0 | 0 | 0 | 0 | 0 | 0 | 0 | 0 | 0 | 0 | 0 | 0 | 0 | 0 | 0 | 0
F3_Commercial_College (WA)_Existing_Water Heating_Natural Gas_Water Heater_E9 | F3 | Commercial | College (WA) | Existing | Water Heating | Natural Gas | Water Heater | E9 | PACT BC Ratio | 0 | 0 | 0 | 0 | 0 | 0 | 0 | 0 | 0 | 0 | 0 | 0 | 0 | 0 | 0 | 0 | 0 | 0 | 0 | 0 | 0 | 0 | 0 | 0 | 0 | 0 | 0
F3_Commercial_College (WA)_Existing_Water Heating_Natural Gas_Water Heater_E10 | F3 | Commercial | College (WA) | Existing | Water Heating | Natural Gas | Water Heater | E10 | PACT BC Ratio | 0 | 0 | 0 | 0 | 0 | 0 | 0 | 0 | 0 | 0 | 0 | 0 | 0 | 0 | 0 | 0 | 0 | 0 | 0 | 0 | 0 | 0 | 0 | 0 | 0 | 0 | 0
F4_Commercial_College (WA)_Existing_Water Heating_Natural Gas_Water Heater_E1 | F4 | Commercial | College (WA) | Existing | Water Heating | Natural Gas | Water Heater | E1 | RVT BC Ratio | [24 empty] | 1 | 1 | 1 | bar: 2019 to 2042
F4_Commercial_College (WA)_Existing_Water Heating_Natural Gas_Water Heater_E2 | F4 | Commercial | College (WA) | Existing | Water Heating | Natural Gas | Water Heater | E2 | RVT BC Ratio | 2.58 | 2.6261 | 2.6781 | 2.7364 | 2.8015 | 2.8801 | 2.9581 | 3.0319 | 3.0988 | 3.1639 | 3.2314 | 3.2933 | 3.3593 | 3.4234 | 3.4797 | 3.5314 | 3.5766 | 3.6203 | 3.6663 | 3.71 | 3.754 | 3.8153 | 3.8773 | 3.9411 | 4.0061 | 4.0722 | 4.1395
F4_Commercial_College (WA)_Existing_Water Heating_Natural Gas_Water Heater_E3 | F4 | Commercial | College (WA) | Existing | Water Heating | Natural Gas | Water Heater | E3 | RVT BC Ratio | 1.5794 | 1.6054 | 1.6347 | 1.6676 | 1.7043 | 1.7487 | 1.7927 | 1.8343 | 1.8721 | 1.9088 | 1.9469 | 1.9818 | 2.0191 | 2.0552 | 2.087 | 2.1162 | 2.1417 | 2.1663 | 2.1923 | 2.217 | 2.2418 | 2.2764 | 2.3113 | 2.3474 | 2.384 | 2.4214 | 2.4593
F4_Commercial_College (WA)_Existing_Water Heating_Natural Gas_Water Heater_E4 | F4 | Commercial | College (WA) | Existing | Water Heating | Natural Gas | Water Heater | E4 | RVT BC Ratio | 1.1986 | 1.2169 | 1.2428 | 1.2776 | 1.3214 | 1.3804 | 1.4398 | 1.4936 | 1.5387 | 1.5803 | 1.6218 | 1.6552 | 1.6923 | 1.7267 | 1.7528 | 1.7739 | 1.7879 | 1.7998 | 1.8135 | 1.8243 | 1.8348 | 1.862 | 1.8893 | 1.9178 | 1.9469 | 1.9764 | 2.0065
F4_Commercial_College (WA)_Existing_Water Heating_Natural Gas_Water Heater_E5 | F4 | Commercial | College (WA) | Existing | Water Heating | Natural Gas | Water Heater | E5 | RVT BC Ratio | 1.173 | 1.1913 | 1.2113 | 1.2329 | 1.2564 | 1.2844 | 1.3122 | 1.3387 | 1.3631 | 1.387 | 1.4119 | 1.4352 | 1.4599 | 1.484 | 1.5055 | 1.5255 | 1.5433 | 1.5606 | 1.5788 | 1.5962 | 1.6138 | 1.6373 | 1.6611 | 1.6856 | 1.7105 | 1.7358 | 1.7616
F4_Commercial_College (WA)_Existing_Water Heating_Natural Gas_Water Heater_E6 | F4 | Commercial | College (WA) | Existing | Water Heating | Natural Gas | Water Heater | E6 | RVT BC Ratio | 0 | 0 | 0 | 0 | 0 | 0 | 0 | 0 | 0 | 0 | 0 | 0 | 0 | 0 | 0 | 0 | 0 | 0 | 0 | 0 | 0 | 0 | 0 | 0 | 0 | 0 | 0
F4_Commercial_College (WA)_Existing_Water Heating_Natural Gas_Water Heater_E7 | F4 | Commercial | College (WA) | Existing | Water Heating | Natural Gas | Water Heater | E7 | RVT BC Ratio | 0 | 0 | 0 | 0 | 0 | 0 | 0 | 0 | 0 | 0 | 0 | 0 | 0 | 0 | 0 | 0 | 0 | 0 | 0 | 0 | 0 | 0 | 0 | 0 | 0 | 0 | 0
F4_Commercial_College (WA)_Existing_Water Heating_Natural Gas_Water Heater_E8 | F4 | Commercial | College (WA) | Existing | Water Heating | Natural Gas | Water Heater | E8 | RVT BC Ratio | 0 | 0 | 0 | 0 | 0 | 0 | 0 | 0 | 0 | 0 | 0 | 0 | 0 | 0 | 0 | 0 | 0 | 0 | 0 | 0 | 0 | 0 | 0 | 0 | 0 | 0 | 0
F4_Commercial_College (WA)_Existing_Water Heating_Natural Gas_Water Heater_E9 | F4 | Commercial | College (WA) | Existing | Water Heating | Natural Gas | Water Heater | E9 | RVT BC Ratio | 0 | 0 | 0 | 0 | 0 | 0 | 0 | 0 | 0 | 0 | 0 | 0 | 0 | 0 | 0 | 0 | 0 | 0 | 0 | 0 | 0 | 0 | 0 | 0 | 0 | 0 | 0
F4_Commercial_College (WA)_Existing_Water Heating_Natural Gas_Water Heater_E10 | F4 | Commercial | College (WA) | Existing | Water Heating | Natural Gas | Water Heater | E10 | RVT BC Ratio | 0 | 0 | 0 | 0 | 0 | 0 | 0 | 0 | 0 | 0 | 0 | 0 | 0 | 0 | 0 | 0 | 0 | 0 | 0 | 0 | 0 | 0 | 0 | 0 | 0 | 0 | 0
F5_Commercial_College (WA)_Existing_Water Heating_Natural Gas_Water Heater_E1 | F5 | Commercial | College (WA) | Existing | Water Heating | Natural Gas | Water Heater | E1 | RIM BC Ratio | [24 empty] | 1 | 1 | 1 | bar: 2019 to 2042
F5_Commercial_College (WA)_Existing_Water Heating_Natural Gas_Water Heater_E2 | F5 | Commercial | College (WA) | Existing | Water Heating | Natural Gas | Water Heater | E2 | RIM BC Ratio | 0.70858 | 0.71531 | 0.72258 | 0.73038 | 0.73868 | 0.74765 | 0.75681 | 0.76613 | 0.77566 | 0.78558 | 0.79003 | 0.79449 | 0.79912 | 0.80371 | 0.80815 | 0.81255 | 0.81691 | 0.82138 | 0.82607 | 0.83088 | 0.83589 | 0.83767 | 0.83941 | 0.84115 | 0.84287 | 0.84457 | 0.84624
F5_Commercial_College (WA)_Existing_Water Heating_Natural Gas_Water Heater_E3 | F5 | Commercial | College (WA) | Existing | Water Heating | Natural Gas | Water Heater | E3 | RIM BC Ratio | 0.62465 | 0.63181 | 0.63958 | 0.64796 | 0.65693 | 0.66679 | 0.67677 | 0.68676 | 0.69677 | 0.70707 | 0.71248 | 0.71775 | 0.72322 | 0.7286 | 0.73367 | 0.73862 | 0.74339 | 0.74823 | 0.7533 | 0.75843 | 0.76374 | 0.76638 | 0.76897 | 0.77156 | 0.77413 | 0.77666 | 0.77917
F5_Commercial_College (WA)_Existing_Water Heating_Natural Gas_Water Heater_E4 | F5 | Commercial | College (WA) | Existing | Water Heating | Natural Gas | Water Heater | E4 | RIM BC Ratio | 0.50158 | 0.51018 | 0.52105 | 0.53432 | 0.54963 | 0.56764 | 0.5854 | 0.6029 | 0.62018 | 0.6383 | 0.64667 | 0.65515 | 0.66415 | 0.67284 | 0.68065 | 0.68809 | 0.69505 | 0.70216 | 0.70986 | 0.71771 | 0.72601 | 0.729 | 0.73192 | 0.73489 | 0.73783 | 0.74074 | 0.74363
F5_Commercial_College (WA)_Existing_Water Heating_Natural Gas_Water Heater_E5 | F5 | Commercial | College (WA) | Existing | Water Heating | Natural Gas | Water Heater | E5 | RIM BC Ratio | 0.55962 | 0.56674 | 0.57446 | 0.58279 | 0.59174 | 0.60152 | 0.61135 | 0.62108 | 0.63068 | 0.64043 | 0.64622 | 0.65173 | 0.65745 | 0.66306 | 0.66829 | 0.67336 | 0.67819 | 0.68305 | 0.68812 | 0.69321 | 0.69843 | 0.70168 | 0.70489 | 0.7081 | 0.71128 | 0.71444 | 0.71757
F5_Commercial_College (WA)_Existing_Water Heating_Natural Gas_Water Heater_E6 | F5 | Commercial | College (WA) | Existing | Water Heating | Natural Gas | Water Heater | E6 | RIM BC Ratio | 0 | 0 | 0 | 0 | 0 | 0 | 0 | 0 | 0 | 0 | 0 | 0 | 0 | 0 | 0 | 0 | 0 | 0 | 0 | 0 | 0 | 0 | 0 | 0 | 0 | 0 | 0
F5_Commercial_College (WA)_Existing_Water Heating_Natural Gas_Water Heater_E7 | F5 | Commercial | College (WA) | Existing | Water Heating | Natural Gas | Water Heater | E7 | RIM BC Ratio | 0 | 0 | 0 | 0 | 0 | 0 | 0 | 0 | 0 | 0 | 0 | 0 | 0 | 0 | 0 | 0 | 0 | 0 | 0 | 0 | 0 | 0 | 0 | 0 | 0 | 0 | 0
F5_Commercial_College (WA)_Existing_Water Heating_Natural Gas_Water Heater_E8 | F5 | Commercial | College (WA) | Existing | Water Heating | Natural Gas | Water Heater | E8 | RIM BC Ratio | 0 | 0 | 0 | 0 | 0 | 0 | 0 | 0 | 0 | 0 | 0 | 0 | 0 | 0 | 0 | 0 | 0 | 0 | 0 | 0 | 0 | 0 | 0 | 0 | 0 | 0 | 0
F5_Commercial_College (WA)_Existing_Water Heating_Natural Gas_Water Heater_E9 | F5 | Commercial | College (WA) | Existing | Water Heating | Natural Gas | Water Heater | E9 | RIM BC Ratio | 0 | 0 | 0 | 0 | 0 | 0 | 0 | 0 | 0 | 0 | 0 | 0 | 0 | 0 | 0 | 0 | 0 | 0 | 0 | 0 | 0 | 0 | 0 | 0 | 0 | 0 | 0
F5_Commercial_College (WA)_Existing_Water Heating_Natural Gas_Water Heater_E10 | F5 | Commercial | College (WA) | Existing | Water Heating | Natural Gas | Water Heater | E10 | RIM BC Ratio | 0 | 0 | 0 | 0 | 0 | 0 | 0 | 0 | 0 | 0 | 0 | 0 | 0 | 0 | 0 | 0 | 0 | 0 | 0 | 0 | 0 | 0 | 0 | 0 | 0 | 0 | 0
F0_Commercial_College (WA)_Existing_Food Preparation_Natural Gas_Oven_E0 | F0 | Commercial | College (WA) | Existing | Food Preparation | Natural Gas | Oven | E0 | Economic Unit | ENERGY STAR (>42% Baking Efficiency) | ENERGY STAR (>42% Baking Efficiency) | ENERGY STAR (>42% Baking Efficiency) | ENERGY STAR (>42% Baking Efficiency) | ENERGY STAR (>42% Baking Efficiency) | ENERGY STAR (>42% Baking Efficiency) | ENERGY STAR (>42% Baking Efficiency) | ENERGY STAR (>42% Baking Efficiency) | ENERGY STAR (>42% Baking Efficiency) | ENERGY STAR (>42% Baking Efficiency) | ENERGY STAR (>42% Baking Efficiency) | ENERGY STAR (>42% Baking Efficiency) | ENERGY STAR (>42% Baking Efficiency) | ENERGY STAR (>42% Baking Efficiency) | ENERGY STAR (>42% Baking Efficiency) | ENERGY STAR (>42% Baking Efficiency) | ENERGY STAR (>42% Baking Efficiency) | ENERGY STAR (>42% Baking Efficiency) | ENERGY STAR (>42% Baking Efficiency) | ENERGY STAR (>42% Baking Efficiency) | ENERGY STAR (>42% Baking Efficiency) | ENERGY STAR (>42% Baking Efficiency) | ENERGY STAR (>42% Baking Efficiency) | ENERGY STAR (>42% Baking Efficiency) | ENERGY STAR (>42% Baking Efficiency) | ENERGY STAR (>42% Baking Efficiency) | ENERGY STAR (>42% Baking Efficiency)
F1_Commercial_College (WA)_Existing_Food Preparation_Natural Gas_Oven_E1 | F1 | Commercial | College (WA) | Existing | Food Preparation | Natural Gas | Oven | E1 | CCE | 0 | 0 | 0 | 0 | 0 | 0 | 0 | 0 | 0 | 0 | 0 | 0 | 0 | 0 | 0 | 0 | 0 | 0 | 0 | 0 | 0 | 0 | 0 | 0 | 0 | 0 | 0
F1_Commercial_College (WA)_Existing_Food Preparation_Natural Gas_Oven_E2 | F1 | Commercial | College (WA) | Existing | Food Preparation | Natural Gas | Oven | E2 | CCE | 8.799e-05 | 8.799e-05 | 8.799e-05 | 8.799e-05 | 8.799e-05 | 8.799e-05 | 8.799e-05 | 8.799e-05 | 8.799e-05 | 8.799e-05 | 8.799e-05 | 8.799e-05 | 8.799e-05 | 8.799e-05 | 8.799e-05 | 8.799e-05 | 8.799e-05 | 8.799e-05 | 8.799e-05 | 8.799e-05 | 8.799e-05 | 8.799e-05 | 8.799e-05 | 8.799e-05 | 8.799e-05 | 8.799e-05 | 8.799e-05
F1_Commercial_College (WA)_Existing_Food Preparation_Natural Gas_Oven_E3 | F1 | Commercial | College (WA) | Existing | Food Preparation | Natural Gas | Oven | E3 | CCE | 0 | 0 | 0 | 0 | 0 | 0 | 0 | 0 | 0 | 0 | 0 | 0 | 0 | 0 | 0 | 0 | 0 | 0 | 0 | 0 | 0 | 0 | 0 | 0 | 0 | 0 | 0
F1_Commercial_College (WA)_Existing_Food Preparation_Natural Gas_Oven_E4 | F1 | Commercial | College (WA) | Existing | Food Preparation | Natural Gas | Oven | E4 | CCE | 0 | 0 | 0 | 0 | 0 | 0 | 0 | 0 | 0 | 0 | 0 | 0 | 0 | 0 | 0 | 0 | 0 | 0 | 0 | 0 | 0 | 0 | 0 | 0 | 0 | 0 | 0
F1_Commercial_College (WA)_Existing_Food Preparation_Natural Gas_Oven_E5 | F1 | Commercial | College (WA) | Existing | Food Preparation | Natural Gas | Oven | E5 | CCE | 0 | 0 | 0 | 0 | 0 | 0 | 0 | 0 | 0 | 0 | 0 | 0 | 0 | 0 | 0 | 0 | 0 | 0 | 0 | 0 | 0 | 0 | 0 | 0 | 0 | 0 | 0
F1_Commercial_College (WA)_Existing_Food Preparation_Natural Gas_Oven_E6 | F1 | Commercial | College (WA) | Existing | Food Preparation | Natural Gas | Oven | E6 | CCE | 0 | 0 | 0 | 0 | 0 | 0 | 0 | 0 | 0 | 0 | 0 | 0 | 0 | 0 | 0 | 0 | 0 | 0 | 0 | 0 | 0 | 0 | 0 | 0 | 0 | 0 | 0
F1_Commercial_College (WA)_Existing_Food Preparation_Natural Gas_Oven_E7 | F1 | Commercial | College (WA) | Existing | Food Preparation | Natural Gas | Oven | E7 | CCE | 0 | 0 | 0 | 0 | 0 | 0 | 0 | 0 | 0 | 0 | 0 | 0 | 0 | 0 | 0 | 0 | 0 | 0 | 0 | 0 | 0 | 0 | 0 | 0 | 0 | 0 | 0
F1_Commercial_College (WA)_Existing_Food Preparation_Natural Gas_Oven_E8 | F1 | Commercial | College (WA) | Existing | Food Preparation | Natural Gas | Oven | E8 | CCE | 0 | 0 | 0 | 0 | 0 | 0 | 0 | 0 | 0 | 0 | 0 | 0 | 0 | 0 | 0 | 0 | 0 | 0 | 0 | 0 | 0 | 0 | 0 | 0 | 0 | 0 | 0
F1_Commercial_College (WA)_Existing_Food Preparation_Natural Gas_Oven_E9 | F1 | Commercial | College (WA) | Existing | Food Preparation | Natural Gas | Oven | E9 | CCE | 0 | 0 | 0 | 0 | 0 | 0 | 0 | 0 | 0 | 0 | 0 | 0 | 0 | 0 | 0 | 0 | 0 | 0 | 0 | 0 | 0 | 0 | 0 | 0 | 0 | 0 | 0
F1_Commercial_College (WA)_Existing_Food Preparation_Natural Gas_Oven_E10 | F1 | Commercial | College (WA) | Existing | Food Preparation | Natural Gas | Oven | E10 | CCE | 0 | 0 | 0 | 0 | 0 | 0 | 0 | 0 | 0 | 0 | 0 | 0 | 0 | 0 | 0 | 0 | 0 | 0 | 0 | 0 | 0 | 0 | 0 | 0 | 0 | 0 | 0
F2_Commercial_College (WA)_Existing_Food Preparation_Natural Gas_Oven_E1 | F2 | Commercial | College (WA) | Existing | Food Preparation | Natural Gas | Oven | E1 | TRC BC Ratio | [24 empty] | 1 | 1 | 1 | bar: 2019 to 2042
F2_Commercial_College (WA)_Existing_Food Preparation_Natural Gas_Oven_E2 | F2 | Commercial | College (WA) | Existing | Food Preparation | Natural Gas | Oven | E2 | TRC BC Ratio | 39.4147 | 40.3246 | 41.4692 | 42.8194 | 44.3896 | 46.3698 | 48.4324 | 50.489 | 52.4726 | 54.4835 | 56.053 | 57.5129 | 59.0869 | 60.6202 | 61.9724 | 63.2245 | 64.3287 | 65.4141 | 66.5815 | 67.7134 | 68.8778 | 70.0921 | 71.318 | 72.5851 | 73.8746 | 75.187 | 76.5228
F2_Commercial_College (WA)_Existing_Food Preparation_Natural Gas_Oven_E3 | F2 | Commercial | College (WA) | Existing | Food Preparation | Natural Gas | Oven | E3 | TRC BC Ratio | 0 | 0 | 0 | 0 | 0 | 0 | 0 | 0 | 0 | 0 | 0 | 0 | 0 | 0 | 0 | 0 | 0 | 0 | 0 | 0 | 0 | 0 | 0 | 0 | 0 | 0 | 0
F2_Commercial_College (WA)_Existing_Food Preparation_Natural Gas_Oven_E4 | F2 | Commercial | College (WA) | Existing | Food Preparation | Natural Gas | Oven | E4 | TRC BC Ratio | 0 | 0 | 0 | 0 | 0 | 0 | 0 | 0 | 0 | 0 | 0 | 0 | 0 | 0 | 0 | 0 | 0 | 0 | 0 | 0 | 0 | 0 | 0 | 0 | 0 | 0 | 0
F2_Commercial_College (WA)_Existing_Food Preparation_Natural Gas_Oven_E5 | F2 | Commercial | College (WA) | Existing | Food Preparation | Natural Gas | Oven | E5 | TRC BC Ratio | 0 | 0 | 0 | 0 | 0 | 0 | 0 | 0 | 0 | 0 | 0 | 0 | 0 | 0 | 0 | 0 | 0 | 0 | 0 | 0 | 0 | 0 | 0 | 0 | 0 | 0 | 0
F2_Commercial_College (WA)_Existing_Food Preparation_Natural Gas_Oven_E6 | F2 | Commercial | College (WA) | Existing | Food Preparation | Natural Gas | Oven | E6 | TRC BC Ratio | 0 | 0 | 0 | 0 | 0 | 0 | 0 | 0 | 0 | 0 | 0 | 0 | 0 | 0 | 0 | 0 | 0 | 0 | 0 | 0 | 0 | 0 | 0 | 0 | 0 | 0 | 0
F2_Commercial_College (WA)_Existing_Food Preparation_Natural Gas_Oven_E7 | F2 | Commercial | College (WA) | Existing | Food Preparation | Natural Gas | Oven | E7 | TRC BC Ratio | 0 | 0 | 0 | 0 | 0 | 0 | 0 | 0 | 0 | 0 | 0 | 0 | 0 | 0 | 0 | 0 | 0 | 0 | 0 | 0 | 0 | 0 | 0 | 0 | 0 | 0 | 0
F2_Commercial_College (WA)_Existing_Food Preparation_Natural Gas_Oven_E8 | F2 | Commercial | College (WA) | Existing | Food Preparation | Natural Gas | Oven | E8 | TRC BC Ratio | 0 | 0 | 0 | 0 | 0 | 0 | 0 | 0 | 0 | 0 | 0 | 0 | 0 | 0 | 0 | 0 | 0 | 0 | 0 | 0 | 0 | 0 | 0 | 0 | 0 | 0 | 0
F2_Commercial_College (WA)_Existing_Food Preparation_Natural Gas_Oven_E9 | F2 | Commercial | College (WA) | Existing | Food Preparation | Natural Gas | Oven | E9 | TRC BC Ratio | 0 | 0 | 0 | 0 | 0 | 0 | 0 | 0 | 0 | 0 | 0 | 0 | 0 | 0 | 0 | 0 | 0 | 0 | 0 | 0 | 0 | 0 | 0 | 0 | 0 | 0 | 0
F2_Commercial_College (WA)_Existing_Food Preparation_Natural Gas_Oven_E10 | F2 | Commercial | College (WA) | Existing | Food Preparation | Natural Gas | Oven | E10 | TRC BC Ratio | 0 | 0 | 0 | 0 | 0 | 0 | 0 | 0 | 0 | 0 | 0 | 0 | 0 | 0 | 0 | 0 | 0 | 0 | 0 | 0 | 0 | 0 | 0 | 0 | 0 | 0 | 0
F3_Commercial_College (WA)_Existing_Food Preparation_Natural Gas_Oven_E1 | F3 | Commercial | College (WA) | Existing | Food Preparation | Natural Gas | Oven | E1 | PACT BC Ratio | [24 empty] | 1 | 1 | 1 | bar: 2019 to 2042
F3_Commercial_College (WA)_Existing_Food Preparation_Natural Gas_Oven_E2 | F3 | Commercial | College (WA) | Existing | Food Preparation | Natural Gas | Oven | E2 | PACT BC Ratio | 79.4349 | 81.2687 | 83.5755 | 86.2967 | 89.4611 | 93.452 | 97.6089 | 101.7536 | 105.7513 | 109.8041 | 112.9671 | 115.9094 | 119.0815 | 122.1717 | 124.897 | 127.4204 | 129.6458 | 131.8333 | 134.1859 | 136.4671 | 138.8138 | 141.2611 | 143.7317 | 146.2853 | 148.8842 | 151.5292 | 154.2213
F3_Commercial_College (WA)_Existing_Food Preparation_Natural Gas_Oven_E3 | F3 | Commercial | College (WA) | Existing | Food Preparation | Natural Gas | Oven | E3 | PACT BC Ratio | 0 | 0 | 0 | 0 | 0 | 0 | 0 | 0 | 0 | 0 | 0 | 0 | 0 | 0 | 0 | 0 | 0 | 0 | 0 | 0 | 0 | 0 | 0 | 0 | 0 | 0 | 0
F3_Commercial_College (WA)_Existing_Food Preparation_Natural Gas_Oven_E4 | F3 | Commercial | College (WA) | Existing | Food Preparation | Natural Gas | Oven | E4 | PACT BC Ratio | 0 | 0 | 0 | 0 | 0 | 0 | 0 | 0 | 0 | 0 | 0 | 0 | 0 | 0 | 0 | 0 | 0 | 0 | 0 | 0 | 0 | 0 | 0 | 0 | 0 | 0 | 0
F3_Commercial_College (WA)_Existing_Food Preparation_Natural Gas_Oven_E5 | F3 | Commercial | College (WA) | Existing | Food Preparation | Natural Gas | Oven | E5 | PACT BC Ratio | 0 | 0 | 0 | 0 | 0 | 0 | 0 | 0 | 0 | 0 | 0 | 0 | 0 | 0 | 0 | 0 | 0 | 0 | 0 | 0 | 0 | 0 | 0 | 0 | 0 | 0 | 0
F3_Commercial_College (WA)_Existing_Food Preparation_Natural Gas_Oven_E6 | F3 | Commercial | College (WA) | Existing | Food Preparation | Natural Gas | Oven | E6 | PACT BC Ratio | 0 | 0 | 0 | 0 | 0 | 0 | 0 | 0 | 0 | 0 | 0 | 0 | 0 | 0 | 0 | 0 | 0 | 0 | 0 | 0 | 0 | 0 | 0 | 0 | 0 | 0 | 0
F3_Commercial_College (WA)_Existing_Food Preparation_Natural Gas_Oven_E7 | F3 | Commercial | College (WA) | Existing | Food Preparation | Natural Gas | Oven | E7 | PACT BC Ratio | 0 | 0 | 0 | 0 | 0 | 0 | 0 | 0 | 0 | 0 | 0 | 0 | 0 | 0 | 0 | 0 | 0 | 0 | 0 | 0 | 0 | 0 | 0 | 0 | 0 | 0 | 0
F3_Commercial_College (WA)_Existing_Food Preparation_Natural Gas_Oven_E8 | F3 | Commercial | College (WA) | Existing | Food Preparation | Natural Gas | Oven | E8 | PACT BC Ratio | 0 | 0 | 0 | 0 | 0 | 0 | 0 | 0 | 0 | 0 | 0 | 0 | 0 | 0 | 0 | 0 | 0 | 0 | 0 | 0 | 0 | 0 | 0 | 0 | 0 | 0 | 0
F3_Commercial_College (WA)_Existing_Food Preparation_Natural Gas_Oven_E9 | F3 | Commercial | College (WA) | Existing | Food Preparation | Natural Gas | Oven | E9 | PACT BC Ratio | 0 | 0 | 0 | 0 | 0 | 0 | 0 | 0 | 0 | 0 | 0 | 0 | 0 | 0 | 0 | 0 | 0 | 0 | 0 | 0 | 0 | 0 | 0 | 0 | 0 | 0 | 0
F3_Commercial_College (WA)_Existing_Food Preparation_Natural Gas_Oven_E10 | F3 | Commercial | College (WA) | Existing | Food Preparation | Natural Gas | Oven | E10 | PACT BC Ratio | 0 | 0 | 0 | 0 | 0 | 0 | 0 | 0 | 0 | 0 | 0 | 0 | 0 | 0 | 0 | 0 | 0 | 0 | 0 | 0 | 0 | 0 | 0 | 0 | 0 | 0 | 0
F4_Commercial_College (WA)_Existing_Food Preparation_Natural Gas_Oven_E1 | F4 | Commercial | College (WA) | Existing | Food Preparation | Natural Gas | Oven | E1 | RVT BC Ratio | [24 empty] | 1 | 1 | 1 | bar: 2019 to 2042
F4_Commercial_College (WA)_Existing_Food Preparation_Natural Gas_Oven_E2 | F4 | Commercial | College (WA) | Existing | Food Preparation | Natural Gas | Oven | E2 | RVT BC Ratio | 56.6597 | 57.5962 | 58.7376 | 60.1248 | 61.775 | 63.9563 | 66.1939 | 68.3585 | 70.3509 | 72.2645 | 74.23 | 75.9857 | 77.8172 | 79.5098 | 80.9354 | 82.1988 | 83.2348 | 84.2113 | 85.259 | 86.2201 | 87.1815 | 88.7115 | 90.2561 | 91.8526 | 93.4774 | 95.1311 | 96.8142
F4_Commercial_College (WA)_Existing_Food Preparation_Natural Gas_Oven_E3 | F4 | Commercial | College (WA) | Existing | Food Preparation | Natural Gas | Oven | E3 | RVT BC Ratio | 0 | 0 | 0 | 0 | 0 | 0 | 0 | 0 | 0 | 0 | 0 | 0 | 0 | 0 | 0 | 0 | 0 | 0 | 0 | 0 | 0 | 0 | 0 | 0 | 0 | 0 | 0
F4_Commercial_College (WA)_Existing_Food Preparation_Natural Gas_Oven_E4 | F4 | Commercial | College (WA) | Existing | Food Preparation | Natural Gas | Oven | E4 | RVT BC Ratio | 0 | 0 | 0 | 0 | 0 | 0 | 0 | 0 | 0 | 0 | 0 | 0 | 0 | 0 | 0 | 0 | 0 | 0 | 0 | 0 | 0 | 0 | 0 | 0 | 0 | 0 | 0
F4_Commercial_College (WA)_Existing_Food Preparation_Natural Gas_Oven_E5 | F4 | Commercial | College (WA) | Existing | Food Preparation | Natural Gas | Oven | E5 | RVT BC Ratio | 0 | 0 | 0 | 0 | 0 | 0 | 0 | 0 | 0 | 0 | 0 | 0 | 0 | 0 | 0 | 0 | 0 | 0 | 0 | 0 | 0 | 0 | 0 | 0 | 0 | 0 | 0
F4_Commercial_College (WA)_Existing_Food Preparation_Natural Gas_Oven_E6 | F4 | Commercial | College (WA) | Existing | Food Preparation | Natural Gas | Oven | E6 | RVT BC Ratio | 0 | 0 | 0 | 0 | 0 | 0 | 0 | 0 | 0 | 0 | 0 | 0 | 0 | 0 | 0 | 0 | 0 | 0 | 0 | 0 | 0 | 0 | 0 | 0 | 0 | 0 | 0
F4_Commercial_College (WA)_Existing_Food Preparation_Natural Gas_Oven_E7 | F4 | Commercial | College (WA) | Existing | Food Preparation | Natural Gas | Oven | E7 | RVT BC Ratio | 0 | 0 | 0 | 0 | 0 | 0 | 0 | 0 | 0 | 0 | 0 | 0 | 0 | 0 | 0 | 0 | 0 | 0 | 0 | 0 | 0 | 0 | 0 | 0 | 0 | 0 | 0
F4_Commercial_College (WA)_Existing_Food Preparation_Natural Gas_Oven_E8 | F4 | Commercial | College (WA) | Existing | Food Preparation | Natural Gas | Oven | E8 | RVT BC Ratio | 0 | 0 | 0 | 0 | 0 | 0 | 0 | 0 | 0 | 0 | 0 | 0 | 0 | 0 | 0 | 0 | 0 | 0 | 0 | 0 | 0 | 0 | 0 | 0 | 0 | 0 | 0
F4_Commercial_College (WA)_Existing_Food Preparation_Natural Gas_Oven_E9 | F4 | Commercial | College (WA) | Existing | Food Preparation | Natural Gas | Oven | E9 | RVT BC Ratio | 0 | 0 | 0 | 0 | 0 | 0 | 0 | 0 | 0 | 0 | 0 | 0 | 0 | 0 | 0 | 0 | 0 | 0 | 0 | 0 | 0 | 0 | 0 | 0 | 0 | 0 | 0
F4_Commercial_College (WA)_Existing_Food Preparation_Natural Gas_Oven_E10 | F4 | Commercial | College (WA) | Existing | Food Preparation | Natural Gas | Oven | E10 | RVT BC Ratio | 0 | 0 | 0 | 0 | 0 | 0 | 0 | 0 | 0 | 0 | 0 | 0 | 0 | 0 | 0 | 0 | 0 | 0 | 0 | 0 | 0 | 0 | 0 | 0 | 0 | 0 | 0
F5_Commercial_College (WA)_Existing_Food Preparation_Natural Gas_Oven_E1 | F5 | Commercial | College (WA) | Existing | Food Preparation | Natural Gas | Oven | E1 | RIM BC Ratio | [24 empty] | 1 | 1 | 1 | bar: 2019 to 2042
F5_Commercial_College (WA)_Existing_Food Preparation_Natural Gas_Oven_E2 | F5 | Commercial | College (WA) | Existing | Food Preparation | Natural Gas | Oven | E2 | RIM BC Ratio | 0.83183 | 0.83724 | 0.84433 | 0.85178 | 0.8595 | 0.86732 | 0.87536 | 0.88372 | 0.89251 | 0.90224 | 0.90372 | 0.90588 | 0.90883 | 0.91261 | 0.91658 | 0.92076 | 0.92521 | 0.92993 | 0.93493 | 0.94025 | 0.94589 | 0.946 | 0.94611 | 0.94622 | 0.94633 | 0.94643 | 0.94654
F5_Commercial_College (WA)_Existing_Food Preparation_Natural Gas_Oven_E3 | F5 | Commercial | College (WA) | Existing | Food Preparation | Natural Gas | Oven | E3 | RIM BC Ratio | 0 | 0 | 0 | 0 | 0 | 0 | 0 | 0 | 0 | 0 | 0 | 0 | 0 | 0 | 0 | 0 | 0 | 0 | 0 | 0 | 0 | 0 | 0 | 0 | 0 | 0 | 0
F5_Commercial_College (WA)_Existing_Food Preparation_Natural Gas_Oven_E4 | F5 | Commercial | College (WA) | Existing | Food Preparation | Natural Gas | Oven | E4 | RIM BC Ratio | 0 | 0 | 0 | 0 | 0 | 0 | 0 | 0 | 0 | 0 | 0 | 0 | 0 | 0 | 0 | 0 | 0 | 0 | 0 | 0 | 0 | 0 | 0 | 0 | 0 | 0 | 0
F5_Commercial_College (WA)_Existing_Food Preparation_Natural Gas_Oven_E5 | F5 | Commercial | College (WA) | Existing | Food Preparation | Natural Gas | Oven | E5 | RIM BC Ratio | 0 | 0 | 0 | 0 | 0 | 0 | 0 | 0 | 0 | 0 | 0 | 0 | 0 | 0 | 0 | 0 | 0 | 0 | 0 | 0 | 0 | 0 | 0 | 0 | 0 | 0 | 0
F5_Commercial_College (WA)_Existing_Food Preparation_Natural Gas_Oven_E6 | F5 | Commercial | College (WA) | Existing | Food Preparation | Natural Gas | Oven | E6 | RIM BC Ratio | 0 | 0 | 0 | 0 | 0 | 0 | 0 | 0 | 0 | 0 | 0 | 0 | 0 | 0 | 0 | 0 | 0 | 0 | 0 | 0 | 0 | 0 | 0 | 0 | 0 | 0 | 0
F5_Commercial_College (WA)_Existing_Food Preparation_Natural Gas_Oven_E7 | F5 | Commercial | College (WA) | Existing | Food Preparation | Natural Gas | Oven | E7 | RIM BC Ratio | 0 | 0 | 0 | 0 | 0 | 0 | 0 | 0 | 0 | 0 | 0 | 0 | 0 | 0 | 0 | 0 | 0 | 0 | 0 | 0 | 0 | 0 | 0 | 0 | 0 | 0 | 0
F5_Commercial_College (WA)_Existing_Food Preparation_Natural Gas_Oven_E8 | F5 | Commercial | College (WA) | Existing | Food Preparation | Natural Gas | Oven | E8 | RIM BC Ratio | 0 | 0 | 0 | 0 | 0 | 0 | 0 | 0 | 0 | 0 | 0 | 0 | 0 | 0 | 0 | 0 | 0 | 0 | 0 | 0 | 0 | 0 | 0 | 0 | 0 | 0 | 0
F5_Commercial_College (WA)_Existing_Food Preparation_Natural Gas_Oven_E9 | F5 | Commercial | College (WA) | Existing | Food Preparation | Natural Gas | Oven | E9 | RIM BC Ratio | 0 | 0 | 0 | 0 | 0 | 0 | 0 | 0 | 0 | 0 | 0 | 0 | 0 | 0 | 0 | 0 | 0 | 0 | 0 | 0 | 0 | 0 | 0 | 0 | 0 | 0 | 0
F5_Commercial_College (WA)_Existing_Food Preparation_Natural Gas_Oven_E10 | F5 | Commercial | College (WA) | Existing | Food Preparation | Natural Gas | Oven | E10 | RIM BC Ratio | 0 | 0 | 0 | 0 | 0 | 0 | 0 | 0 | 0 | 0 | 0 | 0 | 0 | 0 | 0 | 0 | 0 | 0 | 0 | 0 | 0 | 0 | 0 | 0 | 0 | 0 | 0
F0_Commercial_College (WA)_Existing_Food Preparation_Natural Gas_Conveyor Oven_E0 | F0 | Commercial | College (WA) | Existing | Food Preparation | Natural Gas | Conveyor Oven | E0 | Economic Unit | ENERGY STAR (>42% Baking Efficiency) | ENERGY STAR (>42% Baking Efficiency) | ENERGY STAR (>42% Baking Efficiency) | ENERGY STAR (>42% Baking Efficiency) | ENERGY STAR (>42% Baking Efficiency) | ENERGY STAR (>42% Baking Efficiency) | ENERGY STAR (>42% Baking Efficiency) | ENERGY STAR (>42% Baking Efficiency) | ENERGY STAR (>42% Baking Efficiency) | ENERGY STAR (>42% Baking Efficiency) | ENERGY STAR (>42% Baking Efficiency) | ENERGY STAR (>42% Baking Efficiency) | ENERGY STAR (>42% Baking Efficiency) | ENERGY STAR (>42% Baking Efficiency) | ENERGY STAR (>42% Baking Efficiency) | ENERGY STAR (>42% Baking Efficiency) | ENERGY STAR (>42% Baking Efficiency) | ENERGY STAR (>42% Baking Efficiency) | ENERGY STAR (>42% Baking Efficiency) | ENERGY STAR (>42% Baking Efficiency) | ENERGY STAR (>42% Baking Efficiency) | ENERGY STAR (>42% Baking Efficiency) | ENERGY STAR (>42% Baking Efficiency) | ENERGY STAR (>42% Baking Efficiency) | ENERGY STAR (>42% Baking Efficiency) | ENERGY STAR (>42% Baking Efficiency) | ENERGY STAR (>42% Baking Efficiency)
F1_Commercial_College (WA)_Existing_Food Preparation_Natural Gas_Conveyor Oven_E1 | F1 | Commercial | College (WA) | Existing | Food Preparation | Natural Gas | Conveyor Oven | E1 | CCE | 0 | 0 | 0 | 0 | 0 | 0 | 0 | 0 | 0 | 0 | 0 | 0 | 0 | 0 | 0 | 0 | 0 | 0 | 0 | 0 | 0 | 0 | 0 | 0 | 0 | 0 | 0
F1_Commercial_College (WA)_Existing_Food Preparation_Natural Gas_Conveyor Oven_E2 | F1 | Commercial | College (WA) | Existing | Food Preparation | Natural Gas | Conveyor Oven | E2 | CCE | 0.00013761 | 0.00013761 | 0.00013761 | 0.00013761 | 0.00013761 | 0.00013761 | 0.00013761 | 0.00013761 | 0.00013761 | 0.00013761 | 0.00013761 | 0.00013761 | 0.00013761 | 0.00013761 | 0.00013761 | 0.00013761 | 0.00013761 | 0.00013761 | 0.00013761 | 0.00013761 | 0.00013761 | 0.00013761 | 0.00013761 | 0.00013761 | 0.00013761 | 0.00013761 | 0.00013761
F1_Commercial_College (WA)_Existing_Food Preparation_Natural Gas_Conveyor Oven_E3 | F1 | Commercial | College (WA) | Existing | Food Preparation | Natural Gas | Conveyor Oven | E3 | CCE | 0 | 0 | 0 | 0 | 0 | 0 | 0 | 0 | 0 | 0 | 0 | 0 | 0 | 0 | 0 | 0 | 0 | 0 | 0 | 0 | 0 | 0 | 0 | 0 | 0 | 0 | 0
F1_Commercial_College (WA)_Existing_Food Preparation_Natural Gas_Conveyor Oven_E4 | F1 | Commercial | College (WA) | Existing | Food Preparation | Natural Gas | Conveyor Oven | E4 | CCE | 0 | 0 | 0 | 0 | 0 | 0 | 0 | 0 | 0 | 0 | 0 | 0 | 0 | 0 | 0 | 0 | 0 | 0 | 0 | 0 | 0 | 0 | 0 | 0 | 0 | 0 | 0
F1_Commercial_College (WA)_Existing_Food Preparation_Natural Gas_Conveyor Oven_E5 | F1 | Commercial | College (WA) | Existing | Food Preparation | Natural Gas | Conveyor Oven | E5 | CCE | 0 | 0 | 0 | 0 | 0 | 0 | 0 | 0 | 0 | 0 | 0 | 0 | 0 | 0 | 0 | 0 | 0 | 0 | 0 | 0 | 0 | 0 | 0 | 0 | 0 | 0 | 0
F1_Commercial_College (WA)_Existing_Food Preparation_Natural Gas_Conveyor Oven_E6 | F1 | Commercial | College (WA) | Existing | Food Preparation | Natural Gas | Conveyor Oven | E6 | CCE | 0 | 0 | 0 | 0 | 0 | 0 | 0 | 0 | 0 | 0 | 0 | 0 | 0 | 0 | 0 | 0 | 0 | 0 | 0 | 0 | 0 | 0 | 0 | 0 | 0 | 0 | 0
F1_Commercial_College (WA)_Existing_Food Preparation_Natural Gas_Conveyor Oven_E7 | F1 | Commercial | College (WA) | Existing | Food Preparation | Natural Gas | Conveyor Oven | E7 | CCE | 0 | 0 | 0 | 0 | 0 | 0 | 0 | 0 | 0 | 0 | 0 | 0 | 0 | 0 | 0 | 0 | 0 | 0 | 0 | 0 | 0 | 0 | 0 | 0 | 0 | 0 | 0
F1_Commercial_College (WA)_Existing_Food Preparation_Natural Gas_Conveyor Oven_E8 | F1 | Commercial | College (WA) | Existing | Food Preparation | Natural Gas | Conveyor Oven | E8 | CCE | 0 | 0 | 0 | 0 | 0 | 0 | 0 | 0 | 0 | 0 | 0 | 0 | 0 | 0 | 0 | 0 | 0 | 0 | 0 | 0 | 0 | 0 | 0 | 0 | 0 | 0 | 0
F1_Commercial_College (WA)_Existing_Food Preparation_Natural Gas_Conveyor Oven_E9 | F1 | Commercial | College (WA) | Existing | Food Preparation | Natural Gas | Conveyor Oven | E9 | CCE | 0 | 0 | 0 | 0 | 0 | 0 | 0 | 0 | 0 | 0 | 0 | 0 | 0 | 0 | 0 | 0 | 0 | 0 | 0 | 0 | 0 | 0 | 0 | 0 | 0 | 0 | 0
F1_Commercial_College (WA)_Existing_Food Preparation_Natural Gas_Conveyor Oven_E10 | F1 | Commercial | College (WA) | Existing | Food Preparation | Natural Gas | Conveyor Oven | E10 | CCE | 0 | 0 | 0 | 0 | 0 | 0 | 0 | 0 | 0 | 0 | 0 | 0 | 0 | 0 | 0 | 0 | 0 | 0 | 0 | 0 | 0 | 0 | 0 | 0 | 0 | 0 | 0
F2_Commercial_College (WA)_Existing_Food Preparation_Natural Gas_Conveyor Oven_E1 | F2 | Commercial | College (WA) | Existing | Food Preparation | Natural Gas | Conveyor Oven | E1 | TRC BC Ratio | [24 empty] | 1 | 1 | 1 | bar: 2019 to 2042
F2_Commercial_College (WA)_Existing_Food Preparation_Natural Gas_Conveyor Oven_E2 | F2 | Commercial | College (WA) | Existing | Food Preparation | Natural Gas | Conveyor Oven | E2 | TRC BC Ratio | 27.8787 | 28.6268 | 29.4489 | 30.3496 | 31.3363 | 32.4857 | 33.6515 | 34.8016 | 35.9112 | 37.037 | 37.9658 | 38.8474 | 39.7876 | 40.7149 | 41.5636 | 42.3714 | 43.1154 | 43.855 | 44.6366 | 45.4062 | 46.1951 | 47.0115 | 47.8379 | 48.6877 | 49.5527 | 50.4331 | 51.3291
F2_Commercial_College (WA)_Existing_Food Preparation_Natural Gas_Conveyor Oven_E3 | F2 | Commercial | College (WA) | Existing | Food Preparation | Natural Gas | Conveyor Oven | E3 | TRC BC Ratio | 0 | 0 | 0 | 0 | 0 | 0 | 0 | 0 | 0 | 0 | 0 | 0 | 0 | 0 | 0 | 0 | 0 | 0 | 0 | 0 | 0 | 0 | 0 | 0 | 0 | 0 | 0
F2_Commercial_College (WA)_Existing_Food Preparation_Natural Gas_Conveyor Oven_E4 | F2 | Commercial | College (WA) | Existing | Food Preparation | Natural Gas | Conveyor Oven | E4 | TRC BC Ratio | 0 | 0 | 0 | 0 | 0 | 0 | 0 | 0 | 0 | 0 | 0 | 0 | 0 | 0 | 0 | 0 | 0 | 0 | 0 | 0 | 0 | 0 | 0 | 0 | 0 | 0 | 0
F2_Commercial_College (WA)_Existing_Food Preparation_Natural Gas_Conveyor Oven_E5 | F2 | Commercial | College (WA) | Existing | Food Preparation | Natural Gas | Conveyor Oven | E5 | TRC BC Ratio | 0 | 0 | 0 | 0 | 0 | 0 | 0 | 0 | 0 | 0 | 0 | 0 | 0 | 0 | 0 | 0 | 0 | 0 | 0 | 0 | 0 | 0 | 0 | 0 | 0 | 0 | 0
F2_Commercial_College (WA)_Existing_Food Preparation_Natural Gas_Conveyor Oven_E6 | F2 | Commercial | College (WA) | Existing | Food Preparation | Natural Gas | Conveyor Oven | E6 | TRC BC Ratio | 0 | 0 | 0 | 0 | 0 | 0 | 0 | 0 | 0 | 0 | 0 | 0 | 0 | 0 | 0 | 0 | 0 | 0 | 0 | 0 | 0 | 0 | 0 | 0 | 0 | 0 | 0
F2_Commercial_College (WA)_Existing_Food Preparation_Natural Gas_Conveyor Oven_E7 | F2 | Commercial | College (WA) | Existing | Food Preparation | Natural Gas | Conveyor Oven | E7 | TRC BC Ratio | 0 | 0 | 0 | 0 | 0 | 0 | 0 | 0 | 0 | 0 | 0 | 0 | 0 | 0 | 0 | 0 | 0 | 0 | 0 | 0 | 0 | 0 | 0 | 0 | 0 | 0 | 0
F2_Commercial_College (WA)_Existing_Food Preparation_Natural Gas_Conveyor Oven_E8 | F2 | Commercial | College (WA) | Existing | Food Preparation | Natural Gas | Conveyor Oven | E8 | TRC BC Ratio | 0 | 0 | 0 | 0 | 0 | 0 | 0 | 0 | 0 | 0 | 0 | 0 | 0 | 0 | 0 | 0 | 0 | 0 | 0 | 0 | 0 | 0 | 0 | 0 | 0 | 0 | 0
F2_Commercial_College (WA)_Existing_Food Preparation_Natural Gas_Conveyor Oven_E9 | F2 | Commercial | College (WA) | Existing | Food Preparation | Natural Gas | Conveyor Oven | E9 | TRC BC Ratio | 0 | 0 | 0 | 0 | 0 | 0 | 0 | 0 | 0 | 0 | 0 | 0 | 0 | 0 | 0 | 0 | 0 | 0 | 0 | 0 | 0 | 0 | 0 | 0 | 0 | 0 | 0
F2_Commercial_College (WA)_Existing_Food Preparation_Natural Gas_Conveyor Oven_E10 | F2 | Commercial | College (WA) | Existing | Food Preparation | Natural Gas | Conveyor Oven | E10 | TRC BC Ratio | 0 | 0 | 0 | 0 | 0 | 0 | 0 | 0 | 0 | 0 | 0 | 0 | 0 | 0 | 0 | 0 | 0 | 0 | 0 | 0 | 0 | 0 | 0 | 0 | 0 | 0 | 0
F3_Commercial_College (WA)_Existing_Food Preparation_Natural Gas_Conveyor Oven_E1 | F3 | Commercial | College (WA) | Existing | Food Preparation | Natural Gas | Conveyor Oven | E1 | PACT BC Ratio | [24 empty] | 1 | 1 | 1 | bar: 2019 to 2042
F3_Commercial_College (WA)_Existing_Food Preparation_Natural Gas_Conveyor Oven_E2 | F3 | Commercial | College (WA) | Existing | Food Preparation | Natural Gas | Conveyor Oven | E2 | PACT BC Ratio | 56.1857 | 57.6934 | 59.3503 | 61.1655 | 63.154 | 65.4704 | 67.8199 | 70.1379 | 72.3741 | 74.6431 | 76.515 | 78.2916 | 80.1865 | 82.0554 | 83.7658 | 85.3938 | 86.8933 | 88.3838 | 89.9589 | 91.5099 | 93.1 | 94.7453 | 96.4107 | 98.1235 | 99.8667 | 101.641 | 103.4467
F3_Commercial_College (WA)_Existing_Food Preparation_Natural Gas_Conveyor Oven_E3 | F3 | Commercial | College (WA) | Existing | Food Preparation | Natural Gas | Conveyor Oven | E3 | PACT BC Ratio | 0 | 0 | 0 | 0 | 0 | 0 | 0 | 0 | 0 | 0 | 0 | 0 | 0 | 0 | 0 | 0 | 0 | 0 | 0 | 0 | 0 | 0 | 0 | 0 | 0 | 0 | 0
F3_Commercial_College (WA)_Existing_Food Preparation_Natural Gas_Conveyor Oven_E4 | F3 | Commercial | College (WA) | Existing | Food Preparation | Natural Gas | Conveyor Oven | E4 | PACT BC Ratio | 0 | 0 | 0 | 0 | 0 | 0 | 0 | 0 | 0 | 0 | 0 | 0 | 0 | 0 | 0 | 0 | 0 | 0 | 0 | 0 | 0 | 0 | 0 | 0 | 0 | 0 | 0
F3_Commercial_College (WA)_Existing_Food Preparation_Natural Gas_Conveyor Oven_E5 | F3 | Commercial | College (WA) | Existing | Food Preparation | Natural Gas | Conveyor Oven | E5 | PACT BC Ratio | 0 | 0 | 0 | 0 | 0 | 0 | 0 | 0 | 0 | 0 | 0 | 0 | 0 | 0 | 0 | 0 | 0 | 0 | 0 | 0 | 0 | 0 | 0 | 0 | 0 | 0 | 0
F3_Commercial_College (WA)_Existing_Food Preparation_Natural Gas_Conveyor Oven_E6 | F3 | Commercial | College (WA) | Existing | Food Preparation | Natural Gas | Conveyor Oven | E6 | PACT BC Ratio | 0 | 0 | 0 | 0 | 0 | 0 | 0 | 0 | 0 | 0 | 0 | 0 | 0 | 0 | 0 | 0 | 0 | 0 | 0 | 0 | 0 | 0 | 0 | 0 | 0 | 0 | 0
F3_Commercial_College (WA)_Existing_Food Preparation_Natural Gas_Conveyor Oven_E7 | F3 | Commercial | College (WA) | Existing | Food Preparation | Natural Gas | Conveyor Oven | E7 | PACT BC Ratio | 0 | 0 | 0 | 0 | 0 | 0 | 0 | 0 | 0 | 0 | 0 | 0 | 0 | 0 | 0 | 0 | 0 | 0 | 0 | 0 | 0 | 0 | 0 | 0 | 0 | 0 | 0
F3_Commercial_College (WA)_Existing_Food Preparation_Natural Gas_Conveyor Oven_E8 | F3 | Commercial | College (WA) | Existing | Food Preparation | Natural Gas | Conveyor Oven | E8 | PACT BC Ratio | 0 | 0 | 0 | 0 | 0 | 0 | 0 | 0 | 0 | 0 | 0 | 0 | 0 | 0 | 0 | 0 | 0 | 0 | 0 | 0 | 0 | 0 | 0 | 0 | 0 | 0 | 0
F3_Commercial_College (WA)_Existing_Food Preparation_Natural Gas_Conveyor Oven_E9 | F3 | Commercial | College (WA) | Existing | Food Preparation | Natural Gas | Conveyor Oven | E9 | PACT BC Ratio | 0 | 0 | 0 | 0 | 0 | 0 | 0 | 0 | 0 | 0 | 0 | 0 | 0 | 0 | 0 | 0 | 0 | 0 | 0 | 0 | 0 | 0 | 0 | 0 | 0 | 0 | 0
F3_Commercial_College (WA)_Existing_Food Preparation_Natural Gas_Conveyor Oven_E10 | F3 | Commercial | College (WA) | Existing | Food Preparation | Natural Gas | Conveyor Oven | E10 | PACT BC Ratio | 0 | 0 | 0 | 0 | 0 | 0 | 0 | 0 | 0 | 0 | 0 | 0 | 0 | 0 | 0 | 0 | 0 | 0 | 0 | 0 | 0 | 0 | 0 | 0 | 0 | 0 | 0
F4_Commercial_College (WA)_Existing_Food Preparation_Natural Gas_Conveyor Oven_E1 | F4 | Commercial | College (WA) | Existing | Food Preparation | Natural Gas | Conveyor Oven | E1 | RVT BC Ratio | [24 empty] | 1 | 1 | 1 | bar: 2019 to 2042
F4_Commercial_College (WA)_Existing_Food Preparation_Natural Gas_Conveyor Oven_E2 | F4 | Commercial | College (WA) | Existing | Food Preparation | Natural Gas | Conveyor Oven | E2 | RVT BC Ratio | 39.1774 | 40.0062 | 40.9077 | 41.8847 | 42.944 | 44.1917 | 45.4127 | 46.575 | 47.6404 | 48.6878 | 49.7826 | 50.8044 | 51.8922 | 52.9508 | 53.8924 | 54.766 | 55.5403 | 56.2927 | 57.0831 | 57.8394 | 58.6013 | 59.6299 | 60.6711 | 61.742 | 62.8319 | 63.9411 | 65.07
F4_Commercial_College (WA)_Existing_Food Preparation_Natural Gas_Conveyor Oven_E3 | F4 | Commercial | College (WA) | Existing | Food Preparation | Natural Gas | Conveyor Oven | E3 | RVT BC Ratio | 0 | 0 | 0 | 0 | 0 | 0 | 0 | 0 | 0 | 0 | 0 | 0 | 0 | 0 | 0 | 0 | 0 | 0 | 0 | 0 | 0 | 0 | 0 | 0 | 0 | 0 | 0
F4_Commercial_College (WA)_Existing_Food Preparation_Natural Gas_Conveyor Oven_E4 | F4 | Commercial | College (WA) | Existing | Food Preparation | Natural Gas | Conveyor Oven | E4 | RVT BC Ratio | 0 | 0 | 0 | 0 | 0 | 0 | 0 | 0 | 0 | 0 | 0 | 0 | 0 | 0 | 0 | 0 | 0 | 0 | 0 | 0 | 0 | 0 | 0 | 0 | 0 | 0 | 0
F4_Commercial_College (WA)_Existing_Food Preparation_Natural Gas_Conveyor Oven_E5 | F4 | Commercial | College (WA) | Existing | Food Preparation | Natural Gas | Conveyor Oven | E5 | RVT BC Ratio | 0 | 0 | 0 | 0 | 0 | 0 | 0 | 0 | 0 | 0 | 0 | 0 | 0 | 0 | 0 | 0 | 0 | 0 | 0 | 0 | 0 | 0 | 0 | 0 | 0 | 0 | 0
F4_Commercial_College (WA)_Existing_Food Preparation_Natural Gas_Conveyor Oven_E6 | F4 | Commercial | College (WA) | Existing | Food Preparation | Natural Gas | Conveyor Oven | E6 | RVT BC Ratio | 0 | 0 | 0 | 0 | 0 | 0 | 0 | 0 | 0 | 0 | 0 | 0 | 0 | 0 | 0 | 0 | 0 | 0 | 0 | 0 | 0 | 0 | 0 | 0 | 0 | 0 | 0
F4_Commercial_College (WA)_Existing_Food Preparation_Natural Gas_Conveyor Oven_E7 | F4 | Commercial | College (WA) | Existing | Food Preparation | Natural Gas | Conveyor Oven | E7 | RVT BC Ratio | 0 | 0 | 0 | 0 | 0 | 0 | 0 | 0 | 0 | 0 | 0 | 0 | 0 | 0 | 0 | 0 | 0 | 0 | 0 | 0 | 0 | 0 | 0 | 0 | 0 | 0 | 0
F4_Commercial_College (WA)_Existing_Food Preparation_Natural Gas_Conveyor Oven_E8 | F4 | Commercial | College (WA) | Existing | Food Preparation | Natural Gas | Conveyor Oven | E8 | RVT BC Ratio | 0 | 0 | 0 | 0 | 0 | 0 | 0 | 0 | 0 | 0 | 0 | 0 | 0 | 0 | 0 | 0 | 0 | 0 | 0 | 0 | 0 | 0 | 0 | 0 | 0 | 0 | 0
F4_Commercial_College (WA)_Existing_Food Preparation_Natural Gas_Conveyor Oven_E9 | F4 | Commercial | College (WA) | Existing | Food Preparation | Natural Gas | Conveyor Oven | E9 | RVT BC Ratio | 0 | 0 | 0 | 0 | 0 | 0 | 0 | 0 | 0 | 0 | 0 | 0 | 0 | 0 | 0 | 0 | 0 | 0 | 0 | 0 | 0 | 0 | 0 | 0 | 0 | 0 | 0
F4_Commercial_College (WA)_Existing_Food Preparation_Natural Gas_Conveyor Oven_E10 | F4 | Commercial | College (WA) | Existing | Food Preparation | Natural Gas | Conveyor Oven | E10 | RVT BC Ratio | 0 | 0 | 0 | 0 | 0 | 0 | 0 | 0 | 0 | 0 | 0 | 0 | 0 | 0 | 0 | 0 | 0 | 0 | 0 | 0 | 0 | 0 | 0 | 0 | 0 | 0 | 0
F5_Commercial_College (WA)_Existing_Food Preparation_Natural Gas_Conveyor Oven_E1 | F5 | Commercial | College (WA) | Existing | Food Preparation | Natural Gas | Conveyor Oven | E1 | RIM BC Ratio | [24 empty] | 1 | 1 | 1 | bar: 2019 to 2042
F5_Commercial_College (WA)_Existing_Food Preparation_Natural Gas_Conveyor Oven_E2 | F5 | Commercial | College (WA) | Existing | Food Preparation | Natural Gas | Conveyor Oven | E2 | RIM BC Ratio | 0.84958 | 0.8544 | 0.85966 | 0.86539 | 0.87158 | 0.87815 | 0.88532 | 0.89283 | 0.90078 | 0.90911 | 0.9115 | 0.91398 | 0.91655 | 0.91923 | 0.92206 | 0.92504 | 0.92821 | 0.93155 | 0.93507 | 0.9388 | 0.94274 | 0.9429 | 0.94307 | 0.94323 | 0.94338 | 0.94354 | 0.94369
F5_Commercial_College (WA)_Existing_Food Preparation_Natural Gas_Conveyor Oven_E3 | F5 | Commercial | College (WA) | Existing | Food Preparation | Natural Gas | Conveyor Oven | E3 | RIM BC Ratio | 0 | 0 | 0 | 0 | 0 | 0 | 0 | 0 | 0 | 0 | 0 | 0 | 0 | 0 | 0 | 0 | 0 | 0 | 0 | 0 | 0 | 0 | 0 | 0 | 0 | 0 | 0
F5_Commercial_College (WA)_Existing_Food Preparation_Natural Gas_Conveyor Oven_E4 | F5 | Commercial | College (WA) | Existing | Food Preparation | Natural Gas | Conveyor Oven | E4 | RIM BC Ratio | 0 | 0 | 0 | 0 | 0 | 0 | 0 | 0 | 0 | 0 | 0 | 0 | 0 | 0 | 0 | 0 | 0 | 0 | 0 | 0 | 0 | 0 | 0 | 0 | 0 | 0 | 0
F5_Commercial_College (WA)_Existing_Food Preparation_Natural Gas_Conveyor Oven_E5 | F5 | Commercial | College (WA) | Existing | Food Preparation | Natural Gas | Conveyor Oven | E5 | RIM BC Ratio | 0 | 0 | 0 | 0 | 0 | 0 | 0 | 0 | 0 | 0 | 0 | 0 | 0 | 0 | 0 | 0 | 0 | 0 | 0 | 0 | 0 | 0 | 0 | 0 | 0 | 0 | 0
F5_Commercial_College (WA)_Existing_Food Preparation_Natural Gas_Conveyor Oven_E6 | F5 | Commercial | College (WA) | Existing | Food Preparation | Natural Gas | Conveyor Oven | E6 | RIM BC Ratio | 0 | 0 | 0 | 0 | 0 | 0 | 0 | 0 | 0 | 0 | 0 | 0 | 0 | 0 | 0 | 0 | 0 | 0 | 0 | 0 | 0 | 0 | 0 | 0 | 0 | 0 | 0
F5_Commercial_College (WA)_Existing_Food Preparation_Natural Gas_Conveyor Oven_E7 | F5 | Commercial | College (WA) | Existing | Food Preparation | Natural Gas | Conveyor Oven | E7 | RIM BC Ratio | 0 | 0 | 0 | 0 | 0 | 0 | 0 | 0 | 0 | 0 | 0 | 0 | 0 | 0 | 0 | 0 | 0 | 0 | 0 | 0 | 0 | 0 | 0 | 0 | 0 | 0 | 0
F5_Commercial_College (WA)_Existing_Food Preparation_Natural Gas_Conveyor Oven_E8 | F5 | Commercial | College (WA) | Existing | Food Preparation | Natural Gas | Conveyor Oven | E8 | RIM BC Ratio | 0 | 0 | 0 | 0 | 0 | 0 | 0 | 0 | 0 | 0 | 0 | 0 | 0 | 0 | 0 | 0 | 0 | 0 | 0 | 0 | 0 | 0 | 0 | 0 | 0 | 0 | 0
F5_Commercial_College (WA)_Existing_Food Preparation_Natural Gas_Conveyor Oven_E9 | F5 | Commercial | College (WA) | Existing | Food Preparation | Natural Gas | Conveyor Oven | E9 | RIM BC Ratio | 0 | 0 | 0 | 0 | 0 | 0 | 0 | 0 | 0 | 0 | 0 | 0 | 0 | 0 | 0 | 0 | 0 | 0 | 0 | 0 | 0 | 0 | 0 | 0 | 0 | 0 | 0
F5_Commercial_College (WA)_Existing_Food Preparation_Natural Gas_Conveyor Oven_E10 | F5 | Commercial | College (WA) | Existing | Food Preparation | Natural Gas | Conveyor Oven | E10 | RIM BC Ratio | 0 | 0 | 0 | 0 | 0 | 0 | 0 | 0 | 0 | 0 | 0 | 0 | 0 | 0 | 0 | 0 | 0 | 0 | 0 | 0 | 0 | 0 | 0 | 0 | 0 | 0 | 0
F0_Commercial_College (WA)_Existing_Food Preparation_Natural Gas_Double Rack Oven_E0 | F0 | Commercial | College (WA) | Existing | Food Preparation | Natural Gas | Double Rack Oven | E0 | Economic Unit | FTSC Qualified (>50% Cooking Efficiency) | FTSC Qualified (>50% Cooking Efficiency) | FTSC Qualified (>50% Cooking Efficiency) | FTSC Qualified (>50% Cooking Efficiency) | FTSC Qualified (>50% Cooking Efficiency) | FTSC Qualified (>50% Cooking Efficiency) | FTSC Qualified (>50% Cooking Efficiency) | FTSC Qualified (>50% Cooking Efficiency) | FTSC Qualified (>50% Cooking Efficiency) | FTSC Qualified (>50% Cooking Efficiency) | FTSC Qualified (>50% Cooking Efficiency) | FTSC Qualified (>50% Cooking Efficiency) | FTSC Qualified (>50% Cooking Efficiency) | FTSC Qualified (>50% Cooking Efficiency) | FTSC Qualified (>50% Cooking Efficiency) | FTSC Qualified (>50% Cooking Efficiency) | FTSC Qualified (>50% Cooking Efficiency) | FTSC Qualified (>50% Cooking Efficiency) | FTSC Qualified (>50% Cooking Efficiency) | FTSC Qualified (>50% Cooking Efficiency) | FTSC Qualified (>50% Cooking Efficiency) | FTSC Qualified (>50% Cooking Efficiency) | FTSC Qualified (>50% Cooking Efficiency) | FTSC Qualified (>50% Cooking Efficiency) | FTSC Qualified (>50% Cooking Efficiency) | FTSC Qualified (>50% Cooking Efficiency) | FTSC Qualified (>50% Cooking Efficiency)
F1_Commercial_College (WA)_Existing_Food Preparation_Natural Gas_Double Rack Oven_E1 | F1 | Commercial | College (WA) | Existing | Food Preparation | Natural Gas | Double Rack Oven | E1 | CCE | 0 | 0 | 0 | 0 | 0 | 0 | 0 | 0 | 0 | 0 | 0 | 0 | 0 | 0 | 0 | 0 | 0 | 0 | 0 | 0 | 0 | 0 | 0 | 0 | 0 | 0 | 0
F1_Commercial_College (WA)_Existing_Food Preparation_Natural Gas_Double Rack Oven_E2 | F1 | Commercial | College (WA) | Existing | Food Preparation | Natural Gas | Double Rack Oven | E2 | CCE | 0.00028896 | 0.00028896 | 0.00028896 | 0.00028896 | 0.00028896 | 0.00028896 | 0.00028896 | 0.00028896 | 0.00028896 | 0.00028896 | 0.00028896 | 0.00028896 | 0.00028896 | 0.00028896 | 0.00028896 | 0.00028896 | 0.00028896 | 0.00028896 | 0.00028896 | 0.00028896 | 0.00028896 | 0.00028896 | 0.00028896 | 0.00028896 | 0.00028896 | 0.00028896 | 0.00028896
F1_Commercial_College (WA)_Existing_Food Preparation_Natural Gas_Double Rack Oven_E3 | F1 | Commercial | College (WA) | Existing | Food Preparation | Natural Gas | Double Rack Oven | E3 | CCE | 0 | 0 | 0 | 0 | 0 | 0 | 0 | 0 | 0 | 0 | 0 | 0 | 0 | 0 | 0 | 0 | 0 | 0 | 0 | 0 | 0 | 0 | 0 | 0 | 0 | 0 | 0
F1_Commercial_College (WA)_Existing_Food Preparation_Natural Gas_Double Rack Oven_E4 | F1 | Commercial | College (WA) | Existing | Food Preparation | Natural Gas | Double Rack Oven | E4 | CCE | 0 | 0 | 0 | 0 | 0 | 0 | 0 | 0 | 0 | 0 | 0 | 0 | 0 | 0 | 0 | 0 | 0 | 0 | 0 | 0 | 0 | 0 | 0 | 0 | 0 | 0 | 0
F1_Commercial_College (WA)_Existing_Food Preparation_Natural Gas_Double Rack Oven_E5 | F1 | Commercial | College (WA) | Existing | Food Preparation | Natural Gas | Double Rack Oven | E5 | CCE | 0 | 0 | 0 | 0 | 0 | 0 | 0 | 0 | 0 | 0 | 0 | 0 | 0 | 0 | 0 | 0 | 0 | 0 | 0 | 0 | 0 | 0 | 0 | 0 | 0 | 0 | 0
F1_Commercial_College (WA)_Existing_Food Preparation_Natural Gas_Double Rack Oven_E6 | F1 | Commercial | College (WA) | Existing | Food Preparation | Natural Gas | Double Rack Oven | E6 | CCE | 0 | 0 | 0 | 0 | 0 | 0 | 0 | 0 | 0 | 0 | 0 | 0 | 0 | 0 | 0 | 0 | 0 | 0 | 0 | 0 | 0 | 0 | 0 | 0 | 0 | 0 | 0
F1_Commercial_College (WA)_Existing_Food Preparation_Natural Gas_Double Rack Oven_E7 | F1 | Commercial | College (WA) | Existing | Food Preparation | Natural Gas | Double Rack Oven | E7 | CCE | 0 | 0 | 0 | 0 | 0 | 0 | 0 | 0 | 0 | 0 | 0 | 0 | 0 | 0 | 0 | 0 | 0 | 0 | 0 | 0 | 0 | 0 | 0 | 0 | 0 | 0 | 0
F1_Commercial_College (WA)_Existing_Food Preparation_Natural Gas_Double Rack Oven_E8 | F1 | Commercial | College (WA) | Existing | Food Preparation | Natural Gas | Double Rack Oven | E8 | CCE | 0 | 0 | 0 | 0 | 0 | 0 | 0 | 0 | 0 | 0 | 0 | 0 | 0 | 0 | 0 | 0 | 0 | 0 | 0 | 0 | 0 | 0 | 0 | 0 | 0 | 0 | 0
F1_Commercial_College (WA)_Existing_Food Preparation_Natural Gas_Double Rack Oven_E9 | F1 | Commercial | College (WA) | Existing | Food Preparation | Natural Gas | Double Rack Oven | E9 | CCE | 0 | 0 | 0 | 0 | 0 | 0 | 0 | 0 | 0 | 0 | 0 | 0 | 0 | 0 | 0 | 0 | 0 | 0 | 0 | 0 | 0 | 0 | 0 | 0 | 0 | 0 | 0
F1_Commercial_College (WA)_Existing_Food Preparation_Natural Gas_Double Rack Oven_E10 | F1 | Commercial | College (WA) | Existing | Food Preparation | Natural Gas | Double Rack Oven | E10 | CCE | 0 | 0 | 0 | 0 | 0 | 0 | 0 | 0 | 0 | 0 | 0 | 0 | 0 | 0 | 0 | 0 | 0 | 0 | 0 | 0 | 0 | 0 | 0 | 0 | 0 | 0 | 0
F2_Commercial_College (WA)_Existing_Food Preparation_Natural Gas_Double Rack Oven_E1 | F2 | Commercial | College (WA) | Existing | Food Preparation | Natural Gas | Double Rack Oven | E1 | TRC BC Ratio | [24 empty] | 1 | 1 | 1 | bar: 2019 to 2042
F2_Commercial_College (WA)_Existing_Food Preparation_Natural Gas_Double Rack Oven_E2 | F2 | Commercial | College (WA) | Existing | Food Preparation | Natural Gas | Double Rack Oven | E2 | TRC BC Ratio | 12.3167 | 12.6271 | 12.9949 | 13.4163 | 13.8929 | 14.4728 | 15.0696 | 15.6607 | 16.2297 | 16.8067 | 17.2657 | 17.6958 | 18.1579 | 18.6102 | 19.0147 | 19.3931 | 19.7326 | 20.0677 | 20.4256 | 20.7748 | 21.1335 | 21.5064 | 21.8833 | 22.272 | 22.6677 | 23.0704 | 23.4803
F2_Commercial_College (WA)_Existing_Food Preparation_Natural Gas_Double Rack Oven_E3 | F2 | Commercial | College (WA) | Existing | Food Preparation | Natural Gas | Double Rack Oven | E3 | TRC BC Ratio | 0 | 0 | 0 | 0 | 0 | 0 | 0 | 0 | 0 | 0 | 0 | 0 | 0 | 0 | 0 | 0 | 0 | 0 | 0 | 0 | 0 | 0 | 0 | 0 | 0 | 0 | 0
F2_Commercial_College (WA)_Existing_Food Preparation_Natural Gas_Double Rack Oven_E4 | F2 | Commercial | College (WA) | Existing | Food Preparation | Natural Gas | Double Rack Oven | E4 | TRC BC Ratio | 0 | 0 | 0 | 0 | 0 | 0 | 0 | 0 | 0 | 0 | 0 | 0 | 0 | 0 | 0 | 0 | 0 | 0 | 0 | 0 | 0 | 0 | 0 | 0 | 0 | 0 | 0
F2_Commercial_College (WA)_Existing_Food Preparation_Natural Gas_Double Rack Oven_E5 | F2 | Commercial | College (WA) | Existing | Food Preparation | Natural Gas | Double Rack Oven | E5 | TRC BC Ratio | 0 | 0 | 0 | 0 | 0 | 0 | 0 | 0 | 0 | 0 | 0 | 0 | 0 | 0 | 0 | 0 | 0 | 0 | 0 | 0 | 0 | 0 | 0 | 0 | 0 | 0 | 0
F2_Commercial_College (WA)_Existing_Food Preparation_Natural Gas_Double Rack Oven_E6 | F2 | Commercial | College (WA) | Existing | Food Preparation | Natural Gas | Double Rack Oven | E6 | TRC BC Ratio | 0 | 0 | 0 | 0 | 0 | 0 | 0 | 0 | 0 | 0 | 0 | 0 | 0 | 0 | 0 | 0 | 0 | 0 | 0 | 0 | 0 | 0 | 0 | 0 | 0 | 0 | 0
F2_Commercial_College (WA)_Existing_Food Preparation_Natural Gas_Double Rack Oven_E7 | F2 | Commercial | College (WA) | Existing | Food Preparation | Natural Gas | Double Rack Oven | E7 | TRC BC Ratio | 0 | 0 | 0 | 0 | 0 | 0 | 0 | 0 | 0 | 0 | 0 | 0 | 0 | 0 | 0 | 0 | 0 | 0 | 0 | 0 | 0 | 0 | 0 | 0 | 0 | 0 | 0
F2_Commercial_College (WA)_Existing_Food Preparation_Natural Gas_Double Rack Oven_E8 | F2 | Commercial | College (WA) | Existing | Food Preparation | Natural Gas | Double Rack Oven | E8 | TRC BC Ratio | 0 | 0 | 0 | 0 | 0 | 0 | 0 | 0 | 0 | 0 | 0 | 0 | 0 | 0 | 0 | 0 | 0 | 0 | 0 | 0 | 0 | 0 | 0 | 0 | 0 | 0 | 0
F2_Commercial_College (WA)_Existing_Food Preparation_Natural Gas_Double Rack Oven_E9 | F2 | Commercial | College (WA) | Existing | Food Preparation | Natural Gas | Double Rack Oven | E9 | TRC BC Ratio | 0 | 0 | 0 | 0 | 0 | 0 | 0 | 0 | 0 | 0 | 0 | 0 | 0 | 0 | 0 | 0 | 0 | 0 | 0 | 0 | 0 | 0 | 0 | 0 | 0 | 0 | 0
F2_Commercial_College (WA)_Existing_Food Preparation_Natural Gas_Double Rack Oven_E10 | F2 | Commercial | College (WA) | Existing | Food Preparation | Natural Gas | Double Rack Oven | E10 | TRC BC Ratio | 0 | 0 | 0 | 0 | 0 | 0 | 0 | 0 | 0 | 0 | 0 | 0 | 0 | 0 | 0 | 0 | 0 | 0 | 0 | 0 | 0 | 0 | 0 | 0 | 0 | 0 | 0
F3_Commercial_College (WA)_Existing_Food Preparation_Natural Gas_Double Rack Oven_E1 | F3 | Commercial | College (WA) | Existing | Food Preparation | Natural Gas | Double Rack Oven | E1 | PACT BC Ratio | [24 empty] | 1 | 1 | 1 | bar: 2019 to 2042
F3_Commercial_College (WA)_Existing_Food Preparation_Natural Gas_Double Rack Oven_E2 | F3 | Commercial | College (WA) | Existing | Food Preparation | Natural Gas | Double Rack Oven | E2 | PACT BC Ratio | 24.8226 | 25.4482 | 26.1894 | 27.0387 | 27.9993 | 29.1679 | 30.3708 | 31.562 | 32.7088 | 33.8716 | 34.7968 | 35.6635 | 36.5948 | 37.5064 | 38.3215 | 39.0842 | 39.7683 | 40.4436 | 41.165 | 41.8687 | 42.5916 | 43.3432 | 44.1027 | 44.8863 | 45.6837 | 46.4953 | 47.3213
F3_Commercial_College (WA)_Existing_Food Preparation_Natural Gas_Double Rack Oven_E3 | F3 | Commercial | College (WA) | Existing | Food Preparation | Natural Gas | Double Rack Oven | E3 | PACT BC Ratio | 0 | 0 | 0 | 0 | 0 | 0 | 0 | 0 | 0 | 0 | 0 | 0 | 0 | 0 | 0 | 0 | 0 | 0 | 0 | 0 | 0 | 0 | 0 | 0 | 0 | 0 | 0
F3_Commercial_College (WA)_Existing_Food Preparation_Natural Gas_Double Rack Oven_E4 | F3 | Commercial | College (WA) | Existing | Food Preparation | Natural Gas | Double Rack Oven | E4 | PACT BC Ratio | 0 | 0 | 0 | 0 | 0 | 0 | 0 | 0 | 0 | 0 | 0 | 0 | 0 | 0 | 0 | 0 | 0 | 0 | 0 | 0 | 0 | 0 | 0 | 0 | 0 | 0 | 0
F3_Commercial_College (WA)_Existing_Food Preparation_Natural Gas_Double Rack Oven_E5 | F3 | Commercial | College (WA) | Existing | Food Preparation | Natural Gas | Double Rack Oven | E5 | PACT BC Ratio | 0 | 0 | 0 | 0 | 0 | 0 | 0 | 0 | 0 | 0 | 0 | 0 | 0 | 0 | 0 | 0 | 0 | 0 | 0 | 0 | 0 | 0 | 0 | 0 | 0 | 0 | 0
F3_Commercial_College (WA)_Existing_Food Preparation_Natural Gas_Double Rack Oven_E6 | F3 | Commercial | College (WA) | Existing | Food Preparation | Natural Gas | Double Rack Oven | E6 | PACT BC Ratio | 0 | 0 | 0 | 0 | 0 | 0 | 0 | 0 | 0 | 0 | 0 | 0 | 0 | 0 | 0 | 0 | 0 | 0 | 0 | 0 | 0 | 0 | 0 | 0 | 0 | 0 | 0
F3_Commercial_College (WA)_Existing_Food Preparation_Natural Gas_Double Rack Oven_E7 | F3 | Commercial | College (WA) | Existing | Food Preparation | Natural Gas | Double Rack Oven | E7 | PACT BC Ratio | 0 | 0 | 0 | 0 | 0 | 0 | 0 | 0 | 0 | 0 | 0 | 0 | 0 | 0 | 0 | 0 | 0 | 0 | 0 | 0 | 0 | 0 | 0 | 0 | 0 | 0 | 0
F3_Commercial_College (WA)_Existing_Food Preparation_Natural Gas_Double Rack Oven_E8 | F3 | Commercial | College (WA) | Existing | Food Preparation | Natural Gas | Double Rack Oven | E8 | PACT BC Ratio | 0 | 0 | 0 | 0 | 0 | 0 | 0 | 0 | 0 | 0 | 0 | 0 | 0 | 0 | 0 | 0 | 0 | 0 | 0 | 0 | 0 | 0 | 0 | 0 | 0 | 0 | 0
F3_Commercial_College (WA)_Existing_Food Preparation_Natural Gas_Double Rack Oven_E9 | F3 | Commercial | College (WA) | Existing | Food Preparation | Natural Gas | Double Rack Oven | E9 | PACT BC Ratio | 0 | 0 | 0 | 0 | 0 | 0 | 0 | 0 | 0 | 0 | 0 | 0 | 0 | 0 | 0 | 0 | 0 | 0 | 0 | 0 | 0 | 0 | 0 | 0 | 0 | 0 | 0
F3_Commercial_College (WA)_Existing_Food Preparation_Natural Gas_Double Rack Oven_E10 | F3 | Commercial | College (WA) | Existing | Food Preparation | Natural Gas | Double Rack Oven | E10 | PACT BC Ratio | 0 | 0 | 0 | 0 | 0 | 0 | 0 | 0 | 0 | 0 | 0 | 0 | 0 | 0 | 0 | 0 | 0 | 0 | 0 | 0 | 0 | 0 | 0 | 0 | 0 | 0 | 0
F4_Commercial_College (WA)_Existing_Food Preparation_Natural Gas_Double Rack Oven_E1 | F4 | Commercial | College (WA) | Existing | Food Preparation | Natural Gas | Double Rack Oven | E1 | RVT BC Ratio | [24 empty] | 1 | 1 | 1 | bar: 2019 to 2042
F4_Commercial_College (WA)_Existing_Food Preparation_Natural Gas_Double Rack Oven_E2 | F4 | Commercial | College (WA) | Existing | Food Preparation | Natural Gas | Double Rack Oven | E2 | RVT BC Ratio | 17.8033 | 18.1322 | 18.5182 | 18.9682 | 19.4836 | 20.127 | 20.7722 | 21.3847 | 21.9392 | 22.4768 | 23.0337 | 23.5399 | 24.0742 | 24.5798 | 25.0145 | 25.4068 | 25.7388 | 26.0558 | 26.3929 | 26.7077 | 27.0236 | 27.4935 | 27.9683 | 28.4582 | 28.9568 | 29.4642 | 29.9806
F4_Commercial_College (WA)_Existing_Food Preparation_Natural Gas_Double Rack Oven_E3 | F4 | Commercial | College (WA) | Existing | Food Preparation | Natural Gas | Double Rack Oven | E3 | RVT BC Ratio | 0 | 0 | 0 | 0 | 0 | 0 | 0 | 0 | 0 | 0 | 0 | 0 | 0 | 0 | 0 | 0 | 0 | 0 | 0 | 0 | 0 | 0 | 0 | 0 | 0 | 0 | 0
F4_Commercial_College (WA)_Existing_Food Preparation_Natural Gas_Double Rack Oven_E4 | F4 | Commercial | College (WA) | Existing | Food Preparation | Natural Gas | Double Rack Oven | E4 | RVT BC Ratio | 0 | 0 | 0 | 0 | 0 | 0 | 0 | 0 | 0 | 0 | 0 | 0 | 0 | 0 | 0 | 0 | 0 | 0 | 0 | 0 | 0 | 0 | 0 | 0 | 0 | 0 | 0
F4_Commercial_College (WA)_Existing_Food Preparation_Natural Gas_Double Rack Oven_E5 | F4 | Commercial | College (WA) | Existing | Food Preparation | Natural Gas | Double Rack Oven | E5 | RVT BC Ratio | 0 | 0 | 0 | 0 | 0 | 0 | 0 | 0 | 0 | 0 | 0 | 0 | 0 | 0 | 0 | 0 | 0 | 0 | 0 | 0 | 0 | 0 | 0 | 0 | 0 | 0 | 0
F4_Commercial_College (WA)_Existing_Food Preparation_Natural Gas_Double Rack Oven_E6 | F4 | Commercial | College (WA) | Existing | Food Preparation | Natural Gas | Double Rack Oven | E6 | RVT BC Ratio | 0 | 0 | 0 | 0 | 0 | 0 | 0 | 0 | 0 | 0 | 0 | 0 | 0 | 0 | 0 | 0 | 0 | 0 | 0 | 0 | 0 | 0 | 0 | 0 | 0 | 0 | 0
F4_Commercial_College (WA)_Existing_Food Preparation_Natural Gas_Double Rack Oven_E7 | F4 | Commercial | College (WA) | Existing | Food Preparation | Natural Gas | Double Rack Oven | E7 | RVT BC Ratio | 0 | 0 | 0 | 0 | 0 | 0 | 0 | 0 | 0 | 0 | 0 | 0 | 0 | 0 | 0 | 0 | 0 | 0 | 0 | 0 | 0 | 0 | 0 | 0 | 0 | 0 | 0
F4_Commercial_College (WA)_Existing_Food Preparation_Natural Gas_Double Rack Oven_E8 | F4 | Commercial | College (WA) | Existing | Food Preparation | Natural Gas | Double Rack Oven | E8 | RVT BC Ratio | 0 | 0 | 0 | 0 | 0 | 0 | 0 | 0 | 0 | 0 | 0 | 0 | 0 | 0 | 0 | 0 | 0 | 0 | 0 | 0 | 0 | 0 | 0 | 0 | 0 | 0 | 0
F4_Commercial_College (WA)_Existing_Food Preparation_Natural Gas_Double Rack Oven_E9 | F4 | Commercial | College (WA) | Existing | Food Preparation | Natural Gas | Double Rack Oven | E9 | RVT BC Ratio | 0 | 0 | 0 | 0 | 0 | 0 | 0 | 0 | 0 | 0 | 0 | 0 | 0 | 0 | 0 | 0 | 0 | 0 | 0 | 0 | 0 | 0 | 0 | 0 | 0 | 0 | 0
F4_Commercial_College (WA)_Existing_Food Preparation_Natural Gas_Double Rack Oven_E10 | F4 | Commercial | College (WA) | Existing | Food Preparation | Natural Gas | Double Rack Oven | E10 | RVT BC Ratio | 0 | 0 | 0 | 0 | 0 | 0 | 0 | 0 | 0 | 0 | 0 | 0 | 0 | 0 | 0 | 0 | 0 | 0 | 0 | 0 | 0 | 0 | 0 | 0 | 0 | 0 | 0
F5_Commercial_College (WA)_Existing_Food Preparation_Natural Gas_Double Rack Oven_E1 | F5 | Commercial | College (WA) | Existing | Food Preparation | Natural Gas | Double Rack Oven | E1 | RIM BC Ratio | [24 empty] | 1 | 1 | 1 | bar: 2019 to 2042
F5_Commercial_College (WA)_Existing_Food Preparation_Natural Gas_Double Rack Oven_E2 | F5 | Commercial | College (WA) | Existing | Food Preparation | Natural Gas | Double Rack Oven | E2 | RIM BC Ratio | 0.82096 | 0.82655 | 0.83309 | 0.83991 | 0.84697 | 0.8544 | 0.86226 | 0.87065 | 0.87969 | 0.88937 | 0.89176 | 0.89448 | 0.89764 | 0.90123 | 0.90494 | 0.90881 | 0.91288 | 0.91718 | 0.9217 | 0.92649 | 0.93155 | 0.9319 | 0.93225 | 0.93259 | 0.93293 | 0.93326 | 0.93359
F5_Commercial_College (WA)_Existing_Food Preparation_Natural Gas_Double Rack Oven_E3 | F5 | Commercial | College (WA) | Existing | Food Preparation | Natural Gas | Double Rack Oven | E3 | RIM BC Ratio | 0 | 0 | 0 | 0 | 0 | 0 | 0 | 0 | 0 | 0 | 0 | 0 | 0 | 0 | 0 | 0 | 0 | 0 | 0 | 0 | 0 | 0 | 0 | 0 | 0 | 0 | 0
F5_Commercial_College (WA)_Existing_Food Preparation_Natural Gas_Double Rack Oven_E4 | F5 | Commercial | College (WA) | Existing | Food Preparation | Natural Gas | Double Rack Oven | E4 | RIM BC Ratio | 0 | 0 | 0 | 0 | 0 | 0 | 0 | 0 | 0 | 0 | 0 | 0 | 0 | 0 | 0 | 0 | 0 | 0 | 0 | 0 | 0 | 0 | 0 | 0 | 0 | 0 | 0
F5_Commercial_College (WA)_Existing_Food Preparation_Natural Gas_Double Rack Oven_E5 | F5 | Commercial | College (WA) | Existing | Food Preparation | Natural Gas | Double Rack Oven | E5 | RIM BC Ratio | 0 | 0 | 0 | 0 | 0 | 0 | 0 | 0 | 0 | 0 | 0 | 0 | 0 | 0 | 0 | 0 | 0 | 0 | 0 | 0 | 0 | 0 | 0 | 0 | 0 | 0 | 0
F5_Commercial_College (WA)_Existing_Food Preparation_Natural Gas_Double Rack Oven_E6 | F5 | Commercial | College (WA) | Existing | Food Preparation | Natural Gas | Double Rack Oven | E6 | RIM BC Ratio | 0 | 0 | 0 | 0 | 0 | 0 | 0 | 0 | 0 | 0 | 0 | 0 | 0 | 0 | 0 | 0 | 0 | 0 | 0 | 0 | 0 | 0 | 0 | 0 | 0 | 0 | 0
F5_Commercial_College (WA)_Existing_Food Preparation_Natural Gas_Double Rack Oven_E7 | F5 | Commercial | College (WA) | Existing | Food Preparation | Natural Gas | Double Rack Oven | E7 | RIM BC Ratio | 0 | 0 | 0 | 0 | 0 | 0 | 0 | 0 | 0 | 0 | 0 | 0 | 0 | 0 | 0 | 0 | 0 | 0 | 0 | 0 | 0 | 0 | 0 | 0 | 0 | 0 | 0
F5_Commercial_College (WA)_Existing_Food Preparation_Natural Gas_Double Rack Oven_E8 | F5 | Commercial | College (WA) | Existing | Food Preparation | Natural Gas | Double Rack Oven | E8 | RIM BC Ratio | 0 | 0 | 0 | 0 | 0 | 0 | 0 | 0 | 0 | 0 | 0 | 0 | 0 | 0 | 0 | 0 | 0 | 0 | 0 | 0 | 0 | 0 | 0 | 0 | 0 | 0 | 0
F5_Commercial_College (WA)_Existing_Food Preparation_Natural Gas_Double Rack Oven_E9 | F5 | Commercial | College (WA) | Existing | Food Preparation | Natural Gas | Double Rack Oven | E9 | RIM BC Ratio | 0 | 0 | 0 | 0 | 0 | 0 | 0 | 0 | 0 | 0 | 0 | 0 | 0 | 0 | 0 | 0 | 0 | 0 | 0 | 0 | 0 | 0 | 0 | 0 | 0 | 0 | 0
F5_Commercial_College (WA)_Existing_Food Preparation_Natural Gas_Double Rack Oven_E10 | F5 | Commercial | College (WA) | Existing | Food Preparation | Natural Gas | Double Rack Oven | E10 | RIM BC Ratio | 0 | 0 | 0 | 0 | 0 | 0 | 0 | 0 | 0 | 0 | 0 | 0 | 0 | 0 | 0 | 0 | 0 | 0 | 0 | 0 | 0 | 0 | 0 | 0 | 0 | 0 | 0
F0_Commercial_College (WA)_Existing_Food Preparation_Natural Gas_Fryer_E0 | F0 | Commercial | College (WA) | Existing | Food Preparation | Natural Gas | Fryer | E0 | Economic Unit | ENERGY STAR | ENERGY STAR | ENERGY STAR | ENERGY STAR | ENERGY STAR | ENERGY STAR | ENERGY STAR | ENERGY STAR | ENERGY STAR | ENERGY STAR | ENERGY STAR | ENERGY STAR | ENERGY STAR | ENERGY STAR | ENERGY STAR | ENERGY STAR | ENERGY STAR | ENERGY STAR | ENERGY STAR | ENERGY STAR | ENERGY STAR | ENERGY STAR | ENERGY STAR | ENERGY STAR | ENERGY STAR | ENERGY STAR | ENERGY STAR
F1_Commercial_College (WA)_Existing_Food Preparation_Natural Gas_Fryer_E1 | F1 | Commercial | College (WA) | Existing | Food Preparation | Natural Gas | Fryer | E1 | CCE | 0 | 0 | 0 | 0 | 0 | 0 | 0 | 0 | 0 | 0 | 0 | 0 | 0 | 0 | 0 | 0 | 0 | 0 | 0 | 0 | 0 | 0 | 0 | 0 | 0 | 0 | 0
F1_Commercial_College (WA)_Existing_Food Preparation_Natural Gas_Fryer_E2 | F1 | Commercial | College (WA) | Existing | Food Preparation | Natural Gas | Fryer | E2 | CCE | 0.0003771 | 0.0003771 | 0.0003771 | 0.0003771 | 0.0003771 | 0.0003771 | 0.0003771 | 0.0003771 | 0.0003771 | 0.0003771 | 0.0003771 | 0.0003771 | 0.0003771 | 0.0003771 | 0.0003771 | 0.0003771 | 0.0003771 | 0.0003771 | 0.0003771 | 0.0003771 | 0.0003771 | 0.0003771 | 0.0003771 | 0.0003771 | 0.0003771 | 0.0003771 | 0.0003771
F1_Commercial_College (WA)_Existing_Food Preparation_Natural Gas_Fryer_E3 | F1 | Commercial | College (WA) | Existing | Food Preparation | Natural Gas | Fryer | E3 | CCE | 0 | 0 | 0 | 0 | 0 | 0 | 0 | 0 | 0 | 0 | 0 | 0 | 0 | 0 | 0 | 0 | 0 | 0 | 0 | 0 | 0 | 0 | 0 | 0 | 0 | 0 | 0
F1_Commercial_College (WA)_Existing_Food Preparation_Natural Gas_Fryer_E4 | F1 | Commercial | College (WA) | Existing | Food Preparation | Natural Gas | Fryer | E4 | CCE | 0 | 0 | 0 | 0 | 0 | 0 | 0 | 0 | 0 | 0 | 0 | 0 | 0 | 0 | 0 | 0 | 0 | 0 | 0 | 0 | 0 | 0 | 0 | 0 | 0 | 0 | 0
F1_Commercial_College (WA)_Existing_Food Preparation_Natural Gas_Fryer_E5 | F1 | Commercial | College (WA) | Existing | Food Preparation | Natural Gas | Fryer | E5 | CCE | 0 | 0 | 0 | 0 | 0 | 0 | 0 | 0 | 0 | 0 | 0 | 0 | 0 | 0 | 0 | 0 | 0 | 0 | 0 | 0 | 0 | 0 | 0 | 0 | 0 | 0 | 0
F1_Commercial_College (WA)_Existing_Food Preparation_Natural Gas_Fryer_E6 | F1 | Commercial | College (WA) | Existing | Food Preparation | Natural Gas | Fryer | E6 | CCE | 0 | 0 | 0 | 0 | 0 | 0 | 0 | 0 | 0 | 0 | 0 | 0 | 0 | 0 | 0 | 0 | 0 | 0 | 0 | 0 | 0 | 0 | 0 | 0 | 0 | 0 | 0
F1_Commercial_College (WA)_Existing_Food Preparation_Natural Gas_Fryer_E7 | F1 | Commercial | College (WA) | Existing | Food Preparation | Natural Gas | Fryer | E7 | CCE | 0 | 0 | 0 | 0 | 0 | 0 | 0 | 0 | 0 | 0 | 0 | 0 | 0 | 0 | 0 | 0 | 0 | 0 | 0 | 0 | 0 | 0 | 0 | 0 | 0 | 0 | 0
F1_Commercial_College (WA)_Existing_Food Preparation_Natural Gas_Fryer_E8 | F1 | Commercial | College (WA) | Existing | Food Preparation | Natural Gas | Fryer | E8 | CCE | 0 | 0 | 0 | 0 | 0 | 0 | 0 | 0 | 0 | 0 | 0 | 0 | 0 | 0 | 0 | 0 | 0 | 0 | 0 | 0 | 0 | 0 | 0 | 0 | 0 | 0 | 0
F1_Commercial_College (WA)_Existing_Food Preparation_Natural Gas_Fryer_E9 | F1 | Commercial | College (WA) | Existing | Food Preparation | Natural Gas | Fryer | E9 | CCE | 0 | 0 | 0 | 0 | 0 | 0 | 0 | 0 | 0 | 0 | 0 | 0 | 0 | 0 | 0 | 0 | 0 | 0 | 0 | 0 | 0 | 0 | 0 | 0 | 0 | 0 | 0
F1_Commercial_College (WA)_Existing_Food Preparation_Natural Gas_Fryer_E10 | F1 | Commercial | College (WA) | Existing | Food Preparation | Natural Gas | Fryer | E10 | CCE | 0 | 0 | 0 | 0 | 0 | 0 | 0 | 0 | 0 | 0 | 0 | 0 | 0 | 0 | 0 | 0 | 0 | 0 | 0 | 0 | 0 | 0 | 0 | 0 | 0 | 0 | 0
F2_Commercial_College (WA)_Existing_Food Preparation_Natural Gas_Fryer_E1 | F2 | Commercial | College (WA) | Existing | Food Preparation | Natural Gas | Fryer | E1 | TRC BC Ratio | [24 empty] | 1 | 1 | 1 | bar: 2019 to 2042
F2_Commercial_College (WA)_Existing_Food Preparation_Natural Gas_Fryer_E2 | F2 | Commercial | College (WA) | Existing | Food Preparation | Natural Gas | Fryer | E2 | TRC BC Ratio | 9.832 | 10.0902 | 10.3801 | 10.7048 | 11.0663 | 11.494 | 11.9296 | 12.3587 | 12.7713 | 13.1901 | 13.531 | 13.8526 | 14.1967 | 14.5353 | 14.8426 | 15.1334 | 15.3988 | 15.6621 | 15.9413 | 16.2153 | 16.4965 | 16.7879 | 17.0826 | 17.3861 | 17.695 | 18.0094 | 18.3293
F2_Commercial_College (WA)_Existing_Food Preparation_Natural Gas_Fryer_E3 | F2 | Commercial | College (WA) | Existing | Food Preparation | Natural Gas | Fryer | E3 | TRC BC Ratio | 0 | 0 | 0 | 0 | 0 | 0 | 0 | 0 | 0 | 0 | 0 | 0 | 0 | 0 | 0 | 0 | 0 | 0 | 0 | 0 | 0 | 0 | 0 | 0 | 0 | 0 | 0
F2_Commercial_College (WA)_Existing_Food Preparation_Natural Gas_Fryer_E4 | F2 | Commercial | College (WA) | Existing | Food Preparation | Natural Gas | Fryer | E4 | TRC BC Ratio | 0 | 0 | 0 | 0 | 0 | 0 | 0 | 0 | 0 | 0 | 0 | 0 | 0 | 0 | 0 | 0 | 0 | 0 | 0 | 0 | 0 | 0 | 0 | 0 | 0 | 0 | 0
F2_Commercial_College (WA)_Existing_Food Preparation_Natural Gas_Fryer_E5 | F2 | Commercial | College (WA) | Existing | Food Preparation | Natural Gas | Fryer | E5 | TRC BC Ratio | 0 | 0 | 0 | 0 | 0 | 0 | 0 | 0 | 0 | 0 | 0 | 0 | 0 | 0 | 0 | 0 | 0 | 0 | 0 | 0 | 0 | 0 | 0 | 0 | 0 | 0 | 0
F2_Commercial_College (WA)_Existing_Food Preparation_Natural Gas_Fryer_E6 | F2 | Commercial | College (WA) | Existing | Food Preparation | Natural Gas | Fryer | E6 | TRC BC Ratio | 0 | 0 | 0 | 0 | 0 | 0 | 0 | 0 | 0 | 0 | 0 | 0 | 0 | 0 | 0 | 0 | 0 | 0 | 0 | 0 | 0 | 0 | 0 | 0 | 0 | 0 | 0
F2_Commercial_College (WA)_Existing_Food Preparation_Natural Gas_Fryer_E7 | F2 | Commercial | College (WA) | Existing | Food Preparation | Natural Gas | Fryer | E7 | TRC BC Ratio | 0 | 0 | 0 | 0 | 0 | 0 | 0 | 0 | 0 | 0 | 0 | 0 | 0 | 0 | 0 | 0 | 0 | 0 | 0 | 0 | 0 | 0 | 0 | 0 | 0 | 0 | 0
F2_Commercial_College (WA)_Existing_Food Preparation_Natural Gas_Fryer_E8 | F2 | Commercial | College (WA) | Existing | Food Preparation | Natural Gas | Fryer | E8 | TRC BC Ratio | 0 | 0 | 0 | 0 | 0 | 0 | 0 | 0 | 0 | 0 | 0 | 0 | 0 | 0 | 0 | 0 | 0 | 0 | 0 | 0 | 0 | 0 | 0 | 0 | 0 | 0 | 0
F2_Commercial_College (WA)_Existing_Food Preparation_Natural Gas_Fryer_E9 | F2 | Commercial | College (WA) | Existing | Food Preparation | Natural Gas | Fryer | E9 | TRC BC Ratio | 0 | 0 | 0 | 0 | 0 | 0 | 0 | 0 | 0 | 0 | 0 | 0 | 0 | 0 | 0 | 0 | 0 | 0 | 0 | 0 | 0 | 0 | 0 | 0 | 0 | 0 | 0
F2_Commercial_College (WA)_Existing_Food Preparation_Natural Gas_Fryer_E10 | F2 | Commercial | College (WA) | Existing | Food Preparation | Natural Gas | Fryer | E10 | TRC BC Ratio | 0 | 0 | 0 | 0 | 0 | 0 | 0 | 0 | 0 | 0 | 0 | 0 | 0 | 0 | 0 | 0 | 0 | 0 | 0 | 0 | 0 | 0 | 0 | 0 | 0 | 0 | 0
F3_Commercial_College (WA)_Existing_Food Preparation_Natural Gas_Fryer_E1 | F3 | Commercial | College (WA) | Existing | Food Preparation | Natural Gas | Fryer | E1 | PACT BC Ratio | [24 empty] | 1 | 1 | 1 | bar: 2019 to 2042
F3_Commercial_College (WA)_Existing_Food Preparation_Natural Gas_Fryer_E2 | F3 | Commercial | College (WA) | Existing | Food Preparation | Natural Gas | Fryer | E2 | PACT BC Ratio | 19.815 | 20.3355 | 20.9197 | 21.574 | 22.3026 | 23.1646 | 24.0424 | 24.9072 | 25.7389 | 26.5829 | 27.2698 | 27.9181 | 28.6116 | 29.2938 | 29.9131 | 30.4993 | 31.0342 | 31.5648 | 32.1275 | 32.6798 | 33.2464 | 33.8336 | 34.4277 | 35.0394 | 35.6619 | 36.2954 | 36.9403
F3_Commercial_College (WA)_Existing_Food Preparation_Natural Gas_Fryer_E3 | F3 | Commercial | College (WA) | Existing | Food Preparation | Natural Gas | Fryer | E3 | PACT BC Ratio | 0 | 0 | 0 | 0 | 0 | 0 | 0 | 0 | 0 | 0 | 0 | 0 | 0 | 0 | 0 | 0 | 0 | 0 | 0 | 0 | 0 | 0 | 0 | 0 | 0 | 0 | 0
F3_Commercial_College (WA)_Existing_Food Preparation_Natural Gas_Fryer_E4 | F3 | Commercial | College (WA) | Existing | Food Preparation | Natural Gas | Fryer | E4 | PACT BC Ratio | 0 | 0 | 0 | 0 | 0 | 0 | 0 | 0 | 0 | 0 | 0 | 0 | 0 | 0 | 0 | 0 | 0 | 0 | 0 | 0 | 0 | 0 | 0 | 0 | 0 | 0 | 0
F3_Commercial_College (WA)_Existing_Food Preparation_Natural Gas_Fryer_E5 | F3 | Commercial | College (WA) | Existing | Food Preparation | Natural Gas | Fryer | E5 | PACT BC Ratio | 0 | 0 | 0 | 0 | 0 | 0 | 0 | 0 | 0 | 0 | 0 | 0 | 0 | 0 | 0 | 0 | 0 | 0 | 0 | 0 | 0 | 0 | 0 | 0 | 0 | 0 | 0
F3_Commercial_College (WA)_Existing_Food Preparation_Natural Gas_Fryer_E6 | F3 | Commercial | College (WA) | Existing | Food Preparation | Natural Gas | Fryer | E6 | PACT BC Ratio | 0 | 0 | 0 | 0 | 0 | 0 | 0 | 0 | 0 | 0 | 0 | 0 | 0 | 0 | 0 | 0 | 0 | 0 | 0 | 0 | 0 | 0 | 0 | 0 | 0 | 0 | 0
F3_Commercial_College (WA)_Existing_Food Preparation_Natural Gas_Fryer_E7 | F3 | Commercial | College (WA) | Existing | Food Preparation | Natural Gas | Fryer | E7 | PACT BC Ratio | 0 | 0 | 0 | 0 | 0 | 0 | 0 | 0 | 0 | 0 | 0 | 0 | 0 | 0 | 0 | 0 | 0 | 0 | 0 | 0 | 0 | 0 | 0 | 0 | 0 | 0 | 0
F3_Commercial_College (WA)_Existing_Food Preparation_Natural Gas_Fryer_E8 | F3 | Commercial | College (WA) | Existing | Food Preparation | Natural Gas | Fryer | E8 | PACT BC Ratio | 0 | 0 | 0 | 0 | 0 | 0 | 0 | 0 | 0 | 0 | 0 | 0 | 0 | 0 | 0 | 0 | 0 | 0 | 0 | 0 | 0 | 0 | 0 | 0 | 0 | 0 | 0
F3_Commercial_College (WA)_Existing_Food Preparation_Natural Gas_Fryer_E9 | F3 | Commercial | College (WA) | Existing | Food Preparation | Natural Gas | Fryer | E9 | PACT BC Ratio | 0 | 0 | 0 | 0 | 0 | 0 | 0 | 0 | 0 | 0 | 0 | 0 | 0 | 0 | 0 | 0 | 0 | 0 | 0 | 0 | 0 | 0 | 0 | 0 | 0 | 0 | 0
F3_Commercial_College (WA)_Existing_Food Preparation_Natural Gas_Fryer_E10 | F3 | Commercial | College (WA) | Existing | Food Preparation | Natural Gas | Fryer | E10 | PACT BC Ratio | 0 | 0 | 0 | 0 | 0 | 0 | 0 | 0 | 0 | 0 | 0 | 0 | 0 | 0 | 0 | 0 | 0 | 0 | 0 | 0 | 0 | 0 | 0 | 0 | 0 | 0 | 0
F4_Commercial_College (WA)_Existing_Food Preparation_Natural Gas_Fryer_E1 | F4 | Commercial | College (WA) | Existing | Food Preparation | Natural Gas | Fryer | E1 | RVT BC Ratio | [24 empty] | 1 | 1 | 1 | bar: 2019 to 2042
F4_Commercial_College (WA)_Existing_Food Preparation_Natural Gas_Fryer_E2 | F4 | Commercial | College (WA) | Existing | Food Preparation | Natural Gas | Fryer | E2 | RVT BC Ratio | 14.1494 | 14.4258 | 14.737 | 15.0864 | 15.476 | 15.9469 | 16.4143 | 16.8561 | 17.2568 | 17.647 | 18.0512 | 18.4216 | 18.8173 | 19.2009 | 19.5381 | 19.8481 | 20.1187 | 20.3801 | 20.6558 | 20.9176 | 21.181 | 21.5481 | 21.9195 | 22.3019 | 22.6911 | 23.0872 | 23.4904
F4_Commercial_College (WA)_Existing_Food Preparation_Natural Gas_Fryer_E3 | F4 | Commercial | College (WA) | Existing | Food Preparation | Natural Gas | Fryer | E3 | RVT BC Ratio | 0 | 0 | 0 | 0 | 0 | 0 | 0 | 0 | 0 | 0 | 0 | 0 | 0 | 0 | 0 | 0 | 0 | 0 | 0 | 0 | 0 | 0 | 0 | 0 | 0 | 0 | 0
F4_Commercial_College (WA)_Existing_Food Preparation_Natural Gas_Fryer_E4 | F4 | Commercial | College (WA) | Existing | Food Preparation | Natural Gas | Fryer | E4 | RVT BC Ratio | 0 | 0 | 0 | 0 | 0 | 0 | 0 | 0 | 0 | 0 | 0 | 0 | 0 | 0 | 0 | 0 | 0 | 0 | 0 | 0 | 0 | 0 | 0 | 0 | 0 | 0 | 0
F4_Commercial_College (WA)_Existing_Food Preparation_Natural Gas_Fryer_E5 | F4 | Commercial | College (WA) | Existing | Food Preparation | Natural Gas | Fryer | E5 | RVT BC Ratio | 0 | 0 | 0 | 0 | 0 | 0 | 0 | 0 | 0 | 0 | 0 | 0 | 0 | 0 | 0 | 0 | 0 | 0 | 0 | 0 | 0 | 0 | 0 | 0 | 0 | 0 | 0
F4_Commercial_College (WA)_Existing_Food Preparation_Natural Gas_Fryer_E6 | F4 | Commercial | College (WA) | Existing | Food Preparation | Natural Gas | Fryer | E6 | RVT BC Ratio | 0 | 0 | 0 | 0 | 0 | 0 | 0 | 0 | 0 | 0 | 0 | 0 | 0 | 0 | 0 | 0 | 0 | 0 | 0 | 0 | 0 | 0 | 0 | 0 | 0 | 0 | 0
F4_Commercial_College (WA)_Existing_Food Preparation_Natural Gas_Fryer_E7 | F4 | Commercial | College (WA) | Existing | Food Preparation | Natural Gas | Fryer | E7 | RVT BC Ratio | 0 | 0 | 0 | 0 | 0 | 0 | 0 | 0 | 0 | 0 | 0 | 0 | 0 | 0 | 0 | 0 | 0 | 0 | 0 | 0 | 0 | 0 | 0 | 0 | 0 | 0 | 0
F4_Commercial_College (WA)_Existing_Food Preparation_Natural Gas_Fryer_E8 | F4 | Commercial | College (WA) | Existing | Food Preparation | Natural Gas | Fryer | E8 | RVT BC Ratio | 0 | 0 | 0 | 0 | 0 | 0 | 0 | 0 | 0 | 0 | 0 | 0 | 0 | 0 | 0 | 0 | 0 | 0 | 0 | 0 | 0 | 0 | 0 | 0 | 0 | 0 | 0
F4_Commercial_College (WA)_Existing_Food Preparation_Natural Gas_Fryer_E9 | F4 | Commercial | College (WA) | Existing | Food Preparation | Natural Gas | Fryer | E9 | RVT BC Ratio | 0 | 0 | 0 | 0 | 0 | 0 | 0 | 0 | 0 | 0 | 0 | 0 | 0 | 0 | 0 | 0 | 0 | 0 | 0 | 0 | 0 | 0 | 0 | 0 | 0 | 0 | 0
F4_Commercial_College (WA)_Existing_Food Preparation_Natural Gas_Fryer_E10 | F4 | Commercial | College (WA) | Existing | Food Preparation | Natural Gas | Fryer | E10 | RVT BC Ratio | 0 | 0 | 0 | 0 | 0 | 0 | 0 | 0 | 0 | 0 | 0 | 0 | 0 | 0 | 0 | 0 | 0 | 0 | 0 | 0 | 0 | 0 | 0 | 0 | 0 | 0 | 0
F5_Commercial_College (WA)_Existing_Food Preparation_Natural Gas_Fryer_E1 | F5 | Commercial | College (WA) | Existing | Food Preparation | Natural Gas | Fryer | E1 | RIM BC Ratio | [24 empty] | 1 | 1 | 1 | bar: 2019 to 2042
F5_Commercial_College (WA)_Existing_Food Preparation_Natural Gas_Fryer_E2 | F5 | Commercial | College (WA) | Existing | Food Preparation | Natural Gas | Fryer | E2 | RIM BC Ratio | 0.82222 | 0.82787 | 0.83391 | 0.84034 | 0.84713 | 0.85421 | 0.86164 | 0.86951 | 0.87792 | 0.88688 | 0.88965 | 0.89268 | 0.89582 | 0.89905 | 0.90237 | 0.90583 | 0.90944 | 0.91324 | 0.91723 | 0.92143 | 0.92586 | 0.92631 | 0.92674 | 0.92718 | 0.92761 | 0.92803 | 0.92844
F5_Commercial_College (WA)_Existing_Food Preparation_Natural Gas_Fryer_E3 | F5 | Commercial | College (WA) | Existing | Food Preparation | Natural Gas | Fryer | E3 | RIM BC Ratio | 0 | 0 | 0 | 0 | 0 | 0 | 0 | 0 | 0 | 0 | 0 | 0 | 0 | 0 | 0 | 0 | 0 | 0 | 0 | 0 | 0 | 0 | 0 | 0 | 0 | 0 | 0
F5_Commercial_College (WA)_Existing_Food Preparation_Natural Gas_Fryer_E4 | F5 | Commercial | College (WA) | Existing | Food Preparation | Natural Gas | Fryer | E4 | RIM BC Ratio | 0 | 0 | 0 | 0 | 0 | 0 | 0 | 0 | 0 | 0 | 0 | 0 | 0 | 0 | 0 | 0 | 0 | 0 | 0 | 0 | 0 | 0 | 0 | 0 | 0 | 0 | 0
F5_Commercial_College (WA)_Existing_Food Preparation_Natural Gas_Fryer_E5 | F5 | Commercial | College (WA) | Existing | Food Preparation | Natural Gas | Fryer | E5 | RIM BC Ratio | 0 | 0 | 0 | 0 | 0 | 0 | 0 | 0 | 0 | 0 | 0 | 0 | 0 | 0 | 0 | 0 | 0 | 0 | 0 | 0 | 0 | 0 | 0 | 0 | 0 | 0 | 0
F5_Commercial_College (WA)_Existing_Food Preparation_Natural Gas_Fryer_E6 | F5 | Commercial | College (WA) | Existing | Food Preparation | Natural Gas | Fryer | E6 | RIM BC Ratio | 0 | 0 | 0 | 0 | 0 | 0 | 0 | 0 | 0 | 0 | 0 | 0 | 0 | 0 | 0 | 0 | 0 | 0 | 0 | 0 | 0 | 0 | 0 | 0 | 0 | 0 | 0
F5_Commercial_College (WA)_Existing_Food Preparation_Natural Gas_Fryer_E7 | F5 | Commercial | College (WA) | Existing | Food Preparation | Natural Gas | Fryer | E7 | RIM BC Ratio | 0 | 0 | 0 | 0 | 0 | 0 | 0 | 0 | 0 | 0 | 0 | 0 | 0 | 0 | 0 | 0 | 0 | 0 | 0 | 0 | 0 | 0 | 0 | 0 | 0 | 0 | 0
F5_Commercial_College (WA)_Existing_Food Preparation_Natural Gas_Fryer_E8 | F5 | Commercial | College (WA) | Existing | Food Preparation | Natural Gas | Fryer | E8 | RIM BC Ratio | 0 | 0 | 0 | 0 | 0 | 0 | 0 | 0 | 0 | 0 | 0 | 0 | 0 | 0 | 0 | 0 | 0 | 0 | 0 | 0 | 0 | 0 | 0 | 0 | 0 | 0 | 0
F5_Commercial_College (WA)_Existing_Food Preparation_Natural Gas_Fryer_E9 | F5 | Commercial | College (WA) | Existing | Food Preparation | Natural Gas | Fryer | E9 | RIM BC Ratio | 0 | 0 | 0 | 0 | 0 | 0 | 0 | 0 | 0 | 0 | 0 | 0 | 0 | 0 | 0 | 0 | 0 | 0 | 0 | 0 | 0 | 0 | 0 | 0 | 0 | 0 | 0
F5_Commercial_College (WA)_Existing_Food Preparation_Natural Gas_Fryer_E10 | F5 | Commercial | College (WA) | Existing | Food Preparation | Natural Gas | Fryer | E10 | RIM BC Ratio | 0 | 0 | 0 | 0 | 0 | 0 | 0 | 0 | 0 | 0 | 0 | 0 | 0 | 0 | 0 | 0 | 0 | 0 | 0 | 0 | 0 | 0 | 0 | 0 | 0 | 0 | 0
F0_Commercial_College (WA)_Existing_Food Preparation_Natural Gas_Broiler_E0 | F0 | Commercial | College (WA) | Existing | Food Preparation | Natural Gas | Broiler | E0 | Economic Unit | Infrared Burners | Infrared Burners | Infrared Burners | Infrared Burners | Infrared Burners | Infrared Burners | Infrared Burners | Infrared Burners | Infrared Burners | Infrared Burners | Infrared Burners | Infrared Burners | Infrared Burners | Infrared Burners | Infrared Burners | Infrared Burners | Infrared Burners | Infrared Burners | Infrared Burners | Infrared Burners | Infrared Burners | Infrared Burners | Infrared Burners | Infrared Burners | Infrared Burners | Infrared Burners | Infrared Burners
F1_Commercial_College (WA)_Existing_Food Preparation_Natural Gas_Broiler_E1 | F1 | Commercial | College (WA) | Existing | Food Preparation | Natural Gas | Broiler | E1 | CCE | 0 | 0 | 0 | 0 | 0 | 0 | 0 | 0 | 0 | 0 | 0 | 0 | 0 | 0 | 0 | 0 | 0 | 0 | 0 | 0 | 0 | 0 | 0 | 0 | 0 | 0 | 0
F1_Commercial_College (WA)_Existing_Food Preparation_Natural Gas_Broiler_E2 | F1 | Commercial | College (WA) | Existing | Food Preparation | Natural Gas | Broiler | E2 | CCE | 0.0011545 | 0.0011545 | 0.0011545 | 0.0011545 | 0.0011545 | 0.0011545 | 0.0011545 | 0.0011545 | 0.0011545 | 0.0011545 | 0.0011545 | 0.0011545 | 0.0011545 | 0.0011545 | 0.0011545 | 0.0011545 | 0.0011545 | 0.0011545 | 0.0011545 | 0.0011545 | 0.0011545 | 0.0011545 | 0.0011545 | 0.0011545 | 0.0011545 | 0.0011545 | 0.0011545
F1_Commercial_College (WA)_Existing_Food Preparation_Natural Gas_Broiler_E3 | F1 | Commercial | College (WA) | Existing | Food Preparation | Natural Gas | Broiler | E3 | CCE | 0 | 0 | 0 | 0 | 0 | 0 | 0 | 0 | 0 | 0 | 0 | 0 | 0 | 0 | 0 | 0 | 0 | 0 | 0 | 0 | 0 | 0 | 0 | 0 | 0 | 0 | 0
F1_Commercial_College (WA)_Existing_Food Preparation_Natural Gas_Broiler_E4 | F1 | Commercial | College (WA) | Existing | Food Preparation | Natural Gas | Broiler | E4 | CCE | 0 | 0 | 0 | 0 | 0 | 0 | 0 | 0 | 0 | 0 | 0 | 0 | 0 | 0 | 0 | 0 | 0 | 0 | 0 | 0 | 0 | 0 | 0 | 0 | 0 | 0 | 0
F1_Commercial_College (WA)_Existing_Food Preparation_Natural Gas_Broiler_E5 | F1 | Commercial | College (WA) | Existing | Food Preparation | Natural Gas | Broiler | E5 | CCE | 0 | 0 | 0 | 0 | 0 | 0 | 0 | 0 | 0 | 0 | 0 | 0 | 0 | 0 | 0 | 0 | 0 | 0 | 0 | 0 | 0 | 0 | 0 | 0 | 0 | 0 | 0
F1_Commercial_College (WA)_Existing_Food Preparation_Natural Gas_Broiler_E6 | F1 | Commercial | College (WA) | Existing | Food Preparation | Natural Gas | Broiler | E6 | CCE | 0 | 0 | 0 | 0 | 0 | 0 | 0 | 0 | 0 | 0 | 0 | 0 | 0 | 0 | 0 | 0 | 0 | 0 | 0 | 0 | 0 | 0 | 0 | 0 | 0 | 0 | 0
F1_Commercial_College (WA)_Existing_Food Preparation_Natural Gas_Broiler_E7 | F1 | Commercial | College (WA) | Existing | Food Preparation | Natural Gas | Broiler | E7 | CCE | 0 | 0 | 0 | 0 | 0 | 0 | 0 | 0 | 0 | 0 | 0 | 0 | 0 | 0 | 0 | 0 | 0 | 0 | 0 | 0 | 0 | 0 | 0 | 0 | 0 | 0 | 0
F1_Commercial_College (WA)_Existing_Food Preparation_Natural Gas_Broiler_E8 | F1 | Commercial | College (WA) | Existing | Food Preparation | Natural Gas | Broiler | E8 | CCE | 0 | 0 | 0 | 0 | 0 | 0 | 0 | 0 | 0 | 0 | 0 | 0 | 0 | 0 | 0 | 0 | 0 | 0 | 0 | 0 | 0 | 0 | 0 | 0 | 0 | 0 | 0
F1_Commercial_College (WA)_Existing_Food Preparation_Natural Gas_Broiler_E9 | F1 | Commercial | College (WA) | Existing | Food Preparation | Natural Gas | Broiler | E9 | CCE | 0 | 0 | 0 | 0 | 0 | 0 | 0 | 0 | 0 | 0 | 0 | 0 | 0 | 0 | 0 | 0 | 0 | 0 | 0 | 0 | 0 | 0 | 0 | 0 | 0 | 0 | 0
F1_Commercial_College (WA)_Existing_Food Preparation_Natural Gas_Broiler_E10 | F1 | Commercial | College (WA) | Existing | Food Preparation | Natural Gas | Broiler | E10 | CCE | 0 | 0 | 0 | 0 | 0 | 0 | 0 | 0 | 0 | 0 | 0 | 0 | 0 | 0 | 0 | 0 | 0 | 0 | 0 | 0 | 0 | 0 | 0 | 0 | 0 | 0 | 0
F2_Commercial_College (WA)_Existing_Food Preparation_Natural Gas_Broiler_E1 | F2 | Commercial | College (WA) | Existing | Food Preparation | Natural Gas | Broiler | E1 | TRC BC Ratio | [24 empty] | 1 | 1 | 1 | bar: 2019 to 2042
F2_Commercial_College (WA)_Existing_Food Preparation_Natural Gas_Broiler_E2 | F2 | Commercial | College (WA) | Existing | Food Preparation | Natural Gas | Broiler | E2 | TRC BC Ratio | 3.0827 | 3.1604 | 3.2525 | 3.358 | 3.4773 | 3.6224 | 3.7718 | 3.9197 | 4.0621 | 4.2065 | 4.3214 | 4.4291 | 4.5447 | 4.658 | 4.7592 | 4.8539 | 4.9389 | 5.0227 | 5.1123 | 5.1997 | 5.2895 | 5.3828 | 5.4772 | 5.5745 | 5.6735 | 5.7743 | 5.8769
F2_Commercial_College (WA)_Existing_Food Preparation_Natural Gas_Broiler_E3 | F2 | Commercial | College (WA) | Existing | Food Preparation | Natural Gas | Broiler | E3 | TRC BC Ratio | 0 | 0 | 0 | 0 | 0 | 0 | 0 | 0 | 0 | 0 | 0 | 0 | 0 | 0 | 0 | 0 | 0 | 0 | 0 | 0 | 0 | 0 | 0 | 0 | 0 | 0 | 0
F2_Commercial_College (WA)_Existing_Food Preparation_Natural Gas_Broiler_E4 | F2 | Commercial | College (WA) | Existing | Food Preparation | Natural Gas | Broiler | E4 | TRC BC Ratio | 0 | 0 | 0 | 0 | 0 | 0 | 0 | 0 | 0 | 0 | 0 | 0 | 0 | 0 | 0 | 0 | 0 | 0 | 0 | 0 | 0 | 0 | 0 | 0 | 0 | 0 | 0
F2_Commercial_College (WA)_Existing_Food Preparation_Natural Gas_Broiler_E5 | F2 | Commercial | College (WA) | Existing | Food Preparation | Natural Gas | Broiler | E5 | TRC BC Ratio | 0 | 0 | 0 | 0 | 0 | 0 | 0 | 0 | 0 | 0 | 0 | 0 | 0 | 0 | 0 | 0 | 0 | 0 | 0 | 0 | 0 | 0 | 0 | 0 | 0 | 0 | 0
F2_Commercial_College (WA)_Existing_Food Preparation_Natural Gas_Broiler_E6 | F2 | Commercial | College (WA) | Existing | Food Preparation | Natural Gas | Broiler | E6 | TRC BC Ratio | 0 | 0 | 0 | 0 | 0 | 0 | 0 | 0 | 0 | 0 | 0 | 0 | 0 | 0 | 0 | 0 | 0 | 0 | 0 | 0 | 0 | 0 | 0 | 0 | 0 | 0 | 0
F2_Commercial_College (WA)_Existing_Food Preparation_Natural Gas_Broiler_E7 | F2 | Commercial | College (WA) | Existing | Food Preparation | Natural Gas | Broiler | E7 | TRC BC Ratio | 0 | 0 | 0 | 0 | 0 | 0 | 0 | 0 | 0 | 0 | 0 | 0 | 0 | 0 | 0 | 0 | 0 | 0 | 0 | 0 | 0 | 0 | 0 | 0 | 0 | 0 | 0
F2_Commercial_College (WA)_Existing_Food Preparation_Natural Gas_Broiler_E8 | F2 | Commercial | College (WA) | Existing | Food Preparation | Natural Gas | Broiler | E8 | TRC BC Ratio | 0 | 0 | 0 | 0 | 0 | 0 | 0 | 0 | 0 | 0 | 0 | 0 | 0 | 0 | 0 | 0 | 0 | 0 | 0 | 0 | 0 | 0 | 0 | 0 | 0 | 0 | 0
F2_Commercial_College (WA)_Existing_Food Preparation_Natural Gas_Broiler_E9 | F2 | Commercial | College (WA) | Existing | Food Preparation | Natural Gas | Broiler | E9 | TRC BC Ratio | 0 | 0 | 0 | 0 | 0 | 0 | 0 | 0 | 0 | 0 | 0 | 0 | 0 | 0 | 0 | 0 | 0 | 0 | 0 | 0 | 0 | 0 | 0 | 0 | 0 | 0 | 0
F2_Commercial_College (WA)_Existing_Food Preparation_Natural Gas_Broiler_E10 | F2 | Commercial | College (WA) | Existing | Food Preparation | Natural Gas | Broiler | E10 | TRC BC Ratio | 0 | 0 | 0 | 0 | 0 | 0 | 0 | 0 | 0 | 0 | 0 | 0 | 0 | 0 | 0 | 0 | 0 | 0 | 0 | 0 | 0 | 0 | 0 | 0 | 0 | 0 | 0
F3_Commercial_College (WA)_Existing_Food Preparation_Natural Gas_Broiler_E1 | F3 | Commercial | College (WA) | Existing | Food Preparation | Natural Gas | Broiler | E1 | PACT BC Ratio | [24 empty] | 1 | 1 | 1 | bar: 2019 to 2042
F3_Commercial_College (WA)_Existing_Food Preparation_Natural Gas_Broiler_E2 | F3 | Commercial | College (WA) | Existing | Food Preparation | Natural Gas | Broiler | E2 | PACT BC Ratio | 6.2129 | 6.3694 | 6.5549 | 6.7675 | 7.0079 | 7.3004 | 7.6015 | 7.8997 | 8.1867 | 8.4777 | 8.7093 | 8.9262 | 9.1593 | 9.3875 | 9.5915 | 9.7824 | 9.9536 | 10.1226 | 10.3032 | 10.4793 | 10.6602 | 10.8484 | 11.0385 | 11.2346 | 11.4342 | 11.6373 | 11.8441
F3_Commercial_College (WA)_Existing_Food Preparation_Natural Gas_Broiler_E3 | F3 | Commercial | College (WA) | Existing | Food Preparation | Natural Gas | Broiler | E3 | PACT BC Ratio | 0 | 0 | 0 | 0 | 0 | 0 | 0 | 0 | 0 | 0 | 0 | 0 | 0 | 0 | 0 | 0 | 0 | 0 | 0 | 0 | 0 | 0 | 0 | 0 | 0 | 0 | 0
F3_Commercial_College (WA)_Existing_Food Preparation_Natural Gas_Broiler_E4 | F3 | Commercial | College (WA) | Existing | Food Preparation | Natural Gas | Broiler | E4 | PACT BC Ratio | 0 | 0 | 0 | 0 | 0 | 0 | 0 | 0 | 0 | 0 | 0 | 0 | 0 | 0 | 0 | 0 | 0 | 0 | 0 | 0 | 0 | 0 | 0 | 0 | 0 | 0 | 0
F3_Commercial_College (WA)_Existing_Food Preparation_Natural Gas_Broiler_E5 | F3 | Commercial | College (WA) | Existing | Food Preparation | Natural Gas | Broiler | E5 | PACT BC Ratio | 0 | 0 | 0 | 0 | 0 | 0 | 0 | 0 | 0 | 0 | 0 | 0 | 0 | 0 | 0 | 0 | 0 | 0 | 0 | 0 | 0 | 0 | 0 | 0 | 0 | 0 | 0
F3_Commercial_College (WA)_Existing_Food Preparation_Natural Gas_Broiler_E6 | F3 | Commercial | College (WA) | Existing | Food Preparation | Natural Gas | Broiler | E6 | PACT BC Ratio | 0 | 0 | 0 | 0 | 0 | 0 | 0 | 0 | 0 | 0 | 0 | 0 | 0 | 0 | 0 | 0 | 0 | 0 | 0 | 0 | 0 | 0 | 0 | 0 | 0 | 0 | 0
F3_Commercial_College (WA)_Existing_Food Preparation_Natural Gas_Broiler_E7 | F3 | Commercial | College (WA) | Existing | Food Preparation | Natural Gas | Broiler | E7 | PACT BC Ratio | 0 | 0 | 0 | 0 | 0 | 0 | 0 | 0 | 0 | 0 | 0 | 0 | 0 | 0 | 0 | 0 | 0 | 0 | 0 | 0 | 0 | 0 | 0 | 0 | 0 | 0 | 0
F3_Commercial_College (WA)_Existing_Food Preparation_Natural Gas_Broiler_E8 | F3 | Commercial | College (WA) | Existing | Food Preparation | Natural Gas | Broiler | E8 | PACT BC Ratio | 0 | 0 | 0 | 0 | 0 | 0 | 0 | 0 | 0 | 0 | 0 | 0 | 0 | 0 | 0 | 0 | 0 | 0 | 0 | 0 | 0 | 0 | 0 | 0 | 0 | 0 | 0
F3_Commercial_College (WA)_Existing_Food Preparation_Natural Gas_Broiler_E9 | F3 | Commercial | College (WA) | Existing | Food Preparation | Natural Gas | Broiler | E9 | PACT BC Ratio | 0 | 0 | 0 | 0 | 0 | 0 | 0 | 0 | 0 | 0 | 0 | 0 | 0 | 0 | 0 | 0 | 0 | 0 | 0 | 0 | 0 | 0 | 0 | 0 | 0 | 0 | 0
F3_Commercial_College (WA)_Existing_Food Preparation_Natural Gas_Broiler_E10 | F3 | Commercial | College (WA) | Existing | Food Preparation | Natural Gas | Broiler | E10 | PACT BC Ratio | 0 | 0 | 0 | 0 | 0 | 0 | 0 | 0 | 0 | 0 | 0 | 0 | 0 | 0 | 0 | 0 | 0 | 0 | 0 | 0 | 0 | 0 | 0 | 0 | 0 | 0 | 0
F4_Commercial_College (WA)_Existing_Food Preparation_Natural Gas_Broiler_E1 | F4 | Commercial | College (WA) | Existing | Food Preparation | Natural Gas | Broiler | E1 | RVT BC Ratio | [24 empty] | 1 | 1 | 1 | bar: 2019 to 2042
F4_Commercial_College (WA)_Existing_Food Preparation_Natural Gas_Broiler_E2 | F4 | Commercial | College (WA) | Existing | Food Preparation | Natural Gas | Broiler | E2 | RVT BC Ratio | 4.7524 | 4.8348 | 4.9314 | 5.044 | 5.173 | 5.334 | 5.4955 | 5.6488 | 5.7876 | 5.9222 | 6.0616 | 6.1883 | 6.322 | 6.4485 | 6.5573 | 6.6555 | 6.7386 | 6.818 | 6.9023 | 6.9811 | 7.0602 | 7.1778 | 7.2966 | 7.4193 | 7.544 | 7.671 | 7.8003
F4_Commercial_College (WA)_Existing_Food Preparation_Natural Gas_Broiler_E3 | F4 | Commercial | College (WA) | Existing | Food Preparation | Natural Gas | Broiler | E3 | RVT BC Ratio | 0 | 0 | 0 | 0 | 0 | 0 | 0 | 0 | 0 | 0 | 0 | 0 | 0 | 0 | 0 | 0 | 0 | 0 | 0 | 0 | 0 | 0 | 0 | 0 | 0 | 0 | 0
F4_Commercial_College (WA)_Existing_Food Preparation_Natural Gas_Broiler_E4 | F4 | Commercial | College (WA) | Existing | Food Preparation | Natural Gas | Broiler | E4 | RVT BC Ratio | 0 | 0 | 0 | 0 | 0 | 0 | 0 | 0 | 0 | 0 | 0 | 0 | 0 | 0 | 0 | 0 | 0 | 0 | 0 | 0 | 0 | 0 | 0 | 0 | 0 | 0 | 0
F4_Commercial_College (WA)_Existing_Food Preparation_Natural Gas_Broiler_E5 | F4 | Commercial | College (WA) | Existing | Food Preparation | Natural Gas | Broiler | E5 | RVT BC Ratio | 0 | 0 | 0 | 0 | 0 | 0 | 0 | 0 | 0 | 0 | 0 | 0 | 0 | 0 | 0 | 0 | 0 | 0 | 0 | 0 | 0 | 0 | 0 | 0 | 0 | 0 | 0
F4_Commercial_College (WA)_Existing_Food Preparation_Natural Gas_Broiler_E6 | F4 | Commercial | College (WA) | Existing | Food Preparation | Natural Gas | Broiler | E6 | RVT BC Ratio | 0 | 0 | 0 | 0 | 0 | 0 | 0 | 0 | 0 | 0 | 0 | 0 | 0 | 0 | 0 | 0 | 0 | 0 | 0 | 0 | 0 | 0 | 0 | 0 | 0 | 0 | 0
F4_Commercial_College (WA)_Existing_Food Preparation_Natural Gas_Broiler_E7 | F4 | Commercial | College (WA) | Existing | Food Preparation | Natural Gas | Broiler | E7 | RVT BC Ratio | 0 | 0 | 0 | 0 | 0 | 0 | 0 | 0 | 0 | 0 | 0 | 0 | 0 | 0 | 0 | 0 | 0 | 0 | 0 | 0 | 0 | 0 | 0 | 0 | 0 | 0 | 0
F4_Commercial_College (WA)_Existing_Food Preparation_Natural Gas_Broiler_E8 | F4 | Commercial | College (WA) | Existing | Food Preparation | Natural Gas | Broiler | E8 | RVT BC Ratio | 0 | 0 | 0 | 0 | 0 | 0 | 0 | 0 | 0 | 0 | 0 | 0 | 0 | 0 | 0 | 0 | 0 | 0 | 0 | 0 | 0 | 0 | 0 | 0 | 0 | 0 | 0
F4_Commercial_College (WA)_Existing_Food Preparation_Natural Gas_Broiler_E9 | F4 | Commercial | College (WA) | Existing | Food Preparation | Natural Gas | Broiler | E9 | RVT BC Ratio | 0 | 0 | 0 | 0 | 0 | 0 | 0 | 0 | 0 | 0 | 0 | 0 | 0 | 0 | 0 | 0 | 0 | 0 | 0 | 0 | 0 | 0 | 0 | 0 | 0 | 0 | 0
F4_Commercial_College (WA)_Existing_Food Preparation_Natural Gas_Broiler_E10 | F4 | Commercial | College (WA) | Existing | Food Preparation | Natural Gas | Broiler | E10 | RVT BC Ratio | 0 | 0 | 0 | 0 | 0 | 0 | 0 | 0 | 0 | 0 | 0 | 0 | 0 | 0 | 0 | 0 | 0 | 0 | 0 | 0 | 0 | 0 | 0 | 0 | 0 | 0 | 0
F5_Commercial_College (WA)_Existing_Food Preparation_Natural Gas_Broiler_E1 | F5 | Commercial | College (WA) | Existing | Food Preparation | Natural Gas | Broiler | E1 | RIM BC Ratio | [24 empty] | 1 | 1 | 1 | bar: 2019 to 2042
F5_Commercial_College (WA)_Existing_Food Preparation_Natural Gas_Broiler_E2 | F5 | Commercial | College (WA) | Existing | Food Preparation | Natural Gas | Broiler | E2 | RIM BC Ratio | 0.74696 | 0.75327 | 0.76061 | 0.76841 | 0.77661 | 0.78548 | 0.79468 | 0.8042 | 0.81411 | 0.82452 | 0.82818 | 0.83198 | 0.8362 | 0.84072 | 0.84516 | 0.84964 | 0.85415 | 0.85884 | 0.86377 | 0.8689 | 0.87427 | 0.87552 | 0.87674 | 0.87795 | 0.87915 | 0.88034 | 0.8815
F5_Commercial_College (WA)_Existing_Food Preparation_Natural Gas_Broiler_E3 | F5 | Commercial | College (WA) | Existing | Food Preparation | Natural Gas | Broiler | E3 | RIM BC Ratio | 0 | 0 | 0 | 0 | 0 | 0 | 0 | 0 | 0 | 0 | 0 | 0 | 0 | 0 | 0 | 0 | 0 | 0 | 0 | 0 | 0 | 0 | 0 | 0 | 0 | 0 | 0
F5_Commercial_College (WA)_Existing_Food Preparation_Natural Gas_Broiler_E4 | F5 | Commercial | College (WA) | Existing | Food Preparation | Natural Gas | Broiler | E4 | RIM BC Ratio | 0 | 0 | 0 | 0 | 0 | 0 | 0 | 0 | 0 | 0 | 0 | 0 | 0 | 0 | 0 | 0 | 0 | 0 | 0 | 0 | 0 | 0 | 0 | 0 | 0 | 0 | 0
F5_Commercial_College (WA)_Existing_Food Preparation_Natural Gas_Broiler_E5 | F5 | Commercial | College (WA) | Existing | Food Preparation | Natural Gas | Broiler | E5 | RIM BC Ratio | 0 | 0 | 0 | 0 | 0 | 0 | 0 | 0 | 0 | 0 | 0 | 0 | 0 | 0 | 0 | 0 | 0 | 0 | 0 | 0 | 0 | 0 | 0 | 0 | 0 | 0 | 0
F5_Commercial_College (WA)_Existing_Food Preparation_Natural Gas_Broiler_E6 | F5 | Commercial | College (WA) | Existing | Food Preparation | Natural Gas | Broiler | E6 | RIM BC Ratio | 0 | 0 | 0 | 0 | 0 | 0 | 0 | 0 | 0 | 0 | 0 | 0 | 0 | 0 | 0 | 0 | 0 | 0 | 0 | 0 | 0 | 0 | 0 | 0 | 0 | 0 | 0
F5_Commercial_College (WA)_Existing_Food Preparation_Natural Gas_Broiler_E7 | F5 | Commercial | College (WA) | Existing | Food Preparation | Natural Gas | Broiler | E7 | RIM BC Ratio | 0 | 0 | 0 | 0 | 0 | 0 | 0 | 0 | 0 | 0 | 0 | 0 | 0 | 0 | 0 | 0 | 0 | 0 | 0 | 0 | 0 | 0 | 0 | 0 | 0 | 0 | 0
F5_Commercial_College (WA)_Existing_Food Preparation_Natural Gas_Broiler_E8 | F5 | Commercial | College (WA) | Existing | Food Preparation | Natural Gas | Broiler | E8 | RIM BC Ratio | 0 | 0 | 0 | 0 | 0 | 0 | 0 | 0 | 0 | 0 | 0 | 0 | 0 | 0 | 0 | 0 | 0 | 0 | 0 | 0 | 0 | 0 | 0 | 0 | 0 | 0 | 0
F5_Commercial_College (WA)_Existing_Food Preparation_Natural Gas_Broiler_E9 | F5 | Commercial | College (WA) | Existing | Food Preparation | Natural Gas | Broiler | E9 | RIM BC Ratio | 0 | 0 | 0 | 0 | 0 | 0 | 0 | 0 | 0 | 0 | 0 | 0 | 0 | 0 | 0 | 0 | 0 | 0 | 0 | 0 | 0 | 0 | 0 | 0 | 0 | 0 | 0
F5_Commercial_College (WA)_Existing_Food Preparation_Natural Gas_Broiler_E10 | F5 | Commercial | College (WA) | Existing | Food Preparation | Natural Gas | Broiler | E10 | RIM BC Ratio | 0 | 0 | 0 | 0 | 0 | 0 | 0 | 0 | 0 | 0 | 0 | 0 | 0 | 0 | 0 | 0 | 0 | 0 | 0 | 0 | 0 | 0 | 0 | 0 | 0 | 0 | 0
F0_Commercial_College (WA)_Existing_Food Preparation_Natural Gas_Griddle_E0 | F0 | Commercial | College (WA) | Existing | Food Preparation | Natural Gas | Griddle | E0 | Economic Unit | ENERGY STAR | ENERGY STAR | ENERGY STAR | ENERGY STAR | ENERGY STAR | ENERGY STAR | ENERGY STAR | ENERGY STAR | ENERGY STAR | ENERGY STAR | ENERGY STAR | ENERGY STAR | ENERGY STAR | ENERGY STAR | ENERGY STAR | ENERGY STAR | ENERGY STAR | ENERGY STAR | ENERGY STAR | ENERGY STAR | ENERGY STAR | ENERGY STAR | ENERGY STAR | ENERGY STAR | ENERGY STAR | ENERGY STAR | ENERGY STAR
F1_Commercial_College (WA)_Existing_Food Preparation_Natural Gas_Griddle_E1 | F1 | Commercial | College (WA) | Existing | Food Preparation | Natural Gas | Griddle | E1 | CCE | 0 | 0 | 0 | 0 | 0 | 0 | 0 | 0 | 0 | 0 | 0 | 0 | 0 | 0 | 0 | 0 | 0 | 0 | 0 | 0 | 0 | 0 | 0 | 0 | 0 | 0 | 0
F1_Commercial_College (WA)_Existing_Food Preparation_Natural Gas_Griddle_E2 | F1 | Commercial | College (WA) | Existing | Food Preparation | Natural Gas | Griddle | E2 | CCE | 0.00091307 | 0.00091307 | 0.00091307 | 0.00091307 | 0.00091307 | 0.00091307 | 0.00091307 | 0.00091307 | 0.00091307 | 0.00091307 | 0.00091307 | 0.00091307 | 0.00091307 | 0.00091307 | 0.00091307 | 0.00091307 | 0.00091307 | 0.00091307 | 0.00091307 | 0.00091307 | 0.00091307 | 0.00091307 | 0.00091307 | 0.00091307 | 0.00091307 | 0.00091307 | 0.00091307
F1_Commercial_College (WA)_Existing_Food Preparation_Natural Gas_Griddle_E3 | F1 | Commercial | College (WA) | Existing | Food Preparation | Natural Gas | Griddle | E3 | CCE | 0 | 0 | 0 | 0 | 0 | 0 | 0 | 0 | 0 | 0 | 0 | 0 | 0 | 0 | 0 | 0 | 0 | 0 | 0 | 0 | 0 | 0 | 0 | 0 | 0 | 0 | 0
F1_Commercial_College (WA)_Existing_Food Preparation_Natural Gas_Griddle_E4 | F1 | Commercial | College (WA) | Existing | Food Preparation | Natural Gas | Griddle | E4 | CCE | 0 | 0 | 0 | 0 | 0 | 0 | 0 | 0 | 0 | 0 | 0 | 0 | 0 | 0 | 0 | 0 | 0 | 0 | 0 | 0 | 0 | 0 | 0 | 0 | 0 | 0 | 0
F1_Commercial_College (WA)_Existing_Food Preparation_Natural Gas_Griddle_E5 | F1 | Commercial | College (WA) | Existing | Food Preparation | Natural Gas | Griddle | E5 | CCE | 0 | 0 | 0 | 0 | 0 | 0 | 0 | 0 | 0 | 0 | 0 | 0 | 0 | 0 | 0 | 0 | 0 | 0 | 0 | 0 | 0 | 0 | 0 | 0 | 0 | 0 | 0
F1_Commercial_College (WA)_Existing_Food Preparation_Natural Gas_Griddle_E6 | F1 | Commercial | College (WA) | Existing | Food Preparation | Natural Gas | Griddle | E6 | CCE | 0 | 0 | 0 | 0 | 0 | 0 | 0 | 0 | 0 | 0 | 0 | 0 | 0 | 0 | 0 | 0 | 0 | 0 | 0 | 0 | 0 | 0 | 0 | 0 | 0 | 0 | 0
F1_Commercial_College (WA)_Existing_Food Preparation_Natural Gas_Griddle_E7 | F1 | Commercial | College (WA) | Existing | Food Preparation | Natural Gas | Griddle | E7 | CCE | 0 | 0 | 0 | 0 | 0 | 0 | 0 | 0 | 0 | 0 | 0 | 0 | 0 | 0 | 0 | 0 | 0 | 0 | 0 | 0 | 0 | 0 | 0 | 0 | 0 | 0 | 0
F1_Commercial_College (WA)_Existing_Food Preparation_Natural Gas_Griddle_E8 | F1 | Commercial | College (WA) | Existing | Food Preparation | Natural Gas | Griddle | E8 | CCE | 0 | 0 | 0 | 0 | 0 | 0 | 0 | 0 | 0 | 0 | 0 | 0 | 0 | 0 | 0 | 0 | 0 | 0 | 0 | 0 | 0 | 0 | 0 | 0 | 0 | 0 | 0
F1_Commercial_College (WA)_Existing_Food Preparation_Natural Gas_Griddle_E9 | F1 | Commercial | College (WA) | Existing | Food Preparation | Natural Gas | Griddle | E9 | CCE | 0 | 0 | 0 | 0 | 0 | 0 | 0 | 0 | 0 | 0 | 0 | 0 | 0 | 0 | 0 | 0 | 0 | 0 | 0 | 0 | 0 | 0 | 0 | 0 | 0 | 0 | 0
F1_Commercial_College (WA)_Existing_Food Preparation_Natural Gas_Griddle_E10 | F1 | Commercial | College (WA) | Existing | Food Preparation | Natural Gas | Griddle | E10 | CCE | 0 | 0 | 0 | 0 | 0 | 0 | 0 | 0 | 0 | 0 | 0 | 0 | 0 | 0 | 0 | 0 | 0 | 0 | 0 | 0 | 0 | 0 | 0 | 0 | 0 | 0 | 0
F2_Commercial_College (WA)_Existing_Food Preparation_Natural Gas_Griddle_E1 | F2 | Commercial | College (WA) | Existing | Food Preparation | Natural Gas | Griddle | E1 | TRC BC Ratio | [24 empty] | 1 | 1 | 1 | bar: 2019 to 2042
F2_Commercial_College (WA)_Existing_Food Preparation_Natural Gas_Griddle_E2 | F2 | Commercial | College (WA) | Existing | Food Preparation | Natural Gas | Griddle | E2 | TRC BC Ratio | 3.8979 | 3.9961 | 4.1125 | 4.2458 | 4.3967 | 4.5802 | 4.7691 | 4.9561 | 5.1362 | 5.3188 | 5.4641 | 5.6002 | 5.7464 | 5.8896 | 6.0176 | 6.1373 | 6.2447 | 6.3508 | 6.4641 | 6.5746 | 6.6881 | 6.8061 | 6.9254 | 7.0484 | 7.1736 | 7.3011 | 7.4308
F2_Commercial_College (WA)_Existing_Food Preparation_Natural Gas_Griddle_E3 | F2 | Commercial | College (WA) | Existing | Food Preparation | Natural Gas | Griddle | E3 | TRC BC Ratio | 0 | 0 | 0 | 0 | 0 | 0 | 0 | 0 | 0 | 0 | 0 | 0 | 0 | 0 | 0 | 0 | 0 | 0 | 0 | 0 | 0 | 0 | 0 | 0 | 0 | 0 | 0
F2_Commercial_College (WA)_Existing_Food Preparation_Natural Gas_Griddle_E4 | F2 | Commercial | College (WA) | Existing | Food Preparation | Natural Gas | Griddle | E4 | TRC BC Ratio | 0 | 0 | 0 | 0 | 0 | 0 | 0 | 0 | 0 | 0 | 0 | 0 | 0 | 0 | 0 | 0 | 0 | 0 | 0 | 0 | 0 | 0 | 0 | 0 | 0 | 0 | 0
F2_Commercial_College (WA)_Existing_Food Preparation_Natural Gas_Griddle_E5 | F2 | Commercial | College (WA) | Existing | Food Preparation | Natural Gas | Griddle | E5 | TRC BC Ratio | 0 | 0 | 0 | 0 | 0 | 0 | 0 | 0 | 0 | 0 | 0 | 0 | 0 | 0 | 0 | 0 | 0 | 0 | 0 | 0 | 0 | 0 | 0 | 0 | 0 | 0 | 0
F2_Commercial_College (WA)_Existing_Food Preparation_Natural Gas_Griddle_E6 | F2 | Commercial | College (WA) | Existing | Food Preparation | Natural Gas | Griddle | E6 | TRC BC Ratio | 0 | 0 | 0 | 0 | 0 | 0 | 0 | 0 | 0 | 0 | 0 | 0 | 0 | 0 | 0 | 0 | 0 | 0 | 0 | 0 | 0 | 0 | 0 | 0 | 0 | 0 | 0
F2_Commercial_College (WA)_Existing_Food Preparation_Natural Gas_Griddle_E7 | F2 | Commercial | College (WA) | Existing | Food Preparation | Natural Gas | Griddle | E7 | TRC BC Ratio | 0 | 0 | 0 | 0 | 0 | 0 | 0 | 0 | 0 | 0 | 0 | 0 | 0 | 0 | 0 | 0 | 0 | 0 | 0 | 0 | 0 | 0 | 0 | 0 | 0 | 0 | 0
F2_Commercial_College (WA)_Existing_Food Preparation_Natural Gas_Griddle_E8 | F2 | Commercial | College (WA) | Existing | Food Preparation | Natural Gas | Griddle | E8 | TRC BC Ratio | 0 | 0 | 0 | 0 | 0 | 0 | 0 | 0 | 0 | 0 | 0 | 0 | 0 | 0 | 0 | 0 | 0 | 0 | 0 | 0 | 0 | 0 | 0 | 0 | 0 | 0 | 0
F2_Commercial_College (WA)_Existing_Food Preparation_Natural Gas_Griddle_E9 | F2 | Commercial | College (WA) | Existing | Food Preparation | Natural Gas | Griddle | E9 | TRC BC Ratio | 0 | 0 | 0 | 0 | 0 | 0 | 0 | 0 | 0 | 0 | 0 | 0 | 0 | 0 | 0 | 0 | 0 | 0 | 0 | 0 | 0 | 0 | 0 | 0 | 0 | 0 | 0
F2_Commercial_College (WA)_Existing_Food Preparation_Natural Gas_Griddle_E10 | F2 | Commercial | College (WA) | Existing | Food Preparation | Natural Gas | Griddle | E10 | TRC BC Ratio | 0 | 0 | 0 | 0 | 0 | 0 | 0 | 0 | 0 | 0 | 0 | 0 | 0 | 0 | 0 | 0 | 0 | 0 | 0 | 0 | 0 | 0 | 0 | 0 | 0 | 0 | 0
F3_Commercial_College (WA)_Existing_Food Preparation_Natural Gas_Griddle_E1 | F3 | Commercial | College (WA) | Existing | Food Preparation | Natural Gas | Griddle | E1 | PACT BC Ratio | [24 empty] | 1 | 1 | 1 | bar: 2019 to 2042
F3_Commercial_College (WA)_Existing_Food Preparation_Natural Gas_Griddle_E2 | F3 | Commercial | College (WA) | Existing | Food Preparation | Natural Gas | Griddle | E2 | PACT BC Ratio | 7.8556 | 8.0536 | 8.2881 | 8.5569 | 8.8609 | 9.2307 | 9.6114 | 9.9884 | 10.3513 | 10.7193 | 11.0121 | 11.2864 | 11.5811 | 11.8696 | 12.1276 | 12.3689 | 12.5854 | 12.7992 | 13.0274 | 13.2501 | 13.4789 | 13.7168 | 13.9571 | 14.2051 | 14.4575 | 14.7143 | 14.9757
F3_Commercial_College (WA)_Existing_Food Preparation_Natural Gas_Griddle_E3 | F3 | Commercial | College (WA) | Existing | Food Preparation | Natural Gas | Griddle | E3 | PACT BC Ratio | 0 | 0 | 0 | 0 | 0 | 0 | 0 | 0 | 0 | 0 | 0 | 0 | 0 | 0 | 0 | 0 | 0 | 0 | 0 | 0 | 0 | 0 | 0 | 0 | 0 | 0 | 0
F3_Commercial_College (WA)_Existing_Food Preparation_Natural Gas_Griddle_E4 | F3 | Commercial | College (WA) | Existing | Food Preparation | Natural Gas | Griddle | E4 | PACT BC Ratio | 0 | 0 | 0 | 0 | 0 | 0 | 0 | 0 | 0 | 0 | 0 | 0 | 0 | 0 | 0 | 0 | 0 | 0 | 0 | 0 | 0 | 0 | 0 | 0 | 0 | 0 | 0
F3_Commercial_College (WA)_Existing_Food Preparation_Natural Gas_Griddle_E5 | F3 | Commercial | College (WA) | Existing | Food Preparation | Natural Gas | Griddle | E5 | PACT BC Ratio | 0 | 0 | 0 | 0 | 0 | 0 | 0 | 0 | 0 | 0 | 0 | 0 | 0 | 0 | 0 | 0 | 0 | 0 | 0 | 0 | 0 | 0 | 0 | 0 | 0 | 0 | 0
F3_Commercial_College (WA)_Existing_Food Preparation_Natural Gas_Griddle_E6 | F3 | Commercial | College (WA) | Existing | Food Preparation | Natural Gas | Griddle | E6 | PACT BC Ratio | 0 | 0 | 0 | 0 | 0 | 0 | 0 | 0 | 0 | 0 | 0 | 0 | 0 | 0 | 0 | 0 | 0 | 0 | 0 | 0 | 0 | 0 | 0 | 0 | 0 | 0 | 0
F3_Commercial_College (WA)_Existing_Food Preparation_Natural Gas_Griddle_E7 | F3 | Commercial | College (WA) | Existing | Food Preparation | Natural Gas | Griddle | E7 | PACT BC Ratio | 0 | 0 | 0 | 0 | 0 | 0 | 0 | 0 | 0 | 0 | 0 | 0 | 0 | 0 | 0 | 0 | 0 | 0 | 0 | 0 | 0 | 0 | 0 | 0 | 0 | 0 | 0
F3_Commercial_College (WA)_Existing_Food Preparation_Natural Gas_Griddle_E8 | F3 | Commercial | College (WA) | Existing | Food Preparation | Natural Gas | Griddle | E8 | PACT BC Ratio | 0 | 0 | 0 | 0 | 0 | 0 | 0 | 0 | 0 | 0 | 0 | 0 | 0 | 0 | 0 | 0 | 0 | 0 | 0 | 0 | 0 | 0 | 0 | 0 | 0 | 0 | 0
F3_Commercial_College (WA)_Existing_Food Preparation_Natural Gas_Griddle_E9 | F3 | Commercial | College (WA) | Existing | Food Preparation | Natural Gas | Griddle | E9 | PACT BC Ratio | 0 | 0 | 0 | 0 | 0 | 0 | 0 | 0 | 0 | 0 | 0 | 0 | 0 | 0 | 0 | 0 | 0 | 0 | 0 | 0 | 0 | 0 | 0 | 0 | 0 | 0 | 0
F3_Commercial_College (WA)_Existing_Food Preparation_Natural Gas_Griddle_E10 | F3 | Commercial | College (WA) | Existing | Food Preparation | Natural Gas | Griddle | E10 | PACT BC Ratio | 0 | 0 | 0 | 0 | 0 | 0 | 0 | 0 | 0 | 0 | 0 | 0 | 0 | 0 | 0 | 0 | 0 | 0 | 0 | 0 | 0 | 0 | 0 | 0 | 0 | 0 | 0
F4_Commercial_College (WA)_Existing_Food Preparation_Natural Gas_Griddle_E1 | F4 | Commercial | College (WA) | Existing | Food Preparation | Natural Gas | Griddle | E1 | RVT BC Ratio | [24 empty] | 1 | 1 | 1 | bar: 2019 to 2042
F4_Commercial_College (WA)_Existing_Food Preparation_Natural Gas_Griddle_E2 | F4 | Commercial | College (WA) | Existing | Food Preparation | Natural Gas | Griddle | E2 | RVT BC Ratio | 5.9045 | 6.0086 | 6.1307 | 6.2731 | 6.4362 | 6.6398 | 6.844 | 7.0379 | 7.2134 | 7.3835 | 7.5597 | 7.7199 | 7.889 | 8.049 | 8.1866 | 8.3107 | 8.4158 | 8.5161 | 8.6228 | 8.7224 | 8.8224 | 8.9711 | 9.1214 | 9.2764 | 9.4342 | 9.5948 | 9.7582
F4_Commercial_College (WA)_Existing_Food Preparation_Natural Gas_Griddle_E3 | F4 | Commercial | College (WA) | Existing | Food Preparation | Natural Gas | Griddle | E3 | RVT BC Ratio | 0 | 0 | 0 | 0 | 0 | 0 | 0 | 0 | 0 | 0 | 0 | 0 | 0 | 0 | 0 | 0 | 0 | 0 | 0 | 0 | 0 | 0 | 0 | 0 | 0 | 0 | 0
F4_Commercial_College (WA)_Existing_Food Preparation_Natural Gas_Griddle_E4 | F4 | Commercial | College (WA) | Existing | Food Preparation | Natural Gas | Griddle | E4 | RVT BC Ratio | 0 | 0 | 0 | 0 | 0 | 0 | 0 | 0 | 0 | 0 | 0 | 0 | 0 | 0 | 0 | 0 | 0 | 0 | 0 | 0 | 0 | 0 | 0 | 0 | 0 | 0 | 0
F4_Commercial_College (WA)_Existing_Food Preparation_Natural Gas_Griddle_E5 | F4 | Commercial | College (WA) | Existing | Food Preparation | Natural Gas | Griddle | E5 | RVT BC Ratio | 0 | 0 | 0 | 0 | 0 | 0 | 0 | 0 | 0 | 0 | 0 | 0 | 0 | 0 | 0 | 0 | 0 | 0 | 0 | 0 | 0 | 0 | 0 | 0 | 0 | 0 | 0
F4_Commercial_College (WA)_Existing_Food Preparation_Natural Gas_Griddle_E6 | F4 | Commercial | College (WA) | Existing | Food Preparation | Natural Gas | Griddle | E6 | RVT BC Ratio | 0 | 0 | 0 | 0 | 0 | 0 | 0 | 0 | 0 | 0 | 0 | 0 | 0 | 0 | 0 | 0 | 0 | 0 | 0 | 0 | 0 | 0 | 0 | 0 | 0 | 0 | 0
F4_Commercial_College (WA)_Existing_Food Preparation_Natural Gas_Griddle_E7 | F4 | Commercial | College (WA) | Existing | Food Preparation | Natural Gas | Griddle | E7 | RVT BC Ratio | 0 | 0 | 0 | 0 | 0 | 0 | 0 | 0 | 0 | 0 | 0 | 0 | 0 | 0 | 0 | 0 | 0 | 0 | 0 | 0 | 0 | 0 | 0 | 0 | 0 | 0 | 0
F4_Commercial_College (WA)_Existing_Food Preparation_Natural Gas_Griddle_E8 | F4 | Commercial | College (WA) | Existing | Food Preparation | Natural Gas | Griddle | E8 | RVT BC Ratio | 0 | 0 | 0 | 0 | 0 | 0 | 0 | 0 | 0 | 0 | 0 | 0 | 0 | 0 | 0 | 0 | 0 | 0 | 0 | 0 | 0 | 0 | 0 | 0 | 0 | 0 | 0
F4_Commercial_College (WA)_Existing_Food Preparation_Natural Gas_Griddle_E9 | F4 | Commercial | College (WA) | Existing | Food Preparation | Natural Gas | Griddle | E9 | RVT BC Ratio | 0 | 0 | 0 | 0 | 0 | 0 | 0 | 0 | 0 | 0 | 0 | 0 | 0 | 0 | 0 | 0 | 0 | 0 | 0 | 0 | 0 | 0 | 0 | 0 | 0 | 0 | 0
F4_Commercial_College (WA)_Existing_Food Preparation_Natural Gas_Griddle_E10 | F4 | Commercial | College (WA) | Existing | Food Preparation | Natural Gas | Griddle | E10 | RVT BC Ratio | 0 | 0 | 0 | 0 | 0 | 0 | 0 | 0 | 0 | 0 | 0 | 0 | 0 | 0 | 0 | 0 | 0 | 0 | 0 | 0 | 0 | 0 | 0 | 0 | 0 | 0 | 0
F5_Commercial_College (WA)_Existing_Food Preparation_Natural Gas_Griddle_E1 | F5 | Commercial | College (WA) | Existing | Food Preparation | Natural Gas | Griddle | E1 | RIM BC Ratio | [24 empty] | 1 | 1 | 1 | bar: 2019 to 2042
F5_Commercial_College (WA)_Existing_Food Preparation_Natural Gas_Griddle_E2 | F5 | Commercial | College (WA) | Existing | Food Preparation | Natural Gas | Griddle | E2 | RIM BC Ratio | 0.76623 | 0.77237 | 0.77953 | 0.7871 | 0.79503 | 0.80356 | 0.81244 | 0.8217 | 0.8314 | 0.84164 | 0.84499 | 0.84852 | 0.85247 | 0.85677 | 0.86103 | 0.86535 | 0.86976 | 0.87435 | 0.87918 | 0.88423 | 0.88953 | 0.89055 | 0.89155 | 0.89254 | 0.89352 | 0.89449 | 0.89544
F5_Commercial_College (WA)_Existing_Food Preparation_Natural Gas_Griddle_E3 | F5 | Commercial | College (WA) | Existing | Food Preparation | Natural Gas | Griddle | E3 | RIM BC Ratio | 0 | 0 | 0 | 0 | 0 | 0 | 0 | 0 | 0 | 0 | 0 | 0 | 0 | 0 | 0 | 0 | 0 | 0 | 0 | 0 | 0 | 0 | 0 | 0 | 0 | 0 | 0
F5_Commercial_College (WA)_Existing_Food Preparation_Natural Gas_Griddle_E4 | F5 | Commercial | College (WA) | Existing | Food Preparation | Natural Gas | Griddle | E4 | RIM BC Ratio | 0 | 0 | 0 | 0 | 0 | 0 | 0 | 0 | 0 | 0 | 0 | 0 | 0 | 0 | 0 | 0 | 0 | 0 | 0 | 0 | 0 | 0 | 0 | 0 | 0 | 0 | 0
F5_Commercial_College (WA)_Existing_Food Preparation_Natural Gas_Griddle_E5 | F5 | Commercial | College (WA) | Existing | Food Preparation | Natural Gas | Griddle | E5 | RIM BC Ratio | 0 | 0 | 0 | 0 | 0 | 0 | 0 | 0 | 0 | 0 | 0 | 0 | 0 | 0 | 0 | 0 | 0 | 0 | 0 | 0 | 0 | 0 | 0 | 0 | 0 | 0 | 0
F5_Commercial_College (WA)_Existing_Food Preparation_Natural Gas_Griddle_E6 | F5 | Commercial | College (WA) | Existing | Food Preparation | Natural Gas | Griddle | E6 | RIM BC Ratio | 0 | 0 | 0 | 0 | 0 | 0 | 0 | 0 | 0 | 0 | 0 | 0 | 0 | 0 | 0 | 0 | 0 | 0 | 0 | 0 | 0 | 0 | 0 | 0 | 0 | 0 | 0
F5_Commercial_College (WA)_Existing_Food Preparation_Natural Gas_Griddle_E7 | F5 | Commercial | College (WA) | Existing | Food Preparation | Natural Gas | Griddle | E7 | RIM BC Ratio | 0 | 0 | 0 | 0 | 0 | 0 | 0 | 0 | 0 | 0 | 0 | 0 | 0 | 0 | 0 | 0 | 0 | 0 | 0 | 0 | 0 | 0 | 0 | 0 | 0 | 0 | 0
F5_Commercial_College (WA)_Existing_Food Preparation_Natural Gas_Griddle_E8 | F5 | Commercial | College (WA) | Existing | Food Preparation | Natural Gas | Griddle | E8 | RIM BC Ratio | 0 | 0 | 0 | 0 | 0 | 0 | 0 | 0 | 0 | 0 | 0 | 0 | 0 | 0 | 0 | 0 | 0 | 0 | 0 | 0 | 0 | 0 | 0 | 0 | 0 | 0 | 0
F5_Commercial_College (WA)_Existing_Food Preparation_Natural Gas_Griddle_E9 | F5 | Commercial | College (WA) | Existing | Food Preparation | Natural Gas | Griddle | E9 | RIM BC Ratio | 0 | 0 | 0 | 0 | 0 | 0 | 0 | 0 | 0 | 0 | 0 | 0 | 0 | 0 | 0 | 0 | 0 | 0 | 0 | 0 | 0 | 0 | 0 | 0 | 0 | 0 | 0
F5_Commercial_College (WA)_Existing_Food Preparation_Natural Gas_Griddle_E10 | F5 | Commercial | College (WA) | Existing | Food Preparation | Natural Gas | Griddle | E10 | RIM BC Ratio | 0 | 0 | 0 | 0 | 0 | 0 | 0 | 0 | 0 | 0 | 0 | 0 | 0 | 0 | 0 | 0 | 0 | 0 | 0 | 0 | 0 | 0 | 0 | 0 | 0 | 0 | 0
F0_Commercial_College (WA)_Existing_Food Preparation_Natural Gas_Range_E0 | F0 | Commercial | College (WA) | Existing | Food Preparation | Natural Gas | Range | E0 | Economic Unit | High Efficiency | High Efficiency | High Efficiency | High Efficiency | High Efficiency | High Efficiency | High Efficiency | High Efficiency | High Efficiency | High Efficiency | High Efficiency | High Efficiency | High Efficiency | High Efficiency | High Efficiency | High Efficiency | High Efficiency | High Efficiency | High Efficiency | High Efficiency | High Efficiency | High Efficiency | High Efficiency | High Efficiency | High Efficiency | High Efficiency | High Efficiency
F1_Commercial_College (WA)_Existing_Food Preparation_Natural Gas_Range_E1 | F1 | Commercial | College (WA) | Existing | Food Preparation | Natural Gas | Range | E1 | CCE | 0 | 0 | 0 | 0 | 0 | 0 | 0 | 0 | 0 | 0 | 0 | 0 | 0 | 0 | 0 | 0 | 0 | 0 | 0 | 0 | 0 | 0 | 0 | 0 | 0 | 0 | 0
F1_Commercial_College (WA)_Existing_Food Preparation_Natural Gas_Range_E2 | F1 | Commercial | College (WA) | Existing | Food Preparation | Natural Gas | Range | E2 | CCE | 0.00030265 | 0.00030265 | 0.00030265 | 0.00030265 | 0.00030265 | 0.00030265 | 0.00030265 | 0.00030265 | 0.00030265 | 0.00030265 | 0.00030265 | 0.00030265 | 0.00030265 | 0.00030265 | 0.00030265 | 0.00030265 | 0.00030265 | 0.00030265 | 0.00030265 | 0.00030265 | 0.00030265 | 0.00030265 | 0.00030265 | 0.00030265 | 0.00030265 | 0.00030265 | 0.00030265
F1_Commercial_College (WA)_Existing_Food Preparation_Natural Gas_Range_E3 | F1 | Commercial | College (WA) | Existing | Food Preparation | Natural Gas | Range | E3 | CCE | 0 | 0 | 0 | 0 | 0 | 0 | 0 | 0 | 0 | 0 | 0 | 0 | 0 | 0 | 0 | 0 | 0 | 0 | 0 | 0 | 0 | 0 | 0 | 0 | 0 | 0 | 0
F1_Commercial_College (WA)_Existing_Food Preparation_Natural Gas_Range_E4 | F1 | Commercial | College (WA) | Existing | Food Preparation | Natural Gas | Range | E4 | CCE | 0 | 0 | 0 | 0 | 0 | 0 | 0 | 0 | 0 | 0 | 0 | 0 | 0 | 0 | 0 | 0 | 0 | 0 | 0 | 0 | 0 | 0 | 0 | 0 | 0 | 0 | 0
F1_Commercial_College (WA)_Existing_Food Preparation_Natural Gas_Range_E5 | F1 | Commercial | College (WA) | Existing | Food Preparation | Natural Gas | Range | E5 | CCE | 0 | 0 | 0 | 0 | 0 | 0 | 0 | 0 | 0 | 0 | 0 | 0 | 0 | 0 | 0 | 0 | 0 | 0 | 0 | 0 | 0 | 0 | 0 | 0 | 0 | 0 | 0
F1_Commercial_College (WA)_Existing_Food Preparation_Natural Gas_Range_E6 | F1 | Commercial | College (WA) | Existing | Food Preparation | Natural Gas | Range | E6 | CCE | 0 | 0 | 0 | 0 | 0 | 0 | 0 | 0 | 0 | 0 | 0 | 0 | 0 | 0 | 0 | 0 | 0 | 0 | 0 | 0 | 0 | 0 | 0 | 0 | 0 | 0 | 0
F1_Commercial_College (WA)_Existing_Food Preparation_Natural Gas_Range_E7 | F1 | Commercial | College (WA) | Existing | Food Preparation | Natural Gas | Range | E7 | CCE | 0 | 0 | 0 | 0 | 0 | 0 | 0 | 0 | 0 | 0 | 0 | 0 | 0 | 0 | 0 | 0 | 0 | 0 | 0 | 0 | 0 | 0 | 0 | 0 | 0 | 0 | 0
F1_Commercial_College (WA)_Existing_Food Preparation_Natural Gas_Range_E8 | F1 | Commercial | College (WA) | Existing | Food Preparation | Natural Gas | Range | E8 | CCE | 0 | 0 | 0 | 0 | 0 | 0 | 0 | 0 | 0 | 0 | 0 | 0 | 0 | 0 | 0 | 0 | 0 | 0 | 0 | 0 | 0 | 0 | 0 | 0 | 0 | 0 | 0
F1_Commercial_College (WA)_Existing_Food Preparation_Natural Gas_Range_E9 | F1 | Commercial | College (WA) | Existing | Food Preparation | Natural Gas | Range | E9 | CCE | 0 | 0 | 0 | 0 | 0 | 0 | 0 | 0 | 0 | 0 | 0 | 0 | 0 | 0 | 0 | 0 | 0 | 0 | 0 | 0 | 0 | 0 | 0 | 0 | 0 | 0 | 0
F1_Commercial_College (WA)_Existing_Food Preparation_Natural Gas_Range_E10 | F1 | Commercial | College (WA) | Existing | Food Preparation | Natural Gas | Range | E10 | CCE | 0 | 0 | 0 | 0 | 0 | 0 | 0 | 0 | 0 | 0 | 0 | 0 | 0 | 0 | 0 | 0 | 0 | 0 | 0 | 0 | 0 | 0 | 0 | 0 | 0 | 0 | 0
F2_Commercial_College (WA)_Existing_Food Preparation_Natural Gas_Range_E1 | F2 | Commercial | College (WA) | Existing | Food Preparation | Natural Gas | Range | E1 | TRC BC Ratio | [24 empty] | 1 | 1 | 1 | bar: 2019 to 2042
F2_Commercial_College (WA)_Existing_Food Preparation_Natural Gas_Range_E2 | F2 | Commercial | College (WA) | Existing | Food Preparation | Natural Gas | Range | E2 | TRC BC Ratio | 11.459 | 11.7236 | 12.0563 | 12.4489 | 12.9054 | 13.4811 | 14.0807 | 14.6786 | 15.2553 | 15.84 | 16.2963 | 16.7207 | 17.1783 | 17.6241 | 18.0172 | 18.3812 | 18.7023 | 19.0178 | 19.3572 | 19.6863 | 20.0248 | 20.3779 | 20.7343 | 21.1026 | 21.4775 | 21.8591 | 22.2474
F2_Commercial_College (WA)_Existing_Food Preparation_Natural Gas_Range_E3 | F2 | Commercial | College (WA) | Existing | Food Preparation | Natural Gas | Range | E3 | TRC BC Ratio | 0 | 0 | 0 | 0 | 0 | 0 | 0 | 0 | 0 | 0 | 0 | 0 | 0 | 0 | 0 | 0 | 0 | 0 | 0 | 0 | 0 | 0 | 0 | 0 | 0 | 0 | 0
F2_Commercial_College (WA)_Existing_Food Preparation_Natural Gas_Range_E4 | F2 | Commercial | College (WA) | Existing | Food Preparation | Natural Gas | Range | E4 | TRC BC Ratio | 0 | 0 | 0 | 0 | 0 | 0 | 0 | 0 | 0 | 0 | 0 | 0 | 0 | 0 | 0 | 0 | 0 | 0 | 0 | 0 | 0 | 0 | 0 | 0 | 0 | 0 | 0
F2_Commercial_College (WA)_Existing_Food Preparation_Natural Gas_Range_E5 | F2 | Commercial | College (WA) | Existing | Food Preparation | Natural Gas | Range | E5 | TRC BC Ratio | 0 | 0 | 0 | 0 | 0 | 0 | 0 | 0 | 0 | 0 | 0 | 0 | 0 | 0 | 0 | 0 | 0 | 0 | 0 | 0 | 0 | 0 | 0 | 0 | 0 | 0 | 0
F2_Commercial_College (WA)_Existing_Food Preparation_Natural Gas_Range_E6 | F2 | Commercial | College (WA) | Existing | Food Preparation | Natural Gas | Range | E6 | TRC BC Ratio | 0 | 0 | 0 | 0 | 0 | 0 | 0 | 0 | 0 | 0 | 0 | 0 | 0 | 0 | 0 | 0 | 0 | 0 | 0 | 0 | 0 | 0 | 0 | 0 | 0 | 0 | 0
F2_Commercial_College (WA)_Existing_Food Preparation_Natural Gas_Range_E7 | F2 | Commercial | College (WA) | Existing | Food Preparation | Natural Gas | Range | E7 | TRC BC Ratio | 0 | 0 | 0 | 0 | 0 | 0 | 0 | 0 | 0 | 0 | 0 | 0 | 0 | 0 | 0 | 0 | 0 | 0 | 0 | 0 | 0 | 0 | 0 | 0 | 0 | 0 | 0
F2_Commercial_College (WA)_Existing_Food Preparation_Natural Gas_Range_E8 | F2 | Commercial | College (WA) | Existing | Food Preparation | Natural Gas | Range | E8 | TRC BC Ratio | 0 | 0 | 0 | 0 | 0 | 0 | 0 | 0 | 0 | 0 | 0 | 0 | 0 | 0 | 0 | 0 | 0 | 0 | 0 | 0 | 0 | 0 | 0 | 0 | 0 | 0 | 0
F2_Commercial_College (WA)_Existing_Food Preparation_Natural Gas_Range_E9 | F2 | Commercial | College (WA) | Existing | Food Preparation | Natural Gas | Range | E9 | TRC BC Ratio | 0 | 0 | 0 | 0 | 0 | 0 | 0 | 0 | 0 | 0 | 0 | 0 | 0 | 0 | 0 | 0 | 0 | 0 | 0 | 0 | 0 | 0 | 0 | 0 | 0 | 0 | 0
F2_Commercial_College (WA)_Existing_Food Preparation_Natural Gas_Range_E10 | F2 | Commercial | College (WA) | Existing | Food Preparation | Natural Gas | Range | E10 | TRC BC Ratio | 0 | 0 | 0 | 0 | 0 | 0 | 0 | 0 | 0 | 0 | 0 | 0 | 0 | 0 | 0 | 0 | 0 | 0 | 0 | 0 | 0 | 0 | 0 | 0 | 0 | 0 | 0
F3_Commercial_College (WA)_Existing_Food Preparation_Natural Gas_Range_E1 | F3 | Commercial | College (WA) | Existing | Food Preparation | Natural Gas | Range | E1 | PACT BC Ratio | [24 empty] | 1 | 1 | 1 | bar: 2019 to 2042
F3_Commercial_College (WA)_Existing_Food Preparation_Natural Gas_Range_E2 | F3 | Commercial | College (WA) | Existing | Food Preparation | Natural Gas | Range | E2 | PACT BC Ratio | 23.0941 | 23.6272 | 24.2979 | 25.089 | 26.009 | 27.1693 | 28.3778 | 29.5828 | 30.7451 | 31.9233 | 32.8429 | 33.6983 | 34.6205 | 35.5189 | 36.3113 | 37.0449 | 37.6919 | 38.3278 | 39.0118 | 39.675 | 40.3573 | 41.0688 | 41.7871 | 42.5295 | 43.285 | 44.054 | 44.8367
F3_Commercial_College (WA)_Existing_Food Preparation_Natural Gas_Range_E3 | F3 | Commercial | College (WA) | Existing | Food Preparation | Natural Gas | Range | E3 | PACT BC Ratio | 0 | 0 | 0 | 0 | 0 | 0 | 0 | 0 | 0 | 0 | 0 | 0 | 0 | 0 | 0 | 0 | 0 | 0 | 0 | 0 | 0 | 0 | 0 | 0 | 0 | 0 | 0
F3_Commercial_College (WA)_Existing_Food Preparation_Natural Gas_Range_E4 | F3 | Commercial | College (WA) | Existing | Food Preparation | Natural Gas | Range | E4 | PACT BC Ratio | 0 | 0 | 0 | 0 | 0 | 0 | 0 | 0 | 0 | 0 | 0 | 0 | 0 | 0 | 0 | 0 | 0 | 0 | 0 | 0 | 0 | 0 | 0 | 0 | 0 | 0 | 0
F3_Commercial_College (WA)_Existing_Food Preparation_Natural Gas_Range_E5 | F3 | Commercial | College (WA) | Existing | Food Preparation | Natural Gas | Range | E5 | PACT BC Ratio | 0 | 0 | 0 | 0 | 0 | 0 | 0 | 0 | 0 | 0 | 0 | 0 | 0 | 0 | 0 | 0 | 0 | 0 | 0 | 0 | 0 | 0 | 0 | 0 | 0 | 0 | 0
F3_Commercial_College (WA)_Existing_Food Preparation_Natural Gas_Range_E6 | F3 | Commercial | College (WA) | Existing | Food Preparation | Natural Gas | Range | E6 | PACT BC Ratio | 0 | 0 | 0 | 0 | 0 | 0 | 0 | 0 | 0 | 0 | 0 | 0 | 0 | 0 | 0 | 0 | 0 | 0 | 0 | 0 | 0 | 0 | 0 | 0 | 0 | 0 | 0
F3_Commercial_College (WA)_Existing_Food Preparation_Natural Gas_Range_E7 | F3 | Commercial | College (WA) | Existing | Food Preparation | Natural Gas | Range | E7 | PACT BC Ratio | 0 | 0 | 0 | 0 | 0 | 0 | 0 | 0 | 0 | 0 | 0 | 0 | 0 | 0 | 0 | 0 | 0 | 0 | 0 | 0 | 0 | 0 | 0 | 0 | 0 | 0 | 0
F3_Commercial_College (WA)_Existing_Food Preparation_Natural Gas_Range_E8 | F3 | Commercial | College (WA) | Existing | Food Preparation | Natural Gas | Range | E8 | PACT BC Ratio | 0 | 0 | 0 | 0 | 0 | 0 | 0 | 0 | 0 | 0 | 0 | 0 | 0 | 0 | 0 | 0 | 0 | 0 | 0 | 0 | 0 | 0 | 0 | 0 | 0 | 0 | 0
F3_Commercial_College (WA)_Existing_Food Preparation_Natural Gas_Range_E9 | F3 | Commercial | College (WA) | Existing | Food Preparation | Natural Gas | Range | E9 | PACT BC Ratio | 0 | 0 | 0 | 0 | 0 | 0 | 0 | 0 | 0 | 0 | 0 | 0 | 0 | 0 | 0 | 0 | 0 | 0 | 0 | 0 | 0 | 0 | 0 | 0 | 0 | 0 | 0
F3_Commercial_College (WA)_Existing_Food Preparation_Natural Gas_Range_E10 | F3 | Commercial | College (WA) | Existing | Food Preparation | Natural Gas | Range | E10 | PACT BC Ratio | 0 | 0 | 0 | 0 | 0 | 0 | 0 | 0 | 0 | 0 | 0 | 0 | 0 | 0 | 0 | 0 | 0 | 0 | 0 | 0 | 0 | 0 | 0 | 0 | 0 | 0 | 0
F4_Commercial_College (WA)_Existing_Food Preparation_Natural Gas_Range_E1 | F4 | Commercial | College (WA) | Existing | Food Preparation | Natural Gas | Range | E1 | RVT BC Ratio | [24 empty] | 1 | 1 | 1 | bar: 2019 to 2042
F4_Commercial_College (WA)_Existing_Food Preparation_Natural Gas_Range_E2 | F4 | Commercial | College (WA) | Existing | Food Preparation | Natural Gas | Range | E2 | RVT BC Ratio | 16.7531 | 17.0254 | 17.3572 | 17.7605 | 18.2403 | 18.8745 | 19.525 | 20.1543 | 20.7336 | 21.2899 | 21.8613 | 22.3718 | 22.9042 | 23.3963 | 23.8108 | 24.1781 | 24.4793 | 24.7632 | 25.0678 | 25.3472 | 25.6267 | 26.0715 | 26.5206 | 26.9847 | 27.4571 | 27.9379 | 28.4272
F4_Commercial_College (WA)_Existing_Food Preparation_Natural Gas_Range_E3 | F4 | Commercial | College (WA) | Existing | Food Preparation | Natural Gas | Range | E3 | RVT BC Ratio | 0 | 0 | 0 | 0 | 0 | 0 | 0 | 0 | 0 | 0 | 0 | 0 | 0 | 0 | 0 | 0 | 0 | 0 | 0 | 0 | 0 | 0 | 0 | 0 | 0 | 0 | 0
F4_Commercial_College (WA)_Existing_Food Preparation_Natural Gas_Range_E4 | F4 | Commercial | College (WA) | Existing | Food Preparation | Natural Gas | Range | E4 | RVT BC Ratio | 0 | 0 | 0 | 0 | 0 | 0 | 0 | 0 | 0 | 0 | 0 | 0 | 0 | 0 | 0 | 0 | 0 | 0 | 0 | 0 | 0 | 0 | 0 | 0 | 0 | 0 | 0
F4_Commercial_College (WA)_Existing_Food Preparation_Natural Gas_Range_E5 | F4 | Commercial | College (WA) | Existing | Food Preparation | Natural Gas | Range | E5 | RVT BC Ratio | 0 | 0 | 0 | 0 | 0 | 0 | 0 | 0 | 0 | 0 | 0 | 0 | 0 | 0 | 0 | 0 | 0 | 0 | 0 | 0 | 0 | 0 | 0 | 0 | 0 | 0 | 0
F4_Commercial_College (WA)_Existing_Food Preparation_Natural Gas_Range_E6 | F4 | Commercial | College (WA) | Existing | Food Preparation | Natural Gas | Range | E6 | RVT BC Ratio | 0 | 0 | 0 | 0 | 0 | 0 | 0 | 0 | 0 | 0 | 0 | 0 | 0 | 0 | 0 | 0 | 0 | 0 | 0 | 0 | 0 | 0 | 0 | 0 | 0 | 0 | 0
F4_Commercial_College (WA)_Existing_Food Preparation_Natural Gas_Range_E7 | F4 | Commercial | College (WA) | Existing | Food Preparation | Natural Gas | Range | E7 | RVT BC Ratio | 0 | 0 | 0 | 0 | 0 | 0 | 0 | 0 | 0 | 0 | 0 | 0 | 0 | 0 | 0 | 0 | 0 | 0 | 0 | 0 | 0 | 0 | 0 | 0 | 0 | 0 | 0
F4_Commercial_College (WA)_Existing_Food Preparation_Natural Gas_Range_E8 | F4 | Commercial | College (WA) | Existing | Food Preparation | Natural Gas | Range | E8 | RVT BC Ratio | 0 | 0 | 0 | 0 | 0 | 0 | 0 | 0 | 0 | 0 | 0 | 0 | 0 | 0 | 0 | 0 | 0 | 0 | 0 | 0 | 0 | 0 | 0 | 0 | 0 | 0 | 0
F4_Commercial_College (WA)_Existing_Food Preparation_Natural Gas_Range_E9 | F4 | Commercial | College (WA) | Existing | Food Preparation | Natural Gas | Range | E9 | RVT BC Ratio | 0 | 0 | 0 | 0 | 0 | 0 | 0 | 0 | 0 | 0 | 0 | 0 | 0 | 0 | 0 | 0 | 0 | 0 | 0 | 0 | 0 | 0 | 0 | 0 | 0 | 0 | 0
F4_Commercial_College (WA)_Existing_Food Preparation_Natural Gas_Range_E10 | F4 | Commercial | College (WA) | Existing | Food Preparation | Natural Gas | Range | E10 | RVT BC Ratio | 0 | 0 | 0 | 0 | 0 | 0 | 0 | 0 | 0 | 0 | 0 | 0 | 0 | 0 | 0 | 0 | 0 | 0 | 0 | 0 | 0 | 0 | 0 | 0 | 0 | 0 | 0
F5_Commercial_College (WA)_Existing_Food Preparation_Natural Gas_Range_E1 | F5 | Commercial | College (WA) | Existing | Food Preparation | Natural Gas | Range | E1 | RIM BC Ratio | [24 empty] | 1 | 1 | 1 | bar: 2019 to 2042
F5_Commercial_College (WA)_Existing_Food Preparation_Natural Gas_Range_E2 | F5 | Commercial | College (WA) | Existing | Food Preparation | Natural Gas | Range | E2 | RIM BC Ratio | 0.81111 | 0.81672 | 0.82403 | 0.83175 | 0.83981 | 0.84811 | 0.85662 | 0.86539 | 0.8745 | 0.88451 | 0.88642 | 0.88894 | 0.89222 | 0.89628 | 0.90046 | 0.90481 | 0.90938 | 0.9142 | 0.9193 | 0.9247 | 0.93042 | 0.9308 | 0.93116 | 0.93152 | 0.93188 | 0.93223 | 0.93257
F5_Commercial_College (WA)_Existing_Food Preparation_Natural Gas_Range_E3 | F5 | Commercial | College (WA) | Existing | Food Preparation | Natural Gas | Range | E3 | RIM BC Ratio | 0 | 0 | 0 | 0 | 0 | 0 | 0 | 0 | 0 | 0 | 0 | 0 | 0 | 0 | 0 | 0 | 0 | 0 | 0 | 0 | 0 | 0 | 0 | 0 | 0 | 0 | 0
F5_Commercial_College (WA)_Existing_Food Preparation_Natural Gas_Range_E4 | F5 | Commercial | College (WA) | Existing | Food Preparation | Natural Gas | Range | E4 | RIM BC Ratio | 0 | 0 | 0 | 0 | 0 | 0 | 0 | 0 | 0 | 0 | 0 | 0 | 0 | 0 | 0 | 0 | 0 | 0 | 0 | 0 | 0 | 0 | 0 | 0 | 0 | 0 | 0
F5_Commercial_College (WA)_Existing_Food Preparation_Natural Gas_Range_E5 | F5 | Commercial | College (WA) | Existing | Food Preparation | Natural Gas | Range | E5 | RIM BC Ratio | 0 | 0 | 0 | 0 | 0 | 0 | 0 | 0 | 0 | 0 | 0 | 0 | 0 | 0 | 0 | 0 | 0 | 0 | 0 | 0 | 0 | 0 | 0 | 0 | 0 | 0 | 0
F5_Commercial_College (WA)_Existing_Food Preparation_Natural Gas_Range_E6 | F5 | Commercial | College (WA) | Existing | Food Preparation | Natural Gas | Range | E6 | RIM BC Ratio | 0 | 0 | 0 | 0 | 0 | 0 | 0 | 0 | 0 | 0 | 0 | 0 | 0 | 0 | 0 | 0 | 0 | 0 | 0 | 0 | 0 | 0 | 0 | 0 | 0 | 0 | 0
F5_Commercial_College (WA)_Existing_Food Preparation_Natural Gas_Range_E7 | F5 | Commercial | College (WA) | Existing | Food Preparation | Natural Gas | Range | E7 | RIM BC Ratio | 0 | 0 | 0 | 0 | 0 | 0 | 0 | 0 | 0 | 0 | 0 | 0 | 0 | 0 | 0 | 0 | 0 | 0 | 0 | 0 | 0 | 0 | 0 | 0 | 0 | 0 | 0
F5_Commercial_College (WA)_Existing_Food Preparation_Natural Gas_Range_E8 | F5 | Commercial | College (WA) | Existing | Food Preparation | Natural Gas | Range | E8 | RIM BC Ratio | 0 | 0 | 0 | 0 | 0 | 0 | 0 | 0 | 0 | 0 | 0 | 0 | 0 | 0 | 0 | 0 | 0 | 0 | 0 | 0 | 0 | 0 | 0 | 0 | 0 | 0 | 0
F5_Commercial_College (WA)_Existing_Food Preparation_Natural Gas_Range_E9 | F5 | Commercial | College (WA) | Existing | Food Preparation | Natural Gas | Range | E9 | RIM BC Ratio | 0 | 0 | 0 | 0 | 0 | 0 | 0 | 0 | 0 | 0 | 0 | 0 | 0 | 0 | 0 | 0 | 0 | 0 | 0 | 0 | 0 | 0 | 0 | 0 | 0 | 0 | 0
F5_Commercial_College (WA)_Existing_Food Preparation_Natural Gas_Range_E10 | F5 | Commercial | College (WA) | Existing | Food Preparation | Natural Gas | Range | E10 | RIM BC Ratio | 0 | 0 | 0 | 0 | 0 | 0 | 0 | 0 | 0 | 0 | 0 | 0 | 0 | 0 | 0 | 0 | 0 | 0 | 0 | 0 | 0 | 0 | 0 | 0 | 0 | 0 | 0
F0_Commercial_College (WA)_Existing_Food Preparation_Natural Gas_Steamer_E0 | F0 | Commercial | College (WA) | Existing | Food Preparation | Natural Gas | Steamer | E0 | Economic Unit | ENERGY STAR | ENERGY STAR | ENERGY STAR | ENERGY STAR | ENERGY STAR | ENERGY STAR | ENERGY STAR | ENERGY STAR | ENERGY STAR | ENERGY STAR | ENERGY STAR | ENERGY STAR | ENERGY STAR | ENERGY STAR | ENERGY STAR | ENERGY STAR | ENERGY STAR | ENERGY STAR | ENERGY STAR | ENERGY STAR | ENERGY STAR | ENERGY STAR | ENERGY STAR | ENERGY STAR | ENERGY STAR | ENERGY STAR | ENERGY STAR
F1_Commercial_College (WA)_Existing_Food Preparation_Natural Gas_Steamer_E1 | F1 | Commercial | College (WA) | Existing | Food Preparation | Natural Gas | Steamer | E1 | CCE | 0 | 0 | 0 | 0 | 0 | 0 | 0 | 0 | 0 | 0 | 0 | 0 | 0 | 0 | 0 | 0 | 0 | 0 | 0 | 0 | 0 | 0 | 0 | 0 | 0 | 0 | 0
F1_Commercial_College (WA)_Existing_Food Preparation_Natural Gas_Steamer_E2 | F1 | Commercial | College (WA) | Existing | Food Preparation | Natural Gas | Steamer | E2 | CCE | 0.00016469 | 0.00016469 | 0.00016469 | 0.00016469 | 0.00016469 | 0.00016469 | 0.00016469 | 0.00016469 | 0.00016469 | 0.00016469 | 0.00016469 | 0.00016469 | 0.00016469 | 0.00016469 | 0.00016469 | 0.00016469 | 0.00016469 | 0.00016469 | 0.00016469 | 0.00016469 | 0.00016469 | 0.00016469 | 0.00016469 | 0.00016469 | 0.00016469 | 0.00016469 | 0.00016469
F1_Commercial_College (WA)_Existing_Food Preparation_Natural Gas_Steamer_E3 | F1 | Commercial | College (WA) | Existing | Food Preparation | Natural Gas | Steamer | E3 | CCE | 0 | 0 | 0 | 0 | 0 | 0 | 0 | 0 | 0 | 0 | 0 | 0 | 0 | 0 | 0 | 0 | 0 | 0 | 0 | 0 | 0 | 0 | 0 | 0 | 0 | 0 | 0
F1_Commercial_College (WA)_Existing_Food Preparation_Natural Gas_Steamer_E4 | F1 | Commercial | College (WA) | Existing | Food Preparation | Natural Gas | Steamer | E4 | CCE | 0 | 0 | 0 | 0 | 0 | 0 | 0 | 0 | 0 | 0 | 0 | 0 | 0 | 0 | 0 | 0 | 0 | 0 | 0 | 0 | 0 | 0 | 0 | 0 | 0 | 0 | 0
F1_Commercial_College (WA)_Existing_Food Preparation_Natural Gas_Steamer_E5 | F1 | Commercial | College (WA) | Existing | Food Preparation | Natural Gas | Steamer | E5 | CCE | 0 | 0 | 0 | 0 | 0 | 0 | 0 | 0 | 0 | 0 | 0 | 0 | 0 | 0 | 0 | 0 | 0 | 0 | 0 | 0 | 0 | 0 | 0 | 0 | 0 | 0 | 0
F1_Commercial_College (WA)_Existing_Food Preparation_Natural Gas_Steamer_E6 | F1 | Commercial | College (WA) | Existing | Food Preparation | Natural Gas | Steamer | E6 | CCE | 0 | 0 | 0 | 0 | 0 | 0 | 0 | 0 | 0 | 0 | 0 | 0 | 0 | 0 | 0 | 0 | 0 | 0 | 0 | 0 | 0 | 0 | 0 | 0 | 0 | 0 | 0
F1_Commercial_College (WA)_Existing_Food Preparation_Natural Gas_Steamer_E7 | F1 | Commercial | College (WA) | Existing | Food Preparation | Natural Gas | Steamer | E7 | CCE | 0 | 0 | 0 | 0 | 0 | 0 | 0 | 0 | 0 | 0 | 0 | 0 | 0 | 0 | 0 | 0 | 0 | 0 | 0 | 0 | 0 | 0 | 0 | 0 | 0 | 0 | 0
F1_Commercial_College (WA)_Existing_Food Preparation_Natural Gas_Steamer_E8 | F1 | Commercial | College (WA) | Existing | Food Preparation | Natural Gas | Steamer | E8 | CCE | 0 | 0 | 0 | 0 | 0 | 0 | 0 | 0 | 0 | 0 | 0 | 0 | 0 | 0 | 0 | 0 | 0 | 0 | 0 | 0 | 0 | 0 | 0 | 0 | 0 | 0 | 0
F1_Commercial_College (WA)_Existing_Food Preparation_Natural Gas_Steamer_E9 | F1 | Commercial | College (WA) | Existing | Food Preparation | Natural Gas | Steamer | E9 | CCE | 0 | 0 | 0 | 0 | 0 | 0 | 0 | 0 | 0 | 0 | 0 | 0 | 0 | 0 | 0 | 0 | 0 | 0 | 0 | 0 | 0 | 0 | 0 | 0 | 0 | 0 | 0
F1_Commercial_College (WA)_Existing_Food Preparation_Natural Gas_Steamer_E10 | F1 | Commercial | College (WA) | Existing | Food Preparation | Natural Gas | Steamer | E10 | CCE | 0 | 0 | 0 | 0 | 0 | 0 | 0 | 0 | 0 | 0 | 0 | 0 | 0 | 0 | 0 | 0 | 0 | 0 | 0 | 0 | 0 | 0 | 0 | 0 | 0 | 0 | 0
F2_Commercial_College (WA)_Existing_Food Preparation_Natural Gas_Steamer_E1 | F2 | Commercial | College (WA) | Existing | Food Preparation | Natural Gas | Steamer | E1 | TRC BC Ratio | [24 empty] | 1 | 1 | 1 | bar: 2019 to 2042
F2_Commercial_College (WA)_Existing_Food Preparation_Natural Gas_Steamer_E2 | F2 | Commercial | College (WA) | Existing | Food Preparation | Natural Gas | Steamer | E2 | TRC BC Ratio | 21.6106 | 22.1553 | 22.8005 | 23.54 | 24.3762 | 25.3936 | 26.4408 | 27.4779 | 28.4763 | 29.4886 | 30.2941 | 31.0487 | 31.8595 | 32.6531 | 33.3627 | 34.0268 | 34.6223 | 35.2103 | 35.8383 | 36.4509 | 37.0803 | 37.7346 | 38.3959 | 39.078 | 39.7723 | 40.4789 | 41.198
F2_Commercial_College (WA)_Existing_Food Preparation_Natural Gas_Steamer_E3 | F2 | Commercial | College (WA) | Existing | Food Preparation | Natural Gas | Steamer | E3 | TRC BC Ratio | 0 | 0 | 0 | 0 | 0 | 0 | 0 | 0 | 0 | 0 | 0 | 0 | 0 | 0 | 0 | 0 | 0 | 0 | 0 | 0 | 0 | 0 | 0 | 0 | 0 | 0 | 0
F2_Commercial_College (WA)_Existing_Food Preparation_Natural Gas_Steamer_E4 | F2 | Commercial | College (WA) | Existing | Food Preparation | Natural Gas | Steamer | E4 | TRC BC Ratio | 0 | 0 | 0 | 0 | 0 | 0 | 0 | 0 | 0 | 0 | 0 | 0 | 0 | 0 | 0 | 0 | 0 | 0 | 0 | 0 | 0 | 0 | 0 | 0 | 0 | 0 | 0
F2_Commercial_College (WA)_Existing_Food Preparation_Natural Gas_Steamer_E5 | F2 | Commercial | College (WA) | Existing | Food Preparation | Natural Gas | Steamer | E5 | TRC BC Ratio | 0 | 0 | 0 | 0 | 0 | 0 | 0 | 0 | 0 | 0 | 0 | 0 | 0 | 0 | 0 | 0 | 0 | 0 | 0 | 0 | 0 | 0 | 0 | 0 | 0 | 0 | 0
F2_Commercial_College (WA)_Existing_Food Preparation_Natural Gas_Steamer_E6 | F2 | Commercial | College (WA) | Existing | Food Preparation | Natural Gas | Steamer | E6 | TRC BC Ratio | 0 | 0 | 0 | 0 | 0 | 0 | 0 | 0 | 0 | 0 | 0 | 0 | 0 | 0 | 0 | 0 | 0 | 0 | 0 | 0 | 0 | 0 | 0 | 0 | 0 | 0 | 0
F2_Commercial_College (WA)_Existing_Food Preparation_Natural Gas_Steamer_E7 | F2 | Commercial | College (WA) | Existing | Food Preparation | Natural Gas | Steamer | E7 | TRC BC Ratio | 0 | 0 | 0 | 0 | 0 | 0 | 0 | 0 | 0 | 0 | 0 | 0 | 0 | 0 | 0 | 0 | 0 | 0 | 0 | 0 | 0 | 0 | 0 | 0 | 0 | 0 | 0
F2_Commercial_College (WA)_Existing_Food Preparation_Natural Gas_Steamer_E8 | F2 | Commercial | College (WA) | Existing | Food Preparation | Natural Gas | Steamer | E8 | TRC BC Ratio | 0 | 0 | 0 | 0 | 0 | 0 | 0 | 0 | 0 | 0 | 0 | 0 | 0 | 0 | 0 | 0 | 0 | 0 | 0 | 0 | 0 | 0 | 0 | 0 | 0 | 0 | 0
F2_Commercial_College (WA)_Existing_Food Preparation_Natural Gas_Steamer_E9 | F2 | Commercial | College (WA) | Existing | Food Preparation | Natural Gas | Steamer | E9 | TRC BC Ratio | 0 | 0 | 0 | 0 | 0 | 0 | 0 | 0 | 0 | 0 | 0 | 0 | 0 | 0 | 0 | 0 | 0 | 0 | 0 | 0 | 0 | 0 | 0 | 0 | 0 | 0 | 0
F2_Commercial_College (WA)_Existing_Food Preparation_Natural Gas_Steamer_E10 | F2 | Commercial | College (WA) | Existing | Food Preparation | Natural Gas | Steamer | E10 | TRC BC Ratio | 0 | 0 | 0 | 0 | 0 | 0 | 0 | 0 | 0 | 0 | 0 | 0 | 0 | 0 | 0 | 0 | 0 | 0 | 0 | 0 | 0 | 0 | 0 | 0 | 0 | 0 | 0
F3_Commercial_College (WA)_Existing_Food Preparation_Natural Gas_Steamer_E1 | F3 | Commercial | College (WA) | Existing | Food Preparation | Natural Gas | Steamer | E1 | PACT BC Ratio | [24 empty] | 1 | 1 | 1 | bar: 2019 to 2042
F3_Commercial_College (WA)_Existing_Food Preparation_Natural Gas_Steamer_E2 | F3 | Commercial | College (WA) | Existing | Food Preparation | Natural Gas | Steamer | E2 | PACT BC Ratio | 43.5533 | 44.6509 | 45.9513 | 47.4416 | 49.1269 | 51.1774 | 53.2879 | 55.378 | 57.3902 | 59.4303 | 61.0536 | 62.5744 | 64.2084 | 65.8079 | 67.238 | 68.5764 | 69.7766 | 70.9615 | 72.2272 | 73.4619 | 74.7303 | 76.049 | 77.3817 | 78.7564 | 80.1556 | 81.5797 | 83.029
F3_Commercial_College (WA)_Existing_Food Preparation_Natural Gas_Steamer_E3 | F3 | Commercial | College (WA) | Existing | Food Preparation | Natural Gas | Steamer | E3 | PACT BC Ratio | 0 | 0 | 0 | 0 | 0 | 0 | 0 | 0 | 0 | 0 | 0 | 0 | 0 | 0 | 0 | 0 | 0 | 0 | 0 | 0 | 0 | 0 | 0 | 0 | 0 | 0 | 0
F3_Commercial_College (WA)_Existing_Food Preparation_Natural Gas_Steamer_E4 | F3 | Commercial | College (WA) | Existing | Food Preparation | Natural Gas | Steamer | E4 | PACT BC Ratio | 0 | 0 | 0 | 0 | 0 | 0 | 0 | 0 | 0 | 0 | 0 | 0 | 0 | 0 | 0 | 0 | 0 | 0 | 0 | 0 | 0 | 0 | 0 | 0 | 0 | 0 | 0
F3_Commercial_College (WA)_Existing_Food Preparation_Natural Gas_Steamer_E5 | F3 | Commercial | College (WA) | Existing | Food Preparation | Natural Gas | Steamer | E5 | PACT BC Ratio | 0 | 0 | 0 | 0 | 0 | 0 | 0 | 0 | 0 | 0 | 0 | 0 | 0 | 0 | 0 | 0 | 0 | 0 | 0 | 0 | 0 | 0 | 0 | 0 | 0 | 0 | 0
F3_Commercial_College (WA)_Existing_Food Preparation_Natural Gas_Steamer_E6 | F3 | Commercial | College (WA) | Existing | Food Preparation | Natural Gas | Steamer | E6 | PACT BC Ratio | 0 | 0 | 0 | 0 | 0 | 0 | 0 | 0 | 0 | 0 | 0 | 0 | 0 | 0 | 0 | 0 | 0 | 0 | 0 | 0 | 0 | 0 | 0 | 0 | 0 | 0 | 0
F3_Commercial_College (WA)_Existing_Food Preparation_Natural Gas_Steamer_E7 | F3 | Commercial | College (WA) | Existing | Food Preparation | Natural Gas | Steamer | E7 | PACT BC Ratio | 0 | 0 | 0 | 0 | 0 | 0 | 0 | 0 | 0 | 0 | 0 | 0 | 0 | 0 | 0 | 0 | 0 | 0 | 0 | 0 | 0 | 0 | 0 | 0 | 0 | 0 | 0
F3_Commercial_College (WA)_Existing_Food Preparation_Natural Gas_Steamer_E8 | F3 | Commercial | College (WA) | Existing | Food Preparation | Natural Gas | Steamer | E8 | PACT BC Ratio | 0 | 0 | 0 | 0 | 0 | 0 | 0 | 0 | 0 | 0 | 0 | 0 | 0 | 0 | 0 | 0 | 0 | 0 | 0 | 0 | 0 | 0 | 0 | 0 | 0 | 0 | 0
F3_Commercial_College (WA)_Existing_Food Preparation_Natural Gas_Steamer_E9 | F3 | Commercial | College (WA) | Existing | Food Preparation | Natural Gas | Steamer | E9 | PACT BC Ratio | 0 | 0 | 0 | 0 | 0 | 0 | 0 | 0 | 0 | 0 | 0 | 0 | 0 | 0 | 0 | 0 | 0 | 0 | 0 | 0 | 0 | 0 | 0 | 0 | 0 | 0 | 0
F3_Commercial_College (WA)_Existing_Food Preparation_Natural Gas_Steamer_E10 | F3 | Commercial | College (WA) | Existing | Food Preparation | Natural Gas | Steamer | E10 | PACT BC Ratio | 0 | 0 | 0 | 0 | 0 | 0 | 0 | 0 | 0 | 0 | 0 | 0 | 0 | 0 | 0 | 0 | 0 | 0 | 0 | 0 | 0 | 0 | 0 | 0 | 0 | 0 | 0
F4_Commercial_College (WA)_Existing_Food Preparation_Natural Gas_Steamer_E1 | F4 | Commercial | College (WA) | Existing | Food Preparation | Natural Gas | Steamer | E1 | RVT BC Ratio | [24 empty] | 1 | 1 | 1 | bar: 2019 to 2042
F4_Commercial_College (WA)_Existing_Food Preparation_Natural Gas_Steamer_E2 | F4 | Commercial | College (WA) | Existing | Food Preparation | Natural Gas | Steamer | E2 | RVT BC Ratio | 30.939 | 31.5159 | 32.1932 | 32.9827 | 33.8871 | 35.016 | 36.148 | 37.2228 | 38.1957 | 39.1389 | 40.1161 | 41.0043 | 41.9417 | 42.8287 | 43.5915 | 44.2798 | 44.8624 | 45.4186 | 46.0101 | 46.5624 | 47.1166 | 47.9411 | 48.7743 | 49.6338 | 50.5085 | 51.3988 | 52.3049
F4_Commercial_College (WA)_Existing_Food Preparation_Natural Gas_Steamer_E3 | F4 | Commercial | College (WA) | Existing | Food Preparation | Natural Gas | Steamer | E3 | RVT BC Ratio | 0 | 0 | 0 | 0 | 0 | 0 | 0 | 0 | 0 | 0 | 0 | 0 | 0 | 0 | 0 | 0 | 0 | 0 | 0 | 0 | 0 | 0 | 0 | 0 | 0 | 0 | 0
F4_Commercial_College (WA)_Existing_Food Preparation_Natural Gas_Steamer_E4 | F4 | Commercial | College (WA) | Existing | Food Preparation | Natural Gas | Steamer | E4 | RVT BC Ratio | 0 | 0 | 0 | 0 | 0 | 0 | 0 | 0 | 0 | 0 | 0 | 0 | 0 | 0 | 0 | 0 | 0 | 0 | 0 | 0 | 0 | 0 | 0 | 0 | 0 | 0 | 0
F4_Commercial_College (WA)_Existing_Food Preparation_Natural Gas_Steamer_E5 | F4 | Commercial | College (WA) | Existing | Food Preparation | Natural Gas | Steamer | E5 | RVT BC Ratio | 0 | 0 | 0 | 0 | 0 | 0 | 0 | 0 | 0 | 0 | 0 | 0 | 0 | 0 | 0 | 0 | 0 | 0 | 0 | 0 | 0 | 0 | 0 | 0 | 0 | 0 | 0
F4_Commercial_College (WA)_Existing_Food Preparation_Natural Gas_Steamer_E6 | F4 | Commercial | College (WA) | Existing | Food Preparation | Natural Gas | Steamer | E6 | RVT BC Ratio | 0 | 0 | 0 | 0 | 0 | 0 | 0 | 0 | 0 | 0 | 0 | 0 | 0 | 0 | 0 | 0 | 0 | 0 | 0 | 0 | 0 | 0 | 0 | 0 | 0 | 0 | 0
F4_Commercial_College (WA)_Existing_Food Preparation_Natural Gas_Steamer_E7 | F4 | Commercial | College (WA) | Existing | Food Preparation | Natural Gas | Steamer | E7 | RVT BC Ratio | 0 | 0 | 0 | 0 | 0 | 0 | 0 | 0 | 0 | 0 | 0 | 0 | 0 | 0 | 0 | 0 | 0 | 0 | 0 | 0 | 0 | 0 | 0 | 0 | 0 | 0 | 0
F4_Commercial_College (WA)_Existing_Food Preparation_Natural Gas_Steamer_E8 | F4 | Commercial | College (WA) | Existing | Food Preparation | Natural Gas | Steamer | E8 | RVT BC Ratio | 0 | 0 | 0 | 0 | 0 | 0 | 0 | 0 | 0 | 0 | 0 | 0 | 0 | 0 | 0 | 0 | 0 | 0 | 0 | 0 | 0 | 0 | 0 | 0 | 0 | 0 | 0
F4_Commercial_College (WA)_Existing_Food Preparation_Natural Gas_Steamer_E9 | F4 | Commercial | College (WA) | Existing | Food Preparation | Natural Gas | Steamer | E9 | RVT BC Ratio | 0 | 0 | 0 | 0 | 0 | 0 | 0 | 0 | 0 | 0 | 0 | 0 | 0 | 0 | 0 | 0 | 0 | 0 | 0 | 0 | 0 | 0 | 0 | 0 | 0 | 0 | 0
F4_Commercial_College (WA)_Existing_Food Preparation_Natural Gas_Steamer_E10 | F4 | Commercial | College (WA) | Existing | Food Preparation | Natural Gas | Steamer | E10 | RVT BC Ratio | 0 | 0 | 0 | 0 | 0 | 0 | 0 | 0 | 0 | 0 | 0 | 0 | 0 | 0 | 0 | 0 | 0 | 0 | 0 | 0 | 0 | 0 | 0 | 0 | 0 | 0 | 0
F5_Commercial_College (WA)_Existing_Food Preparation_Natural Gas_Steamer_E1 | F5 | Commercial | College (WA) | Existing | Food Preparation | Natural Gas | Steamer | E1 | RIM BC Ratio | [24 empty] | 1 | 1 | 1 | bar: 2019 to 2042
F5_Commercial_College (WA)_Existing_Food Preparation_Natural Gas_Steamer_E2 | F5 | Commercial | College (WA) | Existing | Food Preparation | Natural Gas | Steamer | E2 | RIM BC Ratio | 0.83281 | 0.83826 | 0.84464 | 0.85128 | 0.85814 | 0.8653 | 0.87292 | 0.88111 | 0.88998 | 0.89953 | 0.9017 | 0.90424 | 0.90721 | 0.91064 | 0.91423 | 0.91799 | 0.92198 | 0.92621 | 0.93066 | 0.93539 | 0.9404 | 0.9406 | 0.9408 | 0.941 | 0.9412 | 0.94139 | 0.94158
F5_Commercial_College (WA)_Existing_Food Preparation_Natural Gas_Steamer_E3 | F5 | Commercial | College (WA) | Existing | Food Preparation | Natural Gas | Steamer | E3 | RIM BC Ratio | 0 | 0 | 0 | 0 | 0 | 0 | 0 | 0 | 0 | 0 | 0 | 0 | 0 | 0 | 0 | 0 | 0 | 0 | 0 | 0 | 0 | 0 | 0 | 0 | 0 | 0 | 0
F5_Commercial_College (WA)_Existing_Food Preparation_Natural Gas_Steamer_E4 | F5 | Commercial | College (WA) | Existing | Food Preparation | Natural Gas | Steamer | E4 | RIM BC Ratio | 0 | 0 | 0 | 0 | 0 | 0 | 0 | 0 | 0 | 0 | 0 | 0 | 0 | 0 | 0 | 0 | 0 | 0 | 0 | 0 | 0 | 0 | 0 | 0 | 0 | 0 | 0
F5_Commercial_College (WA)_Existing_Food Preparation_Natural Gas_Steamer_E5 | F5 | Commercial | College (WA) | Existing | Food Preparation | Natural Gas | Steamer | E5 | RIM BC Ratio | 0 | 0 | 0 | 0 | 0 | 0 | 0 | 0 | 0 | 0 | 0 | 0 | 0 | 0 | 0 | 0 | 0 | 0 | 0 | 0 | 0 | 0 | 0 | 0 | 0 | 0 | 0
F5_Commercial_College (WA)_Existing_Food Preparation_Natural Gas_Steamer_E6 | F5 | Commercial | College (WA) | Existing | Food Preparation | Natural Gas | Steamer | E6 | RIM BC Ratio | 0 | 0 | 0 | 0 | 0 | 0 | 0 | 0 | 0 | 0 | 0 | 0 | 0 | 0 | 0 | 0 | 0 | 0 | 0 | 0 | 0 | 0 | 0 | 0 | 0 | 0 | 0
F5_Commercial_College (WA)_Existing_Food Preparation_Natural Gas_Steamer_E7 | F5 | Commercial | College (WA) | Existing | Food Preparation | Natural Gas | Steamer | E7 | RIM BC Ratio | 0 | 0 | 0 | 0 | 0 | 0 | 0 | 0 | 0 | 0 | 0 | 0 | 0 | 0 | 0 | 0 | 0 | 0 | 0 | 0 | 0 | 0 | 0 | 0 | 0 | 0 | 0
F5_Commercial_College (WA)_Existing_Food Preparation_Natural Gas_Steamer_E8 | F5 | Commercial | College (WA) | Existing | Food Preparation | Natural Gas | Steamer | E8 | RIM BC Ratio | 0 | 0 | 0 | 0 | 0 | 0 | 0 | 0 | 0 | 0 | 0 | 0 | 0 | 0 | 0 | 0 | 0 | 0 | 0 | 0 | 0 | 0 | 0 | 0 | 0 | 0 | 0
F5_Commercial_College (WA)_Existing_Food Preparation_Natural Gas_Steamer_E9 | F5 | Commercial | College (WA) | Existing | Food Preparation | Natural Gas | Steamer | E9 | RIM BC Ratio | 0 | 0 | 0 | 0 | 0 | 0 | 0 | 0 | 0 | 0 | 0 | 0 | 0 | 0 | 0 | 0 | 0 | 0 | 0 | 0 | 0 | 0 | 0 | 0 | 0 | 0 | 0
F5_Commercial_College (WA)_Existing_Food Preparation_Natural Gas_Steamer_E10 | F5 | Commercial | College (WA) | Existing | Food Preparation | Natural Gas | Steamer | E10 | RIM BC Ratio | 0 | 0 | 0 | 0 | 0 | 0 | 0 | 0 | 0 | 0 | 0 | 0 | 0 | 0 | 0 | 0 | 0 | 0 | 0 | 0 | 0 | 0 | 0 | 0 | 0 | 0 | 0
F0_Commercial_College (WA)_Existing_Food Preparation_Natural Gas_Food Prep Other_E0 | F0 | Commercial | College (WA) | Existing | Food Preparation | Natural Gas | Food Prep Other | E0 | Economic Unit | ENERGY STAR | ENERGY STAR | ENERGY STAR | ENERGY STAR | ENERGY STAR | ENERGY STAR | ENERGY STAR | ENERGY STAR | ENERGY STAR | ENERGY STAR | ENERGY STAR | ENERGY STAR | ENERGY STAR | ENERGY STAR | ENERGY STAR | ENERGY STAR | ENERGY STAR | ENERGY STAR | ENERGY STAR | ENERGY STAR | ENERGY STAR | ENERGY STAR | ENERGY STAR | ENERGY STAR | ENERGY STAR | ENERGY STAR | ENERGY STAR
F1_Commercial_College (WA)_Existing_Food Preparation_Natural Gas_Food Prep Other_E1 | F1 | Commercial | College (WA) | Existing | Food Preparation | Natural Gas | Food Prep Other | E1 | CCE | 0 | 0 | 0 | 0 | 0 | 0 | 0 | 0 | 0 | 0 | 0 | 0 | 0 | 0 | 0 | 0 | 0 | 0 | 0 | 0 | 0 | 0 | 0 | 0 | 0 | 0 | 0
F1_Commercial_College (WA)_Existing_Food Preparation_Natural Gas_Food Prep Other_E2 | F1 | Commercial | College (WA) | Existing | Food Preparation | Natural Gas | Food Prep Other | E2 | CCE | 0.0024994 | 0.0024994 | 0.0024994 | 0.0024994 | 0.0024994 | 0.0024994 | 0.0024994 | 0.0024994 | 0.0024994 | 0.0024994 | 0.0024994 | 0.0024994 | 0.0024994 | 0.0024994 | 0.0024994 | 0.0024994 | 0.0024994 | 0.0024994 | 0.0024994 | 0.0024994 | 0.0024994 | 0.0024994 | 0.0024994 | 0.0024994 | 0.0024994 | 0.0024994 | 0.0024994
F1_Commercial_College (WA)_Existing_Food Preparation_Natural Gas_Food Prep Other_E3 | F1 | Commercial | College (WA) | Existing | Food Preparation | Natural Gas | Food Prep Other | E3 | CCE | 0 | 0 | 0 | 0 | 0 | 0 | 0 | 0 | 0 | 0 | 0 | 0 | 0 | 0 | 0 | 0 | 0 | 0 | 0 | 0 | 0 | 0 | 0 | 0 | 0 | 0 | 0
F1_Commercial_College (WA)_Existing_Food Preparation_Natural Gas_Food Prep Other_E4 | F1 | Commercial | College (WA) | Existing | Food Preparation | Natural Gas | Food Prep Other | E4 | CCE | 0 | 0 | 0 | 0 | 0 | 0 | 0 | 0 | 0 | 0 | 0 | 0 | 0 | 0 | 0 | 0 | 0 | 0 | 0 | 0 | 0 | 0 | 0 | 0 | 0 | 0 | 0
F1_Commercial_College (WA)_Existing_Food Preparation_Natural Gas_Food Prep Other_E5 | F1 | Commercial | College (WA) | Existing | Food Preparation | Natural Gas | Food Prep Other | E5 | CCE | 0 | 0 | 0 | 0 | 0 | 0 | 0 | 0 | 0 | 0 | 0 | 0 | 0 | 0 | 0 | 0 | 0 | 0 | 0 | 0 | 0 | 0 | 0 | 0 | 0 | 0 | 0
F1_Commercial_College (WA)_Existing_Food Preparation_Natural Gas_Food Prep Other_E6 | F1 | Commercial | College (WA) | Existing | Food Preparation | Natural Gas | Food Prep Other | E6 | CCE | 0 | 0 | 0 | 0 | 0 | 0 | 0 | 0 | 0 | 0 | 0 | 0 | 0 | 0 | 0 | 0 | 0 | 0 | 0 | 0 | 0 | 0 | 0 | 0 | 0 | 0 | 0
F1_Commercial_College (WA)_Existing_Food Preparation_Natural Gas_Food Prep Other_E7 | F1 | Commercial | College (WA) | Existing | Food Preparation | Natural Gas | Food Prep Other | E7 | CCE | 0 | 0 | 0 | 0 | 0 | 0 | 0 | 0 | 0 | 0 | 0 | 0 | 0 | 0 | 0 | 0 | 0 | 0 | 0 | 0 | 0 | 0 | 0 | 0 | 0 | 0 | 0
F1_Commercial_College (WA)_Existing_Food Preparation_Natural Gas_Food Prep Other_E8 | F1 | Commercial | College (WA) | Existing | Food Preparation | Natural Gas | Food Prep Other | E8 | CCE | 0 | 0 | 0 | 0 | 0 | 0 | 0 | 0 | 0 | 0 | 0 | 0 | 0 | 0 | 0 | 0 | 0 | 0 | 0 | 0 | 0 | 0 | 0 | 0 | 0 | 0 | 0
F1_Commercial_College (WA)_Existing_Food Preparation_Natural Gas_Food Prep Other_E9 | F1 | Commercial | College (WA) | Existing | Food Preparation | Natural Gas | Food Prep Other | E9 | CCE | 0 | 0 | 0 | 0 | 0 | 0 | 0 | 0 | 0 | 0 | 0 | 0 | 0 | 0 | 0 | 0 | 0 | 0 | 0 | 0 | 0 | 0 | 0 | 0 | 0 | 0 | 0
F1_Commercial_College (WA)_Existing_Food Preparation_Natural Gas_Food Prep Other_E10 | F1 | Commercial | College (WA) | Existing | Food Preparation | Natural Gas | Food Prep Other | E10 | CCE | 0 | 0 | 0 | 0 | 0 | 0 | 0 | 0 | 0 | 0 | 0 | 0 | 0 | 0 | 0 | 0 | 0 | 0 | 0 | 0 | 0 | 0 | 0 | 0 | 0 | 0 | 0
F2_Commercial_College (WA)_Existing_Food Preparation_Natural Gas_Food Prep Other_E1 | F2 | Commercial | College (WA) | Existing | Food Preparation | Natural Gas | Food Prep Other | E1 | TRC BC Ratio | [24 empty] | 1 | 1 | 1 | bar: 2019 to 2042
F2_Commercial_College (WA)_Existing_Food Preparation_Natural Gas_Food Prep Other_E2 | F2 | Commercial | College (WA) | Existing | Food Preparation | Natural Gas | Food Prep Other | E2 | TRC BC Ratio | 1.3876 | 1.4196 | 1.4599 | 1.5074 | 1.5627 | 1.6324 | 1.705 | 1.7774 | 1.8472 | 1.918 | 1.9733 | 2.0247 | 2.0801 | 2.1341 | 2.1817 | 2.2258 | 2.2646 | 2.3028 | 2.3439 | 2.3838 | 2.4248 | 2.4675 | 2.5107 | 2.5553 | 2.6007 | 2.6469 | 2.6939
F2_Commercial_College (WA)_Existing_Food Preparation_Natural Gas_Food Prep Other_E3 | F2 | Commercial | College (WA) | Existing | Food Preparation | Natural Gas | Food Prep Other | E3 | TRC BC Ratio | 0 | 0 | 0 | 0 | 0 | 0 | 0 | 0 | 0 | 0 | 0 | 0 | 0 | 0 | 0 | 0 | 0 | 0 | 0 | 0 | 0 | 0 | 0 | 0 | 0 | 0 | 0
F2_Commercial_College (WA)_Existing_Food Preparation_Natural Gas_Food Prep Other_E4 | F2 | Commercial | College (WA) | Existing | Food Preparation | Natural Gas | Food Prep Other | E4 | TRC BC Ratio | 0 | 0 | 0 | 0 | 0 | 0 | 0 | 0 | 0 | 0 | 0 | 0 | 0 | 0 | 0 | 0 | 0 | 0 | 0 | 0 | 0 | 0 | 0 | 0 | 0 | 0 | 0
F2_Commercial_College (WA)_Existing_Food Preparation_Natural Gas_Food Prep Other_E5 | F2 | Commercial | College (WA) | Existing | Food Preparation | Natural Gas | Food Prep Other | E5 | TRC BC Ratio | 0 | 0 | 0 | 0 | 0 | 0 | 0 | 0 | 0 | 0 | 0 | 0 | 0 | 0 | 0 | 0 | 0 | 0 | 0 | 0 | 0 | 0 | 0 | 0 | 0 | 0 | 0
F2_Commercial_College (WA)_Existing_Food Preparation_Natural Gas_Food Prep Other_E6 | F2 | Commercial | College (WA) | Existing | Food Preparation | Natural Gas | Food Prep Other | E6 | TRC BC Ratio | 0 | 0 | 0 | 0 | 0 | 0 | 0 | 0 | 0 | 0 | 0 | 0 | 0 | 0 | 0 | 0 | 0 | 0 | 0 | 0 | 0 | 0 | 0 | 0 | 0 | 0 | 0
F2_Commercial_College (WA)_Existing_Food Preparation_Natural Gas_Food Prep Other_E7 | F2 | Commercial | College (WA) | Existing | Food Preparation | Natural Gas | Food Prep Other | E7 | TRC BC Ratio | 0 | 0 | 0 | 0 | 0 | 0 | 0 | 0 | 0 | 0 | 0 | 0 | 0 | 0 | 0 | 0 | 0 | 0 | 0 | 0 | 0 | 0 | 0 | 0 | 0 | 0 | 0
F2_Commercial_College (WA)_Existing_Food Preparation_Natural Gas_Food Prep Other_E8 | F2 | Commercial | College (WA) | Existing | Food Preparation | Natural Gas | Food Prep Other | E8 | TRC BC Ratio | 0 | 0 | 0 | 0 | 0 | 0 | 0 | 0 | 0 | 0 | 0 | 0 | 0 | 0 | 0 | 0 | 0 | 0 | 0 | 0 | 0 | 0 | 0 | 0 | 0 | 0 | 0
F2_Commercial_College (WA)_Existing_Food Preparation_Natural Gas_Food Prep Other_E9 | F2 | Commercial | College (WA) | Existing | Food Preparation | Natural Gas | Food Prep Other | E9 | TRC BC Ratio | 0 | 0 | 0 | 0 | 0 | 0 | 0 | 0 | 0 | 0 | 0 | 0 | 0 | 0 | 0 | 0 | 0 | 0 | 0 | 0 | 0 | 0 | 0 | 0 | 0 | 0 | 0
F2_Commercial_College (WA)_Existing_Food Preparation_Natural Gas_Food Prep Other_E10 | F2 | Commercial | College (WA) | Existing | Food Preparation | Natural Gas | Food Prep Other | E10 | TRC BC Ratio | 0 | 0 | 0 | 0 | 0 | 0 | 0 | 0 | 0 | 0 | 0 | 0 | 0 | 0 | 0 | 0 | 0 | 0 | 0 | 0 | 0 | 0 | 0 | 0 | 0 | 0 | 0
F3_Commercial_College (WA)_Existing_Food Preparation_Natural Gas_Food Prep Other_E1 | F3 | Commercial | College (WA) | Existing | Food Preparation | Natural Gas | Food Prep Other | E1 | PACT BC Ratio | [24 empty] | 1 | 1 | 1 | bar: 2019 to 2042
F3_Commercial_College (WA)_Existing_Food Preparation_Natural Gas_Food Prep Other_E2 | F3 | Commercial | College (WA) | Existing | Food Preparation | Natural Gas | Food Prep Other | E2 | PACT BC Ratio | 2.7964 | 2.861 | 2.9422 | 3.038 | 3.1494 | 3.2899 | 3.4362 | 3.5821 | 3.7229 | 3.8655 | 3.9769 | 4.0805 | 4.1921 | 4.3009 | 4.3969 | 4.4857 | 4.5641 | 4.6411 | 4.7239 | 4.8042 | 4.8868 | 4.973 | 5.0599 | 5.1498 | 5.2413 | 5.3344 | 5.4292
F3_Commercial_College (WA)_Existing_Food Preparation_Natural Gas_Food Prep Other_E3 | F3 | Commercial | College (WA) | Existing | Food Preparation | Natural Gas | Food Prep Other | E3 | PACT BC Ratio | 0 | 0 | 0 | 0 | 0 | 0 | 0 | 0 | 0 | 0 | 0 | 0 | 0 | 0 | 0 | 0 | 0 | 0 | 0 | 0 | 0 | 0 | 0 | 0 | 0 | 0 | 0
F3_Commercial_College (WA)_Existing_Food Preparation_Natural Gas_Food Prep Other_E4 | F3 | Commercial | College (WA) | Existing | Food Preparation | Natural Gas | Food Prep Other | E4 | PACT BC Ratio | 0 | 0 | 0 | 0 | 0 | 0 | 0 | 0 | 0 | 0 | 0 | 0 | 0 | 0 | 0 | 0 | 0 | 0 | 0 | 0 | 0 | 0 | 0 | 0 | 0 | 0 | 0
F3_Commercial_College (WA)_Existing_Food Preparation_Natural Gas_Food Prep Other_E5 | F3 | Commercial | College (WA) | Existing | Food Preparation | Natural Gas | Food Prep Other | E5 | PACT BC Ratio | 0 | 0 | 0 | 0 | 0 | 0 | 0 | 0 | 0 | 0 | 0 | 0 | 0 | 0 | 0 | 0 | 0 | 0 | 0 | 0 | 0 | 0 | 0 | 0 | 0 | 0 | 0
F3_Commercial_College (WA)_Existing_Food Preparation_Natural Gas_Food Prep Other_E6 | F3 | Commercial | College (WA) | Existing | Food Preparation | Natural Gas | Food Prep Other | E6 | PACT BC Ratio | 0 | 0 | 0 | 0 | 0 | 0 | 0 | 0 | 0 | 0 | 0 | 0 | 0 | 0 | 0 | 0 | 0 | 0 | 0 | 0 | 0 | 0 | 0 | 0 | 0 | 0 | 0
F3_Commercial_College (WA)_Existing_Food Preparation_Natural Gas_Food Prep Other_E7 | F3 | Commercial | College (WA) | Existing | Food Preparation | Natural Gas | Food Prep Other | E7 | PACT BC Ratio | 0 | 0 | 0 | 0 | 0 | 0 | 0 | 0 | 0 | 0 | 0 | 0 | 0 | 0 | 0 | 0 | 0 | 0 | 0 | 0 | 0 | 0 | 0 | 0 | 0 | 0 | 0
F3_Commercial_College (WA)_Existing_Food Preparation_Natural Gas_Food Prep Other_E8 | F3 | Commercial | College (WA) | Existing | Food Preparation | Natural Gas | Food Prep Other | E8 | PACT BC Ratio | 0 | 0 | 0 | 0 | 0 | 0 | 0 | 0 | 0 | 0 | 0 | 0 | 0 | 0 | 0 | 0 | 0 | 0 | 0 | 0 | 0 | 0 | 0 | 0 | 0 | 0 | 0
F3_Commercial_College (WA)_Existing_Food Preparation_Natural Gas_Food Prep Other_E9 | F3 | Commercial | College (WA) | Existing | Food Preparation | Natural Gas | Food Prep Other | E9 | PACT BC Ratio | 0 | 0 | 0 | 0 | 0 | 0 | 0 | 0 | 0 | 0 | 0 | 0 | 0 | 0 | 0 | 0 | 0 | 0 | 0 | 0 | 0 | 0 | 0 | 0 | 0 | 0 | 0
F3_Commercial_College (WA)_Existing_Food Preparation_Natural Gas_Food Prep Other_E10 | F3 | Commercial | College (WA) | Existing | Food Preparation | Natural Gas | Food Prep Other | E10 | PACT BC Ratio | 0 | 0 | 0 | 0 | 0 | 0 | 0 | 0 | 0 | 0 | 0 | 0 | 0 | 0 | 0 | 0 | 0 | 0 | 0 | 0 | 0 | 0 | 0 | 0 | 0 | 0 | 0
F4_Commercial_College (WA)_Existing_Food Preparation_Natural Gas_Food Prep Other_E1 | F4 | Commercial | College (WA) | Existing | Food Preparation | Natural Gas | Food Prep Other | E1 | RVT BC Ratio | [24 empty] | 1 | 1 | 1 | bar: 2019 to 2042
F4_Commercial_College (WA)_Existing_Food Preparation_Natural Gas_Food Prep Other_E2 | F4 | Commercial | College (WA) | Existing | Food Preparation | Natural Gas | Food Prep Other | E2 | RVT BC Ratio | 2.3762 | 2.4091 | 2.4493 | 2.4981 | 2.5562 | 2.633 | 2.7118 | 2.788 | 2.8581 | 2.9255 | 2.9947 | 3.0565 | 3.121 | 3.1806 | 3.2308 | 3.2752 | 3.3117 | 3.3461 | 3.383 | 3.4168 | 3.4506 | 3.5045 | 3.5589 | 3.6151 | 3.6723 | 3.7305 | 3.7898
F4_Commercial_College (WA)_Existing_Food Preparation_Natural Gas_Food Prep Other_E3 | F4 | Commercial | College (WA) | Existing | Food Preparation | Natural Gas | Food Prep Other | E3 | RVT BC Ratio | 0 | 0 | 0 | 0 | 0 | 0 | 0 | 0 | 0 | 0 | 0 | 0 | 0 | 0 | 0 | 0 | 0 | 0 | 0 | 0 | 0 | 0 | 0 | 0 | 0 | 0 | 0
F4_Commercial_College (WA)_Existing_Food Preparation_Natural Gas_Food Prep Other_E4 | F4 | Commercial | College (WA) | Existing | Food Preparation | Natural Gas | Food Prep Other | E4 | RVT BC Ratio | 0 | 0 | 0 | 0 | 0 | 0 | 0 | 0 | 0 | 0 | 0 | 0 | 0 | 0 | 0 | 0 | 0 | 0 | 0 | 0 | 0 | 0 | 0 | 0 | 0 | 0 | 0
F4_Commercial_College (WA)_Existing_Food Preparation_Natural Gas_Food Prep Other_E5 | F4 | Commercial | College (WA) | Existing | Food Preparation | Natural Gas | Food Prep Other | E5 | RVT BC Ratio | 0 | 0 | 0 | 0 | 0 | 0 | 0 | 0 | 0 | 0 | 0 | 0 | 0 | 0 | 0 | 0 | 0 | 0 | 0 | 0 | 0 | 0 | 0 | 0 | 0 | 0 | 0
F4_Commercial_College (WA)_Existing_Food Preparation_Natural Gas_Food Prep Other_E6 | F4 | Commercial | College (WA) | Existing | Food Preparation | Natural Gas | Food Prep Other | E6 | RVT BC Ratio | 0 | 0 | 0 | 0 | 0 | 0 | 0 | 0 | 0 | 0 | 0 | 0 | 0 | 0 | 0 | 0 | 0 | 0 | 0 | 0 | 0 | 0 | 0 | 0 | 0 | 0 | 0
F4_Commercial_College (WA)_Existing_Food Preparation_Natural Gas_Food Prep Other_E7 | F4 | Commercial | College (WA) | Existing | Food Preparation | Natural Gas | Food Prep Other | E7 | RVT BC Ratio | 0 | 0 | 0 | 0 | 0 | 0 | 0 | 0 | 0 | 0 | 0 | 0 | 0 | 0 | 0 | 0 | 0 | 0 | 0 | 0 | 0 | 0 | 0 | 0 | 0 | 0 | 0
F4_Commercial_College (WA)_Existing_Food Preparation_Natural Gas_Food Prep Other_E8 | F4 | Commercial | College (WA) | Existing | Food Preparation | Natural Gas | Food Prep Other | E8 | RVT BC Ratio | 0 | 0 | 0 | 0 | 0 | 0 | 0 | 0 | 0 | 0 | 0 | 0 | 0 | 0 | 0 | 0 | 0 | 0 | 0 | 0 | 0 | 0 | 0 | 0 | 0 | 0 | 0
F4_Commercial_College (WA)_Existing_Food Preparation_Natural Gas_Food Prep Other_E9 | F4 | Commercial | College (WA) | Existing | Food Preparation | Natural Gas | Food Prep Other | E9 | RVT BC Ratio | 0 | 0 | 0 | 0 | 0 | 0 | 0 | 0 | 0 | 0 | 0 | 0 | 0 | 0 | 0 | 0 | 0 | 0 | 0 | 0 | 0 | 0 | 0 | 0 | 0 | 0 | 0
F4_Commercial_College (WA)_Existing_Food Preparation_Natural Gas_Food Prep Other_E10 | F4 | Commercial | College (WA) | Existing | Food Preparation | Natural Gas | Food Prep Other | E10 | RVT BC Ratio | 0 | 0 | 0 | 0 | 0 | 0 | 0 | 0 | 0 | 0 | 0 | 0 | 0 | 0 | 0 | 0 | 0 | 0 | 0 | 0 | 0 | 0 | 0 | 0 | 0 | 0 | 0
F5_Commercial_College (WA)_Existing_Food Preparation_Natural Gas_Food Prep Other_E1 | F5 | Commercial | College (WA) | Existing | Food Preparation | Natural Gas | Food Prep Other | E1 | RIM BC Ratio | [24 empty] | 1 | 1 | 1 | bar: 2019 to 2042
F5_Commercial_College (WA)_Existing_Food Preparation_Natural Gas_Food Prep Other_E2 | F5 | Commercial | College (WA) | Existing | Food Preparation | Natural Gas | Food Prep Other | E2 | RIM BC Ratio | 0.64634 | 0.6529 | 0.66125 | 0.67042 | 0.68036 | 0.69145 | 0.70267 | 0.71382 | 0.72485 | 0.73641 | 0.74121 | 0.74608 | 0.75162 | 0.75753 | 0.7631 | 0.76855 | 0.77386 | 0.77928 | 0.78503 | 0.7909 | 0.79705 | 0.7993 | 0.80152 | 0.80374 | 0.80594 | 0.80811 | 0.81025
F5_Commercial_College (WA)_Existing_Food Preparation_Natural Gas_Food Prep Other_E3 | F5 | Commercial | College (WA) | Existing | Food Preparation | Natural Gas | Food Prep Other | E3 | RIM BC Ratio | 0 | 0 | 0 | 0 | 0 | 0 | 0 | 0 | 0 | 0 | 0 | 0 | 0 | 0 | 0 | 0 | 0 | 0 | 0 | 0 | 0 | 0 | 0 | 0 | 0 | 0 | 0
F5_Commercial_College (WA)_Existing_Food Preparation_Natural Gas_Food Prep Other_E4 | F5 | Commercial | College (WA) | Existing | Food Preparation | Natural Gas | Food Prep Other | E4 | RIM BC Ratio | 0 | 0 | 0 | 0 | 0 | 0 | 0 | 0 | 0 | 0 | 0 | 0 | 0 | 0 | 0 | 0 | 0 | 0 | 0 | 0 | 0 | 0 | 0 | 0 | 0 | 0 | 0
F5_Commercial_College (WA)_Existing_Food Preparation_Natural Gas_Food Prep Other_E5 | F5 | Commercial | College (WA) | Existing | Food Preparation | Natural Gas | Food Prep Other | E5 | RIM BC Ratio | 0 | 0 | 0 | 0 | 0 | 0 | 0 | 0 | 0 | 0 | 0 | 0 | 0 | 0 | 0 | 0 | 0 | 0 | 0 | 0 | 0 | 0 | 0 | 0 | 0 | 0 | 0
F5_Commercial_College (WA)_Existing_Food Preparation_Natural Gas_Food Prep Other_E6 | F5 | Commercial | College (WA) | Existing | Food Preparation | Natural Gas | Food Prep Other | E6 | RIM BC Ratio | 0 | 0 | 0 | 0 | 0 | 0 | 0 | 0 | 0 | 0 | 0 | 0 | 0 | 0 | 0 | 0 | 0 | 0 | 0 | 0 | 0 | 0 | 0 | 0 | 0 | 0 | 0
F5_Commercial_College (WA)_Existing_Food Preparation_Natural Gas_Food Prep Other_E7 | F5 | Commercial | College (WA) | Existing | Food Preparation | Natural Gas | Food Prep Other | E7 | RIM BC Ratio | 0 | 0 | 0 | 0 | 0 | 0 | 0 | 0 | 0 | 0 | 0 | 0 | 0 | 0 | 0 | 0 | 0 | 0 | 0 | 0 | 0 | 0 | 0 | 0 | 0 | 0 | 0
F5_Commercial_College (WA)_Existing_Food Preparation_Natural Gas_Food Prep Other_E8 | F5 | Commercial | College (WA) | Existing | Food Preparation | Natural Gas | Food Prep Other | E8 | RIM BC Ratio | 0 | 0 | 0 | 0 | 0 | 0 | 0 | 0 | 0 | 0 | 0 | 0 | 0 | 0 | 0 | 0 | 0 | 0 | 0 | 0 | 0 | 0 | 0 | 0 | 0 | 0 | 0
F5_Commercial_College (WA)_Existing_Food Preparation_Natural Gas_Food Prep Other_E9 | F5 | Commercial | College (WA) | Existing | Food Preparation | Natural Gas | Food Prep Other | E9 | RIM BC Ratio | 0 | 0 | 0 | 0 | 0 | 0 | 0 | 0 | 0 | 0 | 0 | 0 | 0 | 0 | 0 | 0 | 0 | 0 | 0 | 0 | 0 | 0 | 0 | 0 | 0 | 0 | 0
F5_Commercial_College (WA)_Existing_Food Preparation_Natural Gas_Food Prep Other_E10 | F5 | Commercial | College (WA) | Existing | Food Preparation | Natural Gas | Food Prep Other | E10 | RIM BC Ratio | 0 | 0 | 0 | 0 | 0 | 0 | 0 | 0 | 0 | 0 | 0 | 0 | 0 | 0 | 0 | 0 | 0 | 0 | 0 | 0 | 0 | 0 | 0 | 0 | 0 | 0 | 0
F0_Commercial_College (WA)_Existing_Miscellaneous_Natural Gas_Pool Heater_E0 | F0 | Commercial | College (WA) | Existing | Miscellaneous | Natural Gas | Pool Heater | E0 | Economic Unit | Condensing (EF .90) | Condensing (EF .90) | Condensing (EF .90) | Condensing (EF .90) | Condensing (EF .90) | Condensing (EF .90) | Condensing (EF .90) | Condensing (EF .90) | Condensing (EF .90) | Condensing (EF .90) | Condensing (EF .90) | Condensing (EF .90) | Condensing (EF .90) | Condensing (EF .90) | Condensing (EF .90) | Condensing (EF .90) | Condensing (EF .90) | Condensing (EF .90) | Condensing (EF .90) | Condensing (EF .90) | Condensing (EF .90) | Condensing (EF .90) | Condensing (EF .90) | Condensing (EF .90) | Condensing (EF .90) | Condensing (EF .90) | Condensing (EF .90)
F1_Commercial_College (WA)_Existing_Miscellaneous_Natural Gas_Pool Heater_E1 | F1 | Commercial | College (WA) | Existing | Miscellaneous | Natural Gas | Pool Heater | E1 | CCE | 0 | 0 | 0 | 0 | 0 | 0 | 0 | 0 | 0 | 0 | 0 | 0 | 0 | 0 | 0 | 0 | 0 | 0 | 0 | 0 | 0 | 0 | 0 | 0 | 0 | 0 | 0
F1_Commercial_College (WA)_Existing_Miscellaneous_Natural Gas_Pool Heater_E2 | F1 | Commercial | College (WA) | Existing | Miscellaneous | Natural Gas | Pool Heater | E2 | CCE | 0.0001637 | 0.0001637 | 0.0001637 | 0.0001637 | 0.0001637 | 0.0001637 | 0.0001637 | 0.0001637 | 0.0001637 | 0.0001637 | 0.0001637 | 0.0001637 | 0.0001637 | 0.0001637 | 0.0001637 | 0.0001637 | 0.0001637 | 0.0001637 | 0.0001637 | 0.0001637 | 0.0001637 | 0.0001637 | 0.0001637 | 0.0001637 | 0.0001637 | 0.0001637 | 0.0001637
F1_Commercial_College (WA)_Existing_Miscellaneous_Natural Gas_Pool Heater_E3 | F1 | Commercial | College (WA) | Existing | Miscellaneous | Natural Gas | Pool Heater | E3 | CCE | 0 | 0 | 0 | 0 | 0 | 0 | 0 | 0 | 0 | 0 | 0 | 0 | 0 | 0 | 0 | 0 | 0 | 0 | 0 | 0 | 0 | 0 | 0 | 0 | 0 | 0 | 0
F1_Commercial_College (WA)_Existing_Miscellaneous_Natural Gas_Pool Heater_E4 | F1 | Commercial | College (WA) | Existing | Miscellaneous | Natural Gas | Pool Heater | E4 | CCE | 0 | 0 | 0 | 0 | 0 | 0 | 0 | 0 | 0 | 0 | 0 | 0 | 0 | 0 | 0 | 0 | 0 | 0 | 0 | 0 | 0 | 0 | 0 | 0 | 0 | 0 | 0
F1_Commercial_College (WA)_Existing_Miscellaneous_Natural Gas_Pool Heater_E5 | F1 | Commercial | College (WA) | Existing | Miscellaneous | Natural Gas | Pool Heater | E5 | CCE | 0 | 0 | 0 | 0 | 0 | 0 | 0 | 0 | 0 | 0 | 0 | 0 | 0 | 0 | 0 | 0 | 0 | 0 | 0 | 0 | 0 | 0 | 0 | 0 | 0 | 0 | 0
F1_Commercial_College (WA)_Existing_Miscellaneous_Natural Gas_Pool Heater_E6 | F1 | Commercial | College (WA) | Existing | Miscellaneous | Natural Gas | Pool Heater | E6 | CCE | 0 | 0 | 0 | 0 | 0 | 0 | 0 | 0 | 0 | 0 | 0 | 0 | 0 | 0 | 0 | 0 | 0 | 0 | 0 | 0 | 0 | 0 | 0 | 0 | 0 | 0 | 0
F1_Commercial_College (WA)_Existing_Miscellaneous_Natural Gas_Pool Heater_E7 | F1 | Commercial | College (WA) | Existing | Miscellaneous | Natural Gas | Pool Heater | E7 | CCE | 0 | 0 | 0 | 0 | 0 | 0 | 0 | 0 | 0 | 0 | 0 | 0 | 0 | 0 | 0 | 0 | 0 | 0 | 0 | 0 | 0 | 0 | 0 | 0 | 0 | 0 | 0
F1_Commercial_College (WA)_Existing_Miscellaneous_Natural Gas_Pool Heater_E8 | F1 | Commercial | College (WA) | Existing | Miscellaneous | Natural Gas | Pool Heater | E8 | CCE | 0 | 0 | 0 | 0 | 0 | 0 | 0 | 0 | 0 | 0 | 0 | 0 | 0 | 0 | 0 | 0 | 0 | 0 | 0 | 0 | 0 | 0 | 0 | 0 | 0 | 0 | 0
F1_Commercial_College (WA)_Existing_Miscellaneous_Natural Gas_Pool Heater_E9 | F1 | Commercial | College (WA) | Existing | Miscellaneous | Natural Gas | Pool Heater | E9 | CCE | 0 | 0 | 0 | 0 | 0 | 0 | 0 | 0 | 0 | 0 | 0 | 0 | 0 | 0 | 0 | 0 | 0 | 0 | 0 | 0 | 0 | 0 | 0 | 0 | 0 | 0 | 0
F1_Commercial_College (WA)_Existing_Miscellaneous_Natural Gas_Pool Heater_E10 | F1 | Commercial | College (WA) | Existing | Miscellaneous | Natural Gas | Pool Heater | E10 | CCE | 0 | 0 | 0 | 0 | 0 | 0 | 0 | 0 | 0 | 0 | 0 | 0 | 0 | 0 | 0 | 0 | 0 | 0 | 0 | 0 | 0 | 0 | 0 | 0 | 0 | 0 | 0
F2_Commercial_College (WA)_Existing_Miscellaneous_Natural Gas_Pool Heater_E1 | F2 | Commercial | College (WA) | Existing | Miscellaneous | Natural Gas | Pool Heater | E1 | TRC BC Ratio | [24 empty] | 1 | 1 | 1 | bar: 2019 to 2042
F2_Commercial_College (WA)_Existing_Miscellaneous_Natural Gas_Pool Heater_E2 | F2 | Commercial | College (WA) | Existing | Miscellaneous | Natural Gas | Pool Heater | E2 | TRC BC Ratio | 20.214 | 20.3673 | 20.697 | 21.2302 | 21.9653 | 23.0331 | 24.2039 | 25.3783 | 26.5151 | 27.7309 | 28.6484 | 29.5092 | 30.4824 | 31.4215 | 32.2082 | 32.9138 | 33.4912 | 34.044 | 34.6553 | 35.2306 | 35.8258 | 36.4549 | 37.0872 | 37.7461 | 38.4167 | 39.0992 | 39.7938
F2_Commercial_College (WA)_Existing_Miscellaneous_Natural Gas_Pool Heater_E3 | F2 | Commercial | College (WA) | Existing | Miscellaneous | Natural Gas | Pool Heater | E3 | TRC BC Ratio | 0 | 0 | 0 | 0 | 0 | 0 | 0 | 0 | 0 | 0 | 0 | 0 | 0 | 0 | 0 | 0 | 0 | 0 | 0 | 0 | 0 | 0 | 0 | 0 | 0 | 0 | 0
F2_Commercial_College (WA)_Existing_Miscellaneous_Natural Gas_Pool Heater_E4 | F2 | Commercial | College (WA) | Existing | Miscellaneous | Natural Gas | Pool Heater | E4 | TRC BC Ratio | 0 | 0 | 0 | 0 | 0 | 0 | 0 | 0 | 0 | 0 | 0 | 0 | 0 | 0 | 0 | 0 | 0 | 0 | 0 | 0 | 0 | 0 | 0 | 0 | 0 | 0 | 0
F2_Commercial_College (WA)_Existing_Miscellaneous_Natural Gas_Pool Heater_E5 | F2 | Commercial | College (WA) | Existing | Miscellaneous | Natural Gas | Pool Heater | E5 | TRC BC Ratio | 0 | 0 | 0 | 0 | 0 | 0 | 0 | 0 | 0 | 0 | 0 | 0 | 0 | 0 | 0 | 0 | 0 | 0 | 0 | 0 | 0 | 0 | 0 | 0 | 0 | 0 | 0
F2_Commercial_College (WA)_Existing_Miscellaneous_Natural Gas_Pool Heater_E6 | F2 | Commercial | College (WA) | Existing | Miscellaneous | Natural Gas | Pool Heater | E6 | TRC BC Ratio | 0 | 0 | 0 | 0 | 0 | 0 | 0 | 0 | 0 | 0 | 0 | 0 | 0 | 0 | 0 | 0 | 0 | 0 | 0 | 0 | 0 | 0 | 0 | 0 | 0 | 0 | 0
F2_Commercial_College (WA)_Existing_Miscellaneous_Natural Gas_Pool Heater_E7 | F2 | Commercial | College (WA) | Existing | Miscellaneous | Natural Gas | Pool Heater | E7 | TRC BC Ratio | 0 | 0 | 0 | 0 | 0 | 0 | 0 | 0 | 0 | 0 | 0 | 0 | 0 | 0 | 0 | 0 | 0 | 0 | 0 | 0 | 0 | 0 | 0 | 0 | 0 | 0 | 0
F2_Commercial_College (WA)_Existing_Miscellaneous_Natural Gas_Pool Heater_E8 | F2 | Commercial | College (WA) | Existing | Miscellaneous | Natural Gas | Pool Heater | E8 | TRC BC Ratio | 0 | 0 | 0 | 0 | 0 | 0 | 0 | 0 | 0 | 0 | 0 | 0 | 0 | 0 | 0 | 0 | 0 | 0 | 0 | 0 | 0 | 0 | 0 | 0 | 0 | 0 | 0
F2_Commercial_College (WA)_Existing_Miscellaneous_Natural Gas_Pool Heater_E9 | F2 | Commercial | College (WA) | Existing | Miscellaneous | Natural Gas | Pool Heater | E9 | TRC BC Ratio | 0 | 0 | 0 | 0 | 0 | 0 | 0 | 0 | 0 | 0 | 0 | 0 | 0 | 0 | 0 | 0 | 0 | 0 | 0 | 0 | 0 | 0 | 0 | 0 | 0 | 0 | 0
F2_Commercial_College (WA)_Existing_Miscellaneous_Natural Gas_Pool Heater_E10 | F2 | Commercial | College (WA) | Existing | Miscellaneous | Natural Gas | Pool Heater | E10 | TRC BC Ratio | 0 | 0 | 0 | 0 | 0 | 0 | 0 | 0 | 0 | 0 | 0 | 0 | 0 | 0 | 0 | 0 | 0 | 0 | 0 | 0 | 0 | 0 | 0 | 0 | 0 | 0 | 0
F3_Commercial_College (WA)_Existing_Miscellaneous_Natural Gas_Pool Heater_E1 | F3 | Commercial | College (WA) | Existing | Miscellaneous | Natural Gas | Pool Heater | E1 | PACT BC Ratio | [24 empty] | 1 | 1 | 1 | bar: 2019 to 2042
F3_Commercial_College (WA)_Existing_Miscellaneous_Natural Gas_Pool Heater_E2 | F3 | Commercial | College (WA) | Existing | Miscellaneous | Natural Gas | Pool Heater | E2 | PACT BC Ratio | 50.154 | 50.5346 | 51.3525 | 52.6755 | 54.4994 | 57.1487 | 60.0538 | 62.9675 | 65.7881 | 68.8047 | 71.0811 | 73.2171 | 75.6317 | 77.9616 | 79.9137 | 81.6643 | 83.097 | 84.4685 | 85.9853 | 87.4126 | 88.8896 | 90.4503 | 92.0192 | 93.654 | 95.3179 | 97.0113 | 98.7348
F3_Commercial_College (WA)_Existing_Miscellaneous_Natural Gas_Pool Heater_E3 | F3 | Commercial | College (WA) | Existing | Miscellaneous | Natural Gas | Pool Heater | E3 | PACT BC Ratio | 0 | 0 | 0 | 0 | 0 | 0 | 0 | 0 | 0 | 0 | 0 | 0 | 0 | 0 | 0 | 0 | 0 | 0 | 0 | 0 | 0 | 0 | 0 | 0 | 0 | 0 | 0
F3_Commercial_College (WA)_Existing_Miscellaneous_Natural Gas_Pool Heater_E4 | F3 | Commercial | College (WA) | Existing | Miscellaneous | Natural Gas | Pool Heater | E4 | PACT BC Ratio | 0 | 0 | 0 | 0 | 0 | 0 | 0 | 0 | 0 | 0 | 0 | 0 | 0 | 0 | 0 | 0 | 0 | 0 | 0 | 0 | 0 | 0 | 0 | 0 | 0 | 0 | 0
F3_Commercial_College (WA)_Existing_Miscellaneous_Natural Gas_Pool Heater_E5 | F3 | Commercial | College (WA) | Existing | Miscellaneous | Natural Gas | Pool Heater | E5 | PACT BC Ratio | 0 | 0 | 0 | 0 | 0 | 0 | 0 | 0 | 0 | 0 | 0 | 0 | 0 | 0 | 0 | 0 | 0 | 0 | 0 | 0 | 0 | 0 | 0 | 0 | 0 | 0 | 0
F3_Commercial_College (WA)_Existing_Miscellaneous_Natural Gas_Pool Heater_E6 | F3 | Commercial | College (WA) | Existing | Miscellaneous | Natural Gas | Pool Heater | E6 | PACT BC Ratio | 0 | 0 | 0 | 0 | 0 | 0 | 0 | 0 | 0 | 0 | 0 | 0 | 0 | 0 | 0 | 0 | 0 | 0 | 0 | 0 | 0 | 0 | 0 | 0 | 0 | 0 | 0
F3_Commercial_College (WA)_Existing_Miscellaneous_Natural Gas_Pool Heater_E7 | F3 | Commercial | College (WA) | Existing | Miscellaneous | Natural Gas | Pool Heater | E7 | PACT BC Ratio | 0 | 0 | 0 | 0 | 0 | 0 | 0 | 0 | 0 | 0 | 0 | 0 | 0 | 0 | 0 | 0 | 0 | 0 | 0 | 0 | 0 | 0 | 0 | 0 | 0 | 0 | 0
F3_Commercial_College (WA)_Existing_Miscellaneous_Natural Gas_Pool Heater_E8 | F3 | Commercial | College (WA) | Existing | Miscellaneous | Natural Gas | Pool Heater | E8 | PACT BC Ratio | 0 | 0 | 0 | 0 | 0 | 0 | 0 | 0 | 0 | 0 | 0 | 0 | 0 | 0 | 0 | 0 | 0 | 0 | 0 | 0 | 0 | 0 | 0 | 0 | 0 | 0 | 0
F3_Commercial_College (WA)_Existing_Miscellaneous_Natural Gas_Pool Heater_E9 | F3 | Commercial | College (WA) | Existing | Miscellaneous | Natural Gas | Pool Heater | E9 | PACT BC Ratio | 0 | 0 | 0 | 0 | 0 | 0 | 0 | 0 | 0 | 0 | 0 | 0 | 0 | 0 | 0 | 0 | 0 | 0 | 0 | 0 | 0 | 0 | 0 | 0 | 0 | 0 | 0
F3_Commercial_College (WA)_Existing_Miscellaneous_Natural Gas_Pool Heater_E10 | F3 | Commercial | College (WA) | Existing | Miscellaneous | Natural Gas | Pool Heater | E10 | PACT BC Ratio | 0 | 0 | 0 | 0 | 0 | 0 | 0 | 0 | 0 | 0 | 0 | 0 | 0 | 0 | 0 | 0 | 0 | 0 | 0 | 0 | 0 | 0 | 0 | 0 | 0 | 0 | 0
F4_Commercial_College (WA)_Existing_Miscellaneous_Natural Gas_Pool Heater_E1 | F4 | Commercial | College (WA) | Existing | Miscellaneous | Natural Gas | Pool Heater | E1 | RVT BC Ratio | [24 empty] | 1 | 1 | 1 | bar: 2019 to 2042
F4_Commercial_College (WA)_Existing_Miscellaneous_Natural Gas_Pool Heater_E2 | F4 | Commercial | College (WA) | Existing | Miscellaneous | Natural Gas | Pool Heater | E2 | RVT BC Ratio | 29.3918 | 29.6126 | 30.0113 | 30.6131 | 31.403 | 32.5533 | 33.7142 | 34.828 | 35.8321 | 36.8884 | 38.0995 | 39.2358 | 40.5205 | 41.709 | 42.6376 | 43.3913 | 43.8984 | 44.2848 | 44.7193 | 45.0753 | 45.4242 | 46.2168 | 47.0135 | 47.8437 | 48.6887 | 49.5486 | 50.4239
F4_Commercial_College (WA)_Existing_Miscellaneous_Natural Gas_Pool Heater_E3 | F4 | Commercial | College (WA) | Existing | Miscellaneous | Natural Gas | Pool Heater | E3 | RVT BC Ratio | 0 | 0 | 0 | 0 | 0 | 0 | 0 | 0 | 0 | 0 | 0 | 0 | 0 | 0 | 0 | 0 | 0 | 0 | 0 | 0 | 0 | 0 | 0 | 0 | 0 | 0 | 0
F4_Commercial_College (WA)_Existing_Miscellaneous_Natural Gas_Pool Heater_E4 | F4 | Commercial | College (WA) | Existing | Miscellaneous | Natural Gas | Pool Heater | E4 | RVT BC Ratio | 0 | 0 | 0 | 0 | 0 | 0 | 0 | 0 | 0 | 0 | 0 | 0 | 0 | 0 | 0 | 0 | 0 | 0 | 0 | 0 | 0 | 0 | 0 | 0 | 0 | 0 | 0
F4_Commercial_College (WA)_Existing_Miscellaneous_Natural Gas_Pool Heater_E5 | F4 | Commercial | College (WA) | Existing | Miscellaneous | Natural Gas | Pool Heater | E5 | RVT BC Ratio | 0 | 0 | 0 | 0 | 0 | 0 | 0 | 0 | 0 | 0 | 0 | 0 | 0 | 0 | 0 | 0 | 0 | 0 | 0 | 0 | 0 | 0 | 0 | 0 | 0 | 0 | 0
F4_Commercial_College (WA)_Existing_Miscellaneous_Natural Gas_Pool Heater_E6 | F4 | Commercial | College (WA) | Existing | Miscellaneous | Natural Gas | Pool Heater | E6 | RVT BC Ratio | 0 | 0 | 0 | 0 | 0 | 0 | 0 | 0 | 0 | 0 | 0 | 0 | 0 | 0 | 0 | 0 | 0 | 0 | 0 | 0 | 0 | 0 | 0 | 0 | 0 | 0 | 0
F4_Commercial_College (WA)_Existing_Miscellaneous_Natural Gas_Pool Heater_E7 | F4 | Commercial | College (WA) | Existing | Miscellaneous | Natural Gas | Pool Heater | E7 | RVT BC Ratio | 0 | 0 | 0 | 0 | 0 | 0 | 0 | 0 | 0 | 0 | 0 | 0 | 0 | 0 | 0 | 0 | 0 | 0 | 0 | 0 | 0 | 0 | 0 | 0 | 0 | 0 | 0
F4_Commercial_College (WA)_Existing_Miscellaneous_Natural Gas_Pool Heater_E8 | F4 | Commercial | College (WA) | Existing | Miscellaneous | Natural Gas | Pool Heater | E8 | RVT BC Ratio | 0 | 0 | 0 | 0 | 0 | 0 | 0 | 0 | 0 | 0 | 0 | 0 | 0 | 0 | 0 | 0 | 0 | 0 | 0 | 0 | 0 | 0 | 0 | 0 | 0 | 0 | 0
F4_Commercial_College (WA)_Existing_Miscellaneous_Natural Gas_Pool Heater_E9 | F4 | Commercial | College (WA) | Existing | Miscellaneous | Natural Gas | Pool Heater | E9 | RVT BC Ratio | 0 | 0 | 0 | 0 | 0 | 0 | 0 | 0 | 0 | 0 | 0 | 0 | 0 | 0 | 0 | 0 | 0 | 0 | 0 | 0 | 0 | 0 | 0 | 0 | 0 | 0 | 0
F4_Commercial_College (WA)_Existing_Miscellaneous_Natural Gas_Pool Heater_E10 | F4 | Commercial | College (WA) | Existing | Miscellaneous | Natural Gas | Pool Heater | E10 | RVT BC Ratio | 0 | 0 | 0 | 0 | 0 | 0 | 0 | 0 | 0 | 0 | 0 | 0 | 0 | 0 | 0 | 0 | 0 | 0 | 0 | 0 | 0 | 0 | 0 | 0 | 0 | 0 | 0
F5_Commercial_College (WA)_Existing_Miscellaneous_Natural Gas_Pool Heater_E1 | F5 | Commercial | College (WA) | Existing | Miscellaneous | Natural Gas | Pool Heater | E1 | RIM BC Ratio | [24 empty] | 1 | 1 | 1 | bar: 2019 to 2042
F5_Commercial_College (WA)_Existing_Miscellaneous_Natural Gas_Pool Heater_E2 | F5 | Commercial | College (WA) | Existing | Miscellaneous | Natural Gas | Pool Heater | E2 | RIM BC Ratio | 0.81971 | 0.81981 | 0.82209 | 0.8268 | 0.83405 | 0.84387 | 0.85642 | 0.86942 | 0.88305 | 0.89724 | 0.89761 | 0.89794 | 0.89829 | 0.89971 | 0.90224 | 0.90606 | 0.91136 | 0.91835 | 0.9258 | 0.93377 | 0.94229 | 0.94246 | 0.94262 | 0.94279 | 0.94296 | 0.94312 | 0.94328
F5_Commercial_College (WA)_Existing_Miscellaneous_Natural Gas_Pool Heater_E3 | F5 | Commercial | College (WA) | Existing | Miscellaneous | Natural Gas | Pool Heater | E3 | RIM BC Ratio | 0 | 0 | 0 | 0 | 0 | 0 | 0 | 0 | 0 | 0 | 0 | 0 | 0 | 0 | 0 | 0 | 0 | 0 | 0 | 0 | 0 | 0 | 0 | 0 | 0 | 0 | 0
F5_Commercial_College (WA)_Existing_Miscellaneous_Natural Gas_Pool Heater_E4 | F5 | Commercial | College (WA) | Existing | Miscellaneous | Natural Gas | Pool Heater | E4 | RIM BC Ratio | 0 | 0 | 0 | 0 | 0 | 0 | 0 | 0 | 0 | 0 | 0 | 0 | 0 | 0 | 0 | 0 | 0 | 0 | 0 | 0 | 0 | 0 | 0 | 0 | 0 | 0 | 0
F5_Commercial_College (WA)_Existing_Miscellaneous_Natural Gas_Pool Heater_E5 | F5 | Commercial | College (WA) | Existing | Miscellaneous | Natural Gas | Pool Heater | E5 | RIM BC Ratio | 0 | 0 | 0 | 0 | 0 | 0 | 0 | 0 | 0 | 0 | 0 | 0 | 0 | 0 | 0 | 0 | 0 | 0 | 0 | 0 | 0 | 0 | 0 | 0 | 0 | 0 | 0
F5_Commercial_College (WA)_Existing_Miscellaneous_Natural Gas_Pool Heater_E6 | F5 | Commercial | College (WA) | Existing | Miscellaneous | Natural Gas | Pool Heater | E6 | RIM BC Ratio | 0 | 0 | 0 | 0 | 0 | 0 | 0 | 0 | 0 | 0 | 0 | 0 | 0 | 0 | 0 | 0 | 0 | 0 | 0 | 0 | 0 | 0 | 0 | 0 | 0 | 0 | 0
F5_Commercial_College (WA)_Existing_Miscellaneous_Natural Gas_Pool Heater_E7 | F5 | Commercial | College (WA) | Existing | Miscellaneous | Natural Gas | Pool Heater | E7 | RIM BC Ratio | 0 | 0 | 0 | 0 | 0 | 0 | 0 | 0 | 0 | 0 | 0 | 0 | 0 | 0 | 0 | 0 | 0 | 0 | 0 | 0 | 0 | 0 | 0 | 0 | 0 | 0 | 0
F5_Commercial_College (WA)_Existing_Miscellaneous_Natural Gas_Pool Heater_E8 | F5 | Commercial | College (WA) | Existing | Miscellaneous | Natural Gas | Pool Heater | E8 | RIM BC Ratio | 0 | 0 | 0 | 0 | 0 | 0 | 0 | 0 | 0 | 0 | 0 | 0 | 0 | 0 | 0 | 0 | 0 | 0 | 0 | 0 | 0 | 0 | 0 | 0 | 0 | 0 | 0
F5_Commercial_College (WA)_Existing_Miscellaneous_Natural Gas_Pool Heater_E9 | F5 | Commercial | College (WA) | Existing | Miscellaneous | Natural Gas | Pool Heater | E9 | RIM BC Ratio | 0 | 0 | 0 | 0 | 0 | 0 | 0 | 0 | 0 | 0 | 0 | 0 | 0 | 0 | 0 | 0 | 0 | 0 | 0 | 0 | 0 | 0 | 0 | 0 | 0 | 0 | 0
F5_Commercial_College (WA)_Existing_Miscellaneous_Natural Gas_Pool Heater_E10 | F5 | Commercial | College (WA) | Existing | Miscellaneous | Natural Gas | Pool Heater | E10 | RIM BC Ratio | 0 | 0 | 0 | 0 | 0 | 0 | 0 | 0 | 0 | 0 | 0 | 0 | 0 | 0 | 0 | 0 | 0 | 0 | 0 | 0 | 0 | 0 | 0 | 0 | 0 | 0 | 0
F0_Commercial_College (WA)_Existing_Miscellaneous_Natural Gas_Miscellaneous_E0 | F0 | Commercial | College (WA) | Existing | Miscellaneous | Natural Gas | Miscellaneous | E0 | Economic Unit | Standard | Standard | Standard | Standard | Standard | Standard | Standard | Standard | Standard | Standard | Standard | Standard | Standard | Standard | Standard | Standard | Standard | Standard | Standard | Standard | Standard | Standard | Standard | Standard | Standard | Standard | Standard
F1_Commercial_College (WA)_Existing_Miscellaneous_Natural Gas_Miscellaneous_E1 | F1 | Commercial | College (WA) | Existing | Miscellaneous | Natural Gas | Miscellaneous | E1 | CCE | 0 | 0 | 0 | 0 | 0 | 0 | 0 | 0 | 0 | 0 | 0 | 0 | 0 | 0 | 0 | 0 | 0 | 0 | 0 | 0 | 0 | 0 | 0 | 0 | 0 | 0 | 0
F1_Commercial_College (WA)_Existing_Miscellaneous_Natural Gas_Miscellaneous_E2 | F1 | Commercial | College (WA) | Existing | Miscellaneous | Natural Gas | Miscellaneous | E2 | CCE | 0 | 0 | 0 | 0 | 0 | 0 | 0 | 0 | 0 | 0 | 0 | 0 | 0 | 0 | 0 | 0 | 0 | 0 | 0 | 0 | 0 | 0 | 0 | 0 | 0 | 0 | 0
F1_Commercial_College (WA)_Existing_Miscellaneous_Natural Gas_Miscellaneous_E3 | F1 | Commercial | College (WA) | Existing | Miscellaneous | Natural Gas | Miscellaneous | E3 | CCE | 0 | 0 | 0 | 0 | 0 | 0 | 0 | 0 | 0 | 0 | 0 | 0 | 0 | 0 | 0 | 0 | 0 | 0 | 0 | 0 | 0 | 0 | 0 | 0 | 0 | 0 | 0
F1_Commercial_College (WA)_Existing_Miscellaneous_Natural Gas_Miscellaneous_E4 | F1 | Commercial | College (WA) | Existing | Miscellaneous | Natural Gas | Miscellaneous | E4 | CCE | 0 | 0 | 0 | 0 | 0 | 0 | 0 | 0 | 0 | 0 | 0 | 0 | 0 | 0 | 0 | 0 | 0 | 0 | 0 | 0 | 0 | 0 | 0 | 0 | 0 | 0 | 0
F1_Commercial_College (WA)_Existing_Miscellaneous_Natural Gas_Miscellaneous_E5 | F1 | Commercial | College (WA) | Existing | Miscellaneous | Natural Gas | Miscellaneous | E5 | CCE | 0 | 0 | 0 | 0 | 0 | 0 | 0 | 0 | 0 | 0 | 0 | 0 | 0 | 0 | 0 | 0 | 0 | 0 | 0 | 0 | 0 | 0 | 0 | 0 | 0 | 0 | 0
F1_Commercial_College (WA)_Existing_Miscellaneous_Natural Gas_Miscellaneous_E6 | F1 | Commercial | College (WA) | Existing | Miscellaneous | Natural Gas | Miscellaneous | E6 | CCE | 0 | 0 | 0 | 0 | 0 | 0 | 0 | 0 | 0 | 0 | 0 | 0 | 0 | 0 | 0 | 0 | 0 | 0 | 0 | 0 | 0 | 0 | 0 | 0 | 0 | 0 | 0
F1_Commercial_College (WA)_Existing_Miscellaneous_Natural Gas_Miscellaneous_E7 | F1 | Commercial | College (WA) | Existing | Miscellaneous | Natural Gas | Miscellaneous | E7 | CCE | 0 | 0 | 0 | 0 | 0 | 0 | 0 | 0 | 0 | 0 | 0 | 0 | 0 | 0 | 0 | 0 | 0 | 0 | 0 | 0 | 0 | 0 | 0 | 0 | 0 | 0 | 0
F1_Commercial_College (WA)_Existing_Miscellaneous_Natural Gas_Miscellaneous_E8 | F1 | Commercial | College (WA) | Existing | Miscellaneous | Natural Gas | Miscellaneous | E8 | CCE | 0 | 0 | 0 | 0 | 0 | 0 | 0 | 0 | 0 | 0 | 0 | 0 | 0 | 0 | 0 | 0 | 0 | 0 | 0 | 0 | 0 | 0 | 0 | 0 | 0 | 0 | 0
F1_Commercial_College (WA)_Existing_Miscellaneous_Natural Gas_Miscellaneous_E9 | F1 | Commercial | College (WA) | Existing | Miscellaneous | Natural Gas | Miscellaneous | E9 | CCE | 0 | 0 | 0 | 0 | 0 | 0 | 0 | 0 | 0 | 0 | 0 | 0 | 0 | 0 | 0 | 0 | 0 | 0 | 0 | 0 | 0 | 0 | 0 | 0 | 0 | 0 | 0
F1_Commercial_College (WA)_Existing_Miscellaneous_Natural Gas_Miscellaneous_E10 | F1 | Commercial | College (WA) | Existing | Miscellaneous | Natural Gas | Miscellaneous | E10 | CCE | 0 | 0 | 0 | 0 | 0 | 0 | 0 | 0 | 0 | 0 | 0 | 0 | 0 | 0 | 0 | 0 | 0 | 0 | 0 | 0 | 0 | 0 | 0 | 0 | 0 | 0 | 0
F2_Commercial_College (WA)_Existing_Miscellaneous_Natural Gas_Miscellaneous_E1 | F2 | Commercial | College (WA) | Existing | Miscellaneous | Natural Gas | Miscellaneous | E1 | TRC BC Ratio | [24 empty] | 1 | 1 | 1 | bar: 2019 to 2042
F2_Commercial_College (WA)_Existing_Miscellaneous_Natural Gas_Miscellaneous_E2 | F2 | Commercial | College (WA) | Existing | Miscellaneous | Natural Gas | Miscellaneous | E2 | TRC BC Ratio | 0 | 0 | 0 | 0 | 0 | 0 | 0 | 0 | 0 | 0 | 0 | 0 | 0 | 0 | 0 | 0 | 0 | 0 | 0 | 0 | 0 | 0 | 0 | 0 | 0 | 0 | 0
F2_Commercial_College (WA)_Existing_Miscellaneous_Natural Gas_Miscellaneous_E3 | F2 | Commercial | College (WA) | Existing | Miscellaneous | Natural Gas | Miscellaneous | E3 | TRC BC Ratio | 0 | 0 | 0 | 0 | 0 | 0 | 0 | 0 | 0 | 0 | 0 | 0 | 0 | 0 | 0 | 0 | 0 | 0 | 0 | 0 | 0 | 0 | 0 | 0 | 0 | 0 | 0
F2_Commercial_College (WA)_Existing_Miscellaneous_Natural Gas_Miscellaneous_E4 | F2 | Commercial | College (WA) | Existing | Miscellaneous | Natural Gas | Miscellaneous | E4 | TRC BC Ratio | 0 | 0 | 0 | 0 | 0 | 0 | 0 | 0 | 0 | 0 | 0 | 0 | 0 | 0 | 0 | 0 | 0 | 0 | 0 | 0 | 0 | 0 | 0 | 0 | 0 | 0 | 0
F2_Commercial_College (WA)_Existing_Miscellaneous_Natural Gas_Miscellaneous_E5 | F2 | Commercial | College (WA) | Existing | Miscellaneous | Natural Gas | Miscellaneous | E5 | TRC BC Ratio | 0 | 0 | 0 | 0 | 0 | 0 | 0 | 0 | 0 | 0 | 0 | 0 | 0 | 0 | 0 | 0 | 0 | 0 | 0 | 0 | 0 | 0 | 0 | 0 | 0 | 0 | 0
F2_Commercial_College (WA)_Existing_Miscellaneous_Natural Gas_Miscellaneous_E6 | F2 | Commercial | College (WA) | Existing | Miscellaneous | Natural Gas | Miscellaneous | E6 | TRC BC Ratio | 0 | 0 | 0 | 0 | 0 | 0 | 0 | 0 | 0 | 0 | 0 | 0 | 0 | 0 | 0 | 0 | 0 | 0 | 0 | 0 | 0 | 0 | 0 | 0 | 0 | 0 | 0
F2_Commercial_College (WA)_Existing_Miscellaneous_Natural Gas_Miscellaneous_E7 | F2 | Commercial | College (WA) | Existing | Miscellaneous | Natural Gas | Miscellaneous | E7 | TRC BC Ratio | 0 | 0 | 0 | 0 | 0 | 0 | 0 | 0 | 0 | 0 | 0 | 0 | 0 | 0 | 0 | 0 | 0 | 0 | 0 | 0 | 0 | 0 | 0 | 0 | 0 | 0 | 0
F2_Commercial_College (WA)_Existing_Miscellaneous_Natural Gas_Miscellaneous_E8 | F2 | Commercial | College (WA) | Existing | Miscellaneous | Natural Gas | Miscellaneous | E8 | TRC BC Ratio | 0 | 0 | 0 | 0 | 0 | 0 | 0 | 0 | 0 | 0 | 0 | 0 | 0 | 0 | 0 | 0 | 0 | 0 | 0 | 0 | 0 | 0 | 0 | 0 | 0 | 0 | 0
F2_Commercial_College (WA)_Existing_Miscellaneous_Natural Gas_Miscellaneous_E9 | F2 | Commercial | College (WA) | Existing | Miscellaneous | Natural Gas | Miscellaneous | E9 | TRC BC Ratio | 0 | 0 | 0 | 0 | 0 | 0 | 0 | 0 | 0 | 0 | 0 | 0 | 0 | 0 | 0 | 0 | 0 | 0 | 0 | 0 | 0 | 0 | 0 | 0 | 0 | 0 | 0
F2_Commercial_College (WA)_Existing_Miscellaneous_Natural Gas_Miscellaneous_E10 | F2 | Commercial | College (WA) | Existing | Miscellaneous | Natural Gas | Miscellaneous | E10 | TRC BC Ratio | 0 | 0 | 0 | 0 | 0 | 0 | 0 | 0 | 0 | 0 | 0 | 0 | 0 | 0 | 0 | 0 | 0 | 0 | 0 | 0 | 0 | 0 | 0 | 0 | 0 | 0 | 0
F3_Commercial_College (WA)_Existing_Miscellaneous_Natural Gas_Miscellaneous_E1 | F3 | Commercial | College (WA) | Existing | Miscellaneous | Natural Gas | Miscellaneous | E1 | PACT BC Ratio | [24 empty] | 1 | 1 | 1 | bar: 2019 to 2042
F3_Commercial_College (WA)_Existing_Miscellaneous_Natural Gas_Miscellaneous_E2 | F3 | Commercial | College (WA) | Existing | Miscellaneous | Natural Gas | Miscellaneous | E2 | PACT BC Ratio | 0 | 0 | 0 | 0 | 0 | 0 | 0 | 0 | 0 | 0 | 0 | 0 | 0 | 0 | 0 | 0 | 0 | 0 | 0 | 0 | 0 | 0 | 0 | 0 | 0 | 0 | 0
F3_Commercial_College (WA)_Existing_Miscellaneous_Natural Gas_Miscellaneous_E3 | F3 | Commercial | College (WA) | Existing | Miscellaneous | Natural Gas | Miscellaneous | E3 | PACT BC Ratio | 0 | 0 | 0 | 0 | 0 | 0 | 0 | 0 | 0 | 0 | 0 | 0 | 0 | 0 | 0 | 0 | 0 | 0 | 0 | 0 | 0 | 0 | 0 | 0 | 0 | 0 | 0
F3_Commercial_College (WA)_Existing_Miscellaneous_Natural Gas_Miscellaneous_E4 | F3 | Commercial | College (WA) | Existing | Miscellaneous | Natural Gas | Miscellaneous | E4 | PACT BC Ratio | 0 | 0 | 0 | 0 | 0 | 0 | 0 | 0 | 0 | 0 | 0 | 0 | 0 | 0 | 0 | 0 | 0 | 0 | 0 | 0 | 0 | 0 | 0 | 0 | 0 | 0 | 0
F3_Commercial_College (WA)_Existing_Miscellaneous_Natural Gas_Miscellaneous_E5 | F3 | Commercial | College (WA) | Existing | Miscellaneous | Natural Gas | Miscellaneous | E5 | PACT BC Ratio | 0 | 0 | 0 | 0 | 0 | 0 | 0 | 0 | 0 | 0 | 0 | 0 | 0 | 0 | 0 | 0 | 0 | 0 | 0 | 0 | 0 | 0 | 0 | 0 | 0 | 0 | 0
F3_Commercial_College (WA)_Existing_Miscellaneous_Natural Gas_Miscellaneous_E6 | F3 | Commercial | College (WA) | Existing | Miscellaneous | Natural Gas | Miscellaneous | E6 | PACT BC Ratio | 0 | 0 | 0 | 0 | 0 | 0 | 0 | 0 | 0 | 0 | 0 | 0 | 0 | 0 | 0 | 0 | 0 | 0 | 0 | 0 | 0 | 0 | 0 | 0 | 0 | 0 | 0
F3_Commercial_College (WA)_Existing_Miscellaneous_Natural Gas_Miscellaneous_E7 | F3 | Commercial | College (WA) | Existing | Miscellaneous | Natural Gas | Miscellaneous | E7 | PACT BC Ratio | 0 | 0 | 0 | 0 | 0 | 0 | 0 | 0 | 0 | 0 | 0 | 0 | 0 | 0 | 0 | 0 | 0 | 0 | 0 | 0 | 0 | 0 | 0 | 0 | 0 | 0 | 0
F3_Commercial_College (WA)_Existing_Miscellaneous_Natural Gas_Miscellaneous_E8 | F3 | Commercial | College (WA) | Existing | Miscellaneous | Natural Gas | Miscellaneous | E8 | PACT BC Ratio | 0 | 0 | 0 | 0 | 0 | 0 | 0 | 0 | 0 | 0 | 0 | 0 | 0 | 0 | 0 | 0 | 0 | 0 | 0 | 0 | 0 | 0 | 0 | 0 | 0 | 0 | 0
F3_Commercial_College (WA)_Existing_Miscellaneous_Natural Gas_Miscellaneous_E9 | F3 | Commercial | College (WA) | Existing | Miscellaneous | Natural Gas | Miscellaneous | E9 | PACT BC Ratio | 0 | 0 | 0 | 0 | 0 | 0 | 0 | 0 | 0 | 0 | 0 | 0 | 0 | 0 | 0 | 0 | 0 | 0 | 0 | 0 | 0 | 0 | 0 | 0 | 0 | 0 | 0
F3_Commercial_College (WA)_Existing_Miscellaneous_Natural Gas_Miscellaneous_E10 | F3 | Commercial | College (WA) | Existing | Miscellaneous | Natural Gas | Miscellaneous | E10 | PACT BC Ratio | 0 | 0 | 0 | 0 | 0 | 0 | 0 | 0 | 0 | 0 | 0 | 0 | 0 | 0 | 0 | 0 | 0 | 0 | 0 | 0 | 0 | 0 | 0 | 0 | 0 | 0 | 0
F4_Commercial_College (WA)_Existing_Miscellaneous_Natural Gas_Miscellaneous_E1 | F4 | Commercial | College (WA) | Existing | Miscellaneous | Natural Gas | Miscellaneous | E1 | RVT BC Ratio | [24 empty] | 1 | 1 | 1 | bar: 2019 to 2042
F4_Commercial_College (WA)_Existing_Miscellaneous_Natural Gas_Miscellaneous_E2 | F4 | Commercial | College (WA) | Existing | Miscellaneous | Natural Gas | Miscellaneous | E2 | RVT BC Ratio | 0 | 0 | 0 | 0 | 0 | 0 | 0 | 0 | 0 | 0 | 0 | 0 | 0 | 0 | 0 | 0 | 0 | 0 | 0 | 0 | 0 | 0 | 0 | 0 | 0 | 0 | 0
F4_Commercial_College (WA)_Existing_Miscellaneous_Natural Gas_Miscellaneous_E3 | F4 | Commercial | College (WA) | Existing | Miscellaneous | Natural Gas | Miscellaneous | E3 | RVT BC Ratio | 0 | 0 | 0 | 0 | 0 | 0 | 0 | 0 | 0 | 0 | 0 | 0 | 0 | 0 | 0 | 0 | 0 | 0 | 0 | 0 | 0 | 0 | 0 | 0 | 0 | 0 | 0
F4_Commercial_College (WA)_Existing_Miscellaneous_Natural Gas_Miscellaneous_E4 | F4 | Commercial | College (WA) | Existing | Miscellaneous | Natural Gas | Miscellaneous | E4 | RVT BC Ratio | 0 | 0 | 0 | 0 | 0 | 0 | 0 | 0 | 0 | 0 | 0 | 0 | 0 | 0 | 0 | 0 | 0 | 0 | 0 | 0 | 0 | 0 | 0 | 0 | 0 | 0 | 0
F4_Commercial_College (WA)_Existing_Miscellaneous_Natural Gas_Miscellaneous_E5 | F4 | Commercial | College (WA) | Existing | Miscellaneous | Natural Gas | Miscellaneous | E5 | RVT BC Ratio | 0 | 0 | 0 | 0 | 0 | 0 | 0 | 0 | 0 | 0 | 0 | 0 | 0 | 0 | 0 | 0 | 0 | 0 | 0 | 0 | 0 | 0 | 0 | 0 | 0 | 0 | 0
F4_Commercial_College (WA)_Existing_Miscellaneous_Natural Gas_Miscellaneous_E6 | F4 | Commercial | College (WA) | Existing | Miscellaneous | Natural Gas | Miscellaneous | E6 | RVT BC Ratio | 0 | 0 | 0 | 0 | 0 | 0 | 0 | 0 | 0 | 0 | 0 | 0 | 0 | 0 | 0 | 0 | 0 | 0 | 0 | 0 | 0 | 0 | 0 | 0 | 0 | 0 | 0
F4_Commercial_College (WA)_Existing_Miscellaneous_Natural Gas_Miscellaneous_E7 | F4 | Commercial | College (WA) | Existing | Miscellaneous | Natural Gas | Miscellaneous | E7 | RVT BC Ratio | 0 | 0 | 0 | 0 | 0 | 0 | 0 | 0 | 0 | 0 | 0 | 0 | 0 | 0 | 0 | 0 | 0 | 0 | 0 | 0 | 0 | 0 | 0 | 0 | 0 | 0 | 0
F4_Commercial_College (WA)_Existing_Miscellaneous_Natural Gas_Miscellaneous_E8 | F4 | Commercial | College (WA) | Existing | Miscellaneous | Natural Gas | Miscellaneous | E8 | RVT BC Ratio | 0 | 0 | 0 | 0 | 0 | 0 | 0 | 0 | 0 | 0 | 0 | 0 | 0 | 0 | 0 | 0 | 0 | 0 | 0 | 0 | 0 | 0 | 0 | 0 | 0 | 0 | 0
F4_Commercial_College (WA)_Existing_Miscellaneous_Natural Gas_Miscellaneous_E9 | F4 | Commercial | College (WA) | Existing | Miscellaneous | Natural Gas | Miscellaneous | E9 | RVT BC Ratio | 0 | 0 | 0 | 0 | 0 | 0 | 0 | 0 | 0 | 0 | 0 | 0 | 0 | 0 | 0 | 0 | 0 | 0 | 0 | 0 | 0 | 0 | 0 | 0 | 0 | 0 | 0
F4_Commercial_College (WA)_Existing_Miscellaneous_Natural Gas_Miscellaneous_E10 | F4 | Commercial | College (WA) | Existing | Miscellaneous | Natural Gas | Miscellaneous | E10 | RVT BC Ratio | 0 | 0 | 0 | 0 | 0 | 0 | 0 | 0 | 0 | 0 | 0 | 0 | 0 | 0 | 0 | 0 | 0 | 0 | 0 | 0 | 0 | 0 | 0 | 0 | 0 | 0 | 0
F5_Commercial_College (WA)_Existing_Miscellaneous_Natural Gas_Miscellaneous_E1 | F5 | Commercial | College (WA) | Existing | Miscellaneous | Natural Gas | Miscellaneous | E1 | RIM BC Ratio | [24 empty] | 1 | 1 | 1 | bar: 2019 to 2042
F5_Commercial_College (WA)_Existing_Miscellaneous_Natural Gas_Miscellaneous_E2 | F5 | Commercial | College (WA) | Existing | Miscellaneous | Natural Gas | Miscellaneous | E2 | RIM BC Ratio | 0 | 0 | 0 | 0 | 0 | 0 | 0 | 0 | 0 | 0 | 0 | 0 | 0 | 0 | 0 | 0 | 0 | 0 | 0 | 0 | 0 | 0 | 0 | 0 | 0 | 0 | 0
F5_Commercial_College (WA)_Existing_Miscellaneous_Natural Gas_Miscellaneous_E3 | F5 | Commercial | College (WA) | Existing | Miscellaneous | Natural Gas | Miscellaneous | E3 | RIM BC Ratio | 0 | 0 | 0 | 0 | 0 | 0 | 0 | 0 | 0 | 0 | 0 | 0 | 0 | 0 | 0 | 0 | 0 | 0 | 0 | 0 | 0 | 0 | 0 | 0 | 0 | 0 | 0
F5_Commercial_College (WA)_Existing_Miscellaneous_Natural Gas_Miscellaneous_E4 | F5 | Commercial | College (WA) | Existing | Miscellaneous | Natural Gas | Miscellaneous | E4 | RIM BC Ratio | 0 | 0 | 0 | 0 | 0 | 0 | 0 | 0 | 0 | 0 | 0 | 0 | 0 | 0 | 0 | 0 | 0 | 0 | 0 | 0 | 0 | 0 | 0 | 0 | 0 | 0 | 0
F5_Commercial_College (WA)_Existing_Miscellaneous_Natural Gas_Miscellaneous_E5 | F5 | Commercial | College (WA) | Existing | Miscellaneous | Natural Gas | Miscellaneous | E5 | RIM BC Ratio | 0 | 0 | 0 | 0 | 0 | 0 | 0 | 0 | 0 | 0 | 0 | 0 | 0 | 0 | 0 | 0 | 0 | 0 | 0 | 0 | 0 | 0 | 0 | 0 | 0 | 0 | 0
F5_Commercial_College (WA)_Existing_Miscellaneous_Natural Gas_Miscellaneous_E6 | F5 | Commercial | College (WA) | Existing | Miscellaneous | Natural Gas | Miscellaneous | E6 | RIM BC Ratio | 0 | 0 | 0 | 0 | 0 | 0 | 0 | 0 | 0 | 0 | 0 | 0 | 0 | 0 | 0 | 0 | 0 | 0 | 0 | 0 | 0 | 0 | 0 | 0 | 0 | 0 | 0
F5_Commercial_College (WA)_Existing_Miscellaneous_Natural Gas_Miscellaneous_E7 | F5 | Commercial | College (WA) | Existing | Miscellaneous | Natural Gas | Miscellaneous | E7 | RIM BC Ratio | 0 | 0 | 0 | 0 | 0 | 0 | 0 | 0 | 0 | 0 | 0 | 0 | 0 | 0 | 0 | 0 | 0 | 0 | 0 | 0 | 0 | 0 | 0 | 0 | 0 | 0 | 0
F5_Commercial_College (WA)_Existing_Miscellaneous_Natural Gas_Miscellaneous_E8 | F5 | Commercial | College (WA) | Existing | Miscellaneous | Natural Gas | Miscellaneous | E8 | RIM BC Ratio | 0 | 0 | 0 | 0 | 0 | 0 | 0 | 0 | 0 | 0 | 0 | 0 | 0 | 0 | 0 | 0 | 0 | 0 | 0 | 0 | 0 | 0 | 0 | 0 | 0 | 0 | 0
F5_Commercial_College (WA)_Existing_Miscellaneous_Natural Gas_Miscellaneous_E9 | F5 | Commercial | College (WA) | Existing | Miscellaneous | Natural Gas | Miscellaneous | E9 | RIM BC Ratio | 0 | 0 | 0 | 0 | 0 | 0 | 0 | 0 | 0 | 0 | 0 | 0 | 0 | 0 | 0 | 0 | 0 | 0 | 0 | 0 | 0 | 0 | 0 | 0 | 0 | 0 | 0
F5_Commercial_College (WA)_Existing_Miscellaneous_Natural Gas_Miscellaneous_E10 | F5 | Commercial | College (WA) | Existing | Miscellaneous | Natural Gas | Miscellaneous | E10 | RIM BC Ratio | 0 | 0 | 0 | 0 | 0 | 0 | 0 | 0 | 0 | 0 | 0 | 0 | 0 | 0 | 0 | 0 | 0 | 0 | 0 | 0 | 0 | 0 | 0 | 0 | 0 | 0 | 0
F0_Commercial_College (WA)_New_Space Heating_Natural Gas_Furnace_E0 | F0 | Commercial | College (WA) | New | Space Heating | Natural Gas | Furnace | E0 | Economic Unit | AFUE 80% (Standard) | AFUE 80% (Standard) | AFUE 80% (Standard) | AFUE 80% (Standard) | AFUE 80% (Standard) | AFUE 80% (Standard) | AFUE 80% (Standard) | AFUE 80% (Standard) | AFUE 80% (Standard) | AFUE 80% (Standard) | AFUE 80% (Standard) | AFUE 80% (Standard) | AFUE 80% (Standard) | AFUE 80% (Standard) | AFUE 80% (Standard) | AFUE 80% (Standard) | AFUE 80% (Standard) | AFUE 80% (Standard) | AFUE 80% (Standard) | AFUE 80% (Standard) | AFUE 80% (Standard) | AFUE 80% (Standard) | AFUE 80% (Standard) | AFUE 80% (Standard) | AFUE 80% (Standard) | AFUE 80% (Standard) | AFUE 80% (Standard)
F1_Commercial_College (WA)_New_Space Heating_Natural Gas_Furnace_E1 | F1 | Commercial | College (WA) | New | Space Heating | Natural Gas | Furnace | E1 | CCE | 0 | 0 | 0 | 0 | 0 | 0 | 0 | 0 | 0 | 0 | 0 | 0 | 0 | 0 | 0 | 0 | 0 | 0 | 0 | 0 | 0 | 0 | 0 | 0 | 0 | 0 | 0
F1_Commercial_College (WA)_New_Space Heating_Natural Gas_Furnace_E2 | F1 | Commercial | College (WA) | New | Space Heating | Natural Gas | Furnace | E2 | CCE | 0.048073 | 0.049888 | 0.049888 | 0.049888 | 0.049888 | 0.049888 | 0.049888 | 0.049888 | 0.049888 | 0.049888 | 0.049888 | 0.049888 | 0.049888 | 0.049888 | 0.049888 | 0.049888 | 0.049888 | 0.049888 | 0.049888 | 0.049888 | 0.049888 | 0.049888 | 0.049888 | 0.049888 | 0.049888 | 0.049888 | 0.049888
F1_Commercial_College (WA)_New_Space Heating_Natural Gas_Furnace_E3 | F1 | Commercial | College (WA) | New | Space Heating | Natural Gas | Furnace | E3 | CCE | 0.0071761 | 0.007447 | 0.007447 | 0.007447 | 0.007447 | 0.007447 | 0.007447 | 0.007447 | 0.007447 | 0.007447 | 0.007447 | 0.007447 | 0.007447 | 0.007447 | 0.007447 | 0.007447 | 0.007447 | 0.007447 | 0.007447 | 0.007447 | 0.007447 | 0.007447 | 0.007447 | 0.007447 | 0.007447 | 0.007447 | 0.007447
F1_Commercial_College (WA)_New_Space Heating_Natural Gas_Furnace_E4 | F1 | Commercial | College (WA) | New | Space Heating | Natural Gas | Furnace | E4 | CCE | 0 | 0 | 0 | 0 | 0 | 0 | 0 | 0 | 0 | 0 | 0 | 0 | 0 | 0 | 0 | 0 | 0 | 0 | 0 | 0 | 0 | 0 | 0 | 0 | 0 | 0 | 0
F1_Commercial_College (WA)_New_Space Heating_Natural Gas_Furnace_E5 | F1 | Commercial | College (WA) | New | Space Heating | Natural Gas | Furnace | E5 | CCE | 0 | 0 | 0 | 0 | 0 | 0 | 0 | 0 | 0 | 0 | 0 | 0 | 0 | 0 | 0 | 0 | 0 | 0 | 0 | 0 | 0 | 0 | 0 | 0 | 0 | 0 | 0
F1_Commercial_College (WA)_New_Space Heating_Natural Gas_Furnace_E6 | F1 | Commercial | College (WA) | New | Space Heating | Natural Gas | Furnace | E6 | CCE | 0 | 0 | 0 | 0 | 0 | 0 | 0 | 0 | 0 | 0 | 0 | 0 | 0 | 0 | 0 | 0 | 0 | 0 | 0 | 0 | 0 | 0 | 0 | 0 | 0 | 0 | 0
F1_Commercial_College (WA)_New_Space Heating_Natural Gas_Furnace_E7 | F1 | Commercial | College (WA) | New | Space Heating | Natural Gas | Furnace | E7 | CCE | 0 | 0 | 0 | 0 | 0 | 0 | 0 | 0 | 0 | 0 | 0 | 0 | 0 | 0 | 0 | 0 | 0 | 0 | 0 | 0 | 0 | 0 | 0 | 0 | 0 | 0 | 0
F1_Commercial_College (WA)_New_Space Heating_Natural Gas_Furnace_E8 | F1 | Commercial | College (WA) | New | Space Heating | Natural Gas | Furnace | E8 | CCE | 0 | 0 | 0 | 0 | 0 | 0 | 0 | 0 | 0 | 0 | 0 | 0 | 0 | 0 | 0 | 0 | 0 | 0 | 0 | 0 | 0 | 0 | 0 | 0 | 0 | 0 | 0
F1_Commercial_College (WA)_New_Space Heating_Natural Gas_Furnace_E9 | F1 | Commercial | College (WA) | New | Space Heating | Natural Gas | Furnace | E9 | CCE | 0 | 0 | 0 | 0 | 0 | 0 | 0 | 0 | 0 | 0 | 0 | 0 | 0 | 0 | 0 | 0 | 0 | 0 | 0 | 0 | 0 | 0 | 0 | 0 | 0 | 0 | 0
F1_Commercial_College (WA)_New_Space Heating_Natural Gas_Furnace_E10 | F1 | Commercial | College (WA) | New | Space Heating | Natural Gas | Furnace | E10 | CCE | 0 | 0 | 0 | 0 | 0 | 0 | 0 | 0 | 0 | 0 | 0 | 0 | 0 | 0 | 0 | 0 | 0 | 0 | 0 | 0 | 0 | 0 | 0 | 0 | 0 | 0 | 0
F2_Commercial_College (WA)_New_Space Heating_Natural Gas_Furnace_E1 | F2 | Commercial | College (WA) | New | Space Heating | Natural Gas | Furnace | E1 | TRC BC Ratio | [24 empty] | 1 | 1 | 1 | bar: 2019 to 2042
F2_Commercial_College (WA)_New_Space Heating_Natural Gas_Furnace_E2 | F2 | Commercial | College (WA) | New | Space Heating | Natural Gas | Furnace | E2 | TRC BC Ratio | 0.078231 | 0.079368 | 0.080981 | 0.082821 | 0.084908 | 0.087944 | 0.091044 | 0.094334 | 0.09743 | 0.10057 | 0.10332 | 0.1058 | 0.10856 | 0.11142 | 0.11403 | 0.11659 | 0.11894 | 0.12136 | 0.1239 | 0.1265 | 0.12915 | 0.13196 | 0.1353 | 0.13818 | 0.14111 | 0.1441 | 0.14716
F2_Commercial_College (WA)_New_Space Heating_Natural Gas_Furnace_E3 | F2 | Commercial | College (WA) | New | Space Heating | Natural Gas | Furnace | E3 | TRC BC Ratio | 0.52408 | 0.5317 | 0.5425 | 0.55482 | 0.5688 | 0.58914 | 0.60991 | 0.63195 | 0.65269 | 0.67372 | 0.69213 | 0.70876 | 0.72723 | 0.74638 | 0.76391 | 0.78107 | 0.79679 | 0.81301 | 0.82999 | 0.84742 | 0.86517 | 0.88404 | 0.90641 | 0.92565 | 0.9453 | 0.96536 | 0.98585
F2_Commercial_College (WA)_New_Space Heating_Natural Gas_Furnace_E4 | F2 | Commercial | College (WA) | New | Space Heating | Natural Gas | Furnace | E4 | TRC BC Ratio | 0 | 0 | 0 | 0 | 0 | 0 | 0 | 0 | 0 | 0 | 0 | 0 | 0 | 0 | 0 | 0 | 0 | 0 | 0 | 0 | 0 | 0 | 0 | 0 | 0 | 0 | 0
F2_Commercial_College (WA)_New_Space Heating_Natural Gas_Furnace_E5 | F2 | Commercial | College (WA) | New | Space Heating | Natural Gas | Furnace | E5 | TRC BC Ratio | 0 | 0 | 0 | 0 | 0 | 0 | 0 | 0 | 0 | 0 | 0 | 0 | 0 | 0 | 0 | 0 | 0 | 0 | 0 | 0 | 0 | 0 | 0 | 0 | 0 | 0 | 0
F2_Commercial_College (WA)_New_Space Heating_Natural Gas_Furnace_E6 | F2 | Commercial | College (WA) | New | Space Heating | Natural Gas | Furnace | E6 | TRC BC Ratio | 0 | 0 | 0 | 0 | 0 | 0 | 0 | 0 | 0 | 0 | 0 | 0 | 0 | 0 | 0 | 0 | 0 | 0 | 0 | 0 | 0 | 0 | 0 | 0 | 0 | 0 | 0
F2_Commercial_College (WA)_New_Space Heating_Natural Gas_Furnace_E7 | F2 | Commercial | College (WA) | New | Space Heating | Natural Gas | Furnace | E7 | TRC BC Ratio | 0 | 0 | 0 | 0 | 0 | 0 | 0 | 0 | 0 | 0 | 0 | 0 | 0 | 0 | 0 | 0 | 0 | 0 | 0 | 0 | 0 | 0 | 0 | 0 | 0 | 0 | 0
F2_Commercial_College (WA)_New_Space Heating_Natural Gas_Furnace_E8 | F2 | Commercial | College (WA) | New | Space Heating | Natural Gas | Furnace | E8 | TRC BC Ratio | 0 | 0 | 0 | 0 | 0 | 0 | 0 | 0 | 0 | 0 | 0 | 0 | 0 | 0 | 0 | 0 | 0 | 0 | 0 | 0 | 0 | 0 | 0 | 0 | 0 | 0 | 0
F2_Commercial_College (WA)_New_Space Heating_Natural Gas_Furnace_E9 | F2 | Commercial | College (WA) | New | Space Heating | Natural Gas | Furnace | E9 | TRC BC Ratio | 0 | 0 | 0 | 0 | 0 | 0 | 0 | 0 | 0 | 0 | 0 | 0 | 0 | 0 | 0 | 0 | 0 | 0 | 0 | 0 | 0 | 0 | 0 | 0 | 0 | 0 | 0
F2_Commercial_College (WA)_New_Space Heating_Natural Gas_Furnace_E10 | F2 | Commercial | College (WA) | New | Space Heating | Natural Gas | Furnace | E10 | TRC BC Ratio | 0 | 0 | 0 | 0 | 0 | 0 | 0 | 0 | 0 | 0 | 0 | 0 | 0 | 0 | 0 | 0 | 0 | 0 | 0 | 0 | 0 | 0 | 0 | 0 | 0 | 0 | 0
F3_Commercial_College (WA)_New_Space Heating_Natural Gas_Furnace_E1 | F3 | Commercial | College (WA) | New | Space Heating | Natural Gas | Furnace | E1 | PACT BC Ratio | [24 empty] | 1 | 1 | 1 | bar: 2019 to 2042
F3_Commercial_College (WA)_New_Space Heating_Natural Gas_Furnace_E2 | F3 | Commercial | College (WA) | New | Space Heating | Natural Gas | Furnace | E2 | PACT BC Ratio | 0.21912 | 0.2223 | 0.22682 | 0.23197 | 0.23782 | 0.24632 | 0.25501 | 0.26422 | 0.27289 | 0.28169 | 0.28938 | 0.29634 | 0.30406 | 0.31206 | 0.31939 | 0.32657 | 0.33314 | 0.33992 | 0.34702 | 0.35431 | 0.36173 | 0.36962 | 0.37897 | 0.38702 | 0.39523 | 0.40362 | 0.41219
F3_Commercial_College (WA)_New_Space Heating_Natural Gas_Furnace_E3 | F3 | Commercial | College (WA) | New | Space Heating | Natural Gas | Furnace | E3 | PACT BC Ratio | 1.4679 | 1.4892 | 1.5195 | 1.554 | 1.5932 | 1.6501 | 1.7083 | 1.77 | 1.8281 | 1.887 | 1.9386 | 1.9852 | 2.0369 | 2.0905 | 2.1397 | 2.1877 | 2.2317 | 2.2772 | 2.3247 | 2.3735 | 2.4233 | 2.4761 | 2.5388 | 2.5927 | 2.6477 | 2.7039 | 2.7613
F3_Commercial_College (WA)_New_Space Heating_Natural Gas_Furnace_E4 | F3 | Commercial | College (WA) | New | Space Heating | Natural Gas | Furnace | E4 | PACT BC Ratio | 0 | 0 | 0 | 0 | 0 | 0 | 0 | 0 | 0 | 0 | 0 | 0 | 0 | 0 | 0 | 0 | 0 | 0 | 0 | 0 | 0 | 0 | 0 | 0 | 0 | 0 | 0
F3_Commercial_College (WA)_New_Space Heating_Natural Gas_Furnace_E5 | F3 | Commercial | College (WA) | New | Space Heating | Natural Gas | Furnace | E5 | PACT BC Ratio | 0 | 0 | 0 | 0 | 0 | 0 | 0 | 0 | 0 | 0 | 0 | 0 | 0 | 0 | 0 | 0 | 0 | 0 | 0 | 0 | 0 | 0 | 0 | 0 | 0 | 0 | 0
F3_Commercial_College (WA)_New_Space Heating_Natural Gas_Furnace_E6 | F3 | Commercial | College (WA) | New | Space Heating | Natural Gas | Furnace | E6 | PACT BC Ratio | 0 | 0 | 0 | 0 | 0 | 0 | 0 | 0 | 0 | 0 | 0 | 0 | 0 | 0 | 0 | 0 | 0 | 0 | 0 | 0 | 0 | 0 | 0 | 0 | 0 | 0 | 0
F3_Commercial_College (WA)_New_Space Heating_Natural Gas_Furnace_E7 | F3 | Commercial | College (WA) | New | Space Heating | Natural Gas | Furnace | E7 | PACT BC Ratio | 0 | 0 | 0 | 0 | 0 | 0 | 0 | 0 | 0 | 0 | 0 | 0 | 0 | 0 | 0 | 0 | 0 | 0 | 0 | 0 | 0 | 0 | 0 | 0 | 0 | 0 | 0
F3_Commercial_College (WA)_New_Space Heating_Natural Gas_Furnace_E8 | F3 | Commercial | College (WA) | New | Space Heating | Natural Gas | Furnace | E8 | PACT BC Ratio | 0 | 0 | 0 | 0 | 0 | 0 | 0 | 0 | 0 | 0 | 0 | 0 | 0 | 0 | 0 | 0 | 0 | 0 | 0 | 0 | 0 | 0 | 0 | 0 | 0 | 0 | 0
F3_Commercial_College (WA)_New_Space Heating_Natural Gas_Furnace_E9 | F3 | Commercial | College (WA) | New | Space Heating | Natural Gas | Furnace | E9 | PACT BC Ratio | 0 | 0 | 0 | 0 | 0 | 0 | 0 | 0 | 0 | 0 | 0 | 0 | 0 | 0 | 0 | 0 | 0 | 0 | 0 | 0 | 0 | 0 | 0 | 0 | 0 | 0 | 0
F3_Commercial_College (WA)_New_Space Heating_Natural Gas_Furnace_E10 | F3 | Commercial | College (WA) | New | Space Heating | Natural Gas | Furnace | E10 | PACT BC Ratio | 0 | 0 | 0 | 0 | 0 | 0 | 0 | 0 | 0 | 0 | 0 | 0 | 0 | 0 | 0 | 0 | 0 | 0 | 0 | 0 | 0 | 0 | 0 | 0 | 0 | 0 | 0
F4_Commercial_College (WA)_New_Space Heating_Natural Gas_Furnace_E1 | F4 | Commercial | College (WA) | New | Space Heating | Natural Gas | Furnace | E1 | RVT BC Ratio | [24 empty] | 1 | 1 | 1 | bar: 2019 to 2042
F4_Commercial_College (WA)_New_Space Heating_Natural Gas_Furnace_E2 | F4 | Commercial | College (WA) | New | Space Heating | Natural Gas | Furnace | E2 | RVT BC Ratio | 0.33801 | 0.33892 | 0.34044 | 0.34219 | 0.3442 | 0.34746 | 0.35071 | 0.3541 | 0.35707 | 0.35996 | 0.36323 | 0.36609 | 0.36927 | 0.37255 | 0.37547 | 0.37827 | 0.38074 | 0.38326 | 0.38587 | 0.38851 | 0.39116 | 0.39471 | 0.39891 | 0.40253 | 0.40623 | 0.41 | 0.41386
F4_Commercial_College (WA)_New_Space Heating_Natural Gas_Furnace_E3 | F4 | Commercial | College (WA) | New | Space Heating | Natural Gas | Furnace | E3 | RVT BC Ratio | 0.96251 | 0.96861 | 0.97876 | 0.99049 | 1.0039 | 1.0258 | 1.0476 | 1.0703 | 1.0902 | 1.1095 | 1.1315 | 1.1506 | 1.1719 | 1.1939 | 1.2135 | 1.2322 | 1.2488 | 1.2656 | 1.2831 | 1.3008 | 1.3186 | 1.3423 | 1.3705 | 1.3948 | 1.4195 | 1.4448 | 1.4706
F4_Commercial_College (WA)_New_Space Heating_Natural Gas_Furnace_E4 | F4 | Commercial | College (WA) | New | Space Heating | Natural Gas | Furnace | E4 | RVT BC Ratio | 0 | 0 | 0 | 0 | 0 | 0 | 0 | 0 | 0 | 0 | 0 | 0 | 0 | 0 | 0 | 0 | 0 | 0 | 0 | 0 | 0 | 0 | 0 | 0 | 0 | 0 | 0
F4_Commercial_College (WA)_New_Space Heating_Natural Gas_Furnace_E5 | F4 | Commercial | College (WA) | New | Space Heating | Natural Gas | Furnace | E5 | RVT BC Ratio | 0 | 0 | 0 | 0 | 0 | 0 | 0 | 0 | 0 | 0 | 0 | 0 | 0 | 0 | 0 | 0 | 0 | 0 | 0 | 0 | 0 | 0 | 0 | 0 | 0 | 0 | 0
F4_Commercial_College (WA)_New_Space Heating_Natural Gas_Furnace_E6 | F4 | Commercial | College (WA) | New | Space Heating | Natural Gas | Furnace | E6 | RVT BC Ratio | 0 | 0 | 0 | 0 | 0 | 0 | 0 | 0 | 0 | 0 | 0 | 0 | 0 | 0 | 0 | 0 | 0 | 0 | 0 | 0 | 0 | 0 | 0 | 0 | 0 | 0 | 0
F4_Commercial_College (WA)_New_Space Heating_Natural Gas_Furnace_E7 | F4 | Commercial | College (WA) | New | Space Heating | Natural Gas | Furnace | E7 | RVT BC Ratio | 0 | 0 | 0 | 0 | 0 | 0 | 0 | 0 | 0 | 0 | 0 | 0 | 0 | 0 | 0 | 0 | 0 | 0 | 0 | 0 | 0 | 0 | 0 | 0 | 0 | 0 | 0
F4_Commercial_College (WA)_New_Space Heating_Natural Gas_Furnace_E8 | F4 | Commercial | College (WA) | New | Space Heating | Natural Gas | Furnace | E8 | RVT BC Ratio | 0 | 0 | 0 | 0 | 0 | 0 | 0 | 0 | 0 | 0 | 0 | 0 | 0 | 0 | 0 | 0 | 0 | 0 | 0 | 0 | 0 | 0 | 0 | 0 | 0 | 0 | 0
F4_Commercial_College (WA)_New_Space Heating_Natural Gas_Furnace_E9 | F4 | Commercial | College (WA) | New | Space Heating | Natural Gas | Furnace | E9 | RVT BC Ratio | 0 | 0 | 0 | 0 | 0 | 0 | 0 | 0 | 0 | 0 | 0 | 0 | 0 | 0 | 0 | 0 | 0 | 0 | 0 | 0 | 0 | 0 | 0 | 0 | 0 | 0 | 0
F4_Commercial_College (WA)_New_Space Heating_Natural Gas_Furnace_E10 | F4 | Commercial | College (WA) | New | Space Heating | Natural Gas | Furnace | E10 | RVT BC Ratio | 0 | 0 | 0 | 0 | 0 | 0 | 0 | 0 | 0 | 0 | 0 | 0 | 0 | 0 | 0 | 0 | 0 | 0 | 0 | 0 | 0 | 0 | 0 | 0 | 0 | 0 | 0
F5_Commercial_College (WA)_New_Space Heating_Natural Gas_Furnace_E1 | F5 | Commercial | College (WA) | New | Space Heating | Natural Gas | Furnace | E1 | RIM BC Ratio | [24 empty] | 1 | 1 | 1 | bar: 2019 to 2042
F5_Commercial_College (WA)_New_Space Heating_Natural Gas_Furnace_E2 | F5 | Commercial | College (WA) | New | Space Heating | Natural Gas | Furnace | E2 | RIM BC Ratio | 0.17449 | 0.17673 | 0.17981 | 0.1833 | 0.18723 | 0.19277 | 0.19839 | 0.2043 | 0.20988 | 0.21552 | 0.22012 | 0.22428 | 0.22883 | 0.23351 | 0.23779 | 0.24195 | 0.24577 | 0.24969 | 0.25377 | 0.25793 | 0.26216 | 0.26628 | 0.2711 | 0.27519 | 0.27932 | 0.28348 | 0.28768
F5_Commercial_College (WA)_New_Space Heating_Natural Gas_Furnace_E3 | F5 | Commercial | College (WA) | New | Space Heating | Natural Gas | Furnace | E3 | RIM BC Ratio | 0.54098 | 0.54598 | 0.55227 | 0.55925 | 0.56694 | 0.57673 | 0.58666 | 0.59699 | 0.60706 | 0.61737 | 0.62379 | 0.62973 | 0.63609 | 0.64255 | 0.64855 | 0.65443 | 0.65998 | 0.66566 | 0.67155 | 0.67756 | 0.68368 | 0.68782 | 0.69257 | 0.69652 | 0.70043 | 0.70431 | 0.70814
F5_Commercial_College (WA)_New_Space Heating_Natural Gas_Furnace_E4 | F5 | Commercial | College (WA) | New | Space Heating | Natural Gas | Furnace | E4 | RIM BC Ratio | 0 | 0 | 0 | 0 | 0 | 0 | 0 | 0 | 0 | 0 | 0 | 0 | 0 | 0 | 0 | 0 | 0 | 0 | 0 | 0 | 0 | 0 | 0 | 0 | 0 | 0 | 0
F5_Commercial_College (WA)_New_Space Heating_Natural Gas_Furnace_E5 | F5 | Commercial | College (WA) | New | Space Heating | Natural Gas | Furnace | E5 | RIM BC Ratio | 0 | 0 | 0 | 0 | 0 | 0 | 0 | 0 | 0 | 0 | 0 | 0 | 0 | 0 | 0 | 0 | 0 | 0 | 0 | 0 | 0 | 0 | 0 | 0 | 0 | 0 | 0
F5_Commercial_College (WA)_New_Space Heating_Natural Gas_Furnace_E6 | F5 | Commercial | College (WA) | New | Space Heating | Natural Gas | Furnace | E6 | RIM BC Ratio | 0 | 0 | 0 | 0 | 0 | 0 | 0 | 0 | 0 | 0 | 0 | 0 | 0 | 0 | 0 | 0 | 0 | 0 | 0 | 0 | 0 | 0 | 0 | 0 | 0 | 0 | 0
F5_Commercial_College (WA)_New_Space Heating_Natural Gas_Furnace_E7 | F5 | Commercial | College (WA) | New | Space Heating | Natural Gas | Furnace | E7 | RIM BC Ratio | 0 | 0 | 0 | 0 | 0 | 0 | 0 | 0 | 0 | 0 | 0 | 0 | 0 | 0 | 0 | 0 | 0 | 0 | 0 | 0 | 0 | 0 | 0 | 0 | 0 | 0 | 0
F5_Commercial_College (WA)_New_Space Heating_Natural Gas_Furnace_E8 | F5 | Commercial | College (WA) | New | Space Heating | Natural Gas | Furnace | E8 | RIM BC Ratio | 0 | 0 | 0 | 0 | 0 | 0 | 0 | 0 | 0 | 0 | 0 | 0 | 0 | 0 | 0 | 0 | 0 | 0 | 0 | 0 | 0 | 0 | 0 | 0 | 0 | 0 | 0
F5_Commercial_College (WA)_New_Space Heating_Natural Gas_Furnace_E9 | F5 | Commercial | College (WA) | New | Space Heating | Natural Gas | Furnace | E9 | RIM BC Ratio | 0 | 0 | 0 | 0 | 0 | 0 | 0 | 0 | 0 | 0 | 0 | 0 | 0 | 0 | 0 | 0 | 0 | 0 | 0 | 0 | 0 | 0 | 0 | 0 | 0 | 0 | 0
F5_Commercial_College (WA)_New_Space Heating_Natural Gas_Furnace_E10 | F5 | Commercial | College (WA) | New | Space Heating | Natural Gas | Furnace | E10 | RIM BC Ratio | 0 | 0 | 0 | 0 | 0 | 0 | 0 | 0 | 0 | 0 | 0 | 0 | 0 | 0 | 0 | 0 | 0 | 0 | 0 | 0 | 0 | 0 | 0 | 0 | 0 | 0 | 0
F0_Commercial_College (WA)_New_Space Heating_Natural Gas_Boiler_E0 | F0 | Commercial | College (WA) | New | Space Heating | Natural Gas | Boiler | E0 | Economic Unit | AFUE 97% | AFUE 97% | AFUE 97% | AFUE 97% | AFUE 97% | AFUE 97% | AFUE 97% | AFUE 97% | AFUE 97% | AFUE 97% | AFUE 97% | AFUE 97% | AFUE 97% | AFUE 97% | AFUE 97% | AFUE 97% | AFUE 97% | AFUE 97% | AFUE 97% | AFUE 97% | AFUE 97% | AFUE 97% | AFUE 97% | AFUE 97% | AFUE 97% | AFUE 97% | AFUE 97%
F1_Commercial_College (WA)_New_Space Heating_Natural Gas_Boiler_E1 | F1 | Commercial | College (WA) | New | Space Heating | Natural Gas | Boiler | E1 | CCE | 0 | 0 | 0 | 0 | 0 | 0 | 0 | 0 | 0 | 0 | 0 | 0 | 0 | 0 | 0 | 0 | 0 | 0 | 0 | 0 | 0 | 0 | 0 | 0 | 0 | 0 | 0
F1_Commercial_College (WA)_New_Space Heating_Natural Gas_Boiler_E2 | F1 | Commercial | College (WA) | New | Space Heating | Natural Gas | Boiler | E2 | CCE | 0.0030583 | 0.0031738 | 0.0031738 | 0.0031738 | 0.0031738 | 0.0031738 | 0.0031738 | 0.0031738 | 0.0031738 | 0.0031738 | 0.0031738 | 0.0031738 | 0.0031738 | 0.0031738 | 0.0031738 | 0.0031738 | 0.0031738 | 0.0031738 | 0.0031738 | 0.0031738 | 0.0031738 | 0.0031738 | 0.0031738 | 0.0031738 | 0.0031738 | 0.0031738 | 0.0031738
F1_Commercial_College (WA)_New_Space Heating_Natural Gas_Boiler_E3 | F1 | Commercial | College (WA) | New | Space Heating | Natural Gas | Boiler | E3 | CCE | -0.00066817 | -0.0006934 | -0.0006934 | -0.0006934 | -0.0006934 | -0.0006934 | -0.0006934 | -0.0006934 | -0.0006934 | -0.0006934 | -0.0006934 | -0.0006934 | -0.0006934 | -0.0006934 | -0.0006934 | -0.0006934 | -0.0006934 | -0.0006934 | -0.0006934 | -0.0006934 | -0.0006934 | -0.0006934 | -0.0006934 | -0.0006934 | -0.0006934 | -0.0006934 | -0.0006934
F1_Commercial_College (WA)_New_Space Heating_Natural Gas_Boiler_E4 | F1 | Commercial | College (WA) | New | Space Heating | Natural Gas | Boiler | E4 | CCE | 0.070281 | 0.072935 | 0.072935 | 0.072935 | 0.072935 | 0.072935 | 0.072935 | 0.072935 | 0.072935 | 0.072935 | 0.072935 | 0.072935 | 0.072935 | 0.072935 | 0.072935 | 0.072935 | 0.072935 | 0.072935 | 0.072935 | 0.072935 | 0.072935 | 0.072935 | 0.072935 | 0.072935 | 0.072935 | 0.072935 | 0.072935
F1_Commercial_College (WA)_New_Space Heating_Natural Gas_Boiler_E5 | F1 | Commercial | College (WA) | New | Space Heating | Natural Gas | Boiler | E5 | CCE | 0 | 0 | 0 | 0 | 0 | 0 | 0 | 0 | 0 | 0 | 0 | 0 | 0 | 0 | 0 | 0 | 0 | 0 | 0 | 0 | 0 | 0 | 0 | 0 | 0 | 0 | 0
F1_Commercial_College (WA)_New_Space Heating_Natural Gas_Boiler_E6 | F1 | Commercial | College (WA) | New | Space Heating | Natural Gas | Boiler | E6 | CCE | 0 | 0 | 0 | 0 | 0 | 0 | 0 | 0 | 0 | 0 | 0 | 0 | 0 | 0 | 0 | 0 | 0 | 0 | 0 | 0 | 0 | 0 | 0 | 0 | 0 | 0 | 0
F1_Commercial_College (WA)_New_Space Heating_Natural Gas_Boiler_E7 | F1 | Commercial | College (WA) | New | Space Heating | Natural Gas | Boiler | E7 | CCE | 0 | 0 | 0 | 0 | 0 | 0 | 0 | 0 | 0 | 0 | 0 | 0 | 0 | 0 | 0 | 0 | 0 | 0 | 0 | 0 | 0 | 0 | 0 | 0 | 0 | 0 | 0
F1_Commercial_College (WA)_New_Space Heating_Natural Gas_Boiler_E8 | F1 | Commercial | College (WA) | New | Space Heating | Natural Gas | Boiler | E8 | CCE | 0 | 0 | 0 | 0 | 0 | 0 | 0 | 0 | 0 | 0 | 0 | 0 | 0 | 0 | 0 | 0 | 0 | 0 | 0 | 0 | 0 | 0 | 0 | 0 | 0 | 0 | 0
F1_Commercial_College (WA)_New_Space Heating_Natural Gas_Boiler_E9 | F1 | Commercial | College (WA) | New | Space Heating | Natural Gas | Boiler | E9 | CCE | 0 | 0 | 0 | 0 | 0 | 0 | 0 | 0 | 0 | 0 | 0 | 0 | 0 | 0 | 0 | 0 | 0 | 0 | 0 | 0 | 0 | 0 | 0 | 0 | 0 | 0 | 0
F1_Commercial_College (WA)_New_Space Heating_Natural Gas_Boiler_E10 | F1 | Commercial | College (WA) | New | Space Heating | Natural Gas | Boiler | E10 | CCE | 0 | 0 | 0 | 0 | 0 | 0 | 0 | 0 | 0 | 0 | 0 | 0 | 0 | 0 | 0 | 0 | 0 | 0 | 0 | 0 | 0 | 0 | 0 | 0 | 0 | 0 | 0
F2_Commercial_College (WA)_New_Space Heating_Natural Gas_Boiler_E1 | F2 | Commercial | College (WA) | New | Space Heating | Natural Gas | Boiler | E1 | TRC BC Ratio | [24 empty] | 1 | 1 | 1 | bar: 2019 to 2042
F2_Commercial_College (WA)_New_Space Heating_Natural Gas_Boiler_E2 | F2 | Commercial | College (WA) | New | Space Heating | Natural Gas | Boiler | E2 | TRC BC Ratio | 1.3886 | 1.4128 | 1.4427 | 1.4753 | 1.5106 | 1.557 | 1.6043 | 1.6541 | 1.702 | 1.7507 | 1.7951 | 1.8369 | 1.882 | 1.9284 | 1.9722 | 2.0157 | 2.057 | 2.0995 | 2.1435 | 2.1887 | 2.2348 | 2.2828 | 2.3369 | 2.3854 | 2.4345 | 2.472 | 2.5058
F2_Commercial_College (WA)_New_Space Heating_Natural Gas_Boiler_E3 | F2 | Commercial | College (WA) | New | Space Heating | Natural Gas | Boiler | E3 | TRC BC Ratio | [24 empty] | 1 | 1 | 1 | bar: 2019 to 2042
F2_Commercial_College (WA)_New_Space Heating_Natural Gas_Boiler_E4 | F2 | Commercial | College (WA) | New | Space Heating | Natural Gas | Boiler | E4 | TRC BC Ratio | 0.069641 | 0.071064 | 0.072633 | 0.07426 | 0.075946 | 0.077887 | 0.079861 | 0.081916 | 0.083955 | 0.086035 | 0.088045 | 0.090019 | 0.09209 | 0.094186 | 0.09625 | 0.098329 | 0.10038 | 0.10249 | 0.10465 | 0.10687 | 0.10913 | 0.11143 | 0.11388 | 0.11619 | 0.1185 | 0.11957 | 0.12021
F2_Commercial_College (WA)_New_Space Heating_Natural Gas_Boiler_E5 | F2 | Commercial | College (WA) | New | Space Heating | Natural Gas | Boiler | E5 | TRC BC Ratio | 0 | 0 | 0 | 0 | 0 | 0 | 0 | 0 | 0 | 0 | 0 | 0 | 0 | 0 | 0 | 0 | 0 | 0 | 0 | 0 | 0 | 0 | 0 | 0 | 0 | 0 | 0
F2_Commercial_College (WA)_New_Space Heating_Natural Gas_Boiler_E6 | F2 | Commercial | College (WA) | New | Space Heating | Natural Gas | Boiler | E6 | TRC BC Ratio | 0 | 0 | 0 | 0 | 0 | 0 | 0 | 0 | 0 | 0 | 0 | 0 | 0 | 0 | 0 | 0 | 0 | 0 | 0 | 0 | 0 | 0 | 0 | 0 | 0 | 0 | 0
F2_Commercial_College (WA)_New_Space Heating_Natural Gas_Boiler_E7 | F2 | Commercial | College (WA) | New | Space Heating | Natural Gas | Boiler | E7 | TRC BC Ratio | 0 | 0 | 0 | 0 | 0 | 0 | 0 | 0 | 0 | 0 | 0 | 0 | 0 | 0 | 0 | 0 | 0 | 0 | 0 | 0 | 0 | 0 | 0 | 0 | 0 | 0 | 0
F2_Commercial_College (WA)_New_Space Heating_Natural Gas_Boiler_E8 | F2 | Commercial | College (WA) | New | Space Heating | Natural Gas | Boiler | E8 | TRC BC Ratio | 0 | 0 | 0 | 0 | 0 | 0 | 0 | 0 | 0 | 0 | 0 | 0 | 0 | 0 | 0 | 0 | 0 | 0 | 0 | 0 | 0 | 0 | 0 | 0 | 0 | 0 | 0
F2_Commercial_College (WA)_New_Space Heating_Natural Gas_Boiler_E9 | F2 | Commercial | College (WA) | New | Space Heating | Natural Gas | Boiler | E9 | TRC BC Ratio | 0 | 0 | 0 | 0 | 0 | 0 | 0 | 0 | 0 | 0 | 0 | 0 | 0 | 0 | 0 | 0 | 0 | 0 | 0 | 0 | 0 | 0 | 0 | 0 | 0 | 0 | 0
F2_Commercial_College (WA)_New_Space Heating_Natural Gas_Boiler_E10 | F2 | Commercial | College (WA) | New | Space Heating | Natural Gas | Boiler | E10 | TRC BC Ratio | 0 | 0 | 0 | 0 | 0 | 0 | 0 | 0 | 0 | 0 | 0 | 0 | 0 | 0 | 0 | 0 | 0 | 0 | 0 | 0 | 0 | 0 | 0 | 0 | 0 | 0 | 0
F3_Commercial_College (WA)_New_Space Heating_Natural Gas_Boiler_E1 | F3 | Commercial | College (WA) | New | Space Heating | Natural Gas | Boiler | E1 | PACT BC Ratio | [24 empty] | 1 | 1 | 1 | bar: 2019 to 2042
F3_Commercial_College (WA)_New_Space Heating_Natural Gas_Boiler_E2 | F3 | Commercial | College (WA) | New | Space Heating | Natural Gas | Boiler | E2 | PACT BC Ratio | 3.8892 | 3.9571 | 4.0409 | 4.1321 | 4.2311 | 4.361 | 4.4935 | 4.6329 | 4.7671 | 4.9034 | 5.028 | 5.145 | 5.2714 | 5.4012 | 5.5239 | 5.6457 | 5.7614 | 5.8804 | 6.0039 | 6.1304 | 6.2594 | 6.394 | 6.5454 | 6.6814 | 6.8188 | 6.9239 | 7.0184
F3_Commercial_College (WA)_New_Space Heating_Natural Gas_Boiler_E3 | F3 | Commercial | College (WA) | New | Space Heating | Natural Gas | Boiler | E3 | PACT BC Ratio | [24 empty] | 1 | 1 | 1 | bar: 2019 to 2042
F3_Commercial_College (WA)_New_Space Heating_Natural Gas_Boiler_E4 | F3 | Commercial | College (WA) | New | Space Heating | Natural Gas | Boiler | E4 | PACT BC Ratio | 0.19506 | 0.19904 | 0.20344 | 0.208 | 0.21272 | 0.21815 | 0.22368 | 0.22944 | 0.23515 | 0.24097 | 0.24661 | 0.25214 | 0.25794 | 0.26381 | 0.26959 | 0.27541 | 0.28116 | 0.28706 | 0.29312 | 0.29932 | 0.30565 | 0.31212 | 0.31896 | 0.32544 | 0.3319 | 0.33492 | 0.3367
F3_Commercial_College (WA)_New_Space Heating_Natural Gas_Boiler_E5 | F3 | Commercial | College (WA) | New | Space Heating | Natural Gas | Boiler | E5 | PACT BC Ratio | 0 | 0 | 0 | 0 | 0 | 0 | 0 | 0 | 0 | 0 | 0 | 0 | 0 | 0 | 0 | 0 | 0 | 0 | 0 | 0 | 0 | 0 | 0 | 0 | 0 | 0 | 0
F3_Commercial_College (WA)_New_Space Heating_Natural Gas_Boiler_E6 | F3 | Commercial | College (WA) | New | Space Heating | Natural Gas | Boiler | E6 | PACT BC Ratio | 0 | 0 | 0 | 0 | 0 | 0 | 0 | 0 | 0 | 0 | 0 | 0 | 0 | 0 | 0 | 0 | 0 | 0 | 0 | 0 | 0 | 0 | 0 | 0 | 0 | 0 | 0
F3_Commercial_College (WA)_New_Space Heating_Natural Gas_Boiler_E7 | F3 | Commercial | College (WA) | New | Space Heating | Natural Gas | Boiler | E7 | PACT BC Ratio | 0 | 0 | 0 | 0 | 0 | 0 | 0 | 0 | 0 | 0 | 0 | 0 | 0 | 0 | 0 | 0 | 0 | 0 | 0 | 0 | 0 | 0 | 0 | 0 | 0 | 0 | 0
F3_Commercial_College (WA)_New_Space Heating_Natural Gas_Boiler_E8 | F3 | Commercial | College (WA) | New | Space Heating | Natural Gas | Boiler | E8 | PACT BC Ratio | 0 | 0 | 0 | 0 | 0 | 0 | 0 | 0 | 0 | 0 | 0 | 0 | 0 | 0 | 0 | 0 | 0 | 0 | 0 | 0 | 0 | 0 | 0 | 0 | 0 | 0 | 0
F3_Commercial_College (WA)_New_Space Heating_Natural Gas_Boiler_E9 | F3 | Commercial | College (WA) | New | Space Heating | Natural Gas | Boiler | E9 | PACT BC Ratio | 0 | 0 | 0 | 0 | 0 | 0 | 0 | 0 | 0 | 0 | 0 | 0 | 0 | 0 | 0 | 0 | 0 | 0 | 0 | 0 | 0 | 0 | 0 | 0 | 0 | 0 | 0
F3_Commercial_College (WA)_New_Space Heating_Natural Gas_Boiler_E10 | F3 | Commercial | College (WA) | New | Space Heating | Natural Gas | Boiler | E10 | PACT BC Ratio | 0 | 0 | 0 | 0 | 0 | 0 | 0 | 0 | 0 | 0 | 0 | 0 | 0 | 0 | 0 | 0 | 0 | 0 | 0 | 0 | 0 | 0 | 0 | 0 | 0 | 0 | 0
F4_Commercial_College (WA)_New_Space Heating_Natural Gas_Boiler_E1 | F4 | Commercial | College (WA) | New | Space Heating | Natural Gas | Boiler | E1 | RVT BC Ratio | [24 empty] | 1 | 1 | 1 | bar: 2019 to 2042
F4_Commercial_College (WA)_New_Space Heating_Natural Gas_Boiler_E2 | F4 | Commercial | College (WA) | New | Space Heating | Natural Gas | Boiler | E2 | RVT BC Ratio | 2.1174 | 2.1402 | 2.1702 | 2.2031 | 2.2388 | 2.2894 | 2.3399 | 2.3928 | 2.4416 | 2.4899 | 2.5434 | 2.5929 | 2.6465 | 2.7011 | 2.752 | 2.8019 | 2.8483 | 2.8957 | 2.9446 | 2.9942 | 3.0442 | 3.1048 | 3.1729 | 3.2341 | 3.2959 | 3.3432 | 3.3857
F4_Commercial_College (WA)_New_Space Heating_Natural Gas_Boiler_E3 | F4 | Commercial | College (WA) | New | Space Heating | Natural Gas | Boiler | E3 | RVT BC Ratio | [24 empty] | 1 | 1 | 1 | bar: 2019 to 2042
F4_Commercial_College (WA)_New_Space Heating_Natural Gas_Boiler_E4 | F4 | Commercial | College (WA) | New | Space Heating | Natural Gas | Boiler | E4 | RVT BC Ratio | 0.3203 | 0.32178 | 0.32345 | 0.32518 | 0.32698 | 0.32913 | 0.33131 | 0.33359 | 0.33582 | 0.3381 | 0.34055 | 0.34297 | 0.3455 | 0.34806 | 0.35056 | 0.35308 | 0.35554 | 0.35805 | 0.36063 | 0.36326 | 0.36593 | 0.36884 | 0.37192 | 0.37483 | 0.37774 | 0.3791 | 0.3799
F4_Commercial_College (WA)_New_Space Heating_Natural Gas_Boiler_E5 | F4 | Commercial | College (WA) | New | Space Heating | Natural Gas | Boiler | E5 | RVT BC Ratio | 0 | 0 | 0 | 0 | 0 | 0 | 0 | 0 | 0 | 0 | 0 | 0 | 0 | 0 | 0 | 0 | 0 | 0 | 0 | 0 | 0 | 0 | 0 | 0 | 0 | 0 | 0
F4_Commercial_College (WA)_New_Space Heating_Natural Gas_Boiler_E6 | F4 | Commercial | College (WA) | New | Space Heating | Natural Gas | Boiler | E6 | RVT BC Ratio | 0 | 0 | 0 | 0 | 0 | 0 | 0 | 0 | 0 | 0 | 0 | 0 | 0 | 0 | 0 | 0 | 0 | 0 | 0 | 0 | 0 | 0 | 0 | 0 | 0 | 0 | 0
F4_Commercial_College (WA)_New_Space Heating_Natural Gas_Boiler_E7 | F4 | Commercial | College (WA) | New | Space Heating | Natural Gas | Boiler | E7 | RVT BC Ratio | 0 | 0 | 0 | 0 | 0 | 0 | 0 | 0 | 0 | 0 | 0 | 0 | 0 | 0 | 0 | 0 | 0 | 0 | 0 | 0 | 0 | 0 | 0 | 0 | 0 | 0 | 0
F4_Commercial_College (WA)_New_Space Heating_Natural Gas_Boiler_E8 | F4 | Commercial | College (WA) | New | Space Heating | Natural Gas | Boiler | E8 | RVT BC Ratio | 0 | 0 | 0 | 0 | 0 | 0 | 0 | 0 | 0 | 0 | 0 | 0 | 0 | 0 | 0 | 0 | 0 | 0 | 0 | 0 | 0 | 0 | 0 | 0 | 0 | 0 | 0
F4_Commercial_College (WA)_New_Space Heating_Natural Gas_Boiler_E9 | F4 | Commercial | College (WA) | New | Space Heating | Natural Gas | Boiler | E9 | RVT BC Ratio | 0 | 0 | 0 | 0 | 0 | 0 | 0 | 0 | 0 | 0 | 0 | 0 | 0 | 0 | 0 | 0 | 0 | 0 | 0 | 0 | 0 | 0 | 0 | 0 | 0 | 0 | 0
F4_Commercial_College (WA)_New_Space Heating_Natural Gas_Boiler_E10 | F4 | Commercial | College (WA) | New | Space Heating | Natural Gas | Boiler | E10 | RVT BC Ratio | 0 | 0 | 0 | 0 | 0 | 0 | 0 | 0 | 0 | 0 | 0 | 0 | 0 | 0 | 0 | 0 | 0 | 0 | 0 | 0 | 0 | 0 | 0 | 0 | 0 | 0 | 0
F5_Commercial_College (WA)_New_Space Heating_Natural Gas_Boiler_E1 | F5 | Commercial | College (WA) | New | Space Heating | Natural Gas | Boiler | E1 | RIM BC Ratio | [24 empty] | 1 | 1 | 1 | bar: 2019 to 2042
F5_Commercial_College (WA)_New_Space Heating_Natural Gas_Boiler_E2 | F5 | Commercial | College (WA) | New | Space Heating | Natural Gas | Boiler | E2 | RIM BC Ratio | 0.71902 | 0.72445 | 0.73042 | 0.7367 | 0.74329 | 0.75056 | 0.75795 | 0.76554 | 0.77317 | 0.78098 | 0.78521 | 0.78923 | 0.79342 | 0.79763 | 0.8017 | 0.80577 | 0.80975 | 0.81382 | 0.81799 | 0.82226 | 0.82661 | 0.82891 | 0.83141 | 0.83356 | 0.83566 | 0.83722 | 0.83859
F5_Commercial_College (WA)_New_Space Heating_Natural Gas_Boiler_E3 | F5 | Commercial | College (WA) | New | Space Heating | Natural Gas | Boiler | E3 | RIM BC Ratio | [24 empty] | 1 | 1 | 1 | bar: 2019 to 2042
F5_Commercial_College (WA)_New_Space Heating_Natural Gas_Boiler_E4 | F5 | Commercial | College (WA) | New | Space Heating | Natural Gas | Boiler | E4 | RIM BC Ratio | 0.16062 | 0.16343 | 0.16651 | 0.16968 | 0.17294 | 0.17664 | 0.18037 | 0.18422 | 0.18802 | 0.19186 | 0.19546 | 0.19895 | 0.20258 | 0.20622 | 0.20978 | 0.21334 | 0.21683 | 0.22038 | 0.224 | 0.22767 | 0.23139 | 0.23508 | 0.23894 | 0.24256 | 0.24613 | 0.24778 | 0.24876
F5_Commercial_College (WA)_New_Space Heating_Natural Gas_Boiler_E5 | F5 | Commercial | College (WA) | New | Space Heating | Natural Gas | Boiler | E5 | RIM BC Ratio | 0 | 0 | 0 | 0 | 0 | 0 | 0 | 0 | 0 | 0 | 0 | 0 | 0 | 0 | 0 | 0 | 0 | 0 | 0 | 0 | 0 | 0 | 0 | 0 | 0 | 0 | 0
F5_Commercial_College (WA)_New_Space Heating_Natural Gas_Boiler_E6 | F5 | Commercial | College (WA) | New | Space Heating | Natural Gas | Boiler | E6 | RIM BC Ratio | 0 | 0 | 0 | 0 | 0 | 0 | 0 | 0 | 0 | 0 | 0 | 0 | 0 | 0 | 0 | 0 | 0 | 0 | 0 | 0 | 0 | 0 | 0 | 0 | 0 | 0 | 0
F5_Commercial_College (WA)_New_Space Heating_Natural Gas_Boiler_E7 | F5 | Commercial | College (WA) | New | Space Heating | Natural Gas | Boiler | E7 | RIM BC Ratio | 0 | 0 | 0 | 0 | 0 | 0 | 0 | 0 | 0 | 0 | 0 | 0 | 0 | 0 | 0 | 0 | 0 | 0 | 0 | 0 | 0 | 0 | 0 | 0 | 0 | 0 | 0
F5_Commercial_College (WA)_New_Space Heating_Natural Gas_Boiler_E8 | F5 | Commercial | College (WA) | New | Space Heating | Natural Gas | Boiler | E8 | RIM BC Ratio | 0 | 0 | 0 | 0 | 0 | 0 | 0 | 0 | 0 | 0 | 0 | 0 | 0 | 0 | 0 | 0 | 0 | 0 | 0 | 0 | 0 | 0 | 0 | 0 | 0 | 0 | 0
F5_Commercial_College (WA)_New_Space Heating_Natural Gas_Boiler_E9 | F5 | Commercial | College (WA) | New | Space Heating | Natural Gas | Boiler | E9 | RIM BC Ratio | 0 | 0 | 0 | 0 | 0 | 0 | 0 | 0 | 0 | 0 | 0 | 0 | 0 | 0 | 0 | 0 | 0 | 0 | 0 | 0 | 0 | 0 | 0 | 0 | 0 | 0 | 0
F5_Commercial_College (WA)_New_Space Heating_Natural Gas_Boiler_E10 | F5 | Commercial | College (WA) | New | Space Heating | Natural Gas | Boiler | E10 | RIM BC Ratio | 0 | 0 | 0 | 0 | 0 | 0 | 0 | 0 | 0 | 0 | 0 | 0 | 0 | 0 | 0 | 0 | 0 | 0 | 0 | 0 | 0 | 0 | 0 | 0 | 0 | 0 | 0
F0_Commercial_College (WA)_New_Space Heating_Natural Gas_Unit Heater_E0 | F0 | Commercial | College (WA) | New | Space Heating | Natural Gas | Unit Heater | E0 | Economic Unit | Infrared Radiant | Infrared Radiant | Infrared Radiant | Infrared Radiant | Infrared Radiant | Infrared Radiant | Infrared Radiant | Infrared Radiant | Infrared Radiant | Infrared Radiant | Infrared Radiant | Infrared Radiant | Infrared Radiant | Infrared Radiant | Infrared Radiant | Infrared Radiant | Infrared Radiant | Infrared Radiant | Infrared Radiant | Infrared Radiant | Infrared Radiant | Infrared Radiant | Infrared Radiant | Infrared Radiant | Infrared Radiant | Infrared Radiant | Infrared Radiant
F1_Commercial_College (WA)_New_Space Heating_Natural Gas_Unit Heater_E1 | F1 | Commercial | College (WA) | New | Space Heating | Natural Gas | Unit Heater | E1 | CCE | 0 | 0 | 0 | 0 | 0 | 0 | 0 | 0 | 0 | 0 | 0 | 0 | 0 | 0 | 0 | 0 | 0 | 0 | 0 | 0 | 0 | 0 | 0 | 0 | 0 | 0 | 0
F1_Commercial_College (WA)_New_Space Heating_Natural Gas_Unit Heater_E2 | F1 | Commercial | College (WA) | New | Space Heating | Natural Gas | Unit Heater | E2 | CCE | 0.00010423 | 0.00010816 | 0.00010816 | 0.00010816 | 0.00010816 | 0.00010816 | 0.00010816 | 0.00010816 | 0.00010816 | 0.00010816 | 0.00010816 | 0.00010816 | 0.00010816 | 0.00010816 | 0.00010816 | 0.00010816 | 0.00010816 | 0.00010816 | 0.00010816 | 0.00010816 | 0.00010816 | 0.00010816 | 0.00010816 | 0.00010816 | 0.00010816 | 0.00010816 | 0.00010816
F1_Commercial_College (WA)_New_Space Heating_Natural Gas_Unit Heater_E3 | F1 | Commercial | College (WA) | New | Space Heating | Natural Gas | Unit Heater | E3 | CCE | 3.2713e-05 | 3.3948e-05 | 3.3948e-05 | 3.3948e-05 | 3.3948e-05 | 3.3948e-05 | 3.3948e-05 | 3.3948e-05 | 3.3948e-05 | 3.3948e-05 | 3.3948e-05 | 3.3948e-05 | 3.3948e-05 | 3.3948e-05 | 3.3948e-05 | 3.3948e-05 | 3.3948e-05 | 3.3948e-05 | 3.3948e-05 | 3.3948e-05 | 3.3948e-05 | 3.3948e-05 | 3.3948e-05 | 3.3948e-05 | 3.3948e-05 | 3.3948e-05 | 3.3948e-05
F1_Commercial_College (WA)_New_Space Heating_Natural Gas_Unit Heater_E4 | F1 | Commercial | College (WA) | New | Space Heating | Natural Gas | Unit Heater | E4 | CCE | 0 | 0 | 0 | 0 | 0 | 0 | 0 | 0 | 0 | 0 | 0 | 0 | 0 | 0 | 0 | 0 | 0 | 0 | 0 | 0 | 0 | 0 | 0 | 0 | 0 | 0 | 0
F1_Commercial_College (WA)_New_Space Heating_Natural Gas_Unit Heater_E5 | F1 | Commercial | College (WA) | New | Space Heating | Natural Gas | Unit Heater | E5 | CCE | 0 | 0 | 0 | 0 | 0 | 0 | 0 | 0 | 0 | 0 | 0 | 0 | 0 | 0 | 0 | 0 | 0 | 0 | 0 | 0 | 0 | 0 | 0 | 0 | 0 | 0 | 0
F1_Commercial_College (WA)_New_Space Heating_Natural Gas_Unit Heater_E6 | F1 | Commercial | College (WA) | New | Space Heating | Natural Gas | Unit Heater | E6 | CCE | 0 | 0 | 0 | 0 | 0 | 0 | 0 | 0 | 0 | 0 | 0 | 0 | 0 | 0 | 0 | 0 | 0 | 0 | 0 | 0 | 0 | 0 | 0 | 0 | 0 | 0 | 0
F1_Commercial_College (WA)_New_Space Heating_Natural Gas_Unit Heater_E7 | F1 | Commercial | College (WA) | New | Space Heating | Natural Gas | Unit Heater | E7 | CCE | 0 | 0 | 0 | 0 | 0 | 0 | 0 | 0 | 0 | 0 | 0 | 0 | 0 | 0 | 0 | 0 | 0 | 0 | 0 | 0 | 0 | 0 | 0 | 0 | 0 | 0 | 0
F1_Commercial_College (WA)_New_Space Heating_Natural Gas_Unit Heater_E8 | F1 | Commercial | College (WA) | New | Space Heating | Natural Gas | Unit Heater | E8 | CCE | 0 | 0 | 0 | 0 | 0 | 0 | 0 | 0 | 0 | 0 | 0 | 0 | 0 | 0 | 0 | 0 | 0 | 0 | 0 | 0 | 0 | 0 | 0 | 0 | 0 | 0 | 0
F1_Commercial_College (WA)_New_Space Heating_Natural Gas_Unit Heater_E9 | F1 | Commercial | College (WA) | New | Space Heating | Natural Gas | Unit Heater | E9 | CCE | 0 | 0 | 0 | 0 | 0 | 0 | 0 | 0 | 0 | 0 | 0 | 0 | 0 | 0 | 0 | 0 | 0 | 0 | 0 | 0 | 0 | 0 | 0 | 0 | 0 | 0 | 0
F1_Commercial_College (WA)_New_Space Heating_Natural Gas_Unit Heater_E10 | F1 | Commercial | College (WA) | New | Space Heating | Natural Gas | Unit Heater | E10 | CCE | 0 | 0 | 0 | 0 | 0 | 0 | 0 | 0 | 0 | 0 | 0 | 0 | 0 | 0 | 0 | 0 | 0 | 0 | 0 | 0 | 0 | 0 | 0 | 0 | 0 | 0 | 0
F2_Commercial_College (WA)_New_Space Heating_Natural Gas_Unit Heater_E1 | F2 | Commercial | College (WA) | New | Space Heating | Natural Gas | Unit Heater | E1 | TRC BC Ratio | [24 empty] | 1 | 1 | 1 | bar: 2019 to 2042
F2_Commercial_College (WA)_New_Space Heating_Natural Gas_Unit Heater_E2 | F2 | Commercial | College (WA) | New | Space Heating | Natural Gas | Unit Heater | E2 | TRC BC Ratio | 38.0341 | 38.6592 | 39.4749 | 40.3743 | 41.3644 | 42.7288 | 44.1184 | 45.5898 | 46.9978 | 48.4277 | 49.7079 | 50.8885 | 52.1808 | 53.508 | 54.7436 | 55.9615 | 57.098 | 58.2695 | 59.4896 | 60.7412 | 62.0168 | 63.3628 | 64.9211 | 66.299 | 67.7062 | 69.1433 | 70.6109
F2_Commercial_College (WA)_New_Space Heating_Natural Gas_Unit Heater_E3 | F2 | Commercial | College (WA) | New | Space Heating | Natural Gas | Unit Heater | E3 | TRC BC Ratio | 168.8361 | 173.2861 | 177.6465 | 181.7489 | 185.5767 | 189.0428 | 192.488 | 196.054 | 200.0439 | 204.1623 | 208.5508 | 213.1762 | 217.8061 | 222.2453 | 226.8789 | 231.6476 | 236.6073 | 241.6632 | 246.8065 | 252.0543 | 257.4157 | 262.8545 | 268.2551 | 273.9489 | 279.7636 | 285.7016 | 291.7657
F2_Commercial_College (WA)_New_Space Heating_Natural Gas_Unit Heater_E4 | F2 | Commercial | College (WA) | New | Space Heating | Natural Gas | Unit Heater | E4 | TRC BC Ratio | 0 | 0 | 0 | 0 | 0 | 0 | 0 | 0 | 0 | 0 | 0 | 0 | 0 | 0 | 0 | 0 | 0 | 0 | 0 | 0 | 0 | 0 | 0 | 0 | 0 | 0 | 0
F2_Commercial_College (WA)_New_Space Heating_Natural Gas_Unit Heater_E5 | F2 | Commercial | College (WA) | New | Space Heating | Natural Gas | Unit Heater | E5 | TRC BC Ratio | 0 | 0 | 0 | 0 | 0 | 0 | 0 | 0 | 0 | 0 | 0 | 0 | 0 | 0 | 0 | 0 | 0 | 0 | 0 | 0 | 0 | 0 | 0 | 0 | 0 | 0 | 0
F2_Commercial_College (WA)_New_Space Heating_Natural Gas_Unit Heater_E6 | F2 | Commercial | College (WA) | New | Space Heating | Natural Gas | Unit Heater | E6 | TRC BC Ratio | 0 | 0 | 0 | 0 | 0 | 0 | 0 | 0 | 0 | 0 | 0 | 0 | 0 | 0 | 0 | 0 | 0 | 0 | 0 | 0 | 0 | 0 | 0 | 0 | 0 | 0 | 0
F2_Commercial_College (WA)_New_Space Heating_Natural Gas_Unit Heater_E7 | F2 | Commercial | College (WA) | New | Space Heating | Natural Gas | Unit Heater | E7 | TRC BC Ratio | 0 | 0 | 0 | 0 | 0 | 0 | 0 | 0 | 0 | 0 | 0 | 0 | 0 | 0 | 0 | 0 | 0 | 0 | 0 | 0 | 0 | 0 | 0 | 0 | 0 | 0 | 0
F2_Commercial_College (WA)_New_Space Heating_Natural Gas_Unit Heater_E8 | F2 | Commercial | College (WA) | New | Space Heating | Natural Gas | Unit Heater | E8 | TRC BC Ratio | 0 | 0 | 0 | 0 | 0 | 0 | 0 | 0 | 0 | 0 | 0 | 0 | 0 | 0 | 0 | 0 | 0 | 0 | 0 | 0 | 0 | 0 | 0 | 0 | 0 | 0 | 0
F2_Commercial_College (WA)_New_Space Heating_Natural Gas_Unit Heater_E9 | F2 | Commercial | College (WA) | New | Space Heating | Natural Gas | Unit Heater | E9 | TRC BC Ratio | 0 | 0 | 0 | 0 | 0 | 0 | 0 | 0 | 0 | 0 | 0 | 0 | 0 | 0 | 0 | 0 | 0 | 0 | 0 | 0 | 0 | 0 | 0 | 0 | 0 | 0 | 0
F2_Commercial_College (WA)_New_Space Heating_Natural Gas_Unit Heater_E10 | F2 | Commercial | College (WA) | New | Space Heating | Natural Gas | Unit Heater | E10 | TRC BC Ratio | 0 | 0 | 0 | 0 | 0 | 0 | 0 | 0 | 0 | 0 | 0 | 0 | 0 | 0 | 0 | 0 | 0 | 0 | 0 | 0 | 0 | 0 | 0 | 0 | 0 | 0 | 0
F3_Commercial_College (WA)_New_Space Heating_Natural Gas_Unit Heater_E1 | F3 | Commercial | College (WA) | New | Space Heating | Natural Gas | Unit Heater | E1 | PACT BC Ratio | [24 empty] | 1 | 1 | 1 | bar: 2019 to 2042
F3_Commercial_College (WA)_New_Space Heating_Natural Gas_Unit Heater_E2 | F3 | Commercial | College (WA) | New | Space Heating | Natural Gas | Unit Heater | E2 | PACT BC Ratio | 106.53 | 108.2809 | 110.5657 | 113.0847 | 115.858 | 119.6796 | 123.5715 | 127.693 | 131.6364 | 135.6416 | 139.2272 | 142.5339 | 146.1538 | 149.8711 | 153.332 | 156.743 | 159.9264 | 163.2076 | 166.6251 | 170.1306 | 173.7035 | 177.4736 | 181.838 | 185.6975 | 189.639 | 193.6641 | 197.7747
F3_Commercial_College (WA)_New_Space Heating_Natural Gas_Unit Heater_E3 | F3 | Commercial | College (WA) | New | Space Heating | Natural Gas | Unit Heater | E3 | PACT BC Ratio | 472.8946 | 485.3587 | 497.5718 | 509.0623 | 519.7834 | 529.4916 | 539.1415 | 549.1296 | 560.3049 | 571.8401 | 584.1318 | 597.0871 | 610.0551 | 622.4888 | 635.4671 | 648.824 | 662.7156 | 676.8768 | 691.2827 | 705.9813 | 720.9979 | 736.2317 | 751.3583 | 767.3061 | 783.5924 | 800.2243 | 817.2093
F3_Commercial_College (WA)_New_Space Heating_Natural Gas_Unit Heater_E4 | F3 | Commercial | College (WA) | New | Space Heating | Natural Gas | Unit Heater | E4 | PACT BC Ratio | 0 | 0 | 0 | 0 | 0 | 0 | 0 | 0 | 0 | 0 | 0 | 0 | 0 | 0 | 0 | 0 | 0 | 0 | 0 | 0 | 0 | 0 | 0 | 0 | 0 | 0 | 0
F3_Commercial_College (WA)_New_Space Heating_Natural Gas_Unit Heater_E5 | F3 | Commercial | College (WA) | New | Space Heating | Natural Gas | Unit Heater | E5 | PACT BC Ratio | 0 | 0 | 0 | 0 | 0 | 0 | 0 | 0 | 0 | 0 | 0 | 0 | 0 | 0 | 0 | 0 | 0 | 0 | 0 | 0 | 0 | 0 | 0 | 0 | 0 | 0 | 0
F3_Commercial_College (WA)_New_Space Heating_Natural Gas_Unit Heater_E6 | F3 | Commercial | College (WA) | New | Space Heating | Natural Gas | Unit Heater | E6 | PACT BC Ratio | 0 | 0 | 0 | 0 | 0 | 0 | 0 | 0 | 0 | 0 | 0 | 0 | 0 | 0 | 0 | 0 | 0 | 0 | 0 | 0 | 0 | 0 | 0 | 0 | 0 | 0 | 0
F3_Commercial_College (WA)_New_Space Heating_Natural Gas_Unit Heater_E7 | F3 | Commercial | College (WA) | New | Space Heating | Natural Gas | Unit Heater | E7 | PACT BC Ratio | 0 | 0 | 0 | 0 | 0 | 0 | 0 | 0 | 0 | 0 | 0 | 0 | 0 | 0 | 0 | 0 | 0 | 0 | 0 | 0 | 0 | 0 | 0 | 0 | 0 | 0 | 0
F3_Commercial_College (WA)_New_Space Heating_Natural Gas_Unit Heater_E8 | F3 | Commercial | College (WA) | New | Space Heating | Natural Gas | Unit Heater | E8 | PACT BC Ratio | 0 | 0 | 0 | 0 | 0 | 0 | 0 | 0 | 0 | 0 | 0 | 0 | 0 | 0 | 0 | 0 | 0 | 0 | 0 | 0 | 0 | 0 | 0 | 0 | 0 | 0 | 0
F3_Commercial_College (WA)_New_Space Heating_Natural Gas_Unit Heater_E9 | F3 | Commercial | College (WA) | New | Space Heating | Natural Gas | Unit Heater | E9 | PACT BC Ratio | 0 | 0 | 0 | 0 | 0 | 0 | 0 | 0 | 0 | 0 | 0 | 0 | 0 | 0 | 0 | 0 | 0 | 0 | 0 | 0 | 0 | 0 | 0 | 0 | 0 | 0 | 0
F3_Commercial_College (WA)_New_Space Heating_Natural Gas_Unit Heater_E10 | F3 | Commercial | College (WA) | New | Space Heating | Natural Gas | Unit Heater | E10 | PACT BC Ratio | 0 | 0 | 0 | 0 | 0 | 0 | 0 | 0 | 0 | 0 | 0 | 0 | 0 | 0 | 0 | 0 | 0 | 0 | 0 | 0 | 0 | 0 | 0 | 0 | 0 | 0 | 0
F4_Commercial_College (WA)_New_Space Heating_Natural Gas_Unit Heater_E1 | F4 | Commercial | College (WA) | New | Space Heating | Natural Gas | Unit Heater | E1 | RVT BC Ratio | [24 empty] | 1 | 1 | 1 | bar: 2019 to 2042
F4_Commercial_College (WA)_New_Space Heating_Natural Gas_Unit Heater_E2 | F4 | Commercial | College (WA) | New | Space Heating | Natural Gas | Unit Heater | E2 | RVT BC Ratio | 52.8402 | 53.3941 | 54.187 | 55.0614 | 56.0242 | 57.4796 | 58.9208 | 60.4355 | 61.8099 | 63.1649 | 64.6902 | 66.0706 | 67.5842 | 69.1282 | 70.5349 | 71.9005 | 73.1396 | 74.4046 | 75.7119 | 77.0374 | 78.3696 | 80.0656 | 82.029 | 83.7652 | 85.5383 | 87.349 | 89.1982
F4_Commercial_College (WA)_New_Space Heating_Natural Gas_Unit Heater_E3 | F4 | Commercial | College (WA) | New | Space Heating | Natural Gas | Unit Heater | E3 | RVT BC Ratio | 218.4205 | 223.4556 | 228.2818 | 232.6917 | 236.6581 | 240.0331 | 243.2969 | 246.9187 | 251.3444 | 256.2328 | 261.471 | 267.3887 | 273.3184 | 279.0191 | 284.9831 | 291.1332 | 297.5438 | 304.0909 | 310.7639 | 317.5867 | 324.5722 | 331.4251 | 338.2299 | 345.4041 | 352.7305 | 360.2125 | 367.8532
F4_Commercial_College (WA)_New_Space Heating_Natural Gas_Unit Heater_E4 | F4 | Commercial | College (WA) | New | Space Heating | Natural Gas | Unit Heater | E4 | RVT BC Ratio | 0 | 0 | 0 | 0 | 0 | 0 | 0 | 0 | 0 | 0 | 0 | 0 | 0 | 0 | 0 | 0 | 0 | 0 | 0 | 0 | 0 | 0 | 0 | 0 | 0 | 0 | 0
F4_Commercial_College (WA)_New_Space Heating_Natural Gas_Unit Heater_E5 | F4 | Commercial | College (WA) | New | Space Heating | Natural Gas | Unit Heater | E5 | RVT BC Ratio | 0 | 0 | 0 | 0 | 0 | 0 | 0 | 0 | 0 | 0 | 0 | 0 | 0 | 0 | 0 | 0 | 0 | 0 | 0 | 0 | 0 | 0 | 0 | 0 | 0 | 0 | 0
F4_Commercial_College (WA)_New_Space Heating_Natural Gas_Unit Heater_E6 | F4 | Commercial | College (WA) | New | Space Heating | Natural Gas | Unit Heater | E6 | RVT BC Ratio | 0 | 0 | 0 | 0 | 0 | 0 | 0 | 0 | 0 | 0 | 0 | 0 | 0 | 0 | 0 | 0 | 0 | 0 | 0 | 0 | 0 | 0 | 0 | 0 | 0 | 0 | 0
F4_Commercial_College (WA)_New_Space Heating_Natural Gas_Unit Heater_E7 | F4 | Commercial | College (WA) | New | Space Heating | Natural Gas | Unit Heater | E7 | RVT BC Ratio | 0 | 0 | 0 | 0 | 0 | 0 | 0 | 0 | 0 | 0 | 0 | 0 | 0 | 0 | 0 | 0 | 0 | 0 | 0 | 0 | 0 | 0 | 0 | 0 | 0 | 0 | 0
F4_Commercial_College (WA)_New_Space Heating_Natural Gas_Unit Heater_E8 | F4 | Commercial | College (WA) | New | Space Heating | Natural Gas | Unit Heater | E8 | RVT BC Ratio | 0 | 0 | 0 | 0 | 0 | 0 | 0 | 0 | 0 | 0 | 0 | 0 | 0 | 0 | 0 | 0 | 0 | 0 | 0 | 0 | 0 | 0 | 0 | 0 | 0 | 0 | 0
F4_Commercial_College (WA)_New_Space Heating_Natural Gas_Unit Heater_E9 | F4 | Commercial | College (WA) | New | Space Heating | Natural Gas | Unit Heater | E9 | RVT BC Ratio | 0 | 0 | 0 | 0 | 0 | 0 | 0 | 0 | 0 | 0 | 0 | 0 | 0 | 0 | 0 | 0 | 0 | 0 | 0 | 0 | 0 | 0 | 0 | 0 | 0 | 0 | 0
F4_Commercial_College (WA)_New_Space Heating_Natural Gas_Unit Heater_E10 | F4 | Commercial | College (WA) | New | Space Heating | Natural Gas | Unit Heater | E10 | RVT BC Ratio | 0 | 0 | 0 | 0 | 0 | 0 | 0 | 0 | 0 | 0 | 0 | 0 | 0 | 0 | 0 | 0 | 0 | 0 | 0 | 0 | 0 | 0 | 0 | 0 | 0 | 0 | 0
F5_Commercial_College (WA)_New_Space Heating_Natural Gas_Unit Heater_E1 | F5 | Commercial | College (WA) | New | Space Heating | Natural Gas | Unit Heater | E1 | RIM BC Ratio | [24 empty] | 1 | 1 | 1 | bar: 2019 to 2042
F5_Commercial_College (WA)_New_Space Heating_Natural Gas_Unit Heater_E2 | F5 | Commercial | College (WA) | New | Space Heating | Natural Gas | Unit Heater | E2 | RIM BC Ratio | 0.8605 | 0.8656 | 0.87098 | 0.87673 | 0.88285 | 0.88896 | 0.89549 | 0.90224 | 0.90949 | 0.91712 | 0.91924 | 0.92147 | 0.92377 | 0.92617 | 0.92871 | 0.93139 | 0.93425 | 0.93725 | 0.9404 | 0.94371 | 0.94719 | 0.9473 | 0.94742 | 0.94752 | 0.94762 | 0.94772 | 0.94782
F5_Commercial_College (WA)_New_Space Heating_Natural Gas_Unit Heater_E3 | F5 | Commercial | College (WA) | New | Space Heating | Natural Gas | Unit Heater | E3 | RIM BC Ratio | 0.92674 | 0.92975 | 0.93301 | 0.93648 | 0.94019 | 0.9443 | 0.94862 | 0.95203 | 0.95432 | 0.9554 | 0.9564 | 0.95599 | 0.95557 | 0.95514 | 0.95467 | 0.95416 | 0.9536 | 0.95302 | 0.95242 | 0.95179 | 0.95112 | 0.95115 | 0.95118 | 0.9512 | 0.95122 | 0.95125 | 0.95127
F5_Commercial_College (WA)_New_Space Heating_Natural Gas_Unit Heater_E4 | F5 | Commercial | College (WA) | New | Space Heating | Natural Gas | Unit Heater | E4 | RIM BC Ratio | 0 | 0 | 0 | 0 | 0 | 0 | 0 | 0 | 0 | 0 | 0 | 0 | 0 | 0 | 0 | 0 | 0 | 0 | 0 | 0 | 0 | 0 | 0 | 0 | 0 | 0 | 0
F5_Commercial_College (WA)_New_Space Heating_Natural Gas_Unit Heater_E5 | F5 | Commercial | College (WA) | New | Space Heating | Natural Gas | Unit Heater | E5 | RIM BC Ratio | 0 | 0 | 0 | 0 | 0 | 0 | 0 | 0 | 0 | 0 | 0 | 0 | 0 | 0 | 0 | 0 | 0 | 0 | 0 | 0 | 0 | 0 | 0 | 0 | 0 | 0 | 0
F5_Commercial_College (WA)_New_Space Heating_Natural Gas_Unit Heater_E6 | F5 | Commercial | College (WA) | New | Space Heating | Natural Gas | Unit Heater | E6 | RIM BC Ratio | 0 | 0 | 0 | 0 | 0 | 0 | 0 | 0 | 0 | 0 | 0 | 0 | 0 | 0 | 0 | 0 | 0 | 0 | 0 | 0 | 0 | 0 | 0 | 0 | 0 | 0 | 0
F5_Commercial_College (WA)_New_Space Heating_Natural Gas_Unit Heater_E7 | F5 | Commercial | College (WA) | New | Space Heating | Natural Gas | Unit Heater | E7 | RIM BC Ratio | 0 | 0 | 0 | 0 | 0 | 0 | 0 | 0 | 0 | 0 | 0 | 0 | 0 | 0 | 0 | 0 | 0 | 0 | 0 | 0 | 0 | 0 | 0 | 0 | 0 | 0 | 0
F5_Commercial_College (WA)_New_Space Heating_Natural Gas_Unit Heater_E8 | F5 | Commercial | College (WA) | New | Space Heating | Natural Gas | Unit Heater | E8 | RIM BC Ratio | 0 | 0 | 0 | 0 | 0 | 0 | 0 | 0 | 0 | 0 | 0 | 0 | 0 | 0 | 0 | 0 | 0 | 0 | 0 | 0 | 0 | 0 | 0 | 0 | 0 | 0 | 0
F5_Commercial_College (WA)_New_Space Heating_Natural Gas_Unit Heater_E9 | F5 | Commercial | College (WA) | New | Space Heating | Natural Gas | Unit Heater | E9 | RIM BC Ratio | 0 | 0 | 0 | 0 | 0 | 0 | 0 | 0 | 0 | 0 | 0 | 0 | 0 | 0 | 0 | 0 | 0 | 0 | 0 | 0 | 0 | 0 | 0 | 0 | 0 | 0 | 0
F5_Commercial_College (WA)_New_Space Heating_Natural Gas_Unit Heater_E10 | F5 | Commercial | College (WA) | New | Space Heating | Natural Gas | Unit Heater | E10 | RIM BC Ratio | 0 | 0 | 0 | 0 | 0 | 0 | 0 | 0 | 0 | 0 | 0 | 0 | 0 | 0 | 0 | 0 | 0 | 0 | 0 | 0 | 0 | 0 | 0 | 0 | 0 | 0 | 0
F0_Commercial_College (WA)_New_Water Heating_Natural Gas_Water Heater_E0 | F0 | Commercial | College (WA) | New | Water Heating | Natural Gas | Water Heater | E0 | Economic Unit | TE 0.94 | TE 0.94 | TE 0.94 | TE 0.94 | TE 0.94 | TE 0.94 | Instantaneous TE 0.94 | Gas-Fired Absorption HPWH | Gas-Fired Absorption HPWH | Gas-Fired Absorption HPWH | Gas-Fired Absorption HPWH | Gas-Fired Absorption HPWH | Gas-Fired Absorption HPWH | Gas-Fired Absorption HPWH | Gas-Fired Absorption HPWH | Gas-Fired Absorption HPWH | Gas-Fired Absorption HPWH | Gas-Fired Absorption HPWH | Gas-Fired Absorption HPWH | Gas-Fired Absorption HPWH | Gas-Fired Absorption HPWH | Gas-Fired Absorption HPWH | Gas-Fired Absorption HPWH | Gas-Fired Absorption HPWH | Gas-Fired Absorption HPWH | Gas-Fired Absorption HPWH | Gas-Fired Absorption HPWH
F1_Commercial_College (WA)_New_Water Heating_Natural Gas_Water Heater_E1 | F1 | Commercial | College (WA) | New | Water Heating | Natural Gas | Water Heater | E1 | CCE | 0 | 0 | 0 | 0 | 0 | 0 | 0 | 0 | 0 | 0 | 0 | 0 | 0 | 0 | 0 | 0 | 0 | 0 | 0 | 0 | 0 | 0 | 0 | 0 | 0 | 0 | 0
F1_Commercial_College (WA)_New_Water Heating_Natural Gas_Water Heater_E2 | F1 | Commercial | College (WA) | New | Water Heating | Natural Gas | Water Heater | E2 | CCE | 0.0017425 | 0.0017425 | 0.0017425 | 0.0017425 | 0.0017425 | 0.0017425 | 0.0017425 | 0.0017425 | 0.0017425 | 0.0017425 | 0.0017425 | 0.0017425 | 0.0017425 | 0.0017425 | 0.0017425 | 0.0017425 | 0.0017425 | 0.0017425 | 0.0017425 | 0.0017425 | 0.0017425 | 0.0017425 | 0.0017425 | 0.0017425 | 0.0017425 | 0.0017425 | 0.0017425
F1_Commercial_College (WA)_New_Water Heating_Natural Gas_Water Heater_E3 | F1 | Commercial | College (WA) | New | Water Heating | Natural Gas | Water Heater | E3 | CCE | 0.0030882 | 0.0030882 | 0.0030882 | 0.0030882 | 0.0030882 | 0.0030882 | 0.0030882 | 0.0030882 | 0.0030882 | 0.0030882 | 0.0030882 | 0.0030882 | 0.0030882 | 0.0030882 | 0.0030882 | 0.0030882 | 0.0030882 | 0.0030882 | 0.0030882 | 0.0030882 | 0.0030882 | 0.0030882 | 0.0030882 | 0.0030882 | 0.0030882 | 0.0030882 | 0.0030882
F1_Commercial_College (WA)_New_Water Heating_Natural Gas_Water Heater_E4 | F1 | Commercial | College (WA) | New | Water Heating | Natural Gas | Water Heater | E4 | CCE | 0.0031449 | 0.0031449 | 0.0031449 | 0.0031449 | 0.0031449 | 0.0031449 | 0.0031449 | 0.0031449 | 0.0031449 | 0.0031449 | 0.0031449 | 0.0031449 | 0.0031449 | 0.0031449 | 0.0031449 | 0.0031449 | 0.0031449 | 0.0031449 | 0.0031449 | 0.0031449 | 0.0031449 | 0.0031449 | 0.0031449 | 0.0031449 | 0.0031449 | 0.0031449 | 0.0031449
F1_Commercial_College (WA)_New_Water Heating_Natural Gas_Water Heater_E5 | F1 | Commercial | College (WA) | New | Water Heating | Natural Gas | Water Heater | E5 | CCE | 0.0045832 | 0.0045832 | 0.0045832 | 0.0045832 | 0.0045832 | 0.0045832 | 0.0045832 | 0.0045832 | 0.0045832 | 0.0045832 | 0.0045832 | 0.0045832 | 0.0045832 | 0.0045832 | 0.0045832 | 0.0045832 | 0.0045832 | 0.0045832 | 0.0045832 | 0.0045832 | 0.0045832 | 0.0045832 | 0.0045832 | 0.0045832 | 0.0045832 | 0.0045832 | 0.0045832
F1_Commercial_College (WA)_New_Water Heating_Natural Gas_Water Heater_E6 | F1 | Commercial | College (WA) | New | Water Heating | Natural Gas | Water Heater | E6 | CCE | 0 | 0 | 0 | 0 | 0 | 0 | 0 | 0 | 0 | 0 | 0 | 0 | 0 | 0 | 0 | 0 | 0 | 0 | 0 | 0 | 0 | 0 | 0 | 0 | 0 | 0 | 0
F1_Commercial_College (WA)_New_Water Heating_Natural Gas_Water Heater_E7 | F1 | Commercial | College (WA) | New | Water Heating | Natural Gas | Water Heater | E7 | CCE | 0 | 0 | 0 | 0 | 0 | 0 | 0 | 0 | 0 | 0 | 0 | 0 | 0 | 0 | 0 | 0 | 0 | 0 | 0 | 0 | 0 | 0 | 0 | 0 | 0 | 0 | 0
F1_Commercial_College (WA)_New_Water Heating_Natural Gas_Water Heater_E8 | F1 | Commercial | College (WA) | New | Water Heating | Natural Gas | Water Heater | E8 | CCE | 0 | 0 | 0 | 0 | 0 | 0 | 0 | 0 | 0 | 0 | 0 | 0 | 0 | 0 | 0 | 0 | 0 | 0 | 0 | 0 | 0 | 0 | 0 | 0 | 0 | 0 | 0
F1_Commercial_College (WA)_New_Water Heating_Natural Gas_Water Heater_E9 | F1 | Commercial | College (WA) | New | Water Heating | Natural Gas | Water Heater | E9 | CCE | 0 | 0 | 0 | 0 | 0 | 0 | 0 | 0 | 0 | 0 | 0 | 0 | 0 | 0 | 0 | 0 | 0 | 0 | 0 | 0 | 0 | 0 | 0 | 0 | 0 | 0 | 0
F1_Commercial_College (WA)_New_Water Heating_Natural Gas_Water Heater_E10 | F1 | Commercial | College (WA) | New | Water Heating | Natural Gas | Water Heater | E10 | CCE | 0 | 0 | 0 | 0 | 0 | 0 | 0 | 0 | 0 | 0 | 0 | 0 | 0 | 0 | 0 | 0 | 0 | 0 | 0 | 0 | 0 | 0 | 0 | 0 | 0 | 0 | 0
F2_Commercial_College (WA)_New_Water Heating_Natural Gas_Water Heater_E1 | F2 | Commercial | College (WA) | New | Water Heating | Natural Gas | Water Heater | E1 | TRC BC Ratio | [24 empty] | 1 | 1 | 1 | bar: 2019 to 2042
F2_Commercial_College (WA)_New_Water Heating_Natural Gas_Water Heater_E2 | F2 | Commercial | College (WA) | New | Water Heating | Natural Gas | Water Heater | E2 | TRC BC Ratio | 2.1278 | 2.1837 | 2.2464 | 2.3166 | 2.3949 | 2.4874 | 2.5817 | 2.6746 | 2.7639 | 2.8545 | 2.9283 | 2.9979 | 3.0724 | 3.1456 | 3.2121 | 3.2751 | 3.3325 | 3.3895 | 3.4499 | 3.5092 | 3.57 | 3.6331 | 3.6969 | 3.7626 | 3.8294 | 3.8975 | 3.9667
F2_Commercial_College (WA)_New_Water Heating_Natural Gas_Water Heater_E3 | F2 | Commercial | College (WA) | New | Water Heating | Natural Gas | Water Heater | E3 | TRC BC Ratio | 1.2006 | 1.2321 | 1.2675 | 1.3072 | 1.3513 | 1.4035 | 1.4567 | 1.5091 | 1.5595 | 1.6107 | 1.6523 | 1.6916 | 1.7336 | 1.7749 | 1.8124 | 1.8479 | 1.8804 | 1.9125 | 1.9466 | 1.9801 | 2.0144 | 2.05 | 2.086 | 2.123 | 2.1607 | 2.1991 | 2.2382
F2_Commercial_College (WA)_New_Water Heating_Natural Gas_Water Heater_E4 | F2 | Commercial | College (WA) | New | Water Heating | Natural Gas | Water Heater | E4 | TRC BC Ratio | 0.75776 | 0.78083 | 0.81204 | 0.85282 | 0.90327 | 0.96902 | 1.0369 | 1.1029 | 1.1647 | 1.2274 | 1.2726 | 1.3129 | 1.3575 | 1.4003 | 1.4357 | 1.4671 | 1.4924 | 1.5167 | 1.5439 | 1.5693 | 1.5957 | 1.6237 | 1.6518 | 1.6811 | 1.711 | 1.7414 | 1.7723
F2_Commercial_College (WA)_New_Water Heating_Natural Gas_Water Heater_E5 | F2 | Commercial | College (WA) | New | Water Heating | Natural Gas | Water Heater | E5 | TRC BC Ratio | 0.82996 | 0.85173 | 0.87572 | 0.90204 | 0.93087 | 0.96447 | 0.9986 | 1.0323 | 1.0648 | 1.0978 | 1.1252 | 1.1512 | 1.1788 | 1.2061 | 1.2312 | 1.2551 | 1.2771 | 1.299 | 1.3222 | 1.345 | 1.3684 | 1.3926 | 1.417 | 1.4422 | 1.4678 | 1.4939 | 1.5205
F2_Commercial_College (WA)_New_Water Heating_Natural Gas_Water Heater_E6 | F2 | Commercial | College (WA) | New | Water Heating | Natural Gas | Water Heater | E6 | TRC BC Ratio | 0 | 0 | 0 | 0 | 0 | 0 | 0 | 0 | 0 | 0 | 0 | 0 | 0 | 0 | 0 | 0 | 0 | 0 | 0 | 0 | 0 | 0 | 0 | 0 | 0 | 0 | 0
F2_Commercial_College (WA)_New_Water Heating_Natural Gas_Water Heater_E7 | F2 | Commercial | College (WA) | New | Water Heating | Natural Gas | Water Heater | E7 | TRC BC Ratio | 0 | 0 | 0 | 0 | 0 | 0 | 0 | 0 | 0 | 0 | 0 | 0 | 0 | 0 | 0 | 0 | 0 | 0 | 0 | 0 | 0 | 0 | 0 | 0 | 0 | 0 | 0
F2_Commercial_College (WA)_New_Water Heating_Natural Gas_Water Heater_E8 | F2 | Commercial | College (WA) | New | Water Heating | Natural Gas | Water Heater | E8 | TRC BC Ratio | 0 | 0 | 0 | 0 | 0 | 0 | 0 | 0 | 0 | 0 | 0 | 0 | 0 | 0 | 0 | 0 | 0 | 0 | 0 | 0 | 0 | 0 | 0 | 0 | 0 | 0 | 0
F2_Commercial_College (WA)_New_Water Heating_Natural Gas_Water Heater_E9 | F2 | Commercial | College (WA) | New | Water Heating | Natural Gas | Water Heater | E9 | TRC BC Ratio | 0 | 0 | 0 | 0 | 0 | 0 | 0 | 0 | 0 | 0 | 0 | 0 | 0 | 0 | 0 | 0 | 0 | 0 | 0 | 0 | 0 | 0 | 0 | 0 | 0 | 0 | 0
F2_Commercial_College (WA)_New_Water Heating_Natural Gas_Water Heater_E10 | F2 | Commercial | College (WA) | New | Water Heating | Natural Gas | Water Heater | E10 | TRC BC Ratio | 0 | 0 | 0 | 0 | 0 | 0 | 0 | 0 | 0 | 0 | 0 | 0 | 0 | 0 | 0 | 0 | 0 | 0 | 0 | 0 | 0 | 0 | 0 | 0 | 0 | 0 | 0
F3_Commercial_College (WA)_New_Water Heating_Natural Gas_Water Heater_E1 | F3 | Commercial | College (WA) | New | Water Heating | Natural Gas | Water Heater | E1 | PACT BC Ratio | [24 empty] | 1 | 1 | 1 | bar: 2019 to 2042
F3_Commercial_College (WA)_New_Water Heating_Natural Gas_Water Heater_E2 | F3 | Commercial | College (WA) | New | Water Heating | Natural Gas | Water Heater | E2 | PACT BC Ratio | 5.2793 | 5.418 | 5.5736 | 5.748 | 5.9421 | 6.1718 | 6.4056 | 6.636 | 6.8576 | 7.0825 | 7.2655 | 7.4382 | 7.623 | 7.8048 | 7.9698 | 8.1259 | 8.2685 | 8.4098 | 8.5597 | 8.7069 | 8.8579 | 9.0143 | 9.1726 | 9.3356 | 9.5014 | 9.6702 | 9.842
F3_Commercial_College (WA)_New_Water Heating_Natural Gas_Water Heater_E3 | F3 | Commercial | College (WA) | New | Water Heating | Natural Gas | Water Heater | E3 | PACT BC Ratio | 2.9789 | 3.0571 | 3.1449 | 3.2433 | 3.3528 | 3.4824 | 3.6144 | 3.7444 | 3.8694 | 3.9963 | 4.0996 | 4.197 | 4.3013 | 4.4038 | 4.4969 | 4.585 | 4.6655 | 4.7452 | 4.8298 | 4.9128 | 4.998 | 5.0863 | 5.1756 | 5.2676 | 5.3612 | 5.4564 | 5.5533
F3_Commercial_College (WA)_New_Water Heating_Natural Gas_Water Heater_E4 | F3 | Commercial | College (WA) | New | Water Heating | Natural Gas | Water Heater | E4 | PACT BC Ratio | 1.8801 | 1.9374 | 2.0148 | 2.116 | 2.2412 | 2.4043 | 2.5728 | 2.7366 | 2.8899 | 3.0455 | 3.1575 | 3.2575 | 3.3682 | 3.4743 | 3.5623 | 3.6402 | 3.703 | 3.7632 | 3.8306 | 3.8937 | 3.9592 | 4.0286 | 4.0984 | 4.1712 | 4.2453 | 4.3207 | 4.3975
F3_Commercial_College (WA)_New_Water Heating_Natural Gas_Water Heater_E5 | F3 | Commercial | College (WA) | New | Water Heating | Natural Gas | Water Heater | E5 | PACT BC Ratio | 2.0593 | 2.1133 | 2.1728 | 2.2381 | 2.3096 | 2.393 | 2.4777 | 2.5613 | 2.642 | 2.7239 | 2.7917 | 2.8562 | 2.9248 | 2.9926 | 3.0548 | 3.114 | 3.1687 | 3.2231 | 3.2805 | 3.3371 | 3.3952 | 3.4552 | 3.5159 | 3.5784 | 3.6419 | 3.7066 | 3.7725
F3_Commercial_College (WA)_New_Water Heating_Natural Gas_Water Heater_E6 | F3 | Commercial | College (WA) | New | Water Heating | Natural Gas | Water Heater | E6 | PACT BC Ratio | 0 | 0 | 0 | 0 | 0 | 0 | 0 | 0 | 0 | 0 | 0 | 0 | 0 | 0 | 0 | 0 | 0 | 0 | 0 | 0 | 0 | 0 | 0 | 0 | 0 | 0 | 0
F3_Commercial_College (WA)_New_Water Heating_Natural Gas_Water Heater_E7 | F3 | Commercial | College (WA) | New | Water Heating | Natural Gas | Water Heater | E7 | PACT BC Ratio | 0 | 0 | 0 | 0 | 0 | 0 | 0 | 0 | 0 | 0 | 0 | 0 | 0 | 0 | 0 | 0 | 0 | 0 | 0 | 0 | 0 | 0 | 0 | 0 | 0 | 0 | 0
F3_Commercial_College (WA)_New_Water Heating_Natural Gas_Water Heater_E8 | F3 | Commercial | College (WA) | New | Water Heating | Natural Gas | Water Heater | E8 | PACT BC Ratio | 0 | 0 | 0 | 0 | 0 | 0 | 0 | 0 | 0 | 0 | 0 | 0 | 0 | 0 | 0 | 0 | 0 | 0 | 0 | 0 | 0 | 0 | 0 | 0 | 0 | 0 | 0
F3_Commercial_College (WA)_New_Water Heating_Natural Gas_Water Heater_E9 | F3 | Commercial | College (WA) | New | Water Heating | Natural Gas | Water Heater | E9 | PACT BC Ratio | 0 | 0 | 0 | 0 | 0 | 0 | 0 | 0 | 0 | 0 | 0 | 0 | 0 | 0 | 0 | 0 | 0 | 0 | 0 | 0 | 0 | 0 | 0 | 0 | 0 | 0 | 0
F3_Commercial_College (WA)_New_Water Heating_Natural Gas_Water Heater_E10 | F3 | Commercial | College (WA) | New | Water Heating | Natural Gas | Water Heater | E10 | PACT BC Ratio | 0 | 0 | 0 | 0 | 0 | 0 | 0 | 0 | 0 | 0 | 0 | 0 | 0 | 0 | 0 | 0 | 0 | 0 | 0 | 0 | 0 | 0 | 0 | 0 | 0 | 0 | 0
F4_Commercial_College (WA)_New_Water Heating_Natural Gas_Water Heater_E1 | F4 | Commercial | College (WA) | New | Water Heating | Natural Gas | Water Heater | E1 | RVT BC Ratio | [24 empty] | 1 | 1 | 1 | bar: 2019 to 2042
F4_Commercial_College (WA)_New_Water Heating_Natural Gas_Water Heater_E2 | F4 | Commercial | College (WA) | New | Water Heating | Natural Gas | Water Heater | E2 | RVT BC Ratio | 3.2602 | 3.32 | 3.3873 | 3.463 | 3.5473 | 3.6492 | 3.7503 | 3.8459 | 3.9327 | 4.0171 | 4.1046 | 4.1848 | 4.2704 | 4.3534 | 4.4264 | 4.4934 | 4.552 | 4.6086 | 4.6683 | 4.7249 | 4.7819 | 4.8614 | 4.9417 | 5.0245 | 5.1087 | 5.1944 | 5.2817
F4_Commercial_College (WA)_New_Water Heating_Natural Gas_Water Heater_E3 | F4 | Commercial | College (WA) | New | Water Heating | Natural Gas | Water Heater | E3 | RVT BC Ratio | 1.9632 | 1.9969 | 2.0349 | 2.0776 | 2.1251 | 2.1826 | 2.2397 | 2.2937 | 2.3426 | 2.3902 | 2.4396 | 2.4848 | 2.5332 | 2.58 | 2.6212 | 2.659 | 2.6921 | 2.724 | 2.7577 | 2.7896 | 2.8218 | 2.8666 | 2.912 | 2.9587 | 3.0062 | 3.0546 | 3.1038
F4_Commercial_College (WA)_New_Water Heating_Natural Gas_Water Heater_E4 | F4 | Commercial | College (WA) | New | Water Heating | Natural Gas | Water Heater | E4 | RVT BC Ratio | 1.4696 | 1.4933 | 1.5269 | 1.572 | 1.6288 | 1.7053 | 1.7823 | 1.852 | 1.9105 | 1.9643 | 2.0182 | 2.0615 | 2.1095 | 2.1541 | 2.188 | 2.2153 | 2.2334 | 2.2489 | 2.2666 | 2.2806 | 2.2942 | 2.3295 | 2.3649 | 2.4019 | 2.4395 | 2.4778 | 2.5168
F4_Commercial_College (WA)_New_Water Heating_Natural Gas_Water Heater_E5 | F4 | Commercial | College (WA) | New | Water Heating | Natural Gas | Water Heater | E5 | RVT BC Ratio | 1.4364 | 1.4602 | 1.486 | 1.5141 | 1.5445 | 1.5808 | 1.6169 | 1.6512 | 1.6828 | 1.7138 | 1.7461 | 1.7763 | 1.8084 | 1.8396 | 1.8675 | 1.8934 | 1.9165 | 1.9389 | 1.9625 | 1.985 | 2.0078 | 2.0383 | 2.0691 | 2.1008 | 2.1331 | 2.166 | 2.1994
F4_Commercial_College (WA)_New_Water Heating_Natural Gas_Water Heater_E6 | F4 | Commercial | College (WA) | New | Water Heating | Natural Gas | Water Heater | E6 | RVT BC Ratio | 0 | 0 | 0 | 0 | 0 | 0 | 0 | 0 | 0 | 0 | 0 | 0 | 0 | 0 | 0 | 0 | 0 | 0 | 0 | 0 | 0 | 0 | 0 | 0 | 0 | 0 | 0
F4_Commercial_College (WA)_New_Water Heating_Natural Gas_Water Heater_E7 | F4 | Commercial | College (WA) | New | Water Heating | Natural Gas | Water Heater | E7 | RVT BC Ratio | 0 | 0 | 0 | 0 | 0 | 0 | 0 | 0 | 0 | 0 | 0 | 0 | 0 | 0 | 0 | 0 | 0 | 0 | 0 | 0 | 0 | 0 | 0 | 0 | 0 | 0 | 0
F4_Commercial_College (WA)_New_Water Heating_Natural Gas_Water Heater_E8 | F4 | Commercial | College (WA) | New | Water Heating | Natural Gas | Water Heater | E8 | RVT BC Ratio | 0 | 0 | 0 | 0 | 0 | 0 | 0 | 0 | 0 | 0 | 0 | 0 | 0 | 0 | 0 | 0 | 0 | 0 | 0 | 0 | 0 | 0 | 0 | 0 | 0 | 0 | 0
F4_Commercial_College (WA)_New_Water Heating_Natural Gas_Water Heater_E9 | F4 | Commercial | College (WA) | New | Water Heating | Natural Gas | Water Heater | E9 | RVT BC Ratio | 0 | 0 | 0 | 0 | 0 | 0 | 0 | 0 | 0 | 0 | 0 | 0 | 0 | 0 | 0 | 0 | 0 | 0 | 0 | 0 | 0 | 0 | 0 | 0 | 0 | 0 | 0
F4_Commercial_College (WA)_New_Water Heating_Natural Gas_Water Heater_E10 | F4 | Commercial | College (WA) | New | Water Heating | Natural Gas | Water Heater | E10 | RVT BC Ratio | 0 | 0 | 0 | 0 | 0 | 0 | 0 | 0 | 0 | 0 | 0 | 0 | 0 | 0 | 0 | 0 | 0 | 0 | 0 | 0 | 0 | 0 | 0 | 0 | 0 | 0 | 0
F5_Commercial_College (WA)_New_Water Heating_Natural Gas_Water Heater_E1 | F5 | Commercial | College (WA) | New | Water Heating | Natural Gas | Water Heater | E1 | RIM BC Ratio | [24 empty] | 1 | 1 | 1 | bar: 2019 to 2042
F5_Commercial_College (WA)_New_Water Heating_Natural Gas_Water Heater_E2 | F5 | Commercial | College (WA) | New | Water Heating | Natural Gas | Water Heater | E2 | RIM BC Ratio | 0.73791 | 0.74443 | 0.75144 | 0.75894 | 0.76692 | 0.77547 | 0.78425 | 0.79326 | 0.80255 | 0.81227 | 0.81632 | 0.82045 | 0.82472 | 0.829 | 0.83317 | 0.83735 | 0.84154 | 0.84586 | 0.85038 | 0.85505 | 0.85992 | 0.86137 | 0.8628 | 0.86422 | 0.86562 | 0.86699 | 0.86835
F5_Commercial_College (WA)_New_Water Heating_Natural Gas_Water Heater_E3 | F5 | Commercial | College (WA) | New | Water Heating | Natural Gas | Water Heater | E3 | RIM BC Ratio | 0.66602 | 0.67301 | 0.68058 | 0.68872 | 0.69741 | 0.70688 | 0.71651 | 0.72622 | 0.73603 | 0.74618 | 0.75115 | 0.75605 | 0.76113 | 0.76615 | 0.77093 | 0.77563 | 0.78022 | 0.78489 | 0.78979 | 0.79478 | 0.79995 | 0.80218 | 0.80437 | 0.80656 | 0.80872 | 0.81085 | 0.81296
F5_Commercial_College (WA)_New_Water Heating_Natural Gas_Water Heater_E4 | F5 | Commercial | College (WA) | New | Water Heating | Natural Gas | Water Heater | E4 | RIM BC Ratio | 0.54462 | 0.55334 | 0.56428 | 0.57751 | 0.59269 | 0.61032 | 0.62771 | 0.64499 | 0.66227 | 0.68055 | 0.68844 | 0.69665 | 0.70535 | 0.71379 | 0.72148 | 0.72891 | 0.73597 | 0.74324 | 0.75109 | 0.75916 | 0.76771 | 0.77028 | 0.7728 | 0.77535 | 0.77787 | 0.78037 | 0.78284
F5_Commercial_College (WA)_New_Water Heating_Natural Gas_Water Heater_E5 | F5 | Commercial | College (WA) | New | Water Heating | Natural Gas | Water Heater | E5 | RIM BC Ratio | 0.60861 | 0.61565 | 0.62327 | 0.6315 | 0.64033 | 0.64991 | 0.65955 | 0.66914 | 0.67867 | 0.68837 | 0.69379 | 0.69898 | 0.70435 | 0.70963 | 0.7146 | 0.71944 | 0.7241 | 0.7288 | 0.73371 | 0.73866 | 0.74375 | 0.74659 | 0.74939 | 0.75219 | 0.75496 | 0.7577 | 0.76041
F5_Commercial_College (WA)_New_Water Heating_Natural Gas_Water Heater_E6 | F5 | Commercial | College (WA) | New | Water Heating | Natural Gas | Water Heater | E6 | RIM BC Ratio | 0 | 0 | 0 | 0 | 0 | 0 | 0 | 0 | 0 | 0 | 0 | 0 | 0 | 0 | 0 | 0 | 0 | 0 | 0 | 0 | 0 | 0 | 0 | 0 | 0 | 0 | 0
F5_Commercial_College (WA)_New_Water Heating_Natural Gas_Water Heater_E7 | F5 | Commercial | College (WA) | New | Water Heating | Natural Gas | Water Heater | E7 | RIM BC Ratio | 0 | 0 | 0 | 0 | 0 | 0 | 0 | 0 | 0 | 0 | 0 | 0 | 0 | 0 | 0 | 0 | 0 | 0 | 0 | 0 | 0 | 0 | 0 | 0 | 0 | 0 | 0
F5_Commercial_College (WA)_New_Water Heating_Natural Gas_Water Heater_E8 | F5 | Commercial | College (WA) | New | Water Heating | Natural Gas | Water Heater | E8 | RIM BC Ratio | 0 | 0 | 0 | 0 | 0 | 0 | 0 | 0 | 0 | 0 | 0 | 0 | 0 | 0 | 0 | 0 | 0 | 0 | 0 | 0 | 0 | 0 | 0 | 0 | 0 | 0 | 0
F5_Commercial_College (WA)_New_Water Heating_Natural Gas_Water Heater_E9 | F5 | Commercial | College (WA) | New | Water Heating | Natural Gas | Water Heater | E9 | RIM BC Ratio | 0 | 0 | 0 | 0 | 0 | 0 | 0 | 0 | 0 | 0 | 0 | 0 | 0 | 0 | 0 | 0 | 0 | 0 | 0 | 0 | 0 | 0 | 0 | 0 | 0 | 0 | 0
F5_Commercial_College (WA)_New_Water Heating_Natural Gas_Water Heater_E10 | F5 | Commercial | College (WA) | New | Water Heating | Natural Gas | Water Heater | E10 | RIM BC Ratio | 0 | 0 | 0 | 0 | 0 | 0 | 0 | 0 | 0 | 0 | 0 | 0 | 0 | 0 | 0 | 0 | 0 | 0 | 0 | 0 | 0 | 0 | 0 | 0 | 0 | 0 | 0
F0_Commercial_College (WA)_New_Food Preparation_Natural Gas_Oven_E0 | F0 | Commercial | College (WA) | New | Food Preparation | Natural Gas | Oven | E0 | Economic Unit | ENERGY STAR (>42% Baking Efficiency) | ENERGY STAR (>42% Baking Efficiency) | ENERGY STAR (>42% Baking Efficiency) | ENERGY STAR (>42% Baking Efficiency) | ENERGY STAR (>42% Baking Efficiency) | ENERGY STAR (>42% Baking Efficiency) | ENERGY STAR (>42% Baking Efficiency) | ENERGY STAR (>42% Baking Efficiency) | ENERGY STAR (>42% Baking Efficiency) | ENERGY STAR (>42% Baking Efficiency) | ENERGY STAR (>42% Baking Efficiency) | ENERGY STAR (>42% Baking Efficiency) | ENERGY STAR (>42% Baking Efficiency) | ENERGY STAR (>42% Baking Efficiency) | ENERGY STAR (>42% Baking Efficiency) | ENERGY STAR (>42% Baking Efficiency) | ENERGY STAR (>42% Baking Efficiency) | ENERGY STAR (>42% Baking Efficiency) | ENERGY STAR (>42% Baking Efficiency) | ENERGY STAR (>42% Baking Efficiency) | ENERGY STAR (>42% Baking Efficiency) | ENERGY STAR (>42% Baking Efficiency) | ENERGY STAR (>42% Baking Efficiency) | ENERGY STAR (>42% Baking Efficiency) | ENERGY STAR (>42% Baking Efficiency) | ENERGY STAR (>42% Baking Efficiency) | ENERGY STAR (>42% Baking Efficiency)
F1_Commercial_College (WA)_New_Food Preparation_Natural Gas_Oven_E1 | F1 | Commercial | College (WA) | New | Food Preparation | Natural Gas | Oven | E1 | CCE | 0 | 0 | 0 | 0 | 0 | 0 | 0 | 0 | 0 | 0 | 0 | 0 | 0 | 0 | 0 | 0 | 0 | 0 | 0 | 0 | 0 | 0 | 0 | 0 | 0 | 0 | 0
F1_Commercial_College (WA)_New_Food Preparation_Natural Gas_Oven_E2 | F1 | Commercial | College (WA) | New | Food Preparation | Natural Gas | Oven | E2 | CCE | 8.799e-05 | 8.799e-05 | 8.799e-05 | 8.799e-05 | 8.799e-05 | 8.799e-05 | 8.799e-05 | 8.799e-05 | 8.799e-05 | 8.799e-05 | 8.799e-05 | 8.799e-05 | 8.799e-05 | 8.799e-05 | 8.799e-05 | 8.799e-05 | 8.799e-05 | 8.799e-05 | 8.799e-05 | 8.799e-05 | 8.799e-05 | 8.799e-05 | 8.799e-05 | 8.799e-05 | 8.799e-05 | 8.799e-05 | 8.799e-05
F1_Commercial_College (WA)_New_Food Preparation_Natural Gas_Oven_E3 | F1 | Commercial | College (WA) | New | Food Preparation | Natural Gas | Oven | E3 | CCE | 0 | 0 | 0 | 0 | 0 | 0 | 0 | 0 | 0 | 0 | 0 | 0 | 0 | 0 | 0 | 0 | 0 | 0 | 0 | 0 | 0 | 0 | 0 | 0 | 0 | 0 | 0
F1_Commercial_College (WA)_New_Food Preparation_Natural Gas_Oven_E4 | F1 | Commercial | College (WA) | New | Food Preparation | Natural Gas | Oven | E4 | CCE | 0 | 0 | 0 | 0 | 0 | 0 | 0 | 0 | 0 | 0 | 0 | 0 | 0 | 0 | 0 | 0 | 0 | 0 | 0 | 0 | 0 | 0 | 0 | 0 | 0 | 0 | 0
F1_Commercial_College (WA)_New_Food Preparation_Natural Gas_Oven_E5 | F1 | Commercial | College (WA) | New | Food Preparation | Natural Gas | Oven | E5 | CCE | 0 | 0 | 0 | 0 | 0 | 0 | 0 | 0 | 0 | 0 | 0 | 0 | 0 | 0 | 0 | 0 | 0 | 0 | 0 | 0 | 0 | 0 | 0 | 0 | 0 | 0 | 0
F1_Commercial_College (WA)_New_Food Preparation_Natural Gas_Oven_E6 | F1 | Commercial | College (WA) | New | Food Preparation | Natural Gas | Oven | E6 | CCE | 0 | 0 | 0 | 0 | 0 | 0 | 0 | 0 | 0 | 0 | 0 | 0 | 0 | 0 | 0 | 0 | 0 | 0 | 0 | 0 | 0 | 0 | 0 | 0 | 0 | 0 | 0
F1_Commercial_College (WA)_New_Food Preparation_Natural Gas_Oven_E7 | F1 | Commercial | College (WA) | New | Food Preparation | Natural Gas | Oven | E7 | CCE | 0 | 0 | 0 | 0 | 0 | 0 | 0 | 0 | 0 | 0 | 0 | 0 | 0 | 0 | 0 | 0 | 0 | 0 | 0 | 0 | 0 | 0 | 0 | 0 | 0 | 0 | 0
F1_Commercial_College (WA)_New_Food Preparation_Natural Gas_Oven_E8 | F1 | Commercial | College (WA) | New | Food Preparation | Natural Gas | Oven | E8 | CCE | 0 | 0 | 0 | 0 | 0 | 0 | 0 | 0 | 0 | 0 | 0 | 0 | 0 | 0 | 0 | 0 | 0 | 0 | 0 | 0 | 0 | 0 | 0 | 0 | 0 | 0 | 0
F1_Commercial_College (WA)_New_Food Preparation_Natural Gas_Oven_E9 | F1 | Commercial | College (WA) | New | Food Preparation | Natural Gas | Oven | E9 | CCE | 0 | 0 | 0 | 0 | 0 | 0 | 0 | 0 | 0 | 0 | 0 | 0 | 0 | 0 | 0 | 0 | 0 | 0 | 0 | 0 | 0 | 0 | 0 | 0 | 0 | 0 | 0
F1_Commercial_College (WA)_New_Food Preparation_Natural Gas_Oven_E10 | F1 | Commercial | College (WA) | New | Food Preparation | Natural Gas | Oven | E10 | CCE | 0 | 0 | 0 | 0 | 0 | 0 | 0 | 0 | 0 | 0 | 0 | 0 | 0 | 0 | 0 | 0 | 0 | 0 | 0 | 0 | 0 | 0 | 0 | 0 | 0 | 0 | 0
F2_Commercial_College (WA)_New_Food Preparation_Natural Gas_Oven_E1 | F2 | Commercial | College (WA) | New | Food Preparation | Natural Gas | Oven | E1 | TRC BC Ratio | [24 empty] | 1 | 1 | 1 | bar: 2019 to 2042
F2_Commercial_College (WA)_New_Food Preparation_Natural Gas_Oven_E2 | F2 | Commercial | College (WA) | New | Food Preparation | Natural Gas | Oven | E2 | TRC BC Ratio | 39.4147 | 40.3246 | 41.4692 | 42.8194 | 44.3896 | 46.3698 | 48.4324 | 50.489 | 52.4726 | 54.4835 | 56.053 | 57.5129 | 59.0869 | 60.6202 | 61.9724 | 63.2245 | 64.3287 | 65.4141 | 66.5815 | 67.7134 | 68.8778 | 70.0921 | 71.318 | 72.5851 | 73.8746 | 75.187 | 76.5228
F2_Commercial_College (WA)_New_Food Preparation_Natural Gas_Oven_E3 | F2 | Commercial | College (WA) | New | Food Preparation | Natural Gas | Oven | E3 | TRC BC Ratio | 0 | 0 | 0 | 0 | 0 | 0 | 0 | 0 | 0 | 0 | 0 | 0 | 0 | 0 | 0 | 0 | 0 | 0 | 0 | 0 | 0 | 0 | 0 | 0 | 0 | 0 | 0
F2_Commercial_College (WA)_New_Food Preparation_Natural Gas_Oven_E4 | F2 | Commercial | College (WA) | New | Food Preparation | Natural Gas | Oven | E4 | TRC BC Ratio | 0 | 0 | 0 | 0 | 0 | 0 | 0 | 0 | 0 | 0 | 0 | 0 | 0 | 0 | 0 | 0 | 0 | 0 | 0 | 0 | 0 | 0 | 0 | 0 | 0 | 0 | 0
F2_Commercial_College (WA)_New_Food Preparation_Natural Gas_Oven_E5 | F2 | Commercial | College (WA) | New | Food Preparation | Natural Gas | Oven | E5 | TRC BC Ratio | 0 | 0 | 0 | 0 | 0 | 0 | 0 | 0 | 0 | 0 | 0 | 0 | 0 | 0 | 0 | 0 | 0 | 0 | 0 | 0 | 0 | 0 | 0 | 0 | 0 | 0 | 0
F2_Commercial_College (WA)_New_Food Preparation_Natural Gas_Oven_E6 | F2 | Commercial | College (WA) | New | Food Preparation | Natural Gas | Oven | E6 | TRC BC Ratio | 0 | 0 | 0 | 0 | 0 | 0 | 0 | 0 | 0 | 0 | 0 | 0 | 0 | 0 | 0 | 0 | 0 | 0 | 0 | 0 | 0 | 0 | 0 | 0 | 0 | 0 | 0
F2_Commercial_College (WA)_New_Food Preparation_Natural Gas_Oven_E7 | F2 | Commercial | College (WA) | New | Food Preparation | Natural Gas | Oven | E7 | TRC BC Ratio | 0 | 0 | 0 | 0 | 0 | 0 | 0 | 0 | 0 | 0 | 0 | 0 | 0 | 0 | 0 | 0 | 0 | 0 | 0 | 0 | 0 | 0 | 0 | 0 | 0 | 0 | 0
F2_Commercial_College (WA)_New_Food Preparation_Natural Gas_Oven_E8 | F2 | Commercial | College (WA) | New | Food Preparation | Natural Gas | Oven | E8 | TRC BC Ratio | 0 | 0 | 0 | 0 | 0 | 0 | 0 | 0 | 0 | 0 | 0 | 0 | 0 | 0 | 0 | 0 | 0 | 0 | 0 | 0 | 0 | 0 | 0 | 0 | 0 | 0 | 0
F2_Commercial_College (WA)_New_Food Preparation_Natural Gas_Oven_E9 | F2 | Commercial | College (WA) | New | Food Preparation | Natural Gas | Oven | E9 | TRC BC Ratio | 0 | 0 | 0 | 0 | 0 | 0 | 0 | 0 | 0 | 0 | 0 | 0 | 0 | 0 | 0 | 0 | 0 | 0 | 0 | 0 | 0 | 0 | 0 | 0 | 0 | 0 | 0
F2_Commercial_College (WA)_New_Food Preparation_Natural Gas_Oven_E10 | F2 | Commercial | College (WA) | New | Food Preparation | Natural Gas | Oven | E10 | TRC BC Ratio | 0 | 0 | 0 | 0 | 0 | 0 | 0 | 0 | 0 | 0 | 0 | 0 | 0 | 0 | 0 | 0 | 0 | 0 | 0 | 0 | 0 | 0 | 0 | 0 | 0 | 0 | 0
F3_Commercial_College (WA)_New_Food Preparation_Natural Gas_Oven_E1 | F3 | Commercial | College (WA) | New | Food Preparation | Natural Gas | Oven | E1 | PACT BC Ratio | [24 empty] | 1 | 1 | 1 | bar: 2019 to 2042
F3_Commercial_College (WA)_New_Food Preparation_Natural Gas_Oven_E2 | F3 | Commercial | College (WA) | New | Food Preparation | Natural Gas | Oven | E2 | PACT BC Ratio | 79.4349 | 81.2687 | 83.5755 | 86.2967 | 89.4611 | 93.452 | 97.6089 | 101.7536 | 105.7513 | 109.8041 | 112.9671 | 115.9094 | 119.0815 | 122.1717 | 124.897 | 127.4204 | 129.6458 | 131.8333 | 134.1859 | 136.4671 | 138.8138 | 141.2611 | 143.7317 | 146.2853 | 148.8842 | 151.5292 | 154.2213
F3_Commercial_College (WA)_New_Food Preparation_Natural Gas_Oven_E3 | F3 | Commercial | College (WA) | New | Food Preparation | Natural Gas | Oven | E3 | PACT BC Ratio | 0 | 0 | 0 | 0 | 0 | 0 | 0 | 0 | 0 | 0 | 0 | 0 | 0 | 0 | 0 | 0 | 0 | 0 | 0 | 0 | 0 | 0 | 0 | 0 | 0 | 0 | 0
F3_Commercial_College (WA)_New_Food Preparation_Natural Gas_Oven_E4 | F3 | Commercial | College (WA) | New | Food Preparation | Natural Gas | Oven | E4 | PACT BC Ratio | 0 | 0 | 0 | 0 | 0 | 0 | 0 | 0 | 0 | 0 | 0 | 0 | 0 | 0 | 0 | 0 | 0 | 0 | 0 | 0 | 0 | 0 | 0 | 0 | 0 | 0 | 0
F3_Commercial_College (WA)_New_Food Preparation_Natural Gas_Oven_E5 | F3 | Commercial | College (WA) | New | Food Preparation | Natural Gas | Oven | E5 | PACT BC Ratio | 0 | 0 | 0 | 0 | 0 | 0 | 0 | 0 | 0 | 0 | 0 | 0 | 0 | 0 | 0 | 0 | 0 | 0 | 0 | 0 | 0 | 0 | 0 | 0 | 0 | 0 | 0
F3_Commercial_College (WA)_New_Food Preparation_Natural Gas_Oven_E6 | F3 | Commercial | College (WA) | New | Food Preparation | Natural Gas | Oven | E6 | PACT BC Ratio | 0 | 0 | 0 | 0 | 0 | 0 | 0 | 0 | 0 | 0 | 0 | 0 | 0 | 0 | 0 | 0 | 0 | 0 | 0 | 0 | 0 | 0 | 0 | 0 | 0 | 0 | 0
F3_Commercial_College (WA)_New_Food Preparation_Natural Gas_Oven_E7 | F3 | Commercial | College (WA) | New | Food Preparation | Natural Gas | Oven | E7 | PACT BC Ratio | 0 | 0 | 0 | 0 | 0 | 0 | 0 | 0 | 0 | 0 | 0 | 0 | 0 | 0 | 0 | 0 | 0 | 0 | 0 | 0 | 0 | 0 | 0 | 0 | 0 | 0 | 0
F3_Commercial_College (WA)_New_Food Preparation_Natural Gas_Oven_E8 | F3 | Commercial | College (WA) | New | Food Preparation | Natural Gas | Oven | E8 | PACT BC Ratio | 0 | 0 | 0 | 0 | 0 | 0 | 0 | 0 | 0 | 0 | 0 | 0 | 0 | 0 | 0 | 0 | 0 | 0 | 0 | 0 | 0 | 0 | 0 | 0 | 0 | 0 | 0
F3_Commercial_College (WA)_New_Food Preparation_Natural Gas_Oven_E9 | F3 | Commercial | College (WA) | New | Food Preparation | Natural Gas | Oven | E9 | PACT BC Ratio | 0 | 0 | 0 | 0 | 0 | 0 | 0 | 0 | 0 | 0 | 0 | 0 | 0 | 0 | 0 | 0 | 0 | 0 | 0 | 0 | 0 | 0 | 0 | 0 | 0 | 0 | 0
F3_Commercial_College (WA)_New_Food Preparation_Natural Gas_Oven_E10 | F3 | Commercial | College (WA) | New | Food Preparation | Natural Gas | Oven | E10 | PACT BC Ratio | 0 | 0 | 0 | 0 | 0 | 0 | 0 | 0 | 0 | 0 | 0 | 0 | 0 | 0 | 0 | 0 | 0 | 0 | 0 | 0 | 0 | 0 | 0 | 0 | 0 | 0 | 0
F4_Commercial_College (WA)_New_Food Preparation_Natural Gas_Oven_E1 | F4 | Commercial | College (WA) | New | Food Preparation | Natural Gas | Oven | E1 | RVT BC Ratio | [24 empty] | 1 | 1 | 1 | bar: 2019 to 2042
F4_Commercial_College (WA)_New_Food Preparation_Natural Gas_Oven_E2 | F4 | Commercial | College (WA) | New | Food Preparation | Natural Gas | Oven | E2 | RVT BC Ratio | 56.6597 | 57.5962 | 58.7376 | 60.1248 | 61.775 | 63.9563 | 66.1939 | 68.3585 | 70.3509 | 72.2645 | 74.23 | 75.9857 | 77.8172 | 79.5098 | 80.9354 | 82.1988 | 83.2348 | 84.2113 | 85.259 | 86.2201 | 87.1815 | 88.7115 | 90.2561 | 91.8526 | 93.4774 | 95.1311 | 96.8142
F4_Commercial_College (WA)_New_Food Preparation_Natural Gas_Oven_E3 | F4 | Commercial | College (WA) | New | Food Preparation | Natural Gas | Oven | E3 | RVT BC Ratio | 0 | 0 | 0 | 0 | 0 | 0 | 0 | 0 | 0 | 0 | 0 | 0 | 0 | 0 | 0 | 0 | 0 | 0 | 0 | 0 | 0 | 0 | 0 | 0 | 0 | 0 | 0
F4_Commercial_College (WA)_New_Food Preparation_Natural Gas_Oven_E4 | F4 | Commercial | College (WA) | New | Food Preparation | Natural Gas | Oven | E4 | RVT BC Ratio | 0 | 0 | 0 | 0 | 0 | 0 | 0 | 0 | 0 | 0 | 0 | 0 | 0 | 0 | 0 | 0 | 0 | 0 | 0 | 0 | 0 | 0 | 0 | 0 | 0 | 0 | 0
F4_Commercial_College (WA)_New_Food Preparation_Natural Gas_Oven_E5 | F4 | Commercial | College (WA) | New | Food Preparation | Natural Gas | Oven | E5 | RVT BC Ratio | 0 | 0 | 0 | 0 | 0 | 0 | 0 | 0 | 0 | 0 | 0 | 0 | 0 | 0 | 0 | 0 | 0 | 0 | 0 | 0 | 0 | 0 | 0 | 0 | 0 | 0 | 0
F4_Commercial_College (WA)_New_Food Preparation_Natural Gas_Oven_E6 | F4 | Commercial | College (WA) | New | Food Preparation | Natural Gas | Oven | E6 | RVT BC Ratio | 0 | 0 | 0 | 0 | 0 | 0 | 0 | 0 | 0 | 0 | 0 | 0 | 0 | 0 | 0 | 0 | 0 | 0 | 0 | 0 | 0 | 0 | 0 | 0 | 0 | 0 | 0
F4_Commercial_College (WA)_New_Food Preparation_Natural Gas_Oven_E7 | F4 | Commercial | College (WA) | New | Food Preparation | Natural Gas | Oven | E7 | RVT BC Ratio | 0 | 0 | 0 | 0 | 0 | 0 | 0 | 0 | 0 | 0 | 0 | 0 | 0 | 0 | 0 | 0 | 0 | 0 | 0 | 0 | 0 | 0 | 0 | 0 | 0 | 0 | 0
F4_Commercial_College (WA)_New_Food Preparation_Natural Gas_Oven_E8 | F4 | Commercial | College (WA) | New | Food Preparation | Natural Gas | Oven | E8 | RVT BC Ratio | 0 | 0 | 0 | 0 | 0 | 0 | 0 | 0 | 0 | 0 | 0 | 0 | 0 | 0 | 0 | 0 | 0 | 0 | 0 | 0 | 0 | 0 | 0 | 0 | 0 | 0 | 0
F4_Commercial_College (WA)_New_Food Preparation_Natural Gas_Oven_E9 | F4 | Commercial | College (WA) | New | Food Preparation | Natural Gas | Oven | E9 | RVT BC Ratio | 0 | 0 | 0 | 0 | 0 | 0 | 0 | 0 | 0 | 0 | 0 | 0 | 0 | 0 | 0 | 0 | 0 | 0 | 0 | 0 | 0 | 0 | 0 | 0 | 0 | 0 | 0
F4_Commercial_College (WA)_New_Food Preparation_Natural Gas_Oven_E10 | F4 | Commercial | College (WA) | New | Food Preparation | Natural Gas | Oven | E10 | RVT BC Ratio | 0 | 0 | 0 | 0 | 0 | 0 | 0 | 0 | 0 | 0 | 0 | 0 | 0 | 0 | 0 | 0 | 0 | 0 | 0 | 0 | 0 | 0 | 0 | 0 | 0 | 0 | 0
F5_Commercial_College (WA)_New_Food Preparation_Natural Gas_Oven_E1 | F5 | Commercial | College (WA) | New | Food Preparation | Natural Gas | Oven | E1 | RIM BC Ratio | [24 empty] | 1 | 1 | 1 | bar: 2019 to 2042
F5_Commercial_College (WA)_New_Food Preparation_Natural Gas_Oven_E2 | F5 | Commercial | College (WA) | New | Food Preparation | Natural Gas | Oven | E2 | RIM BC Ratio | 0.83183 | 0.83724 | 0.84433 | 0.85178 | 0.8595 | 0.86732 | 0.87536 | 0.88372 | 0.89251 | 0.90224 | 0.90372 | 0.90588 | 0.90883 | 0.91261 | 0.91658 | 0.92076 | 0.92521 | 0.92993 | 0.93493 | 0.94025 | 0.94589 | 0.946 | 0.94611 | 0.94622 | 0.94633 | 0.94643 | 0.94654
F5_Commercial_College (WA)_New_Food Preparation_Natural Gas_Oven_E3 | F5 | Commercial | College (WA) | New | Food Preparation | Natural Gas | Oven | E3 | RIM BC Ratio | 0 | 0 | 0 | 0 | 0 | 0 | 0 | 0 | 0 | 0 | 0 | 0 | 0 | 0 | 0 | 0 | 0 | 0 | 0 | 0 | 0 | 0 | 0 | 0 | 0 | 0 | 0
F5_Commercial_College (WA)_New_Food Preparation_Natural Gas_Oven_E4 | F5 | Commercial | College (WA) | New | Food Preparation | Natural Gas | Oven | E4 | RIM BC Ratio | 0 | 0 | 0 | 0 | 0 | 0 | 0 | 0 | 0 | 0 | 0 | 0 | 0 | 0 | 0 | 0 | 0 | 0 | 0 | 0 | 0 | 0 | 0 | 0 | 0 | 0 | 0
F5_Commercial_College (WA)_New_Food Preparation_Natural Gas_Oven_E5 | F5 | Commercial | College (WA) | New | Food Preparation | Natural Gas | Oven | E5 | RIM BC Ratio | 0 | 0 | 0 | 0 | 0 | 0 | 0 | 0 | 0 | 0 | 0 | 0 | 0 | 0 | 0 | 0 | 0 | 0 | 0 | 0 | 0 | 0 | 0 | 0 | 0 | 0 | 0
F5_Commercial_College (WA)_New_Food Preparation_Natural Gas_Oven_E6 | F5 | Commercial | College (WA) | New | Food Preparation | Natural Gas | Oven | E6 | RIM BC Ratio | 0 | 0 | 0 | 0 | 0 | 0 | 0 | 0 | 0 | 0 | 0 | 0 | 0 | 0 | 0 | 0 | 0 | 0 | 0 | 0 | 0 | 0 | 0 | 0 | 0 | 0 | 0
F5_Commercial_College (WA)_New_Food Preparation_Natural Gas_Oven_E7 | F5 | Commercial | College (WA) | New | Food Preparation | Natural Gas | Oven | E7 | RIM BC Ratio | 0 | 0 | 0 | 0 | 0 | 0 | 0 | 0 | 0 | 0 | 0 | 0 | 0 | 0 | 0 | 0 | 0 | 0 | 0 | 0 | 0 | 0 | 0 | 0 | 0 | 0 | 0
F5_Commercial_College (WA)_New_Food Preparation_Natural Gas_Oven_E8 | F5 | Commercial | College (WA) | New | Food Preparation | Natural Gas | Oven | E8 | RIM BC Ratio | 0 | 0 | 0 | 0 | 0 | 0 | 0 | 0 | 0 | 0 | 0 | 0 | 0 | 0 | 0 | 0 | 0 | 0 | 0 | 0 | 0 | 0 | 0 | 0 | 0 | 0 | 0
F5_Commercial_College (WA)_New_Food Preparation_Natural Gas_Oven_E9 | F5 | Commercial | College (WA) | New | Food Preparation | Natural Gas | Oven | E9 | RIM BC Ratio | 0 | 0 | 0 | 0 | 0 | 0 | 0 | 0 | 0 | 0 | 0 | 0 | 0 | 0 | 0 | 0 | 0 | 0 | 0 | 0 | 0 | 0 | 0 | 0 | 0 | 0 | 0
F5_Commercial_College (WA)_New_Food Preparation_Natural Gas_Oven_E10 | F5 | Commercial | College (WA) | New | Food Preparation | Natural Gas | Oven | E10 | RIM BC Ratio | 0 | 0 | 0 | 0 | 0 | 0 | 0 | 0 | 0 | 0 | 0 | 0 | 0 | 0 | 0 | 0 | 0 | 0 | 0 | 0 | 0 | 0 | 0 | 0 | 0 | 0 | 0
F0_Commercial_College (WA)_New_Food Preparation_Natural Gas_Conveyor Oven_E0 | F0 | Commercial | College (WA) | New | Food Preparation | Natural Gas | Conveyor Oven | E0 | Economic Unit | ENERGY STAR (>42% Baking Efficiency) | ENERGY STAR (>42% Baking Efficiency) | ENERGY STAR (>42% Baking Efficiency) | ENERGY STAR (>42% Baking Efficiency) | ENERGY STAR (>42% Baking Efficiency) | ENERGY STAR (>42% Baking Efficiency) | ENERGY STAR (>42% Baking Efficiency) | ENERGY STAR (>42% Baking Efficiency) | ENERGY STAR (>42% Baking Efficiency) | ENERGY STAR (>42% Baking Efficiency) | ENERGY STAR (>42% Baking Efficiency) | ENERGY STAR (>42% Baking Efficiency) | ENERGY STAR (>42% Baking Efficiency) | ENERGY STAR (>42% Baking Efficiency) | ENERGY STAR (>42% Baking Efficiency) | ENERGY STAR (>42% Baking Efficiency) | ENERGY STAR (>42% Baking Efficiency) | ENERGY STAR (>42% Baking Efficiency) | ENERGY STAR (>42% Baking Efficiency) | ENERGY STAR (>42% Baking Efficiency) | ENERGY STAR (>42% Baking Efficiency) | ENERGY STAR (>42% Baking Efficiency) | ENERGY STAR (>42% Baking Efficiency) | ENERGY STAR (>42% Baking Efficiency) | ENERGY STAR (>42% Baking Efficiency) | ENERGY STAR (>42% Baking Efficiency) | ENERGY STAR (>42% Baking Efficiency)
F1_Commercial_College (WA)_New_Food Preparation_Natural Gas_Conveyor Oven_E1 | F1 | Commercial | College (WA) | New | Food Preparation | Natural Gas | Conveyor Oven | E1 | CCE | 0 | 0 | 0 | 0 | 0 | 0 | 0 | 0 | 0 | 0 | 0 | 0 | 0 | 0 | 0 | 0 | 0 | 0 | 0 | 0 | 0 | 0 | 0 | 0 | 0 | 0 | 0
F1_Commercial_College (WA)_New_Food Preparation_Natural Gas_Conveyor Oven_E2 | F1 | Commercial | College (WA) | New | Food Preparation | Natural Gas | Conveyor Oven | E2 | CCE | 0.00013761 | 0.00013761 | 0.00013761 | 0.00013761 | 0.00013761 | 0.00013761 | 0.00013761 | 0.00013761 | 0.00013761 | 0.00013761 | 0.00013761 | 0.00013761 | 0.00013761 | 0.00013761 | 0.00013761 | 0.00013761 | 0.00013761 | 0.00013761 | 0.00013761 | 0.00013761 | 0.00013761 | 0.00013761 | 0.00013761 | 0.00013761 | 0.00013761 | 0.00013761 | 0.00013761
F1_Commercial_College (WA)_New_Food Preparation_Natural Gas_Conveyor Oven_E3 | F1 | Commercial | College (WA) | New | Food Preparation | Natural Gas | Conveyor Oven | E3 | CCE | 0 | 0 | 0 | 0 | 0 | 0 | 0 | 0 | 0 | 0 | 0 | 0 | 0 | 0 | 0 | 0 | 0 | 0 | 0 | 0 | 0 | 0 | 0 | 0 | 0 | 0 | 0
F1_Commercial_College (WA)_New_Food Preparation_Natural Gas_Conveyor Oven_E4 | F1 | Commercial | College (WA) | New | Food Preparation | Natural Gas | Conveyor Oven | E4 | CCE | 0 | 0 | 0 | 0 | 0 | 0 | 0 | 0 | 0 | 0 | 0 | 0 | 0 | 0 | 0 | 0 | 0 | 0 | 0 | 0 | 0 | 0 | 0 | 0 | 0 | 0 | 0
F1_Commercial_College (WA)_New_Food Preparation_Natural Gas_Conveyor Oven_E5 | F1 | Commercial | College (WA) | New | Food Preparation | Natural Gas | Conveyor Oven | E5 | CCE | 0 | 0 | 0 | 0 | 0 | 0 | 0 | 0 | 0 | 0 | 0 | 0 | 0 | 0 | 0 | 0 | 0 | 0 | 0 | 0 | 0 | 0 | 0 | 0 | 0 | 0 | 0
F1_Commercial_College (WA)_New_Food Preparation_Natural Gas_Conveyor Oven_E6 | F1 | Commercial | College (WA) | New | Food Preparation | Natural Gas | Conveyor Oven | E6 | CCE | 0 | 0 | 0 | 0 | 0 | 0 | 0 | 0 | 0 | 0 | 0 | 0 | 0 | 0 | 0 | 0 | 0 | 0 | 0 | 0 | 0 | 0 | 0 | 0 | 0 | 0 | 0
F1_Commercial_College (WA)_New_Food Preparation_Natural Gas_Conveyor Oven_E7 | F1 | Commercial | College (WA) | New | Food Preparation | Natural Gas | Conveyor Oven | E7 | CCE | 0 | 0 | 0 | 0 | 0 | 0 | 0 | 0 | 0 | 0 | 0 | 0 | 0 | 0 | 0 | 0 | 0 | 0 | 0 | 0 | 0 | 0 | 0 | 0 | 0 | 0 | 0
F1_Commercial_College (WA)_New_Food Preparation_Natural Gas_Conveyor Oven_E8 | F1 | Commercial | College (WA) | New | Food Preparation | Natural Gas | Conveyor Oven | E8 | CCE | 0 | 0 | 0 | 0 | 0 | 0 | 0 | 0 | 0 | 0 | 0 | 0 | 0 | 0 | 0 | 0 | 0 | 0 | 0 | 0 | 0 | 0 | 0 | 0 | 0 | 0 | 0
F1_Commercial_College (WA)_New_Food Preparation_Natural Gas_Conveyor Oven_E9 | F1 | Commercial | College (WA) | New | Food Preparation | Natural Gas | Conveyor Oven | E9 | CCE | 0 | 0 | 0 | 0 | 0 | 0 | 0 | 0 | 0 | 0 | 0 | 0 | 0 | 0 | 0 | 0 | 0 | 0 | 0 | 0 | 0 | 0 | 0 | 0 | 0 | 0 | 0
F1_Commercial_College (WA)_New_Food Preparation_Natural Gas_Conveyor Oven_E10 | F1 | Commercial | College (WA) | New | Food Preparation | Natural Gas | Conveyor Oven | E10 | CCE | 0 | 0 | 0 | 0 | 0 | 0 | 0 | 0 | 0 | 0 | 0 | 0 | 0 | 0 | 0 | 0 | 0 | 0 | 0 | 0 | 0 | 0 | 0 | 0 | 0 | 0 | 0
F2_Commercial_College (WA)_New_Food Preparation_Natural Gas_Conveyor Oven_E1 | F2 | Commercial | College (WA) | New | Food Preparation | Natural Gas | Conveyor Oven | E1 | TRC BC Ratio | [24 empty] | 1 | 1 | 1 | bar: 2019 to 2042
F2_Commercial_College (WA)_New_Food Preparation_Natural Gas_Conveyor Oven_E2 | F2 | Commercial | College (WA) | New | Food Preparation | Natural Gas | Conveyor Oven | E2 | TRC BC Ratio | 27.8787 | 28.6268 | 29.4489 | 30.3496 | 31.3363 | 32.4857 | 33.6515 | 34.8016 | 35.9112 | 37.037 | 37.9658 | 38.8474 | 39.7876 | 40.7149 | 41.5636 | 42.3714 | 43.1154 | 43.855 | 44.6366 | 45.4062 | 46.1951 | 47.0115 | 47.8379 | 48.6877 | 49.5527 | 50.4331 | 51.3291
F2_Commercial_College (WA)_New_Food Preparation_Natural Gas_Conveyor Oven_E3 | F2 | Commercial | College (WA) | New | Food Preparation | Natural Gas | Conveyor Oven | E3 | TRC BC Ratio | 0 | 0 | 0 | 0 | 0 | 0 | 0 | 0 | 0 | 0 | 0 | 0 | 0 | 0 | 0 | 0 | 0 | 0 | 0 | 0 | 0 | 0 | 0 | 0 | 0 | 0 | 0
F2_Commercial_College (WA)_New_Food Preparation_Natural Gas_Conveyor Oven_E4 | F2 | Commercial | College (WA) | New | Food Preparation | Natural Gas | Conveyor Oven | E4 | TRC BC Ratio | 0 | 0 | 0 | 0 | 0 | 0 | 0 | 0 | 0 | 0 | 0 | 0 | 0 | 0 | 0 | 0 | 0 | 0 | 0 | 0 | 0 | 0 | 0 | 0 | 0 | 0 | 0
F2_Commercial_College (WA)_New_Food Preparation_Natural Gas_Conveyor Oven_E5 | F2 | Commercial | College (WA) | New | Food Preparation | Natural Gas | Conveyor Oven | E5 | TRC BC Ratio | 0 | 0 | 0 | 0 | 0 | 0 | 0 | 0 | 0 | 0 | 0 | 0 | 0 | 0 | 0 | 0 | 0 | 0 | 0 | 0 | 0 | 0 | 0 | 0 | 0 | 0 | 0
F2_Commercial_College (WA)_New_Food Preparation_Natural Gas_Conveyor Oven_E6 | F2 | Commercial | College (WA) | New | Food Preparation | Natural Gas | Conveyor Oven | E6 | TRC BC Ratio | 0 | 0 | 0 | 0 | 0 | 0 | 0 | 0 | 0 | 0 | 0 | 0 | 0 | 0 | 0 | 0 | 0 | 0 | 0 | 0 | 0 | 0 | 0 | 0 | 0 | 0 | 0
F2_Commercial_College (WA)_New_Food Preparation_Natural Gas_Conveyor Oven_E7 | F2 | Commercial | College (WA) | New | Food Preparation | Natural Gas | Conveyor Oven | E7 | TRC BC Ratio | 0 | 0 | 0 | 0 | 0 | 0 | 0 | 0 | 0 | 0 | 0 | 0 | 0 | 0 | 0 | 0 | 0 | 0 | 0 | 0 | 0 | 0 | 0 | 0 | 0 | 0 | 0
F2_Commercial_College (WA)_New_Food Preparation_Natural Gas_Conveyor Oven_E8 | F2 | Commercial | College (WA) | New | Food Preparation | Natural Gas | Conveyor Oven | E8 | TRC BC Ratio | 0 | 0 | 0 | 0 | 0 | 0 | 0 | 0 | 0 | 0 | 0 | 0 | 0 | 0 | 0 | 0 | 0 | 0 | 0 | 0 | 0 | 0 | 0 | 0 | 0 | 0 | 0
F2_Commercial_College (WA)_New_Food Preparation_Natural Gas_Conveyor Oven_E9 | F2 | Commercial | College (WA) | New | Food Preparation | Natural Gas | Conveyor Oven | E9 | TRC BC Ratio | 0 | 0 | 0 | 0 | 0 | 0 | 0 | 0 | 0 | 0 | 0 | 0 | 0 | 0 | 0 | 0 | 0 | 0 | 0 | 0 | 0 | 0 | 0 | 0 | 0 | 0 | 0
F2_Commercial_College (WA)_New_Food Preparation_Natural Gas_Conveyor Oven_E10 | F2 | Commercial | College (WA) | New | Food Preparation | Natural Gas | Conveyor Oven | E10 | TRC BC Ratio | 0 | 0 | 0 | 0 | 0 | 0 | 0 | 0 | 0 | 0 | 0 | 0 | 0 | 0 | 0 | 0 | 0 | 0 | 0 | 0 | 0 | 0 | 0 | 0 | 0 | 0 | 0
F3_Commercial_College (WA)_New_Food Preparation_Natural Gas_Conveyor Oven_E1 | F3 | Commercial | College (WA) | New | Food Preparation | Natural Gas | Conveyor Oven | E1 | PACT BC Ratio | [24 empty] | 1 | 1 | 1 | bar: 2019 to 2042
F3_Commercial_College (WA)_New_Food Preparation_Natural Gas_Conveyor Oven_E2 | F3 | Commercial | College (WA) | New | Food Preparation | Natural Gas | Conveyor Oven | E2 | PACT BC Ratio | 56.1857 | 57.6934 | 59.3503 | 61.1655 | 63.154 | 65.4704 | 67.8199 | 70.1379 | 72.3741 | 74.6431 | 76.515 | 78.2916 | 80.1865 | 82.0554 | 83.7658 | 85.3938 | 86.8933 | 88.3838 | 89.9589 | 91.5099 | 93.1 | 94.7453 | 96.4107 | 98.1235 | 99.8667 | 101.641 | 103.4467
F3_Commercial_College (WA)_New_Food Preparation_Natural Gas_Conveyor Oven_E3 | F3 | Commercial | College (WA) | New | Food Preparation | Natural Gas | Conveyor Oven | E3 | PACT BC Ratio | 0 | 0 | 0 | 0 | 0 | 0 | 0 | 0 | 0 | 0 | 0 | 0 | 0 | 0 | 0 | 0 | 0 | 0 | 0 | 0 | 0 | 0 | 0 | 0 | 0 | 0 | 0
F3_Commercial_College (WA)_New_Food Preparation_Natural Gas_Conveyor Oven_E4 | F3 | Commercial | College (WA) | New | Food Preparation | Natural Gas | Conveyor Oven | E4 | PACT BC Ratio | 0 | 0 | 0 | 0 | 0 | 0 | 0 | 0 | 0 | 0 | 0 | 0 | 0 | 0 | 0 | 0 | 0 | 0 | 0 | 0 | 0 | 0 | 0 | 0 | 0 | 0 | 0
F3_Commercial_College (WA)_New_Food Preparation_Natural Gas_Conveyor Oven_E5 | F3 | Commercial | College (WA) | New | Food Preparation | Natural Gas | Conveyor Oven | E5 | PACT BC Ratio | 0 | 0 | 0 | 0 | 0 | 0 | 0 | 0 | 0 | 0 | 0 | 0 | 0 | 0 | 0 | 0 | 0 | 0 | 0 | 0 | 0 | 0 | 0 | 0 | 0 | 0 | 0
F3_Commercial_College (WA)_New_Food Preparation_Natural Gas_Conveyor Oven_E6 | F3 | Commercial | College (WA) | New | Food Preparation | Natural Gas | Conveyor Oven | E6 | PACT BC Ratio | 0 | 0 | 0 | 0 | 0 | 0 | 0 | 0 | 0 | 0 | 0 | 0 | 0 | 0 | 0 | 0 | 0 | 0 | 0 | 0 | 0 | 0 | 0 | 0 | 0 | 0 | 0
F3_Commercial_College (WA)_New_Food Preparation_Natural Gas_Conveyor Oven_E7 | F3 | Commercial | College (WA) | New | Food Preparation | Natural Gas | Conveyor Oven | E7 | PACT BC Ratio | 0 | 0 | 0 | 0 | 0 | 0 | 0 | 0 | 0 | 0 | 0 | 0 | 0 | 0 | 0 | 0 | 0 | 0 | 0 | 0 | 0 | 0 | 0 | 0 | 0 | 0 | 0
F3_Commercial_College (WA)_New_Food Preparation_Natural Gas_Conveyor Oven_E8 | F3 | Commercial | College (WA) | New | Food Preparation | Natural Gas | Conveyor Oven | E8 | PACT BC Ratio | 0 | 0 | 0 | 0 | 0 | 0 | 0 | 0 | 0 | 0 | 0 | 0 | 0 | 0 | 0 | 0 | 0 | 0 | 0 | 0 | 0 | 0 | 0 | 0 | 0 | 0 | 0
F3_Commercial_College (WA)_New_Food Preparation_Natural Gas_Conveyor Oven_E9 | F3 | Commercial | College (WA) | New | Food Preparation | Natural Gas | Conveyor Oven | E9 | PACT BC Ratio | 0 | 0 | 0 | 0 | 0 | 0 | 0 | 0 | 0 | 0 | 0 | 0 | 0 | 0 | 0 | 0 | 0 | 0 | 0 | 0 | 0 | 0 | 0 | 0 | 0 | 0 | 0
F3_Commercial_College (WA)_New_Food Preparation_Natural Gas_Conveyor Oven_E10 | F3 | Commercial | College (WA) | New | Food Preparation | Natural Gas | Conveyor Oven | E10 | PACT BC Ratio | 0 | 0 | 0 | 0 | 0 | 0 | 0 | 0 | 0 | 0 | 0 | 0 | 0 | 0 | 0 | 0 | 0 | 0 | 0 | 0 | 0 | 0 | 0 | 0 | 0 | 0 | 0
F4_Commercial_College (WA)_New_Food Preparation_Natural Gas_Conveyor Oven_E1 | F4 | Commercial | College (WA) | New | Food Preparation | Natural Gas | Conveyor Oven | E1 | RVT BC Ratio | [24 empty] | 1 | 1 | 1 | bar: 2019 to 2042
F4_Commercial_College (WA)_New_Food Preparation_Natural Gas_Conveyor Oven_E2 | F4 | Commercial | College (WA) | New | Food Preparation | Natural Gas | Conveyor Oven | E2 | RVT BC Ratio | 39.1774 | 40.0062 | 40.9077 | 41.8847 | 42.944 | 44.1917 | 45.4127 | 46.575 | 47.6404 | 48.6878 | 49.7826 | 50.8044 | 51.8922 | 52.9508 | 53.8924 | 54.766 | 55.5403 | 56.2927 | 57.0831 | 57.8394 | 58.6013 | 59.6299 | 60.6711 | 61.742 | 62.8319 | 63.9411 | 65.07
F4_Commercial_College (WA)_New_Food Preparation_Natural Gas_Conveyor Oven_E3 | F4 | Commercial | College (WA) | New | Food Preparation | Natural Gas | Conveyor Oven | E3 | RVT BC Ratio | 0 | 0 | 0 | 0 | 0 | 0 | 0 | 0 | 0 | 0 | 0 | 0 | 0 | 0 | 0 | 0 | 0 | 0 | 0 | 0 | 0 | 0 | 0 | 0 | 0 | 0 | 0
F4_Commercial_College (WA)_New_Food Preparation_Natural Gas_Conveyor Oven_E4 | F4 | Commercial | College (WA) | New | Food Preparation | Natural Gas | Conveyor Oven | E4 | RVT BC Ratio | 0 | 0 | 0 | 0 | 0 | 0 | 0 | 0 | 0 | 0 | 0 | 0 | 0 | 0 | 0 | 0 | 0 | 0 | 0 | 0 | 0 | 0 | 0 | 0 | 0 | 0 | 0
F4_Commercial_College (WA)_New_Food Preparation_Natural Gas_Conveyor Oven_E5 | F4 | Commercial | College (WA) | New | Food Preparation | Natural Gas | Conveyor Oven | E5 | RVT BC Ratio | 0 | 0 | 0 | 0 | 0 | 0 | 0 | 0 | 0 | 0 | 0 | 0 | 0 | 0 | 0 | 0 | 0 | 0 | 0 | 0 | 0 | 0 | 0 | 0 | 0 | 0 | 0
F4_Commercial_College (WA)_New_Food Preparation_Natural Gas_Conveyor Oven_E6 | F4 | Commercial | College (WA) | New | Food Preparation | Natural Gas | Conveyor Oven | E6 | RVT BC Ratio | 0 | 0 | 0 | 0 | 0 | 0 | 0 | 0 | 0 | 0 | 0 | 0 | 0 | 0 | 0 | 0 | 0 | 0 | 0 | 0 | 0 | 0 | 0 | 0 | 0 | 0 | 0
F4_Commercial_College (WA)_New_Food Preparation_Natural Gas_Conveyor Oven_E7 | F4 | Commercial | College (WA) | New | Food Preparation | Natural Gas | Conveyor Oven | E7 | RVT BC Ratio | 0 | 0 | 0 | 0 | 0 | 0 | 0 | 0 | 0 | 0 | 0 | 0 | 0 | 0 | 0 | 0 | 0 | 0 | 0 | 0 | 0 | 0 | 0 | 0 | 0 | 0 | 0
F4_Commercial_College (WA)_New_Food Preparation_Natural Gas_Conveyor Oven_E8 | F4 | Commercial | College (WA) | New | Food Preparation | Natural Gas | Conveyor Oven | E8 | RVT BC Ratio | 0 | 0 | 0 | 0 | 0 | 0 | 0 | 0 | 0 | 0 | 0 | 0 | 0 | 0 | 0 | 0 | 0 | 0 | 0 | 0 | 0 | 0 | 0 | 0 | 0 | 0 | 0
F4_Commercial_College (WA)_New_Food Preparation_Natural Gas_Conveyor Oven_E9 | F4 | Commercial | College (WA) | New | Food Preparation | Natural Gas | Conveyor Oven | E9 | RVT BC Ratio | 0 | 0 | 0 | 0 | 0 | 0 | 0 | 0 | 0 | 0 | 0 | 0 | 0 | 0 | 0 | 0 | 0 | 0 | 0 | 0 | 0 | 0 | 0 | 0 | 0 | 0 | 0
F4_Commercial_College (WA)_New_Food Preparation_Natural Gas_Conveyor Oven_E10 | F4 | Commercial | College (WA) | New | Food Preparation | Natural Gas | Conveyor Oven | E10 | RVT BC Ratio | 0 | 0 | 0 | 0 | 0 | 0 | 0 | 0 | 0 | 0 | 0 | 0 | 0 | 0 | 0 | 0 | 0 | 0 | 0 | 0 | 0 | 0 | 0 | 0 | 0 | 0 | 0
F5_Commercial_College (WA)_New_Food Preparation_Natural Gas_Conveyor Oven_E1 | F5 | Commercial | College (WA) | New | Food Preparation | Natural Gas | Conveyor Oven | E1 | RIM BC Ratio | [24 empty] | 1 | 1 | 1 | bar: 2019 to 2042
F5_Commercial_College (WA)_New_Food Preparation_Natural Gas_Conveyor Oven_E2 | F5 | Commercial | College (WA) | New | Food Preparation | Natural Gas | Conveyor Oven | E2 | RIM BC Ratio | 0.84958 | 0.8544 | 0.85966 | 0.86539 | 0.87158 | 0.87815 | 0.88532 | 0.89283 | 0.90078 | 0.90911 | 0.9115 | 0.91398 | 0.91655 | 0.91923 | 0.92206 | 0.92504 | 0.92821 | 0.93155 | 0.93507 | 0.9388 | 0.94274 | 0.9429 | 0.94307 | 0.94323 | 0.94338 | 0.94354 | 0.94369
F5_Commercial_College (WA)_New_Food Preparation_Natural Gas_Conveyor Oven_E3 | F5 | Commercial | College (WA) | New | Food Preparation | Natural Gas | Conveyor Oven | E3 | RIM BC Ratio | 0 | 0 | 0 | 0 | 0 | 0 | 0 | 0 | 0 | 0 | 0 | 0 | 0 | 0 | 0 | 0 | 0 | 0 | 0 | 0 | 0 | 0 | 0 | 0 | 0 | 0 | 0
F5_Commercial_College (WA)_New_Food Preparation_Natural Gas_Conveyor Oven_E4 | F5 | Commercial | College (WA) | New | Food Preparation | Natural Gas | Conveyor Oven | E4 | RIM BC Ratio | 0 | 0 | 0 | 0 | 0 | 0 | 0 | 0 | 0 | 0 | 0 | 0 | 0 | 0 | 0 | 0 | 0 | 0 | 0 | 0 | 0 | 0 | 0 | 0 | 0 | 0 | 0
F5_Commercial_College (WA)_New_Food Preparation_Natural Gas_Conveyor Oven_E5 | F5 | Commercial | College (WA) | New | Food Preparation | Natural Gas | Conveyor Oven | E5 | RIM BC Ratio | 0 | 0 | 0 | 0 | 0 | 0 | 0 | 0 | 0 | 0 | 0 | 0 | 0 | 0 | 0 | 0 | 0 | 0 | 0 | 0 | 0 | 0 | 0 | 0 | 0 | 0 | 0
F5_Commercial_College (WA)_New_Food Preparation_Natural Gas_Conveyor Oven_E6 | F5 | Commercial | College (WA) | New | Food Preparation | Natural Gas | Conveyor Oven | E6 | RIM BC Ratio | 0 | 0 | 0 | 0 | 0 | 0 | 0 | 0 | 0 | 0 | 0 | 0 | 0 | 0 | 0 | 0 | 0 | 0 | 0 | 0 | 0 | 0 | 0 | 0 | 0 | 0 | 0
F5_Commercial_College (WA)_New_Food Preparation_Natural Gas_Conveyor Oven_E7 | F5 | Commercial | College (WA) | New | Food Preparation | Natural Gas | Conveyor Oven | E7 | RIM BC Ratio | 0 | 0 | 0 | 0 | 0 | 0 | 0 | 0 | 0 | 0 | 0 | 0 | 0 | 0 | 0 | 0 | 0 | 0 | 0 | 0 | 0 | 0 | 0 | 0 | 0 | 0 | 0
F5_Commercial_College (WA)_New_Food Preparation_Natural Gas_Conveyor Oven_E8 | F5 | Commercial | College (WA) | New | Food Preparation | Natural Gas | Conveyor Oven | E8 | RIM BC Ratio | 0 | 0 | 0 | 0 | 0 | 0 | 0 | 0 | 0 | 0 | 0 | 0 | 0 | 0 | 0 | 0 | 0 | 0 | 0 | 0 | 0 | 0 | 0 | 0 | 0 | 0 | 0
F5_Commercial_College (WA)_New_Food Preparation_Natural Gas_Conveyor Oven_E9 | F5 | Commercial | College (WA) | New | Food Preparation | Natural Gas | Conveyor Oven | E9 | RIM BC Ratio | 0 | 0 | 0 | 0 | 0 | 0 | 0 | 0 | 0 | 0 | 0 | 0 | 0 | 0 | 0 | 0 | 0 | 0 | 0 | 0 | 0 | 0 | 0 | 0 | 0 | 0 | 0
F5_Commercial_College (WA)_New_Food Preparation_Natural Gas_Conveyor Oven_E10 | F5 | Commercial | College (WA) | New | Food Preparation | Natural Gas | Conveyor Oven | E10 | RIM BC Ratio | 0 | 0 | 0 | 0 | 0 | 0 | 0 | 0 | 0 | 0 | 0 | 0 | 0 | 0 | 0 | 0 | 0 | 0 | 0 | 0 | 0 | 0 | 0 | 0 | 0 | 0 | 0
F0_Commercial_College (WA)_New_Food Preparation_Natural Gas_Double Rack Oven_E0 | F0 | Commercial | College (WA) | New | Food Preparation | Natural Gas | Double Rack Oven | E0 | Economic Unit | FTSC Qualified (>50% Cooking Efficiency) | FTSC Qualified (>50% Cooking Efficiency) | FTSC Qualified (>50% Cooking Efficiency) | FTSC Qualified (>50% Cooking Efficiency) | FTSC Qualified (>50% Cooking Efficiency) | FTSC Qualified (>50% Cooking Efficiency) | FTSC Qualified (>50% Cooking Efficiency) | FTSC Qualified (>50% Cooking Efficiency) | FTSC Qualified (>50% Cooking Efficiency) | FTSC Qualified (>50% Cooking Efficiency) | FTSC Qualified (>50% Cooking Efficiency) | FTSC Qualified (>50% Cooking Efficiency) | FTSC Qualified (>50% Cooking Efficiency) | FTSC Qualified (>50% Cooking Efficiency) | FTSC Qualified (>50% Cooking Efficiency) | FTSC Qualified (>50% Cooking Efficiency) | FTSC Qualified (>50% Cooking Efficiency) | FTSC Qualified (>50% Cooking Efficiency) | FTSC Qualified (>50% Cooking Efficiency) | FTSC Qualified (>50% Cooking Efficiency) | FTSC Qualified (>50% Cooking Efficiency) | FTSC Qualified (>50% Cooking Efficiency) | FTSC Qualified (>50% Cooking Efficiency) | FTSC Qualified (>50% Cooking Efficiency) | FTSC Qualified (>50% Cooking Efficiency) | FTSC Qualified (>50% Cooking Efficiency) | FTSC Qualified (>50% Cooking Efficiency)
F1_Commercial_College (WA)_New_Food Preparation_Natural Gas_Double Rack Oven_E1 | F1 | Commercial | College (WA) | New | Food Preparation | Natural Gas | Double Rack Oven | E1 | CCE | 0 | 0 | 0 | 0 | 0 | 0 | 0 | 0 | 0 | 0 | 0 | 0 | 0 | 0 | 0 | 0 | 0 | 0 | 0 | 0 | 0 | 0 | 0 | 0 | 0 | 0 | 0
F1_Commercial_College (WA)_New_Food Preparation_Natural Gas_Double Rack Oven_E2 | F1 | Commercial | College (WA) | New | Food Preparation | Natural Gas | Double Rack Oven | E2 | CCE | 0.00028896 | 0.00028896 | 0.00028896 | 0.00028896 | 0.00028896 | 0.00028896 | 0.00028896 | 0.00028896 | 0.00028896 | 0.00028896 | 0.00028896 | 0.00028896 | 0.00028896 | 0.00028896 | 0.00028896 | 0.00028896 | 0.00028896 | 0.00028896 | 0.00028896 | 0.00028896 | 0.00028896 | 0.00028896 | 0.00028896 | 0.00028896 | 0.00028896 | 0.00028896 | 0.00028896
F1_Commercial_College (WA)_New_Food Preparation_Natural Gas_Double Rack Oven_E3 | F1 | Commercial | College (WA) | New | Food Preparation | Natural Gas | Double Rack Oven | E3 | CCE | 0 | 0 | 0 | 0 | 0 | 0 | 0 | 0 | 0 | 0 | 0 | 0 | 0 | 0 | 0 | 0 | 0 | 0 | 0 | 0 | 0 | 0 | 0 | 0 | 0 | 0 | 0
F1_Commercial_College (WA)_New_Food Preparation_Natural Gas_Double Rack Oven_E4 | F1 | Commercial | College (WA) | New | Food Preparation | Natural Gas | Double Rack Oven | E4 | CCE | 0 | 0 | 0 | 0 | 0 | 0 | 0 | 0 | 0 | 0 | 0 | 0 | 0 | 0 | 0 | 0 | 0 | 0 | 0 | 0 | 0 | 0 | 0 | 0 | 0 | 0 | 0
F1_Commercial_College (WA)_New_Food Preparation_Natural Gas_Double Rack Oven_E5 | F1 | Commercial | College (WA) | New | Food Preparation | Natural Gas | Double Rack Oven | E5 | CCE | 0 | 0 | 0 | 0 | 0 | 0 | 0 | 0 | 0 | 0 | 0 | 0 | 0 | 0 | 0 | 0 | 0 | 0 | 0 | 0 | 0 | 0 | 0 | 0 | 0 | 0 | 0
F1_Commercial_College (WA)_New_Food Preparation_Natural Gas_Double Rack Oven_E6 | F1 | Commercial | College (WA) | New | Food Preparation | Natural Gas | Double Rack Oven | E6 | CCE | 0 | 0 | 0 | 0 | 0 | 0 | 0 | 0 | 0 | 0 | 0 | 0 | 0 | 0 | 0 | 0 | 0 | 0 | 0 | 0 | 0 | 0 | 0 | 0 | 0 | 0 | 0
F1_Commercial_College (WA)_New_Food Preparation_Natural Gas_Double Rack Oven_E7 | F1 | Commercial | College (WA) | New | Food Preparation | Natural Gas | Double Rack Oven | E7 | CCE | 0 | 0 | 0 | 0 | 0 | 0 | 0 | 0 | 0 | 0 | 0 | 0 | 0 | 0 | 0 | 0 | 0 | 0 | 0 | 0 | 0 | 0 | 0 | 0 | 0 | 0 | 0
F1_Commercial_College (WA)_New_Food Preparation_Natural Gas_Double Rack Oven_E8 | F1 | Commercial | College (WA) | New | Food Preparation | Natural Gas | Double Rack Oven | E8 | CCE | 0 | 0 | 0 | 0 | 0 | 0 | 0 | 0 | 0 | 0 | 0 | 0 | 0 | 0 | 0 | 0 | 0 | 0 | 0 | 0 | 0 | 0 | 0 | 0 | 0 | 0 | 0
F1_Commercial_College (WA)_New_Food Preparation_Natural Gas_Double Rack Oven_E9 | F1 | Commercial | College (WA) | New | Food Preparation | Natural Gas | Double Rack Oven | E9 | CCE | 0 | 0 | 0 | 0 | 0 | 0 | 0 | 0 | 0 | 0 | 0 | 0 | 0 | 0 | 0 | 0 | 0 | 0 | 0 | 0 | 0 | 0 | 0 | 0 | 0 | 0 | 0
F1_Commercial_College (WA)_New_Food Preparation_Natural Gas_Double Rack Oven_E10 | F1 | Commercial | College (WA) | New | Food Preparation | Natural Gas | Double Rack Oven | E10 | CCE | 0 | 0 | 0 | 0 | 0 | 0 | 0 | 0 | 0 | 0 | 0 | 0 | 0 | 0 | 0 | 0 | 0 | 0 | 0 | 0 | 0 | 0 | 0 | 0 | 0 | 0 | 0
F2_Commercial_College (WA)_New_Food Preparation_Natural Gas_Double Rack Oven_E1 | F2 | Commercial | College (WA) | New | Food Preparation | Natural Gas | Double Rack Oven | E1 | TRC BC Ratio | [24 empty] | 1 | 1 | 1 | bar: 2019 to 2042
F2_Commercial_College (WA)_New_Food Preparation_Natural Gas_Double Rack Oven_E2 | F2 | Commercial | College (WA) | New | Food Preparation | Natural Gas | Double Rack Oven | E2 | TRC BC Ratio | 12.3167 | 12.6271 | 12.9949 | 13.4163 | 13.8929 | 14.4728 | 15.0696 | 15.6607 | 16.2297 | 16.8067 | 17.2657 | 17.6958 | 18.1579 | 18.6102 | 19.0147 | 19.3931 | 19.7326 | 20.0677 | 20.4256 | 20.7748 | 21.1335 | 21.5064 | 21.8833 | 22.272 | 22.6677 | 23.0704 | 23.4803
F2_Commercial_College (WA)_New_Food Preparation_Natural Gas_Double Rack Oven_E3 | F2 | Commercial | College (WA) | New | Food Preparation | Natural Gas | Double Rack Oven | E3 | TRC BC Ratio | 0 | 0 | 0 | 0 | 0 | 0 | 0 | 0 | 0 | 0 | 0 | 0 | 0 | 0 | 0 | 0 | 0 | 0 | 0 | 0 | 0 | 0 | 0 | 0 | 0 | 0 | 0
F2_Commercial_College (WA)_New_Food Preparation_Natural Gas_Double Rack Oven_E4 | F2 | Commercial | College (WA) | New | Food Preparation | Natural Gas | Double Rack Oven | E4 | TRC BC Ratio | 0 | 0 | 0 | 0 | 0 | 0 | 0 | 0 | 0 | 0 | 0 | 0 | 0 | 0 | 0 | 0 | 0 | 0 | 0 | 0 | 0 | 0 | 0 | 0 | 0 | 0 | 0
F2_Commercial_College (WA)_New_Food Preparation_Natural Gas_Double Rack Oven_E5 | F2 | Commercial | College (WA) | New | Food Preparation | Natural Gas | Double Rack Oven | E5 | TRC BC Ratio | 0 | 0 | 0 | 0 | 0 | 0 | 0 | 0 | 0 | 0 | 0 | 0 | 0 | 0 | 0 | 0 | 0 | 0 | 0 | 0 | 0 | 0 | 0 | 0 | 0 | 0 | 0
F2_Commercial_College (WA)_New_Food Preparation_Natural Gas_Double Rack Oven_E6 | F2 | Commercial | College (WA) | New | Food Preparation | Natural Gas | Double Rack Oven | E6 | TRC BC Ratio | 0 | 0 | 0 | 0 | 0 | 0 | 0 | 0 | 0 | 0 | 0 | 0 | 0 | 0 | 0 | 0 | 0 | 0 | 0 | 0 | 0 | 0 | 0 | 0 | 0 | 0 | 0
F2_Commercial_College (WA)_New_Food Preparation_Natural Gas_Double Rack Oven_E7 | F2 | Commercial | College (WA) | New | Food Preparation | Natural Gas | Double Rack Oven | E7 | TRC BC Ratio | 0 | 0 | 0 | 0 | 0 | 0 | 0 | 0 | 0 | 0 | 0 | 0 | 0 | 0 | 0 | 0 | 0 | 0 | 0 | 0 | 0 | 0 | 0 | 0 | 0 | 0 | 0
F2_Commercial_College (WA)_New_Food Preparation_Natural Gas_Double Rack Oven_E8 | F2 | Commercial | College (WA) | New | Food Preparation | Natural Gas | Double Rack Oven | E8 | TRC BC Ratio | 0 | 0 | 0 | 0 | 0 | 0 | 0 | 0 | 0 | 0 | 0 | 0 | 0 | 0 | 0 | 0 | 0 | 0 | 0 | 0 | 0 | 0 | 0 | 0 | 0 | 0 | 0
F2_Commercial_College (WA)_New_Food Preparation_Natural Gas_Double Rack Oven_E9 | F2 | Commercial | College (WA) | New | Food Preparation | Natural Gas | Double Rack Oven | E9 | TRC BC Ratio | 0 | 0 | 0 | 0 | 0 | 0 | 0 | 0 | 0 | 0 | 0 | 0 | 0 | 0 | 0 | 0 | 0 | 0 | 0 | 0 | 0 | 0 | 0 | 0 | 0 | 0 | 0
F2_Commercial_College (WA)_New_Food Preparation_Natural Gas_Double Rack Oven_E10 | F2 | Commercial | College (WA) | New | Food Preparation | Natural Gas | Double Rack Oven | E10 | TRC BC Ratio | 0 | 0 | 0 | 0 | 0 | 0 | 0 | 0 | 0 | 0 | 0 | 0 | 0 | 0 | 0 | 0 | 0 | 0 | 0 | 0 | 0 | 0 | 0 | 0 | 0 | 0 | 0
F3_Commercial_College (WA)_New_Food Preparation_Natural Gas_Double Rack Oven_E1 | F3 | Commercial | College (WA) | New | Food Preparation | Natural Gas | Double Rack Oven | E1 | PACT BC Ratio | [24 empty] | 1 | 1 | 1 | bar: 2019 to 2042
F3_Commercial_College (WA)_New_Food Preparation_Natural Gas_Double Rack Oven_E2 | F3 | Commercial | College (WA) | New | Food Preparation | Natural Gas | Double Rack Oven | E2 | PACT BC Ratio | 24.8226 | 25.4482 | 26.1894 | 27.0387 | 27.9993 | 29.1679 | 30.3708 | 31.562 | 32.7088 | 33.8716 | 34.7968 | 35.6635 | 36.5948 | 37.5064 | 38.3215 | 39.0842 | 39.7683 | 40.4436 | 41.165 | 41.8687 | 42.5916 | 43.3432 | 44.1027 | 44.8863 | 45.6837 | 46.4953 | 47.3213
F3_Commercial_College (WA)_New_Food Preparation_Natural Gas_Double Rack Oven_E3 | F3 | Commercial | College (WA) | New | Food Preparation | Natural Gas | Double Rack Oven | E3 | PACT BC Ratio | 0 | 0 | 0 | 0 | 0 | 0 | 0 | 0 | 0 | 0 | 0 | 0 | 0 | 0 | 0 | 0 | 0 | 0 | 0 | 0 | 0 | 0 | 0 | 0 | 0 | 0 | 0
F3_Commercial_College (WA)_New_Food Preparation_Natural Gas_Double Rack Oven_E4 | F3 | Commercial | College (WA) | New | Food Preparation | Natural Gas | Double Rack Oven | E4 | PACT BC Ratio | 0 | 0 | 0 | 0 | 0 | 0 | 0 | 0 | 0 | 0 | 0 | 0 | 0 | 0 | 0 | 0 | 0 | 0 | 0 | 0 | 0 | 0 | 0 | 0 | 0 | 0 | 0
F3_Commercial_College (WA)_New_Food Preparation_Natural Gas_Double Rack Oven_E5 | F3 | Commercial | College (WA) | New | Food Preparation | Natural Gas | Double Rack Oven | E5 | PACT BC Ratio | 0 | 0 | 0 | 0 | 0 | 0 | 0 | 0 | 0 | 0 | 0 | 0 | 0 | 0 | 0 | 0 | 0 | 0 | 0 | 0 | 0 | 0 | 0 | 0 | 0 | 0 | 0
F3_Commercial_College (WA)_New_Food Preparation_Natural Gas_Double Rack Oven_E6 | F3 | Commercial | College (WA) | New | Food Preparation | Natural Gas | Double Rack Oven | E6 | PACT BC Ratio | 0 | 0 | 0 | 0 | 0 | 0 | 0 | 0 | 0 | 0 | 0 | 0 | 0 | 0 | 0 | 0 | 0 | 0 | 0 | 0 | 0 | 0 | 0 | 0 | 0 | 0 | 0
F3_Commercial_College (WA)_New_Food Preparation_Natural Gas_Double Rack Oven_E7 | F3 | Commercial | College (WA) | New | Food Preparation | Natural Gas | Double Rack Oven | E7 | PACT BC Ratio | 0 | 0 | 0 | 0 | 0 | 0 | 0 | 0 | 0 | 0 | 0 | 0 | 0 | 0 | 0 | 0 | 0 | 0 | 0 | 0 | 0 | 0 | 0 | 0 | 0 | 0 | 0
F3_Commercial_College (WA)_New_Food Preparation_Natural Gas_Double Rack Oven_E8 | F3 | Commercial | College (WA) | New | Food Preparation | Natural Gas | Double Rack Oven | E8 | PACT BC Ratio | 0 | 0 | 0 | 0 | 0 | 0 | 0 | 0 | 0 | 0 | 0 | 0 | 0 | 0 | 0 | 0 | 0 | 0 | 0 | 0 | 0 | 0 | 0 | 0 | 0 | 0 | 0
F3_Commercial_College (WA)_New_Food Preparation_Natural Gas_Double Rack Oven_E9 | F3 | Commercial | College (WA) | New | Food Preparation | Natural Gas | Double Rack Oven | E9 | PACT BC Ratio | 0 | 0 | 0 | 0 | 0 | 0 | 0 | 0 | 0 | 0 | 0 | 0 | 0 | 0 | 0 | 0 | 0 | 0 | 0 | 0 | 0 | 0 | 0 | 0 | 0 | 0 | 0
F3_Commercial_College (WA)_New_Food Preparation_Natural Gas_Double Rack Oven_E10 | F3 | Commercial | College (WA) | New | Food Preparation | Natural Gas | Double Rack Oven | E10 | PACT BC Ratio | 0 | 0 | 0 | 0 | 0 | 0 | 0 | 0 | 0 | 0 | 0 | 0 | 0 | 0 | 0 | 0 | 0 | 0 | 0 | 0 | 0 | 0 | 0 | 0 | 0 | 0 | 0
F4_Commercial_College (WA)_New_Food Preparation_Natural Gas_Double Rack Oven_E1 | F4 | Commercial | College (WA) | New | Food Preparation | Natural Gas | Double Rack Oven | E1 | RVT BC Ratio | [24 empty] | 1 | 1 | 1 | bar: 2019 to 2042
F4_Commercial_College (WA)_New_Food Preparation_Natural Gas_Double Rack Oven_E2 | F4 | Commercial | College (WA) | New | Food Preparation | Natural Gas | Double Rack Oven | E2 | RVT BC Ratio | 17.8033 | 18.1322 | 18.5182 | 18.9682 | 19.4836 | 20.127 | 20.7722 | 21.3847 | 21.9392 | 22.4768 | 23.0337 | 23.5399 | 24.0742 | 24.5798 | 25.0145 | 25.4068 | 25.7388 | 26.0558 | 26.3929 | 26.7077 | 27.0236 | 27.4935 | 27.9683 | 28.4582 | 28.9568 | 29.4642 | 29.9806
F4_Commercial_College (WA)_New_Food Preparation_Natural Gas_Double Rack Oven_E3 | F4 | Commercial | College (WA) | New | Food Preparation | Natural Gas | Double Rack Oven | E3 | RVT BC Ratio | 0 | 0 | 0 | 0 | 0 | 0 | 0 | 0 | 0 | 0 | 0 | 0 | 0 | 0 | 0 | 0 | 0 | 0 | 0 | 0 | 0 | 0 | 0 | 0 | 0 | 0 | 0
F4_Commercial_College (WA)_New_Food Preparation_Natural Gas_Double Rack Oven_E4 | F4 | Commercial | College (WA) | New | Food Preparation | Natural Gas | Double Rack Oven | E4 | RVT BC Ratio | 0 | 0 | 0 | 0 | 0 | 0 | 0 | 0 | 0 | 0 | 0 | 0 | 0 | 0 | 0 | 0 | 0 | 0 | 0 | 0 | 0 | 0 | 0 | 0 | 0 | 0 | 0
F4_Commercial_College (WA)_New_Food Preparation_Natural Gas_Double Rack Oven_E5 | F4 | Commercial | College (WA) | New | Food Preparation | Natural Gas | Double Rack Oven | E5 | RVT BC Ratio | 0 | 0 | 0 | 0 | 0 | 0 | 0 | 0 | 0 | 0 | 0 | 0 | 0 | 0 | 0 | 0 | 0 | 0 | 0 | 0 | 0 | 0 | 0 | 0 | 0 | 0 | 0
F4_Commercial_College (WA)_New_Food Preparation_Natural Gas_Double Rack Oven_E6 | F4 | Commercial | College (WA) | New | Food Preparation | Natural Gas | Double Rack Oven | E6 | RVT BC Ratio | 0 | 0 | 0 | 0 | 0 | 0 | 0 | 0 | 0 | 0 | 0 | 0 | 0 | 0 | 0 | 0 | 0 | 0 | 0 | 0 | 0 | 0 | 0 | 0 | 0 | 0 | 0
F4_Commercial_College (WA)_New_Food Preparation_Natural Gas_Double Rack Oven_E7 | F4 | Commercial | College (WA) | New | Food Preparation | Natural Gas | Double Rack Oven | E7 | RVT BC Ratio | 0 | 0 | 0 | 0 | 0 | 0 | 0 | 0 | 0 | 0 | 0 | 0 | 0 | 0 | 0 | 0 | 0 | 0 | 0 | 0 | 0 | 0 | 0 | 0 | 0 | 0 | 0
F4_Commercial_College (WA)_New_Food Preparation_Natural Gas_Double Rack Oven_E8 | F4 | Commercial | College (WA) | New | Food Preparation | Natural Gas | Double Rack Oven | E8 | RVT BC Ratio | 0 | 0 | 0 | 0 | 0 | 0 | 0 | 0 | 0 | 0 | 0 | 0 | 0 | 0 | 0 | 0 | 0 | 0 | 0 | 0 | 0 | 0 | 0 | 0 | 0 | 0 | 0
F4_Commercial_College (WA)_New_Food Preparation_Natural Gas_Double Rack Oven_E9 | F4 | Commercial | College (WA) | New | Food Preparation | Natural Gas | Double Rack Oven | E9 | RVT BC Ratio | 0 | 0 | 0 | 0 | 0 | 0 | 0 | 0 | 0 | 0 | 0 | 0 | 0 | 0 | 0 | 0 | 0 | 0 | 0 | 0 | 0 | 0 | 0 | 0 | 0 | 0 | 0
F4_Commercial_College (WA)_New_Food Preparation_Natural Gas_Double Rack Oven_E10 | F4 | Commercial | College (WA) | New | Food Preparation | Natural Gas | Double Rack Oven | E10 | RVT BC Ratio | 0 | 0 | 0 | 0 | 0 | 0 | 0 | 0 | 0 | 0 | 0 | 0 | 0 | 0 | 0 | 0 | 0 | 0 | 0 | 0 | 0 | 0 | 0 | 0 | 0 | 0 | 0
F5_Commercial_College (WA)_New_Food Preparation_Natural Gas_Double Rack Oven_E1 | F5 | Commercial | College (WA) | New | Food Preparation | Natural Gas | Double Rack Oven | E1 | RIM BC Ratio | [24 empty] | 1 | 1 | 1 | bar: 2019 to 2042
F5_Commercial_College (WA)_New_Food Preparation_Natural Gas_Double Rack Oven_E2 | F5 | Commercial | College (WA) | New | Food Preparation | Natural Gas | Double Rack Oven | E2 | RIM BC Ratio | 0.82096 | 0.82655 | 0.83309 | 0.83991 | 0.84697 | 0.8544 | 0.86226 | 0.87065 | 0.87969 | 0.88937 | 0.89176 | 0.89448 | 0.89764 | 0.90123 | 0.90494 | 0.90881 | 0.91288 | 0.91718 | 0.9217 | 0.92649 | 0.93155 | 0.9319 | 0.93225 | 0.93259 | 0.93293 | 0.93326 | 0.93359
F5_Commercial_College (WA)_New_Food Preparation_Natural Gas_Double Rack Oven_E3 | F5 | Commercial | College (WA) | New | Food Preparation | Natural Gas | Double Rack Oven | E3 | RIM BC Ratio | 0 | 0 | 0 | 0 | 0 | 0 | 0 | 0 | 0 | 0 | 0 | 0 | 0 | 0 | 0 | 0 | 0 | 0 | 0 | 0 | 0 | 0 | 0 | 0 | 0 | 0 | 0
F5_Commercial_College (WA)_New_Food Preparation_Natural Gas_Double Rack Oven_E4 | F5 | Commercial | College (WA) | New | Food Preparation | Natural Gas | Double Rack Oven | E4 | RIM BC Ratio | 0 | 0 | 0 | 0 | 0 | 0 | 0 | 0 | 0 | 0 | 0 | 0 | 0 | 0 | 0 | 0 | 0 | 0 | 0 | 0 | 0 | 0 | 0 | 0 | 0 | 0 | 0
F5_Commercial_College (WA)_New_Food Preparation_Natural Gas_Double Rack Oven_E5 | F5 | Commercial | College (WA) | New | Food Preparation | Natural Gas | Double Rack Oven | E5 | RIM BC Ratio | 0 | 0 | 0 | 0 | 0 | 0 | 0 | 0 | 0 | 0 | 0 | 0 | 0 | 0 | 0 | 0 | 0 | 0 | 0 | 0 | 0 | 0 | 0 | 0 | 0 | 0 | 0
F5_Commercial_College (WA)_New_Food Preparation_Natural Gas_Double Rack Oven_E6 | F5 | Commercial | College (WA) | New | Food Preparation | Natural Gas | Double Rack Oven | E6 | RIM BC Ratio | 0 | 0 | 0 | 0 | 0 | 0 | 0 | 0 | 0 | 0 | 0 | 0 | 0 | 0 | 0 | 0 | 0 | 0 | 0 | 0 | 0 | 0 | 0 | 0 | 0 | 0 | 0
F5_Commercial_College (WA)_New_Food Preparation_Natural Gas_Double Rack Oven_E7 | F5 | Commercial | College (WA) | New | Food Preparation | Natural Gas | Double Rack Oven | E7 | RIM BC Ratio | 0 | 0 | 0 | 0 | 0 | 0 | 0 | 0 | 0 | 0 | 0 | 0 | 0 | 0 | 0 | 0 | 0 | 0 | 0 | 0 | 0 | 0 | 0 | 0 | 0 | 0 | 0
F5_Commercial_College (WA)_New_Food Preparation_Natural Gas_Double Rack Oven_E8 | F5 | Commercial | College (WA) | New | Food Preparation | Natural Gas | Double Rack Oven | E8 | RIM BC Ratio | 0 | 0 | 0 | 0 | 0 | 0 | 0 | 0 | 0 | 0 | 0 | 0 | 0 | 0 | 0 | 0 | 0 | 0 | 0 | 0 | 0 | 0 | 0 | 0 | 0 | 0 | 0
F5_Commercial_College (WA)_New_Food Preparation_Natural Gas_Double Rack Oven_E9 | F5 | Commercial | College (WA) | New | Food Preparation | Natural Gas | Double Rack Oven | E9 | RIM BC Ratio | 0 | 0 | 0 | 0 | 0 | 0 | 0 | 0 | 0 | 0 | 0 | 0 | 0 | 0 | 0 | 0 | 0 | 0 | 0 | 0 | 0 | 0 | 0 | 0 | 0 | 0 | 0
F5_Commercial_College (WA)_New_Food Preparation_Natural Gas_Double Rack Oven_E10 | F5 | Commercial | College (WA) | New | Food Preparation | Natural Gas | Double Rack Oven | E10 | RIM BC Ratio | 0 | 0 | 0 | 0 | 0 | 0 | 0 | 0 | 0 | 0 | 0 | 0 | 0 | 0 | 0 | 0 | 0 | 0 | 0 | 0 | 0 | 0 | 0 | 0 | 0 | 0 | 0
F0_Commercial_College (WA)_New_Food Preparation_Natural Gas_Fryer_E0 | F0 | Commercial | College (WA) | New | Food Preparation | Natural Gas | Fryer | E0 | Economic Unit | ENERGY STAR | ENERGY STAR | ENERGY STAR | ENERGY STAR | ENERGY STAR | ENERGY STAR | ENERGY STAR | ENERGY STAR | ENERGY STAR | ENERGY STAR | ENERGY STAR | ENERGY STAR | ENERGY STAR | ENERGY STAR | ENERGY STAR | ENERGY STAR | ENERGY STAR | ENERGY STAR | ENERGY STAR | ENERGY STAR | ENERGY STAR | ENERGY STAR | ENERGY STAR | ENERGY STAR | ENERGY STAR | ENERGY STAR | ENERGY STAR
F1_Commercial_College (WA)_New_Food Preparation_Natural Gas_Fryer_E1 | F1 | Commercial | College (WA) | New | Food Preparation | Natural Gas | Fryer | E1 | CCE | 0 | 0 | 0 | 0 | 0 | 0 | 0 | 0 | 0 | 0 | 0 | 0 | 0 | 0 | 0 | 0 | 0 | 0 | 0 | 0 | 0 | 0 | 0 | 0 | 0 | 0 | 0
F1_Commercial_College (WA)_New_Food Preparation_Natural Gas_Fryer_E2 | F1 | Commercial | College (WA) | New | Food Preparation | Natural Gas | Fryer | E2 | CCE | 0.0003771 | 0.0003771 | 0.0003771 | 0.0003771 | 0.0003771 | 0.0003771 | 0.0003771 | 0.0003771 | 0.0003771 | 0.0003771 | 0.0003771 | 0.0003771 | 0.0003771 | 0.0003771 | 0.0003771 | 0.0003771 | 0.0003771 | 0.0003771 | 0.0003771 | 0.0003771 | 0.0003771 | 0.0003771 | 0.0003771 | 0.0003771 | 0.0003771 | 0.0003771 | 0.0003771
F1_Commercial_College (WA)_New_Food Preparation_Natural Gas_Fryer_E3 | F1 | Commercial | College (WA) | New | Food Preparation | Natural Gas | Fryer | E3 | CCE | 0 | 0 | 0 | 0 | 0 | 0 | 0 | 0 | 0 | 0 | 0 | 0 | 0 | 0 | 0 | 0 | 0 | 0 | 0 | 0 | 0 | 0 | 0 | 0 | 0 | 0 | 0
F1_Commercial_College (WA)_New_Food Preparation_Natural Gas_Fryer_E4 | F1 | Commercial | College (WA) | New | Food Preparation | Natural Gas | Fryer | E4 | CCE | 0 | 0 | 0 | 0 | 0 | 0 | 0 | 0 | 0 | 0 | 0 | 0 | 0 | 0 | 0 | 0 | 0 | 0 | 0 | 0 | 0 | 0 | 0 | 0 | 0 | 0 | 0
F1_Commercial_College (WA)_New_Food Preparation_Natural Gas_Fryer_E5 | F1 | Commercial | College (WA) | New | Food Preparation | Natural Gas | Fryer | E5 | CCE | 0 | 0 | 0 | 0 | 0 | 0 | 0 | 0 | 0 | 0 | 0 | 0 | 0 | 0 | 0 | 0 | 0 | 0 | 0 | 0 | 0 | 0 | 0 | 0 | 0 | 0 | 0
F1_Commercial_College (WA)_New_Food Preparation_Natural Gas_Fryer_E6 | F1 | Commercial | College (WA) | New | Food Preparation | Natural Gas | Fryer | E6 | CCE | 0 | 0 | 0 | 0 | 0 | 0 | 0 | 0 | 0 | 0 | 0 | 0 | 0 | 0 | 0 | 0 | 0 | 0 | 0 | 0 | 0 | 0 | 0 | 0 | 0 | 0 | 0
F1_Commercial_College (WA)_New_Food Preparation_Natural Gas_Fryer_E7 | F1 | Commercial | College (WA) | New | Food Preparation | Natural Gas | Fryer | E7 | CCE | 0 | 0 | 0 | 0 | 0 | 0 | 0 | 0 | 0 | 0 | 0 | 0 | 0 | 0 | 0 | 0 | 0 | 0 | 0 | 0 | 0 | 0 | 0 | 0 | 0 | 0 | 0
F1_Commercial_College (WA)_New_Food Preparation_Natural Gas_Fryer_E8 | F1 | Commercial | College (WA) | New | Food Preparation | Natural Gas | Fryer | E8 | CCE | 0 | 0 | 0 | 0 | 0 | 0 | 0 | 0 | 0 | 0 | 0 | 0 | 0 | 0 | 0 | 0 | 0 | 0 | 0 | 0 | 0 | 0 | 0 | 0 | 0 | 0 | 0
F1_Commercial_College (WA)_New_Food Preparation_Natural Gas_Fryer_E9 | F1 | Commercial | College (WA) | New | Food Preparation | Natural Gas | Fryer | E9 | CCE | 0 | 0 | 0 | 0 | 0 | 0 | 0 | 0 | 0 | 0 | 0 | 0 | 0 | 0 | 0 | 0 | 0 | 0 | 0 | 0 | 0 | 0 | 0 | 0 | 0 | 0 | 0
F1_Commercial_College (WA)_New_Food Preparation_Natural Gas_Fryer_E10 | F1 | Commercial | College (WA) | New | Food Preparation | Natural Gas | Fryer | E10 | CCE | 0 | 0 | 0 | 0 | 0 | 0 | 0 | 0 | 0 | 0 | 0 | 0 | 0 | 0 | 0 | 0 | 0 | 0 | 0 | 0 | 0 | 0 | 0 | 0 | 0 | 0 | 0
F2_Commercial_College (WA)_New_Food Preparation_Natural Gas_Fryer_E1 | F2 | Commercial | College (WA) | New | Food Preparation | Natural Gas | Fryer | E1 | TRC BC Ratio | [24 empty] | 1 | 1 | 1 | bar: 2019 to 2042
F2_Commercial_College (WA)_New_Food Preparation_Natural Gas_Fryer_E2 | F2 | Commercial | College (WA) | New | Food Preparation | Natural Gas | Fryer | E2 | TRC BC Ratio | 9.832 | 10.0902 | 10.3801 | 10.7048 | 11.0663 | 11.494 | 11.9296 | 12.3587 | 12.7713 | 13.1901 | 13.531 | 13.8526 | 14.1967 | 14.5353 | 14.8426 | 15.1334 | 15.3988 | 15.6621 | 15.9413 | 16.2153 | 16.4965 | 16.7879 | 17.0826 | 17.3861 | 17.695 | 18.0094 | 18.3293
F2_Commercial_College (WA)_New_Food Preparation_Natural Gas_Fryer_E3 | F2 | Commercial | College (WA) | New | Food Preparation | Natural Gas | Fryer | E3 | TRC BC Ratio | 0 | 0 | 0 | 0 | 0 | 0 | 0 | 0 | 0 | 0 | 0 | 0 | 0 | 0 | 0 | 0 | 0 | 0 | 0 | 0 | 0 | 0 | 0 | 0 | 0 | 0 | 0
F2_Commercial_College (WA)_New_Food Preparation_Natural Gas_Fryer_E4 | F2 | Commercial | College (WA) | New | Food Preparation | Natural Gas | Fryer | E4 | TRC BC Ratio | 0 | 0 | 0 | 0 | 0 | 0 | 0 | 0 | 0 | 0 | 0 | 0 | 0 | 0 | 0 | 0 | 0 | 0 | 0 | 0 | 0 | 0 | 0 | 0 | 0 | 0 | 0
F2_Commercial_College (WA)_New_Food Preparation_Natural Gas_Fryer_E5 | F2 | Commercial | College (WA) | New | Food Preparation | Natural Gas | Fryer | E5 | TRC BC Ratio | 0 | 0 | 0 | 0 | 0 | 0 | 0 | 0 | 0 | 0 | 0 | 0 | 0 | 0 | 0 | 0 | 0 | 0 | 0 | 0 | 0 | 0 | 0 | 0 | 0 | 0 | 0
F2_Commercial_College (WA)_New_Food Preparation_Natural Gas_Fryer_E6 | F2 | Commercial | College (WA) | New | Food Preparation | Natural Gas | Fryer | E6 | TRC BC Ratio | 0 | 0 | 0 | 0 | 0 | 0 | 0 | 0 | 0 | 0 | 0 | 0 | 0 | 0 | 0 | 0 | 0 | 0 | 0 | 0 | 0 | 0 | 0 | 0 | 0 | 0 | 0
F2_Commercial_College (WA)_New_Food Preparation_Natural Gas_Fryer_E7 | F2 | Commercial | College (WA) | New | Food Preparation | Natural Gas | Fryer | E7 | TRC BC Ratio | 0 | 0 | 0 | 0 | 0 | 0 | 0 | 0 | 0 | 0 | 0 | 0 | 0 | 0 | 0 | 0 | 0 | 0 | 0 | 0 | 0 | 0 | 0 | 0 | 0 | 0 | 0
F2_Commercial_College (WA)_New_Food Preparation_Natural Gas_Fryer_E8 | F2 | Commercial | College (WA) | New | Food Preparation | Natural Gas | Fryer | E8 | TRC BC Ratio | 0 | 0 | 0 | 0 | 0 | 0 | 0 | 0 | 0 | 0 | 0 | 0 | 0 | 0 | 0 | 0 | 0 | 0 | 0 | 0 | 0 | 0 | 0 | 0 | 0 | 0 | 0
F2_Commercial_College (WA)_New_Food Preparation_Natural Gas_Fryer_E9 | F2 | Commercial | College (WA) | New | Food Preparation | Natural Gas | Fryer | E9 | TRC BC Ratio | 0 | 0 | 0 | 0 | 0 | 0 | 0 | 0 | 0 | 0 | 0 | 0 | 0 | 0 | 0 | 0 | 0 | 0 | 0 | 0 | 0 | 0 | 0 | 0 | 0 | 0 | 0
F2_Commercial_College (WA)_New_Food Preparation_Natural Gas_Fryer_E10 | F2 | Commercial | College (WA) | New | Food Preparation | Natural Gas | Fryer | E10 | TRC BC Ratio | 0 | 0 | 0 | 0 | 0 | 0 | 0 | 0 | 0 | 0 | 0 | 0 | 0 | 0 | 0 | 0 | 0 | 0 | 0 | 0 | 0 | 0 | 0 | 0 | 0 | 0 | 0
F3_Commercial_College (WA)_New_Food Preparation_Natural Gas_Fryer_E1 | F3 | Commercial | College (WA) | New | Food Preparation | Natural Gas | Fryer | E1 | PACT BC Ratio | [24 empty] | 1 | 1 | 1 | bar: 2019 to 2042
F3_Commercial_College (WA)_New_Food Preparation_Natural Gas_Fryer_E2 | F3 | Commercial | College (WA) | New | Food Preparation | Natural Gas | Fryer | E2 | PACT BC Ratio | 19.815 | 20.3355 | 20.9197 | 21.574 | 22.3026 | 23.1646 | 24.0424 | 24.9072 | 25.7389 | 26.5829 | 27.2698 | 27.9181 | 28.6116 | 29.2938 | 29.9131 | 30.4993 | 31.0342 | 31.5648 | 32.1275 | 32.6798 | 33.2464 | 33.8336 | 34.4277 | 35.0394 | 35.6619 | 36.2954 | 36.9403
F3_Commercial_College (WA)_New_Food Preparation_Natural Gas_Fryer_E3 | F3 | Commercial | College (WA) | New | Food Preparation | Natural Gas | Fryer | E3 | PACT BC Ratio | 0 | 0 | 0 | 0 | 0 | 0 | 0 | 0 | 0 | 0 | 0 | 0 | 0 | 0 | 0 | 0 | 0 | 0 | 0 | 0 | 0 | 0 | 0 | 0 | 0 | 0 | 0
F3_Commercial_College (WA)_New_Food Preparation_Natural Gas_Fryer_E4 | F3 | Commercial | College (WA) | New | Food Preparation | Natural Gas | Fryer | E4 | PACT BC Ratio | 0 | 0 | 0 | 0 | 0 | 0 | 0 | 0 | 0 | 0 | 0 | 0 | 0 | 0 | 0 | 0 | 0 | 0 | 0 | 0 | 0 | 0 | 0 | 0 | 0 | 0 | 0
F3_Commercial_College (WA)_New_Food Preparation_Natural Gas_Fryer_E5 | F3 | Commercial | College (WA) | New | Food Preparation | Natural Gas | Fryer | E5 | PACT BC Ratio | 0 | 0 | 0 | 0 | 0 | 0 | 0 | 0 | 0 | 0 | 0 | 0 | 0 | 0 | 0 | 0 | 0 | 0 | 0 | 0 | 0 | 0 | 0 | 0 | 0 | 0 | 0
F3_Commercial_College (WA)_New_Food Preparation_Natural Gas_Fryer_E6 | F3 | Commercial | College (WA) | New | Food Preparation | Natural Gas | Fryer | E6 | PACT BC Ratio | 0 | 0 | 0 | 0 | 0 | 0 | 0 | 0 | 0 | 0 | 0 | 0 | 0 | 0 | 0 | 0 | 0 | 0 | 0 | 0 | 0 | 0 | 0 | 0 | 0 | 0 | 0
F3_Commercial_College (WA)_New_Food Preparation_Natural Gas_Fryer_E7 | F3 | Commercial | College (WA) | New | Food Preparation | Natural Gas | Fryer | E7 | PACT BC Ratio | 0 | 0 | 0 | 0 | 0 | 0 | 0 | 0 | 0 | 0 | 0 | 0 | 0 | 0 | 0 | 0 | 0 | 0 | 0 | 0 | 0 | 0 | 0 | 0 | 0 | 0 | 0
F3_Commercial_College (WA)_New_Food Preparation_Natural Gas_Fryer_E8 | F3 | Commercial | College (WA) | New | Food Preparation | Natural Gas | Fryer | E8 | PACT BC Ratio | 0 | 0 | 0 | 0 | 0 | 0 | 0 | 0 | 0 | 0 | 0 | 0 | 0 | 0 | 0 | 0 | 0 | 0 | 0 | 0 | 0 | 0 | 0 | 0 | 0 | 0 | 0
F3_Commercial_College (WA)_New_Food Preparation_Natural Gas_Fryer_E9 | F3 | Commercial | College (WA) | New | Food Preparation | Natural Gas | Fryer | E9 | PACT BC Ratio | 0 | 0 | 0 | 0 | 0 | 0 | 0 | 0 | 0 | 0 | 0 | 0 | 0 | 0 | 0 | 0 | 0 | 0 | 0 | 0 | 0 | 0 | 0 | 0 | 0 | 0 | 0
F3_Commercial_College (WA)_New_Food Preparation_Natural Gas_Fryer_E10 | F3 | Commercial | College (WA) | New | Food Preparation | Natural Gas | Fryer | E10 | PACT BC Ratio | 0 | 0 | 0 | 0 | 0 | 0 | 0 | 0 | 0 | 0 | 0 | 0 | 0 | 0 | 0 | 0 | 0 | 0 | 0 | 0 | 0 | 0 | 0 | 0 | 0 | 0 | 0
F4_Commercial_College (WA)_New_Food Preparation_Natural Gas_Fryer_E1 | F4 | Commercial | College (WA) | New | Food Preparation | Natural Gas | Fryer | E1 | RVT BC Ratio | [24 empty] | 1 | 1 | 1 | bar: 2019 to 2042
F4_Commercial_College (WA)_New_Food Preparation_Natural Gas_Fryer_E2 | F4 | Commercial | College (WA) | New | Food Preparation | Natural Gas | Fryer | E2 | RVT BC Ratio | 14.1494 | 14.4258 | 14.737 | 15.0864 | 15.476 | 15.9469 | 16.4143 | 16.8561 | 17.2568 | 17.647 | 18.0512 | 18.4216 | 18.8173 | 19.2009 | 19.5381 | 19.8481 | 20.1187 | 20.3801 | 20.6558 | 20.9176 | 21.181 | 21.5481 | 21.9195 | 22.3019 | 22.6911 | 23.0872 | 23.4904
F4_Commercial_College (WA)_New_Food Preparation_Natural Gas_Fryer_E3 | F4 | Commercial | College (WA) | New | Food Preparation | Natural Gas | Fryer | E3 | RVT BC Ratio | 0 | 0 | 0 | 0 | 0 | 0 | 0 | 0 | 0 | 0 | 0 | 0 | 0 | 0 | 0 | 0 | 0 | 0 | 0 | 0 | 0 | 0 | 0 | 0 | 0 | 0 | 0
F4_Commercial_College (WA)_New_Food Preparation_Natural Gas_Fryer_E4 | F4 | Commercial | College (WA) | New | Food Preparation | Natural Gas | Fryer | E4 | RVT BC Ratio | 0 | 0 | 0 | 0 | 0 | 0 | 0 | 0 | 0 | 0 | 0 | 0 | 0 | 0 | 0 | 0 | 0 | 0 | 0 | 0 | 0 | 0 | 0 | 0 | 0 | 0 | 0
F4_Commercial_College (WA)_New_Food Preparation_Natural Gas_Fryer_E5 | F4 | Commercial | College (WA) | New | Food Preparation | Natural Gas | Fryer | E5 | RVT BC Ratio | 0 | 0 | 0 | 0 | 0 | 0 | 0 | 0 | 0 | 0 | 0 | 0 | 0 | 0 | 0 | 0 | 0 | 0 | 0 | 0 | 0 | 0 | 0 | 0 | 0 | 0 | 0
F4_Commercial_College (WA)_New_Food Preparation_Natural Gas_Fryer_E6 | F4 | Commercial | College (WA) | New | Food Preparation | Natural Gas | Fryer | E6 | RVT BC Ratio | 0 | 0 | 0 | 0 | 0 | 0 | 0 | 0 | 0 | 0 | 0 | 0 | 0 | 0 | 0 | 0 | 0 | 0 | 0 | 0 | 0 | 0 | 0 | 0 | 0 | 0 | 0
F4_Commercial_College (WA)_New_Food Preparation_Natural Gas_Fryer_E7 | F4 | Commercial | College (WA) | New | Food Preparation | Natural Gas | Fryer | E7 | RVT BC Ratio | 0 | 0 | 0 | 0 | 0 | 0 | 0 | 0 | 0 | 0 | 0 | 0 | 0 | 0 | 0 | 0 | 0 | 0 | 0 | 0 | 0 | 0 | 0 | 0 | 0 | 0 | 0
F4_Commercial_College (WA)_New_Food Preparation_Natural Gas_Fryer_E8 | F4 | Commercial | College (WA) | New | Food Preparation | Natural Gas | Fryer | E8 | RVT BC Ratio | 0 | 0 | 0 | 0 | 0 | 0 | 0 | 0 | 0 | 0 | 0 | 0 | 0 | 0 | 0 | 0 | 0 | 0 | 0 | 0 | 0 | 0 | 0 | 0 | 0 | 0 | 0
F4_Commercial_College (WA)_New_Food Preparation_Natural Gas_Fryer_E9 | F4 | Commercial | College (WA) | New | Food Preparation | Natural Gas | Fryer | E9 | RVT BC Ratio | 0 | 0 | 0 | 0 | 0 | 0 | 0 | 0 | 0 | 0 | 0 | 0 | 0 | 0 | 0 | 0 | 0 | 0 | 0 | 0 | 0 | 0 | 0 | 0 | 0 | 0 | 0
F4_Commercial_College (WA)_New_Food Preparation_Natural Gas_Fryer_E10 | F4 | Commercial | College (WA) | New | Food Preparation | Natural Gas | Fryer | E10 | RVT BC Ratio | 0 | 0 | 0 | 0 | 0 | 0 | 0 | 0 | 0 | 0 | 0 | 0 | 0 | 0 | 0 | 0 | 0 | 0 | 0 | 0 | 0 | 0 | 0 | 0 | 0 | 0 | 0
F5_Commercial_College (WA)_New_Food Preparation_Natural Gas_Fryer_E1 | F5 | Commercial | College (WA) | New | Food Preparation | Natural Gas | Fryer | E1 | RIM BC Ratio | [24 empty] | 1 | 1 | 1 | bar: 2019 to 2042
F5_Commercial_College (WA)_New_Food Preparation_Natural Gas_Fryer_E2 | F5 | Commercial | College (WA) | New | Food Preparation | Natural Gas | Fryer | E2 | RIM BC Ratio | 0.82222 | 0.82787 | 0.83391 | 0.84034 | 0.84713 | 0.85421 | 0.86164 | 0.86951 | 0.87792 | 0.88688 | 0.88965 | 0.89268 | 0.89582 | 0.89905 | 0.90237 | 0.90583 | 0.90944 | 0.91324 | 0.91723 | 0.92143 | 0.92586 | 0.92631 | 0.92674 | 0.92718 | 0.92761 | 0.92803 | 0.92844
F5_Commercial_College (WA)_New_Food Preparation_Natural Gas_Fryer_E3 | F5 | Commercial | College (WA) | New | Food Preparation | Natural Gas | Fryer | E3 | RIM BC Ratio | 0 | 0 | 0 | 0 | 0 | 0 | 0 | 0 | 0 | 0 | 0 | 0 | 0 | 0 | 0 | 0 | 0 | 0 | 0 | 0 | 0 | 0 | 0 | 0 | 0 | 0 | 0
F5_Commercial_College (WA)_New_Food Preparation_Natural Gas_Fryer_E4 | F5 | Commercial | College (WA) | New | Food Preparation | Natural Gas | Fryer | E4 | RIM BC Ratio | 0 | 0 | 0 | 0 | 0 | 0 | 0 | 0 | 0 | 0 | 0 | 0 | 0 | 0 | 0 | 0 | 0 | 0 | 0 | 0 | 0 | 0 | 0 | 0 | 0 | 0 | 0
F5_Commercial_College (WA)_New_Food Preparation_Natural Gas_Fryer_E5 | F5 | Commercial | College (WA) | New | Food Preparation | Natural Gas | Fryer | E5 | RIM BC Ratio | 0 | 0 | 0 | 0 | 0 | 0 | 0 | 0 | 0 | 0 | 0 | 0 | 0 | 0 | 0 | 0 | 0 | 0 | 0 | 0 | 0 | 0 | 0 | 0 | 0 | 0 | 0
F5_Commercial_College (WA)_New_Food Preparation_Natural Gas_Fryer_E6 | F5 | Commercial | College (WA) | New | Food Preparation | Natural Gas | Fryer | E6 | RIM BC Ratio | 0 | 0 | 0 | 0 | 0 | 0 | 0 | 0 | 0 | 0 | 0 | 0 | 0 | 0 | 0 | 0 | 0 | 0 | 0 | 0 | 0 | 0 | 0 | 0 | 0 | 0 | 0
F5_Commercial_College (WA)_New_Food Preparation_Natural Gas_Fryer_E7 | F5 | Commercial | College (WA) | New | Food Preparation | Natural Gas | Fryer | E7 | RIM BC Ratio | 0 | 0 | 0 | 0 | 0 | 0 | 0 | 0 | 0 | 0 | 0 | 0 | 0 | 0 | 0 | 0 | 0 | 0 | 0 | 0 | 0 | 0 | 0 | 0 | 0 | 0 | 0
F5_Commercial_College (WA)_New_Food Preparation_Natural Gas_Fryer_E8 | F5 | Commercial | College (WA) | New | Food Preparation | Natural Gas | Fryer | E8 | RIM BC Ratio | 0 | 0 | 0 | 0 | 0 | 0 | 0 | 0 | 0 | 0 | 0 | 0 | 0 | 0 | 0 | 0 | 0 | 0 | 0 | 0 | 0 | 0 | 0 | 0 | 0 | 0 | 0
F5_Commercial_College (WA)_New_Food Preparation_Natural Gas_Fryer_E9 | F5 | Commercial | College (WA) | New | Food Preparation | Natural Gas | Fryer | E9 | RIM BC Ratio | 0 | 0 | 0 | 0 | 0 | 0 | 0 | 0 | 0 | 0 | 0 | 0 | 0 | 0 | 0 | 0 | 0 | 0 | 0 | 0 | 0 | 0 | 0 | 0 | 0 | 0 | 0
F5_Commercial_College (WA)_New_Food Preparation_Natural Gas_Fryer_E10 | F5 | Commercial | College (WA) | New | Food Preparation | Natural Gas | Fryer | E10 | RIM BC Ratio | 0 | 0 | 0 | 0 | 0 | 0 | 0 | 0 | 0 | 0 | 0 | 0 | 0 | 0 | 0 | 0 | 0 | 0 | 0 | 0 | 0 | 0 | 0 | 0 | 0 | 0 | 0
F0_Commercial_College (WA)_New_Food Preparation_Natural Gas_Broiler_E0 | F0 | Commercial | College (WA) | New | Food Preparation | Natural Gas | Broiler | E0 | Economic Unit | Infrared Burners | Infrared Burners | Infrared Burners | Infrared Burners | Infrared Burners | Infrared Burners | Infrared Burners | Infrared Burners | Infrared Burners | Infrared Burners | Infrared Burners | Infrared Burners | Infrared Burners | Infrared Burners | Infrared Burners | Infrared Burners | Infrared Burners | Infrared Burners | Infrared Burners | Infrared Burners | Infrared Burners | Infrared Burners | Infrared Burners | Infrared Burners | Infrared Burners | Infrared Burners | Infrared Burners
F1_Commercial_College (WA)_New_Food Preparation_Natural Gas_Broiler_E1 | F1 | Commercial | College (WA) | New | Food Preparation | Natural Gas | Broiler | E1 | CCE | 0 | 0 | 0 | 0 | 0 | 0 | 0 | 0 | 0 | 0 | 0 | 0 | 0 | 0 | 0 | 0 | 0 | 0 | 0 | 0 | 0 | 0 | 0 | 0 | 0 | 0 | 0
F1_Commercial_College (WA)_New_Food Preparation_Natural Gas_Broiler_E2 | F1 | Commercial | College (WA) | New | Food Preparation | Natural Gas | Broiler | E2 | CCE | 0.0011545 | 0.0011545 | 0.0011545 | 0.0011545 | 0.0011545 | 0.0011545 | 0.0011545 | 0.0011545 | 0.0011545 | 0.0011545 | 0.0011545 | 0.0011545 | 0.0011545 | 0.0011545 | 0.0011545 | 0.0011545 | 0.0011545 | 0.0011545 | 0.0011545 | 0.0011545 | 0.0011545 | 0.0011545 | 0.0011545 | 0.0011545 | 0.0011545 | 0.0011545 | 0.0011545
F1_Commercial_College (WA)_New_Food Preparation_Natural Gas_Broiler_E3 | F1 | Commercial | College (WA) | New | Food Preparation | Natural Gas | Broiler | E3 | CCE | 0 | 0 | 0 | 0 | 0 | 0 | 0 | 0 | 0 | 0 | 0 | 0 | 0 | 0 | 0 | 0 | 0 | 0 | 0 | 0 | 0 | 0 | 0 | 0 | 0 | 0 | 0
F1_Commercial_College (WA)_New_Food Preparation_Natural Gas_Broiler_E4 | F1 | Commercial | College (WA) | New | Food Preparation | Natural Gas | Broiler | E4 | CCE | 0 | 0 | 0 | 0 | 0 | 0 | 0 | 0 | 0 | 0 | 0 | 0 | 0 | 0 | 0 | 0 | 0 | 0 | 0 | 0 | 0 | 0 | 0 | 0 | 0 | 0 | 0
F1_Commercial_College (WA)_New_Food Preparation_Natural Gas_Broiler_E5 | F1 | Commercial | College (WA) | New | Food Preparation | Natural Gas | Broiler | E5 | CCE | 0 | 0 | 0 | 0 | 0 | 0 | 0 | 0 | 0 | 0 | 0 | 0 | 0 | 0 | 0 | 0 | 0 | 0 | 0 | 0 | 0 | 0 | 0 | 0 | 0 | 0 | 0
F1_Commercial_College (WA)_New_Food Preparation_Natural Gas_Broiler_E6 | F1 | Commercial | College (WA) | New | Food Preparation | Natural Gas | Broiler | E6 | CCE | 0 | 0 | 0 | 0 | 0 | 0 | 0 | 0 | 0 | 0 | 0 | 0 | 0 | 0 | 0 | 0 | 0 | 0 | 0 | 0 | 0 | 0 | 0 | 0 | 0 | 0 | 0
F1_Commercial_College (WA)_New_Food Preparation_Natural Gas_Broiler_E7 | F1 | Commercial | College (WA) | New | Food Preparation | Natural Gas | Broiler | E7 | CCE | 0 | 0 | 0 | 0 | 0 | 0 | 0 | 0 | 0 | 0 | 0 | 0 | 0 | 0 | 0 | 0 | 0 | 0 | 0 | 0 | 0 | 0 | 0 | 0 | 0 | 0 | 0
F1_Commercial_College (WA)_New_Food Preparation_Natural Gas_Broiler_E8 | F1 | Commercial | College (WA) | New | Food Preparation | Natural Gas | Broiler | E8 | CCE | 0 | 0 | 0 | 0 | 0 | 0 | 0 | 0 | 0 | 0 | 0 | 0 | 0 | 0 | 0 | 0 | 0 | 0 | 0 | 0 | 0 | 0 | 0 | 0 | 0 | 0 | 0
F1_Commercial_College (WA)_New_Food Preparation_Natural Gas_Broiler_E9 | F1 | Commercial | College (WA) | New | Food Preparation | Natural Gas | Broiler | E9 | CCE | 0 | 0 | 0 | 0 | 0 | 0 | 0 | 0 | 0 | 0 | 0 | 0 | 0 | 0 | 0 | 0 | 0 | 0 | 0 | 0 | 0 | 0 | 0 | 0 | 0 | 0 | 0
F1_Commercial_College (WA)_New_Food Preparation_Natural Gas_Broiler_E10 | F1 | Commercial | College (WA) | New | Food Preparation | Natural Gas | Broiler | E10 | CCE | 0 | 0 | 0 | 0 | 0 | 0 | 0 | 0 | 0 | 0 | 0 | 0 | 0 | 0 | 0 | 0 | 0 | 0 | 0 | 0 | 0 | 0 | 0 | 0 | 0 | 0 | 0
F2_Commercial_College (WA)_New_Food Preparation_Natural Gas_Broiler_E1 | F2 | Commercial | College (WA) | New | Food Preparation | Natural Gas | Broiler | E1 | TRC BC Ratio | [24 empty] | 1 | 1 | 1 | bar: 2019 to 2042
F2_Commercial_College (WA)_New_Food Preparation_Natural Gas_Broiler_E2 | F2 | Commercial | College (WA) | New | Food Preparation | Natural Gas | Broiler | E2 | TRC BC Ratio | 3.0827 | 3.1604 | 3.2525 | 3.358 | 3.4773 | 3.6224 | 3.7718 | 3.9197 | 4.0621 | 4.2065 | 4.3214 | 4.4291 | 4.5447 | 4.658 | 4.7592 | 4.8539 | 4.9389 | 5.0227 | 5.1123 | 5.1997 | 5.2895 | 5.3828 | 5.4772 | 5.5745 | 5.6735 | 5.7743 | 5.8769
F2_Commercial_College (WA)_New_Food Preparation_Natural Gas_Broiler_E3 | F2 | Commercial | College (WA) | New | Food Preparation | Natural Gas | Broiler | E3 | TRC BC Ratio | 0 | 0 | 0 | 0 | 0 | 0 | 0 | 0 | 0 | 0 | 0 | 0 | 0 | 0 | 0 | 0 | 0 | 0 | 0 | 0 | 0 | 0 | 0 | 0 | 0 | 0 | 0
F2_Commercial_College (WA)_New_Food Preparation_Natural Gas_Broiler_E4 | F2 | Commercial | College (WA) | New | Food Preparation | Natural Gas | Broiler | E4 | TRC BC Ratio | 0 | 0 | 0 | 0 | 0 | 0 | 0 | 0 | 0 | 0 | 0 | 0 | 0 | 0 | 0 | 0 | 0 | 0 | 0 | 0 | 0 | 0 | 0 | 0 | 0 | 0 | 0
F2_Commercial_College (WA)_New_Food Preparation_Natural Gas_Broiler_E5 | F2 | Commercial | College (WA) | New | Food Preparation | Natural Gas | Broiler | E5 | TRC BC Ratio | 0 | 0 | 0 | 0 | 0 | 0 | 0 | 0 | 0 | 0 | 0 | 0 | 0 | 0 | 0 | 0 | 0 | 0 | 0 | 0 | 0 | 0 | 0 | 0 | 0 | 0 | 0
F2_Commercial_College (WA)_New_Food Preparation_Natural Gas_Broiler_E6 | F2 | Commercial | College (WA) | New | Food Preparation | Natural Gas | Broiler | E6 | TRC BC Ratio | 0 | 0 | 0 | 0 | 0 | 0 | 0 | 0 | 0 | 0 | 0 | 0 | 0 | 0 | 0 | 0 | 0 | 0 | 0 | 0 | 0 | 0 | 0 | 0 | 0 | 0 | 0
F2_Commercial_College (WA)_New_Food Preparation_Natural Gas_Broiler_E7 | F2 | Commercial | College (WA) | New | Food Preparation | Natural Gas | Broiler | E7 | TRC BC Ratio | 0 | 0 | 0 | 0 | 0 | 0 | 0 | 0 | 0 | 0 | 0 | 0 | 0 | 0 | 0 | 0 | 0 | 0 | 0 | 0 | 0 | 0 | 0 | 0 | 0 | 0 | 0
F2_Commercial_College (WA)_New_Food Preparation_Natural Gas_Broiler_E8 | F2 | Commercial | College (WA) | New | Food Preparation | Natural Gas | Broiler | E8 | TRC BC Ratio | 0 | 0 | 0 | 0 | 0 | 0 | 0 | 0 | 0 | 0 | 0 | 0 | 0 | 0 | 0 | 0 | 0 | 0 | 0 | 0 | 0 | 0 | 0 | 0 | 0 | 0 | 0
F2_Commercial_College (WA)_New_Food Preparation_Natural Gas_Broiler_E9 | F2 | Commercial | College (WA) | New | Food Preparation | Natural Gas | Broiler | E9 | TRC BC Ratio | 0 | 0 | 0 | 0 | 0 | 0 | 0 | 0 | 0 | 0 | 0 | 0 | 0 | 0 | 0 | 0 | 0 | 0 | 0 | 0 | 0 | 0 | 0 | 0 | 0 | 0 | 0
F2_Commercial_College (WA)_New_Food Preparation_Natural Gas_Broiler_E10 | F2 | Commercial | College (WA) | New | Food Preparation | Natural Gas | Broiler | E10 | TRC BC Ratio | 0 | 0 | 0 | 0 | 0 | 0 | 0 | 0 | 0 | 0 | 0 | 0 | 0 | 0 | 0 | 0 | 0 | 0 | 0 | 0 | 0 | 0 | 0 | 0 | 0 | 0 | 0
F3_Commercial_College (WA)_New_Food Preparation_Natural Gas_Broiler_E1 | F3 | Commercial | College (WA) | New | Food Preparation | Natural Gas | Broiler | E1 | PACT BC Ratio | [24 empty] | 1 | 1 | 1 | bar: 2019 to 2042
F3_Commercial_College (WA)_New_Food Preparation_Natural Gas_Broiler_E2 | F3 | Commercial | College (WA) | New | Food Preparation | Natural Gas | Broiler | E2 | PACT BC Ratio | 6.2129 | 6.3694 | 6.5549 | 6.7675 | 7.0079 | 7.3004 | 7.6015 | 7.8997 | 8.1867 | 8.4777 | 8.7093 | 8.9262 | 9.1593 | 9.3875 | 9.5915 | 9.7824 | 9.9536 | 10.1226 | 10.3032 | 10.4793 | 10.6602 | 10.8484 | 11.0385 | 11.2346 | 11.4342 | 11.6373 | 11.8441
F3_Commercial_College (WA)_New_Food Preparation_Natural Gas_Broiler_E3 | F3 | Commercial | College (WA) | New | Food Preparation | Natural Gas | Broiler | E3 | PACT BC Ratio | 0 | 0 | 0 | 0 | 0 | 0 | 0 | 0 | 0 | 0 | 0 | 0 | 0 | 0 | 0 | 0 | 0 | 0 | 0 | 0 | 0 | 0 | 0 | 0 | 0 | 0 | 0
F3_Commercial_College (WA)_New_Food Preparation_Natural Gas_Broiler_E4 | F3 | Commercial | College (WA) | New | Food Preparation | Natural Gas | Broiler | E4 | PACT BC Ratio | 0 | 0 | 0 | 0 | 0 | 0 | 0 | 0 | 0 | 0 | 0 | 0 | 0 | 0 | 0 | 0 | 0 | 0 | 0 | 0 | 0 | 0 | 0 | 0 | 0 | 0 | 0
F3_Commercial_College (WA)_New_Food Preparation_Natural Gas_Broiler_E5 | F3 | Commercial | College (WA) | New | Food Preparation | Natural Gas | Broiler | E5 | PACT BC Ratio | 0 | 0 | 0 | 0 | 0 | 0 | 0 | 0 | 0 | 0 | 0 | 0 | 0 | 0 | 0 | 0 | 0 | 0 | 0 | 0 | 0 | 0 | 0 | 0 | 0 | 0 | 0
F3_Commercial_College (WA)_New_Food Preparation_Natural Gas_Broiler_E6 | F3 | Commercial | College (WA) | New | Food Preparation | Natural Gas | Broiler | E6 | PACT BC Ratio | 0 | 0 | 0 | 0 | 0 | 0 | 0 | 0 | 0 | 0 | 0 | 0 | 0 | 0 | 0 | 0 | 0 | 0 | 0 | 0 | 0 | 0 | 0 | 0 | 0 | 0 | 0
F3_Commercial_College (WA)_New_Food Preparation_Natural Gas_Broiler_E7 | F3 | Commercial | College (WA) | New | Food Preparation | Natural Gas | Broiler | E7 | PACT BC Ratio | 0 | 0 | 0 | 0 | 0 | 0 | 0 | 0 | 0 | 0 | 0 | 0 | 0 | 0 | 0 | 0 | 0 | 0 | 0 | 0 | 0 | 0 | 0 | 0 | 0 | 0 | 0
F3_Commercial_College (WA)_New_Food Preparation_Natural Gas_Broiler_E8 | F3 | Commercial | College (WA) | New | Food Preparation | Natural Gas | Broiler | E8 | PACT BC Ratio | 0 | 0 | 0 | 0 | 0 | 0 | 0 | 0 | 0 | 0 | 0 | 0 | 0 | 0 | 0 | 0 | 0 | 0 | 0 | 0 | 0 | 0 | 0 | 0 | 0 | 0 | 0
F3_Commercial_College (WA)_New_Food Preparation_Natural Gas_Broiler_E9 | F3 | Commercial | College (WA) | New | Food Preparation | Natural Gas | Broiler | E9 | PACT BC Ratio | 0 | 0 | 0 | 0 | 0 | 0 | 0 | 0 | 0 | 0 | 0 | 0 | 0 | 0 | 0 | 0 | 0 | 0 | 0 | 0 | 0 | 0 | 0 | 0 | 0 | 0 | 0
F3_Commercial_College (WA)_New_Food Preparation_Natural Gas_Broiler_E10 | F3 | Commercial | College (WA) | New | Food Preparation | Natural Gas | Broiler | E10 | PACT BC Ratio | 0 | 0 | 0 | 0 | 0 | 0 | 0 | 0 | 0 | 0 | 0 | 0 | 0 | 0 | 0 | 0 | 0 | 0 | 0 | 0 | 0 | 0 | 0 | 0 | 0 | 0 | 0
F4_Commercial_College (WA)_New_Food Preparation_Natural Gas_Broiler_E1 | F4 | Commercial | College (WA) | New | Food Preparation | Natural Gas | Broiler | E1 | RVT BC Ratio | [24 empty] | 1 | 1 | 1 | bar: 2019 to 2042
F4_Commercial_College (WA)_New_Food Preparation_Natural Gas_Broiler_E2 | F4 | Commercial | College (WA) | New | Food Preparation | Natural Gas | Broiler | E2 | RVT BC Ratio | 4.7524 | 4.8348 | 4.9314 | 5.044 | 5.173 | 5.334 | 5.4955 | 5.6488 | 5.7876 | 5.9222 | 6.0616 | 6.1883 | 6.322 | 6.4485 | 6.5573 | 6.6555 | 6.7386 | 6.818 | 6.9023 | 6.9811 | 7.0602 | 7.1778 | 7.2966 | 7.4193 | 7.544 | 7.671 | 7.8003
F4_Commercial_College (WA)_New_Food Preparation_Natural Gas_Broiler_E3 | F4 | Commercial | College (WA) | New | Food Preparation | Natural Gas | Broiler | E3 | RVT BC Ratio | 0 | 0 | 0 | 0 | 0 | 0 | 0 | 0 | 0 | 0 | 0 | 0 | 0 | 0 | 0 | 0 | 0 | 0 | 0 | 0 | 0 | 0 | 0 | 0 | 0 | 0 | 0
F4_Commercial_College (WA)_New_Food Preparation_Natural Gas_Broiler_E4 | F4 | Commercial | College (WA) | New | Food Preparation | Natural Gas | Broiler | E4 | RVT BC Ratio | 0 | 0 | 0 | 0 | 0 | 0 | 0 | 0 | 0 | 0 | 0 | 0 | 0 | 0 | 0 | 0 | 0 | 0 | 0 | 0 | 0 | 0 | 0 | 0 | 0 | 0 | 0
F4_Commercial_College (WA)_New_Food Preparation_Natural Gas_Broiler_E5 | F4 | Commercial | College (WA) | New | Food Preparation | Natural Gas | Broiler | E5 | RVT BC Ratio | 0 | 0 | 0 | 0 | 0 | 0 | 0 | 0 | 0 | 0 | 0 | 0 | 0 | 0 | 0 | 0 | 0 | 0 | 0 | 0 | 0 | 0 | 0 | 0 | 0 | 0 | 0
F4_Commercial_College (WA)_New_Food Preparation_Natural Gas_Broiler_E6 | F4 | Commercial | College (WA) | New | Food Preparation | Natural Gas | Broiler | E6 | RVT BC Ratio | 0 | 0 | 0 | 0 | 0 | 0 | 0 | 0 | 0 | 0 | 0 | 0 | 0 | 0 | 0 | 0 | 0 | 0 | 0 | 0 | 0 | 0 | 0 | 0 | 0 | 0 | 0
F4_Commercial_College (WA)_New_Food Preparation_Natural Gas_Broiler_E7 | F4 | Commercial | College (WA) | New | Food Preparation | Natural Gas | Broiler | E7 | RVT BC Ratio | 0 | 0 | 0 | 0 | 0 | 0 | 0 | 0 | 0 | 0 | 0 | 0 | 0 | 0 | 0 | 0 | 0 | 0 | 0 | 0 | 0 | 0 | 0 | 0 | 0 | 0 | 0
F4_Commercial_College (WA)_New_Food Preparation_Natural Gas_Broiler_E8 | F4 | Commercial | College (WA) | New | Food Preparation | Natural Gas | Broiler | E8 | RVT BC Ratio | 0 | 0 | 0 | 0 | 0 | 0 | 0 | 0 | 0 | 0 | 0 | 0 | 0 | 0 | 0 | 0 | 0 | 0 | 0 | 0 | 0 | 0 | 0 | 0 | 0 | 0 | 0
F4_Commercial_College (WA)_New_Food Preparation_Natural Gas_Broiler_E9 | F4 | Commercial | College (WA) | New | Food Preparation | Natural Gas | Broiler | E9 | RVT BC Ratio | 0 | 0 | 0 | 0 | 0 | 0 | 0 | 0 | 0 | 0 | 0 | 0 | 0 | 0 | 0 | 0 | 0 | 0 | 0 | 0 | 0 | 0 | 0 | 0 | 0 | 0 | 0
F4_Commercial_College (WA)_New_Food Preparation_Natural Gas_Broiler_E10 | F4 | Commercial | College (WA) | New | Food Preparation | Natural Gas | Broiler | E10 | RVT BC Ratio | 0 | 0 | 0 | 0 | 0 | 0 | 0 | 0 | 0 | 0 | 0 | 0 | 0 | 0 | 0 | 0 | 0 | 0 | 0 | 0 | 0 | 0 | 0 | 0 | 0 | 0 | 0
F5_Commercial_College (WA)_New_Food Preparation_Natural Gas_Broiler_E1 | F5 | Commercial | College (WA) | New | Food Preparation | Natural Gas | Broiler | E1 | RIM BC Ratio | [24 empty] | 1 | 1 | 1 | bar: 2019 to 2042
F5_Commercial_College (WA)_New_Food Preparation_Natural Gas_Broiler_E2 | F5 | Commercial | College (WA) | New | Food Preparation | Natural Gas | Broiler | E2 | RIM BC Ratio | 0.74696 | 0.75327 | 0.76061 | 0.76841 | 0.77661 | 0.78548 | 0.79468 | 0.8042 | 0.81411 | 0.82452 | 0.82818 | 0.83198 | 0.8362 | 0.84072 | 0.84516 | 0.84964 | 0.85415 | 0.85884 | 0.86377 | 0.8689 | 0.87427 | 0.87552 | 0.87674 | 0.87795 | 0.87915 | 0.88034 | 0.8815
F5_Commercial_College (WA)_New_Food Preparation_Natural Gas_Broiler_E3 | F5 | Commercial | College (WA) | New | Food Preparation | Natural Gas | Broiler | E3 | RIM BC Ratio | 0 | 0 | 0 | 0 | 0 | 0 | 0 | 0 | 0 | 0 | 0 | 0 | 0 | 0 | 0 | 0 | 0 | 0 | 0 | 0 | 0 | 0 | 0 | 0 | 0 | 0 | 0
F5_Commercial_College (WA)_New_Food Preparation_Natural Gas_Broiler_E4 | F5 | Commercial | College (WA) | New | Food Preparation | Natural Gas | Broiler | E4 | RIM BC Ratio | 0 | 0 | 0 | 0 | 0 | 0 | 0 | 0 | 0 | 0 | 0 | 0 | 0 | 0 | 0 | 0 | 0 | 0 | 0 | 0 | 0 | 0 | 0 | 0 | 0 | 0 | 0
F5_Commercial_College (WA)_New_Food Preparation_Natural Gas_Broiler_E5 | F5 | Commercial | College (WA) | New | Food Preparation | Natural Gas | Broiler | E5 | RIM BC Ratio | 0 | 0 | 0 | 0 | 0 | 0 | 0 | 0 | 0 | 0 | 0 | 0 | 0 | 0 | 0 | 0 | 0 | 0 | 0 | 0 | 0 | 0 | 0 | 0 | 0 | 0 | 0
F5_Commercial_College (WA)_New_Food Preparation_Natural Gas_Broiler_E6 | F5 | Commercial | College (WA) | New | Food Preparation | Natural Gas | Broiler | E6 | RIM BC Ratio | 0 | 0 | 0 | 0 | 0 | 0 | 0 | 0 | 0 | 0 | 0 | 0 | 0 | 0 | 0 | 0 | 0 | 0 | 0 | 0 | 0 | 0 | 0 | 0 | 0 | 0 | 0
F5_Commercial_College (WA)_New_Food Preparation_Natural Gas_Broiler_E7 | F5 | Commercial | College (WA) | New | Food Preparation | Natural Gas | Broiler | E7 | RIM BC Ratio | 0 | 0 | 0 | 0 | 0 | 0 | 0 | 0 | 0 | 0 | 0 | 0 | 0 | 0 | 0 | 0 | 0 | 0 | 0 | 0 | 0 | 0 | 0 | 0 | 0 | 0 | 0
F5_Commercial_College (WA)_New_Food Preparation_Natural Gas_Broiler_E8 | F5 | Commercial | College (WA) | New | Food Preparation | Natural Gas | Broiler | E8 | RIM BC Ratio | 0 | 0 | 0 | 0 | 0 | 0 | 0 | 0 | 0 | 0 | 0 | 0 | 0 | 0 | 0 | 0 | 0 | 0 | 0 | 0 | 0 | 0 | 0 | 0 | 0 | 0 | 0
F5_Commercial_College (WA)_New_Food Preparation_Natural Gas_Broiler_E9 | F5 | Commercial | College (WA) | New | Food Preparation | Natural Gas | Broiler | E9 | RIM BC Ratio | 0 | 0 | 0 | 0 | 0 | 0 | 0 | 0 | 0 | 0 | 0 | 0 | 0 | 0 | 0 | 0 | 0 | 0 | 0 | 0 | 0 | 0 | 0 | 0 | 0 | 0 | 0
F5_Commercial_College (WA)_New_Food Preparation_Natural Gas_Broiler_E10 | F5 | Commercial | College (WA) | New | Food Preparation | Natural Gas | Broiler | E10 | RIM BC Ratio | 0 | 0 | 0 | 0 | 0 | 0 | 0 | 0 | 0 | 0 | 0 | 0 | 0 | 0 | 0 | 0 | 0 | 0 | 0 | 0 | 0 | 0 | 0 | 0 | 0 | 0 | 0
F0_Commercial_College (WA)_New_Food Preparation_Natural Gas_Griddle_E0 | F0 | Commercial | College (WA) | New | Food Preparation | Natural Gas | Griddle | E0 | Economic Unit | ENERGY STAR | ENERGY STAR | ENERGY STAR | ENERGY STAR | ENERGY STAR | ENERGY STAR | ENERGY STAR | ENERGY STAR | ENERGY STAR | ENERGY STAR | ENERGY STAR | ENERGY STAR | ENERGY STAR | ENERGY STAR | ENERGY STAR | ENERGY STAR | ENERGY STAR | ENERGY STAR | ENERGY STAR | ENERGY STAR | ENERGY STAR | ENERGY STAR | ENERGY STAR | ENERGY STAR | ENERGY STAR | ENERGY STAR | ENERGY STAR
F1_Commercial_College (WA)_New_Food Preparation_Natural Gas_Griddle_E1 | F1 | Commercial | College (WA) | New | Food Preparation | Natural Gas | Griddle | E1 | CCE | 0 | 0 | 0 | 0 | 0 | 0 | 0 | 0 | 0 | 0 | 0 | 0 | 0 | 0 | 0 | 0 | 0 | 0 | 0 | 0 | 0 | 0 | 0 | 0 | 0 | 0 | 0
F1_Commercial_College (WA)_New_Food Preparation_Natural Gas_Griddle_E2 | F1 | Commercial | College (WA) | New | Food Preparation | Natural Gas | Griddle | E2 | CCE | 0.00091307 | 0.00091307 | 0.00091307 | 0.00091307 | 0.00091307 | 0.00091307 | 0.00091307 | 0.00091307 | 0.00091307 | 0.00091307 | 0.00091307 | 0.00091307 | 0.00091307 | 0.00091307 | 0.00091307 | 0.00091307 | 0.00091307 | 0.00091307 | 0.00091307 | 0.00091307 | 0.00091307 | 0.00091307 | 0.00091307 | 0.00091307 | 0.00091307 | 0.00091307 | 0.00091307
F1_Commercial_College (WA)_New_Food Preparation_Natural Gas_Griddle_E3 | F1 | Commercial | College (WA) | New | Food Preparation | Natural Gas | Griddle | E3 | CCE | 0 | 0 | 0 | 0 | 0 | 0 | 0 | 0 | 0 | 0 | 0 | 0 | 0 | 0 | 0 | 0 | 0 | 0 | 0 | 0 | 0 | 0 | 0 | 0 | 0 | 0 | 0
F1_Commercial_College (WA)_New_Food Preparation_Natural Gas_Griddle_E4 | F1 | Commercial | College (WA) | New | Food Preparation | Natural Gas | Griddle | E4 | CCE | 0 | 0 | 0 | 0 | 0 | 0 | 0 | 0 | 0 | 0 | 0 | 0 | 0 | 0 | 0 | 0 | 0 | 0 | 0 | 0 | 0 | 0 | 0 | 0 | 0 | 0 | 0
F1_Commercial_College (WA)_New_Food Preparation_Natural Gas_Griddle_E5 | F1 | Commercial | College (WA) | New | Food Preparation | Natural Gas | Griddle | E5 | CCE | 0 | 0 | 0 | 0 | 0 | 0 | 0 | 0 | 0 | 0 | 0 | 0 | 0 | 0 | 0 | 0 | 0 | 0 | 0 | 0 | 0 | 0 | 0 | 0 | 0 | 0 | 0
F1_Commercial_College (WA)_New_Food Preparation_Natural Gas_Griddle_E6 | F1 | Commercial | College (WA) | New | Food Preparation | Natural Gas | Griddle | E6 | CCE | 0 | 0 | 0 | 0 | 0 | 0 | 0 | 0 | 0 | 0 | 0 | 0 | 0 | 0 | 0 | 0 | 0 | 0 | 0 | 0 | 0 | 0 | 0 | 0 | 0 | 0 | 0
F1_Commercial_College (WA)_New_Food Preparation_Natural Gas_Griddle_E7 | F1 | Commercial | College (WA) | New | Food Preparation | Natural Gas | Griddle | E7 | CCE | 0 | 0 | 0 | 0 | 0 | 0 | 0 | 0 | 0 | 0 | 0 | 0 | 0 | 0 | 0 | 0 | 0 | 0 | 0 | 0 | 0 | 0 | 0 | 0 | 0 | 0 | 0
F1_Commercial_College (WA)_New_Food Preparation_Natural Gas_Griddle_E8 | F1 | Commercial | College (WA) | New | Food Preparation | Natural Gas | Griddle | E8 | CCE | 0 | 0 | 0 | 0 | 0 | 0 | 0 | 0 | 0 | 0 | 0 | 0 | 0 | 0 | 0 | 0 | 0 | 0 | 0 | 0 | 0 | 0 | 0 | 0 | 0 | 0 | 0
F1_Commercial_College (WA)_New_Food Preparation_Natural Gas_Griddle_E9 | F1 | Commercial | College (WA) | New | Food Preparation | Natural Gas | Griddle | E9 | CCE | 0 | 0 | 0 | 0 | 0 | 0 | 0 | 0 | 0 | 0 | 0 | 0 | 0 | 0 | 0 | 0 | 0 | 0 | 0 | 0 | 0 | 0 | 0 | 0 | 0 | 0 | 0
F1_Commercial_College (WA)_New_Food Preparation_Natural Gas_Griddle_E10 | F1 | Commercial | College (WA) | New | Food Preparation | Natural Gas | Griddle | E10 | CCE | 0 | 0 | 0 | 0 | 0 | 0 | 0 | 0 | 0 | 0 | 0 | 0 | 0 | 0 | 0 | 0 | 0 | 0 | 0 | 0 | 0 | 0 | 0 | 0 | 0 | 0 | 0
F2_Commercial_College (WA)_New_Food Preparation_Natural Gas_Griddle_E1 | F2 | Commercial | College (WA) | New | Food Preparation | Natural Gas | Griddle | E1 | TRC BC Ratio | [24 empty] | 1 | 1 | 1 | bar: 2019 to 2042
F2_Commercial_College (WA)_New_Food Preparation_Natural Gas_Griddle_E2 | F2 | Commercial | College (WA) | New | Food Preparation | Natural Gas | Griddle | E2 | TRC BC Ratio | 3.8979 | 3.9961 | 4.1125 | 4.2458 | 4.3967 | 4.5802 | 4.7691 | 4.9561 | 5.1362 | 5.3188 | 5.4641 | 5.6002 | 5.7464 | 5.8896 | 6.0176 | 6.1373 | 6.2447 | 6.3508 | 6.4641 | 6.5746 | 6.6881 | 6.8061 | 6.9254 | 7.0484 | 7.1736 | 7.3011 | 7.4308
F2_Commercial_College (WA)_New_Food Preparation_Natural Gas_Griddle_E3 | F2 | Commercial | College (WA) | New | Food Preparation | Natural Gas | Griddle | E3 | TRC BC Ratio | 0 | 0 | 0 | 0 | 0 | 0 | 0 | 0 | 0 | 0 | 0 | 0 | 0 | 0 | 0 | 0 | 0 | 0 | 0 | 0 | 0 | 0 | 0 | 0 | 0 | 0 | 0
F2_Commercial_College (WA)_New_Food Preparation_Natural Gas_Griddle_E4 | F2 | Commercial | College (WA) | New | Food Preparation | Natural Gas | Griddle | E4 | TRC BC Ratio | 0 | 0 | 0 | 0 | 0 | 0 | 0 | 0 | 0 | 0 | 0 | 0 | 0 | 0 | 0 | 0 | 0 | 0 | 0 | 0 | 0 | 0 | 0 | 0 | 0 | 0 | 0
F2_Commercial_College (WA)_New_Food Preparation_Natural Gas_Griddle_E5 | F2 | Commercial | College (WA) | New | Food Preparation | Natural Gas | Griddle | E5 | TRC BC Ratio | 0 | 0 | 0 | 0 | 0 | 0 | 0 | 0 | 0 | 0 | 0 | 0 | 0 | 0 | 0 | 0 | 0 | 0 | 0 | 0 | 0 | 0 | 0 | 0 | 0 | 0 | 0
F2_Commercial_College (WA)_New_Food Preparation_Natural Gas_Griddle_E6 | F2 | Commercial | College (WA) | New | Food Preparation | Natural Gas | Griddle | E6 | TRC BC Ratio | 0 | 0 | 0 | 0 | 0 | 0 | 0 | 0 | 0 | 0 | 0 | 0 | 0 | 0 | 0 | 0 | 0 | 0 | 0 | 0 | 0 | 0 | 0 | 0 | 0 | 0 | 0
F2_Commercial_College (WA)_New_Food Preparation_Natural Gas_Griddle_E7 | F2 | Commercial | College (WA) | New | Food Preparation | Natural Gas | Griddle | E7 | TRC BC Ratio | 0 | 0 | 0 | 0 | 0 | 0 | 0 | 0 | 0 | 0 | 0 | 0 | 0 | 0 | 0 | 0 | 0 | 0 | 0 | 0 | 0 | 0 | 0 | 0 | 0 | 0 | 0
F2_Commercial_College (WA)_New_Food Preparation_Natural Gas_Griddle_E8 | F2 | Commercial | College (WA) | New | Food Preparation | Natural Gas | Griddle | E8 | TRC BC Ratio | 0 | 0 | 0 | 0 | 0 | 0 | 0 | 0 | 0 | 0 | 0 | 0 | 0 | 0 | 0 | 0 | 0 | 0 | 0 | 0 | 0 | 0 | 0 | 0 | 0 | 0 | 0
F2_Commercial_College (WA)_New_Food Preparation_Natural Gas_Griddle_E9 | F2 | Commercial | College (WA) | New | Food Preparation | Natural Gas | Griddle | E9 | TRC BC Ratio | 0 | 0 | 0 | 0 | 0 | 0 | 0 | 0 | 0 | 0 | 0 | 0 | 0 | 0 | 0 | 0 | 0 | 0 | 0 | 0 | 0 | 0 | 0 | 0 | 0 | 0 | 0
F2_Commercial_College (WA)_New_Food Preparation_Natural Gas_Griddle_E10 | F2 | Commercial | College (WA) | New | Food Preparation | Natural Gas | Griddle | E10 | TRC BC Ratio | 0 | 0 | 0 | 0 | 0 | 0 | 0 | 0 | 0 | 0 | 0 | 0 | 0 | 0 | 0 | 0 | 0 | 0 | 0 | 0 | 0 | 0 | 0 | 0 | 0 | 0 | 0
F3_Commercial_College (WA)_New_Food Preparation_Natural Gas_Griddle_E1 | F3 | Commercial | College (WA) | New | Food Preparation | Natural Gas | Griddle | E1 | PACT BC Ratio | [24 empty] | 1 | 1 | 1 | bar: 2019 to 2042
F3_Commercial_College (WA)_New_Food Preparation_Natural Gas_Griddle_E2 | F3 | Commercial | College (WA) | New | Food Preparation | Natural Gas | Griddle | E2 | PACT BC Ratio | 7.8556 | 8.0536 | 8.2881 | 8.5569 | 8.8609 | 9.2307 | 9.6114 | 9.9884 | 10.3513 | 10.7193 | 11.0121 | 11.2864 | 11.5811 | 11.8696 | 12.1276 | 12.3689 | 12.5854 | 12.7992 | 13.0274 | 13.2501 | 13.4789 | 13.7168 | 13.9571 | 14.2051 | 14.4575 | 14.7143 | 14.9757
F3_Commercial_College (WA)_New_Food Preparation_Natural Gas_Griddle_E3 | F3 | Commercial | College (WA) | New | Food Preparation | Natural Gas | Griddle | E3 | PACT BC Ratio | 0 | 0 | 0 | 0 | 0 | 0 | 0 | 0 | 0 | 0 | 0 | 0 | 0 | 0 | 0 | 0 | 0 | 0 | 0 | 0 | 0 | 0 | 0 | 0 | 0 | 0 | 0
F3_Commercial_College (WA)_New_Food Preparation_Natural Gas_Griddle_E4 | F3 | Commercial | College (WA) | New | Food Preparation | Natural Gas | Griddle | E4 | PACT BC Ratio | 0 | 0 | 0 | 0 | 0 | 0 | 0 | 0 | 0 | 0 | 0 | 0 | 0 | 0 | 0 | 0 | 0 | 0 | 0 | 0 | 0 | 0 | 0 | 0 | 0 | 0 | 0
F3_Commercial_College (WA)_New_Food Preparation_Natural Gas_Griddle_E5 | F3 | Commercial | College (WA) | New | Food Preparation | Natural Gas | Griddle | E5 | PACT BC Ratio | 0 | 0 | 0 | 0 | 0 | 0 | 0 | 0 | 0 | 0 | 0 | 0 | 0 | 0 | 0 | 0 | 0 | 0 | 0 | 0 | 0 | 0 | 0 | 0 | 0 | 0 | 0
F3_Commercial_College (WA)_New_Food Preparation_Natural Gas_Griddle_E6 | F3 | Commercial | College (WA) | New | Food Preparation | Natural Gas | Griddle | E6 | PACT BC Ratio | 0 | 0 | 0 | 0 | 0 | 0 | 0 | 0 | 0 | 0 | 0 | 0 | 0 | 0 | 0 | 0 | 0 | 0 | 0 | 0 | 0 | 0 | 0 | 0 | 0 | 0 | 0
F3_Commercial_College (WA)_New_Food Preparation_Natural Gas_Griddle_E7 | F3 | Commercial | College (WA) | New | Food Preparation | Natural Gas | Griddle | E7 | PACT BC Ratio | 0 | 0 | 0 | 0 | 0 | 0 | 0 | 0 | 0 | 0 | 0 | 0 | 0 | 0 | 0 | 0 | 0 | 0 | 0 | 0 | 0 | 0 | 0 | 0 | 0 | 0 | 0
F3_Commercial_College (WA)_New_Food Preparation_Natural Gas_Griddle_E8 | F3 | Commercial | College (WA) | New | Food Preparation | Natural Gas | Griddle | E8 | PACT BC Ratio | 0 | 0 | 0 | 0 | 0 | 0 | 0 | 0 | 0 | 0 | 0 | 0 | 0 | 0 | 0 | 0 | 0 | 0 | 0 | 0 | 0 | 0 | 0 | 0 | 0 | 0 | 0
F3_Commercial_College (WA)_New_Food Preparation_Natural Gas_Griddle_E9 | F3 | Commercial | College (WA) | New | Food Preparation | Natural Gas | Griddle | E9 | PACT BC Ratio | 0 | 0 | 0 | 0 | 0 | 0 | 0 | 0 | 0 | 0 | 0 | 0 | 0 | 0 | 0 | 0 | 0 | 0 | 0 | 0 | 0 | 0 | 0 | 0 | 0 | 0 | 0
F3_Commercial_College (WA)_New_Food Preparation_Natural Gas_Griddle_E10 | F3 | Commercial | College (WA) | New | Food Preparation | Natural Gas | Griddle | E10 | PACT BC Ratio | 0 | 0 | 0 | 0 | 0 | 0 | 0 | 0 | 0 | 0 | 0 | 0 | 0 | 0 | 0 | 0 | 0 | 0 | 0 | 0 | 0 | 0 | 0 | 0 | 0 | 0 | 0
F4_Commercial_College (WA)_New_Food Preparation_Natural Gas_Griddle_E1 | F4 | Commercial | College (WA) | New | Food Preparation | Natural Gas | Griddle | E1 | RVT BC Ratio | [24 empty] | 1 | 1 | 1 | bar: 2019 to 2042
F4_Commercial_College (WA)_New_Food Preparation_Natural Gas_Griddle_E2 | F4 | Commercial | College (WA) | New | Food Preparation | Natural Gas | Griddle | E2 | RVT BC Ratio | 5.9045 | 6.0086 | 6.1307 | 6.2731 | 6.4362 | 6.6398 | 6.844 | 7.0379 | 7.2134 | 7.3835 | 7.5597 | 7.7199 | 7.889 | 8.049 | 8.1866 | 8.3107 | 8.4158 | 8.5161 | 8.6228 | 8.7224 | 8.8224 | 8.9711 | 9.1214 | 9.2764 | 9.4342 | 9.5948 | 9.7582
F4_Commercial_College (WA)_New_Food Preparation_Natural Gas_Griddle_E3 | F4 | Commercial | College (WA) | New | Food Preparation | Natural Gas | Griddle | E3 | RVT BC Ratio | 0 | 0 | 0 | 0 | 0 | 0 | 0 | 0 | 0 | 0 | 0 | 0 | 0 | 0 | 0 | 0 | 0 | 0 | 0 | 0 | 0 | 0 | 0 | 0 | 0 | 0 | 0
F4_Commercial_College (WA)_New_Food Preparation_Natural Gas_Griddle_E4 | F4 | Commercial | College (WA) | New | Food Preparation | Natural Gas | Griddle | E4 | RVT BC Ratio | 0 | 0 | 0 | 0 | 0 | 0 | 0 | 0 | 0 | 0 | 0 | 0 | 0 | 0 | 0 | 0 | 0 | 0 | 0 | 0 | 0 | 0 | 0 | 0 | 0 | 0 | 0
F4_Commercial_College (WA)_New_Food Preparation_Natural Gas_Griddle_E5 | F4 | Commercial | College (WA) | New | Food Preparation | Natural Gas | Griddle | E5 | RVT BC Ratio | 0 | 0 | 0 | 0 | 0 | 0 | 0 | 0 | 0 | 0 | 0 | 0 | 0 | 0 | 0 | 0 | 0 | 0 | 0 | 0 | 0 | 0 | 0 | 0 | 0 | 0 | 0
F4_Commercial_College (WA)_New_Food Preparation_Natural Gas_Griddle_E6 | F4 | Commercial | College (WA) | New | Food Preparation | Natural Gas | Griddle | E6 | RVT BC Ratio | 0 | 0 | 0 | 0 | 0 | 0 | 0 | 0 | 0 | 0 | 0 | 0 | 0 | 0 | 0 | 0 | 0 | 0 | 0 | 0 | 0 | 0 | 0 | 0 | 0 | 0 | 0
F4_Commercial_College (WA)_New_Food Preparation_Natural Gas_Griddle_E7 | F4 | Commercial | College (WA) | New | Food Preparation | Natural Gas | Griddle | E7 | RVT BC Ratio | 0 | 0 | 0 | 0 | 0 | 0 | 0 | 0 | 0 | 0 | 0 | 0 | 0 | 0 | 0 | 0 | 0 | 0 | 0 | 0 | 0 | 0 | 0 | 0 | 0 | 0 | 0
F4_Commercial_College (WA)_New_Food Preparation_Natural Gas_Griddle_E8 | F4 | Commercial | College (WA) | New | Food Preparation | Natural Gas | Griddle | E8 | RVT BC Ratio | 0 | 0 | 0 | 0 | 0 | 0 | 0 | 0 | 0 | 0 | 0 | 0 | 0 | 0 | 0 | 0 | 0 | 0 | 0 | 0 | 0 | 0 | 0 | 0 | 0 | 0 | 0
F4_Commercial_College (WA)_New_Food Preparation_Natural Gas_Griddle_E9 | F4 | Commercial | College (WA) | New | Food Preparation | Natural Gas | Griddle | E9 | RVT BC Ratio | 0 | 0 | 0 | 0 | 0 | 0 | 0 | 0 | 0 | 0 | 0 | 0 | 0 | 0 | 0 | 0 | 0 | 0 | 0 | 0 | 0 | 0 | 0 | 0 | 0 | 0 | 0
F4_Commercial_College (WA)_New_Food Preparation_Natural Gas_Griddle_E10 | F4 | Commercial | College (WA) | New | Food Preparation | Natural Gas | Griddle | E10 | RVT BC Ratio | 0 | 0 | 0 | 0 | 0 | 0 | 0 | 0 | 0 | 0 | 0 | 0 | 0 | 0 | 0 | 0 | 0 | 0 | 0 | 0 | 0 | 0 | 0 | 0 | 0 | 0 | 0
F5_Commercial_College (WA)_New_Food Preparation_Natural Gas_Griddle_E1 | F5 | Commercial | College (WA) | New | Food Preparation | Natural Gas | Griddle | E1 | RIM BC Ratio | [24 empty] | 1 | 1 | 1 | bar: 2019 to 2042
F5_Commercial_College (WA)_New_Food Preparation_Natural Gas_Griddle_E2 | F5 | Commercial | College (WA) | New | Food Preparation | Natural Gas | Griddle | E2 | RIM BC Ratio | 0.76623 | 0.77237 | 0.77953 | 0.7871 | 0.79503 | 0.80356 | 0.81244 | 0.8217 | 0.8314 | 0.84164 | 0.84499 | 0.84852 | 0.85247 | 0.85677 | 0.86103 | 0.86535 | 0.86976 | 0.87435 | 0.87918 | 0.88423 | 0.88953 | 0.89055 | 0.89155 | 0.89254 | 0.89352 | 0.89449 | 0.89544
F5_Commercial_College (WA)_New_Food Preparation_Natural Gas_Griddle_E3 | F5 | Commercial | College (WA) | New | Food Preparation | Natural Gas | Griddle | E3 | RIM BC Ratio | 0 | 0 | 0 | 0 | 0 | 0 | 0 | 0 | 0 | 0 | 0 | 0 | 0 | 0 | 0 | 0 | 0 | 0 | 0 | 0 | 0 | 0 | 0 | 0 | 0 | 0 | 0
F5_Commercial_College (WA)_New_Food Preparation_Natural Gas_Griddle_E4 | F5 | Commercial | College (WA) | New | Food Preparation | Natural Gas | Griddle | E4 | RIM BC Ratio | 0 | 0 | 0 | 0 | 0 | 0 | 0 | 0 | 0 | 0 | 0 | 0 | 0 | 0 | 0 | 0 | 0 | 0 | 0 | 0 | 0 | 0 | 0 | 0 | 0 | 0 | 0
F5_Commercial_College (WA)_New_Food Preparation_Natural Gas_Griddle_E5 | F5 | Commercial | College (WA) | New | Food Preparation | Natural Gas | Griddle | E5 | RIM BC Ratio | 0 | 0 | 0 | 0 | 0 | 0 | 0 | 0 | 0 | 0 | 0 | 0 | 0 | 0 | 0 | 0 | 0 | 0 | 0 | 0 | 0 | 0 | 0 | 0 | 0 | 0 | 0
F5_Commercial_College (WA)_New_Food Preparation_Natural Gas_Griddle_E6 | F5 | Commercial | College (WA) | New | Food Preparation | Natural Gas | Griddle | E6 | RIM BC Ratio | 0 | 0 | 0 | 0 | 0 | 0 | 0 | 0 | 0 | 0 | 0 | 0 | 0 | 0 | 0 | 0 | 0 | 0 | 0 | 0 | 0 | 0 | 0 | 0 | 0 | 0 | 0
F5_Commercial_College (WA)_New_Food Preparation_Natural Gas_Griddle_E7 | F5 | Commercial | College (WA) | New | Food Preparation | Natural Gas | Griddle | E7 | RIM BC Ratio | 0 | 0 | 0 | 0 | 0 | 0 | 0 | 0 | 0 | 0 | 0 | 0 | 0 | 0 | 0 | 0 | 0 | 0 | 0 | 0 | 0 | 0 | 0 | 0 | 0 | 0 | 0
F5_Commercial_College (WA)_New_Food Preparation_Natural Gas_Griddle_E8 | F5 | Commercial | College (WA) | New | Food Preparation | Natural Gas | Griddle | E8 | RIM BC Ratio | 0 | 0 | 0 | 0 | 0 | 0 | 0 | 0 | 0 | 0 | 0 | 0 | 0 | 0 | 0 | 0 | 0 | 0 | 0 | 0 | 0 | 0 | 0 | 0 | 0 | 0 | 0
F5_Commercial_College (WA)_New_Food Preparation_Natural Gas_Griddle_E9 | F5 | Commercial | College (WA) | New | Food Preparation | Natural Gas | Griddle | E9 | RIM BC Ratio | 0 | 0 | 0 | 0 | 0 | 0 | 0 | 0 | 0 | 0 | 0 | 0 | 0 | 0 | 0 | 0 | 0 | 0 | 0 | 0 | 0 | 0 | 0 | 0 | 0 | 0 | 0
F5_Commercial_College (WA)_New_Food Preparation_Natural Gas_Griddle_E10 | F5 | Commercial | College (WA) | New | Food Preparation | Natural Gas | Griddle | E10 | RIM BC Ratio | 0 | 0 | 0 | 0 | 0 | 0 | 0 | 0 | 0 | 0 | 0 | 0 | 0 | 0 | 0 | 0 | 0 | 0 | 0 | 0 | 0 | 0 | 0 | 0 | 0 | 0 | 0
F0_Commercial_College (WA)_New_Food Preparation_Natural Gas_Range_E0 | F0 | Commercial | College (WA) | New | Food Preparation | Natural Gas | Range | E0 | Economic Unit | High Efficiency | High Efficiency | High Efficiency | High Efficiency | High Efficiency | High Efficiency | High Efficiency | High Efficiency | High Efficiency | High Efficiency | High Efficiency | High Efficiency | High Efficiency | High Efficiency | High Efficiency | High Efficiency | High Efficiency | High Efficiency | High Efficiency | High Efficiency | High Efficiency | High Efficiency | High Efficiency | High Efficiency | High Efficiency | High Efficiency | High Efficiency
F1_Commercial_College (WA)_New_Food Preparation_Natural Gas_Range_E1 | F1 | Commercial | College (WA) | New | Food Preparation | Natural Gas | Range | E1 | CCE | 0 | 0 | 0 | 0 | 0 | 0 | 0 | 0 | 0 | 0 | 0 | 0 | 0 | 0 | 0 | 0 | 0 | 0 | 0 | 0 | 0 | 0 | 0 | 0 | 0 | 0 | 0
F1_Commercial_College (WA)_New_Food Preparation_Natural Gas_Range_E2 | F1 | Commercial | College (WA) | New | Food Preparation | Natural Gas | Range | E2 | CCE | 0.00030265 | 0.00030265 | 0.00030265 | 0.00030265 | 0.00030265 | 0.00030265 | 0.00030265 | 0.00030265 | 0.00030265 | 0.00030265 | 0.00030265 | 0.00030265 | 0.00030265 | 0.00030265 | 0.00030265 | 0.00030265 | 0.00030265 | 0.00030265 | 0.00030265 | 0.00030265 | 0.00030265 | 0.00030265 | 0.00030265 | 0.00030265 | 0.00030265 | 0.00030265 | 0.00030265
F1_Commercial_College (WA)_New_Food Preparation_Natural Gas_Range_E3 | F1 | Commercial | College (WA) | New | Food Preparation | Natural Gas | Range | E3 | CCE | 0 | 0 | 0 | 0 | 0 | 0 | 0 | 0 | 0 | 0 | 0 | 0 | 0 | 0 | 0 | 0 | 0 | 0 | 0 | 0 | 0 | 0 | 0 | 0 | 0 | 0 | 0
F1_Commercial_College (WA)_New_Food Preparation_Natural Gas_Range_E4 | F1 | Commercial | College (WA) | New | Food Preparation | Natural Gas | Range | E4 | CCE | 0 | 0 | 0 | 0 | 0 | 0 | 0 | 0 | 0 | 0 | 0 | 0 | 0 | 0 | 0 | 0 | 0 | 0 | 0 | 0 | 0 | 0 | 0 | 0 | 0 | 0 | 0
F1_Commercial_College (WA)_New_Food Preparation_Natural Gas_Range_E5 | F1 | Commercial | College (WA) | New | Food Preparation | Natural Gas | Range | E5 | CCE | 0 | 0 | 0 | 0 | 0 | 0 | 0 | 0 | 0 | 0 | 0 | 0 | 0 | 0 | 0 | 0 | 0 | 0 | 0 | 0 | 0 | 0 | 0 | 0 | 0 | 0 | 0
F1_Commercial_College (WA)_New_Food Preparation_Natural Gas_Range_E6 | F1 | Commercial | College (WA) | New | Food Preparation | Natural Gas | Range | E6 | CCE | 0 | 0 | 0 | 0 | 0 | 0 | 0 | 0 | 0 | 0 | 0 | 0 | 0 | 0 | 0 | 0 | 0 | 0 | 0 | 0 | 0 | 0 | 0 | 0 | 0 | 0 | 0
F1_Commercial_College (WA)_New_Food Preparation_Natural Gas_Range_E7 | F1 | Commercial | College (WA) | New | Food Preparation | Natural Gas | Range | E7 | CCE | 0 | 0 | 0 | 0 | 0 | 0 | 0 | 0 | 0 | 0 | 0 | 0 | 0 | 0 | 0 | 0 | 0 | 0 | 0 | 0 | 0 | 0 | 0 | 0 | 0 | 0 | 0
F1_Commercial_College (WA)_New_Food Preparation_Natural Gas_Range_E8 | F1 | Commercial | College (WA) | New | Food Preparation | Natural Gas | Range | E8 | CCE | 0 | 0 | 0 | 0 | 0 | 0 | 0 | 0 | 0 | 0 | 0 | 0 | 0 | 0 | 0 | 0 | 0 | 0 | 0 | 0 | 0 | 0 | 0 | 0 | 0 | 0 | 0
F1_Commercial_College (WA)_New_Food Preparation_Natural Gas_Range_E9 | F1 | Commercial | College (WA) | New | Food Preparation | Natural Gas | Range | E9 | CCE | 0 | 0 | 0 | 0 | 0 | 0 | 0 | 0 | 0 | 0 | 0 | 0 | 0 | 0 | 0 | 0 | 0 | 0 | 0 | 0 | 0 | 0 | 0 | 0 | 0 | 0 | 0
F1_Commercial_College (WA)_New_Food Preparation_Natural Gas_Range_E10 | F1 | Commercial | College (WA) | New | Food Preparation | Natural Gas | Range | E10 | CCE | 0 | 0 | 0 | 0 | 0 | 0 | 0 | 0 | 0 | 0 | 0 | 0 | 0 | 0 | 0 | 0 | 0 | 0 | 0 | 0 | 0 | 0 | 0 | 0 | 0 | 0 | 0
F2_Commercial_College (WA)_New_Food Preparation_Natural Gas_Range_E1 | F2 | Commercial | College (WA) | New | Food Preparation | Natural Gas | Range | E1 | TRC BC Ratio | [24 empty] | 1 | 1 | 1 | bar: 2019 to 2042
F2_Commercial_College (WA)_New_Food Preparation_Natural Gas_Range_E2 | F2 | Commercial | College (WA) | New | Food Preparation | Natural Gas | Range | E2 | TRC BC Ratio | 11.459 | 11.7236 | 12.0563 | 12.4489 | 12.9054 | 13.4811 | 14.0807 | 14.6786 | 15.2553 | 15.84 | 16.2963 | 16.7207 | 17.1783 | 17.6241 | 18.0172 | 18.3812 | 18.7023 | 19.0178 | 19.3572 | 19.6863 | 20.0248 | 20.3779 | 20.7343 | 21.1026 | 21.4775 | 21.8591 | 22.2474
F2_Commercial_College (WA)_New_Food Preparation_Natural Gas_Range_E3 | F2 | Commercial | College (WA) | New | Food Preparation | Natural Gas | Range | E3 | TRC BC Ratio | 0 | 0 | 0 | 0 | 0 | 0 | 0 | 0 | 0 | 0 | 0 | 0 | 0 | 0 | 0 | 0 | 0 | 0 | 0 | 0 | 0 | 0 | 0 | 0 | 0 | 0 | 0
F2_Commercial_College (WA)_New_Food Preparation_Natural Gas_Range_E4 | F2 | Commercial | College (WA) | New | Food Preparation | Natural Gas | Range | E4 | TRC BC Ratio | 0 | 0 | 0 | 0 | 0 | 0 | 0 | 0 | 0 | 0 | 0 | 0 | 0 | 0 | 0 | 0 | 0 | 0 | 0 | 0 | 0 | 0 | 0 | 0 | 0 | 0 | 0
F2_Commercial_College (WA)_New_Food Preparation_Natural Gas_Range_E5 | F2 | Commercial | College (WA) | New | Food Preparation | Natural Gas | Range | E5 | TRC BC Ratio | 0 | 0 | 0 | 0 | 0 | 0 | 0 | 0 | 0 | 0 | 0 | 0 | 0 | 0 | 0 | 0 | 0 | 0 | 0 | 0 | 0 | 0 | 0 | 0 | 0 | 0 | 0
F2_Commercial_College (WA)_New_Food Preparation_Natural Gas_Range_E6 | F2 | Commercial | College (WA) | New | Food Preparation | Natural Gas | Range | E6 | TRC BC Ratio | 0 | 0 | 0 | 0 | 0 | 0 | 0 | 0 | 0 | 0 | 0 | 0 | 0 | 0 | 0 | 0 | 0 | 0 | 0 | 0 | 0 | 0 | 0 | 0 | 0 | 0 | 0
F2_Commercial_College (WA)_New_Food Preparation_Natural Gas_Range_E7 | F2 | Commercial | College (WA) | New | Food Preparation | Natural Gas | Range | E7 | TRC BC Ratio | 0 | 0 | 0 | 0 | 0 | 0 | 0 | 0 | 0 | 0 | 0 | 0 | 0 | 0 | 0 | 0 | 0 | 0 | 0 | 0 | 0 | 0 | 0 | 0 | 0 | 0 | 0
F2_Commercial_College (WA)_New_Food Preparation_Natural Gas_Range_E8 | F2 | Commercial | College (WA) | New | Food Preparation | Natural Gas | Range | E8 | TRC BC Ratio | 0 | 0 | 0 | 0 | 0 | 0 | 0 | 0 | 0 | 0 | 0 | 0 | 0 | 0 | 0 | 0 | 0 | 0 | 0 | 0 | 0 | 0 | 0 | 0 | 0 | 0 | 0
F2_Commercial_College (WA)_New_Food Preparation_Natural Gas_Range_E9 | F2 | Commercial | College (WA) | New | Food Preparation | Natural Gas | Range | E9 | TRC BC Ratio | 0 | 0 | 0 | 0 | 0 | 0 | 0 | 0 | 0 | 0 | 0 | 0 | 0 | 0 | 0 | 0 | 0 | 0 | 0 | 0 | 0 | 0 | 0 | 0 | 0 | 0 | 0
F2_Commercial_College (WA)_New_Food Preparation_Natural Gas_Range_E10 | F2 | Commercial | College (WA) | New | Food Preparation | Natural Gas | Range | E10 | TRC BC Ratio | 0 | 0 | 0 | 0 | 0 | 0 | 0 | 0 | 0 | 0 | 0 | 0 | 0 | 0 | 0 | 0 | 0 | 0 | 0 | 0 | 0 | 0 | 0 | 0 | 0 | 0 | 0
F3_Commercial_College (WA)_New_Food Preparation_Natural Gas_Range_E1 | F3 | Commercial | College (WA) | New | Food Preparation | Natural Gas | Range | E1 | PACT BC Ratio | [24 empty] | 1 | 1 | 1 | bar: 2019 to 2042
F3_Commercial_College (WA)_New_Food Preparation_Natural Gas_Range_E2 | F3 | Commercial | College (WA) | New | Food Preparation | Natural Gas | Range | E2 | PACT BC Ratio | 23.0941 | 23.6272 | 24.2979 | 25.089 | 26.009 | 27.1693 | 28.3778 | 29.5828 | 30.7451 | 31.9233 | 32.8429 | 33.6983 | 34.6205 | 35.5189 | 36.3113 | 37.0449 | 37.6919 | 38.3278 | 39.0118 | 39.675 | 40.3573 | 41.0688 | 41.7871 | 42.5295 | 43.285 | 44.054 | 44.8367
F3_Commercial_College (WA)_New_Food Preparation_Natural Gas_Range_E3 | F3 | Commercial | College (WA) | New | Food Preparation | Natural Gas | Range | E3 | PACT BC Ratio | 0 | 0 | 0 | 0 | 0 | 0 | 0 | 0 | 0 | 0 | 0 | 0 | 0 | 0 | 0 | 0 | 0 | 0 | 0 | 0 | 0 | 0 | 0 | 0 | 0 | 0 | 0
F3_Commercial_College (WA)_New_Food Preparation_Natural Gas_Range_E4 | F3 | Commercial | College (WA) | New | Food Preparation | Natural Gas | Range | E4 | PACT BC Ratio | 0 | 0 | 0 | 0 | 0 | 0 | 0 | 0 | 0 | 0 | 0 | 0 | 0 | 0 | 0 | 0 | 0 | 0 | 0 | 0 | 0 | 0 | 0 | 0 | 0 | 0 | 0
F3_Commercial_College (WA)_New_Food Preparation_Natural Gas_Range_E5 | F3 | Commercial | College (WA) | New | Food Preparation | Natural Gas | Range | E5 | PACT BC Ratio | 0 | 0 | 0 | 0 | 0 | 0 | 0 | 0 | 0 | 0 | 0 | 0 | 0 | 0 | 0 | 0 | 0 | 0 | 0 | 0 | 0 | 0 | 0 | 0 | 0 | 0 | 0
F3_Commercial_College (WA)_New_Food Preparation_Natural Gas_Range_E6 | F3 | Commercial | College (WA) | New | Food Preparation | Natural Gas | Range | E6 | PACT BC Ratio | 0 | 0 | 0 | 0 | 0 | 0 | 0 | 0 | 0 | 0 | 0 | 0 | 0 | 0 | 0 | 0 | 0 | 0 | 0 | 0 | 0 | 0 | 0 | 0 | 0 | 0 | 0
F3_Commercial_College (WA)_New_Food Preparation_Natural Gas_Range_E7 | F3 | Commercial | College (WA) | New | Food Preparation | Natural Gas | Range | E7 | PACT BC Ratio | 0 | 0 | 0 | 0 | 0 | 0 | 0 | 0 | 0 | 0 | 0 | 0 | 0 | 0 | 0 | 0 | 0 | 0 | 0 | 0 | 0 | 0 | 0 | 0 | 0 | 0 | 0
F3_Commercial_College (WA)_New_Food Preparation_Natural Gas_Range_E8 | F3 | Commercial | College (WA) | New | Food Preparation | Natural Gas | Range | E8 | PACT BC Ratio | 0 | 0 | 0 | 0 | 0 | 0 | 0 | 0 | 0 | 0 | 0 | 0 | 0 | 0 | 0 | 0 | 0 | 0 | 0 | 0 | 0 | 0 | 0 | 0 | 0 | 0 | 0
F3_Commercial_College (WA)_New_Food Preparation_Natural Gas_Range_E9 | F3 | Commercial | College (WA) | New | Food Preparation | Natural Gas | Range | E9 | PACT BC Ratio | 0 | 0 | 0 | 0 | 0 | 0 | 0 | 0 | 0 | 0 | 0 | 0 | 0 | 0 | 0 | 0 | 0 | 0 | 0 | 0 | 0 | 0 | 0 | 0 | 0 | 0 | 0
F3_Commercial_College (WA)_New_Food Preparation_Natural Gas_Range_E10 | F3 | Commercial | College (WA) | New | Food Preparation | Natural Gas | Range | E10 | PACT BC Ratio | 0 | 0 | 0 | 0 | 0 | 0 | 0 | 0 | 0 | 0 | 0 | 0 | 0 | 0 | 0 | 0 | 0 | 0 | 0 | 0 | 0 | 0 | 0 | 0 | 0 | 0 | 0
F4_Commercial_College (WA)_New_Food Preparation_Natural Gas_Range_E1 | F4 | Commercial | College (WA) | New | Food Preparation | Natural Gas | Range | E1 | RVT BC Ratio | [24 empty] | 1 | 1 | 1 | bar: 2019 to 2042
F4_Commercial_College (WA)_New_Food Preparation_Natural Gas_Range_E2 | F4 | Commercial | College (WA) | New | Food Preparation | Natural Gas | Range | E2 | RVT BC Ratio | 16.7531 | 17.0254 | 17.3572 | 17.7605 | 18.2403 | 18.8745 | 19.525 | 20.1543 | 20.7336 | 21.2899 | 21.8613 | 22.3718 | 22.9042 | 23.3963 | 23.8108 | 24.1781 | 24.4793 | 24.7632 | 25.0678 | 25.3472 | 25.6267 | 26.0715 | 26.5206 | 26.9847 | 27.4571 | 27.9379 | 28.4272
F4_Commercial_College (WA)_New_Food Preparation_Natural Gas_Range_E3 | F4 | Commercial | College (WA) | New | Food Preparation | Natural Gas | Range | E3 | RVT BC Ratio | 0 | 0 | 0 | 0 | 0 | 0 | 0 | 0 | 0 | 0 | 0 | 0 | 0 | 0 | 0 | 0 | 0 | 0 | 0 | 0 | 0 | 0 | 0 | 0 | 0 | 0 | 0
F4_Commercial_College (WA)_New_Food Preparation_Natural Gas_Range_E4 | F4 | Commercial | College (WA) | New | Food Preparation | Natural Gas | Range | E4 | RVT BC Ratio | 0 | 0 | 0 | 0 | 0 | 0 | 0 | 0 | 0 | 0 | 0 | 0 | 0 | 0 | 0 | 0 | 0 | 0 | 0 | 0 | 0 | 0 | 0 | 0 | 0 | 0 | 0
F4_Commercial_College (WA)_New_Food Preparation_Natural Gas_Range_E5 | F4 | Commercial | College (WA) | New | Food Preparation | Natural Gas | Range | E5 | RVT BC Ratio | 0 | 0 | 0 | 0 | 0 | 0 | 0 | 0 | 0 | 0 | 0 | 0 | 0 | 0 | 0 | 0 | 0 | 0 | 0 | 0 | 0 | 0 | 0 | 0 | 0 | 0 | 0
F4_Commercial_College (WA)_New_Food Preparation_Natural Gas_Range_E6 | F4 | Commercial | College (WA) | New | Food Preparation | Natural Gas | Range | E6 | RVT BC Ratio | 0 | 0 | 0 | 0 | 0 | 0 | 0 | 0 | 0 | 0 | 0 | 0 | 0 | 0 | 0 | 0 | 0 | 0 | 0 | 0 | 0 | 0 | 0 | 0 | 0 | 0 | 0
F4_Commercial_College (WA)_New_Food Preparation_Natural Gas_Range_E7 | F4 | Commercial | College (WA) | New | Food Preparation | Natural Gas | Range | E7 | RVT BC Ratio | 0 | 0 | 0 | 0 | 0 | 0 | 0 | 0 | 0 | 0 | 0 | 0 | 0 | 0 | 0 | 0 | 0 | 0 | 0 | 0 | 0 | 0 | 0 | 0 | 0 | 0 | 0
F4_Commercial_College (WA)_New_Food Preparation_Natural Gas_Range_E8 | F4 | Commercial | College (WA) | New | Food Preparation | Natural Gas | Range | E8 | RVT BC Ratio | 0 | 0 | 0 | 0 | 0 | 0 | 0 | 0 | 0 | 0 | 0 | 0 | 0 | 0 | 0 | 0 | 0 | 0 | 0 | 0 | 0 | 0 | 0 | 0 | 0 | 0 | 0
F4_Commercial_College (WA)_New_Food Preparation_Natural Gas_Range_E9 | F4 | Commercial | College (WA) | New | Food Preparation | Natural Gas | Range | E9 | RVT BC Ratio | 0 | 0 | 0 | 0 | 0 | 0 | 0 | 0 | 0 | 0 | 0 | 0 | 0 | 0 | 0 | 0 | 0 | 0 | 0 | 0 | 0 | 0 | 0 | 0 | 0 | 0 | 0
F4_Commercial_College (WA)_New_Food Preparation_Natural Gas_Range_E10 | F4 | Commercial | College (WA) | New | Food Preparation | Natural Gas | Range | E10 | RVT BC Ratio | 0 | 0 | 0 | 0 | 0 | 0 | 0 | 0 | 0 | 0 | 0 | 0 | 0 | 0 | 0 | 0 | 0 | 0 | 0 | 0 | 0 | 0 | 0 | 0 | 0 | 0 | 0
F5_Commercial_College (WA)_New_Food Preparation_Natural Gas_Range_E1 | F5 | Commercial | College (WA) | New | Food Preparation | Natural Gas | Range | E1 | RIM BC Ratio | [24 empty] | 1 | 1 | 1 | bar: 2019 to 2042
F5_Commercial_College (WA)_New_Food Preparation_Natural Gas_Range_E2 | F5 | Commercial | College (WA) | New | Food Preparation | Natural Gas | Range | E2 | RIM BC Ratio | 0.81111 | 0.81672 | 0.82403 | 0.83175 | 0.83981 | 0.84811 | 0.85662 | 0.86539 | 0.8745 | 0.88451 | 0.88642 | 0.88894 | 0.89222 | 0.89628 | 0.90046 | 0.90481 | 0.90938 | 0.9142 | 0.9193 | 0.9247 | 0.93042 | 0.9308 | 0.93116 | 0.93152 | 0.93188 | 0.93223 | 0.93257
F5_Commercial_College (WA)_New_Food Preparation_Natural Gas_Range_E3 | F5 | Commercial | College (WA) | New | Food Preparation | Natural Gas | Range | E3 | RIM BC Ratio | 0 | 0 | 0 | 0 | 0 | 0 | 0 | 0 | 0 | 0 | 0 | 0 | 0 | 0 | 0 | 0 | 0 | 0 | 0 | 0 | 0 | 0 | 0 | 0 | 0 | 0 | 0
F5_Commercial_College (WA)_New_Food Preparation_Natural Gas_Range_E4 | F5 | Commercial | College (WA) | New | Food Preparation | Natural Gas | Range | E4 | RIM BC Ratio | 0 | 0 | 0 | 0 | 0 | 0 | 0 | 0 | 0 | 0 | 0 | 0 | 0 | 0 | 0 | 0 | 0 | 0 | 0 | 0 | 0 | 0 | 0 | 0 | 0 | 0 | 0
F5_Commercial_College (WA)_New_Food Preparation_Natural Gas_Range_E5 | F5 | Commercial | College (WA) | New | Food Preparation | Natural Gas | Range | E5 | RIM BC Ratio | 0 | 0 | 0 | 0 | 0 | 0 | 0 | 0 | 0 | 0 | 0 | 0 | 0 | 0 | 0 | 0 | 0 | 0 | 0 | 0 | 0 | 0 | 0 | 0 | 0 | 0 | 0
F5_Commercial_College (WA)_New_Food Preparation_Natural Gas_Range_E6 | F5 | Commercial | College (WA) | New | Food Preparation | Natural Gas | Range | E6 | RIM BC Ratio | 0 | 0 | 0 | 0 | 0 | 0 | 0 | 0 | 0 | 0 | 0 | 0 | 0 | 0 | 0 | 0 | 0 | 0 | 0 | 0 | 0 | 0 | 0 | 0 | 0 | 0 | 0
F5_Commercial_College (WA)_New_Food Preparation_Natural Gas_Range_E7 | F5 | Commercial | College (WA) | New | Food Preparation | Natural Gas | Range | E7 | RIM BC Ratio | 0 | 0 | 0 | 0 | 0 | 0 | 0 | 0 | 0 | 0 | 0 | 0 | 0 | 0 | 0 | 0 | 0 | 0 | 0 | 0 | 0 | 0 | 0 | 0 | 0 | 0 | 0
F5_Commercial_College (WA)_New_Food Preparation_Natural Gas_Range_E8 | F5 | Commercial | College (WA) | New | Food Preparation | Natural Gas | Range | E8 | RIM BC Ratio | 0 | 0 | 0 | 0 | 0 | 0 | 0 | 0 | 0 | 0 | 0 | 0 | 0 | 0 | 0 | 0 | 0 | 0 | 0 | 0 | 0 | 0 | 0 | 0 | 0 | 0 | 0
F5_Commercial_College (WA)_New_Food Preparation_Natural Gas_Range_E9 | F5 | Commercial | College (WA) | New | Food Preparation | Natural Gas | Range | E9 | RIM BC Ratio | 0 | 0 | 0 | 0 | 0 | 0 | 0 | 0 | 0 | 0 | 0 | 0 | 0 | 0 | 0 | 0 | 0 | 0 | 0 | 0 | 0 | 0 | 0 | 0 | 0 | 0 | 0
F5_Commercial_College (WA)_New_Food Preparation_Natural Gas_Range_E10 | F5 | Commercial | College (WA) | New | Food Preparation | Natural Gas | Range | E10 | RIM BC Ratio | 0 | 0 | 0 | 0 | 0 | 0 | 0 | 0 | 0 | 0 | 0 | 0 | 0 | 0 | 0 | 0 | 0 | 0 | 0 | 0 | 0 | 0 | 0 | 0 | 0 | 0 | 0
F0_Commercial_College (WA)_New_Food Preparation_Natural Gas_Steamer_E0 | F0 | Commercial | College (WA) | New | Food Preparation | Natural Gas | Steamer | E0 | Economic Unit | ENERGY STAR | ENERGY STAR | ENERGY STAR | ENERGY STAR | ENERGY STAR | ENERGY STAR | ENERGY STAR | ENERGY STAR | ENERGY STAR | ENERGY STAR | ENERGY STAR | ENERGY STAR | ENERGY STAR | ENERGY STAR | ENERGY STAR | ENERGY STAR | ENERGY STAR | ENERGY STAR | ENERGY STAR | ENERGY STAR | ENERGY STAR | ENERGY STAR | ENERGY STAR | ENERGY STAR | ENERGY STAR | ENERGY STAR | ENERGY STAR
F1_Commercial_College (WA)_New_Food Preparation_Natural Gas_Steamer_E1 | F1 | Commercial | College (WA) | New | Food Preparation | Natural Gas | Steamer | E1 | CCE | 0 | 0 | 0 | 0 | 0 | 0 | 0 | 0 | 0 | 0 | 0 | 0 | 0 | 0 | 0 | 0 | 0 | 0 | 0 | 0 | 0 | 0 | 0 | 0 | 0 | 0 | 0
F1_Commercial_College (WA)_New_Food Preparation_Natural Gas_Steamer_E2 | F1 | Commercial | College (WA) | New | Food Preparation | Natural Gas | Steamer | E2 | CCE | 0.00016469 | 0.00016469 | 0.00016469 | 0.00016469 | 0.00016469 | 0.00016469 | 0.00016469 | 0.00016469 | 0.00016469 | 0.00016469 | 0.00016469 | 0.00016469 | 0.00016469 | 0.00016469 | 0.00016469 | 0.00016469 | 0.00016469 | 0.00016469 | 0.00016469 | 0.00016469 | 0.00016469 | 0.00016469 | 0.00016469 | 0.00016469 | 0.00016469 | 0.00016469 | 0.00016469
F1_Commercial_College (WA)_New_Food Preparation_Natural Gas_Steamer_E3 | F1 | Commercial | College (WA) | New | Food Preparation | Natural Gas | Steamer | E3 | CCE | 0 | 0 | 0 | 0 | 0 | 0 | 0 | 0 | 0 | 0 | 0 | 0 | 0 | 0 | 0 | 0 | 0 | 0 | 0 | 0 | 0 | 0 | 0 | 0 | 0 | 0 | 0
F1_Commercial_College (WA)_New_Food Preparation_Natural Gas_Steamer_E4 | F1 | Commercial | College (WA) | New | Food Preparation | Natural Gas | Steamer | E4 | CCE | 0 | 0 | 0 | 0 | 0 | 0 | 0 | 0 | 0 | 0 | 0 | 0 | 0 | 0 | 0 | 0 | 0 | 0 | 0 | 0 | 0 | 0 | 0 | 0 | 0 | 0 | 0
F1_Commercial_College (WA)_New_Food Preparation_Natural Gas_Steamer_E5 | F1 | Commercial | College (WA) | New | Food Preparation | Natural Gas | Steamer | E5 | CCE | 0 | 0 | 0 | 0 | 0 | 0 | 0 | 0 | 0 | 0 | 0 | 0 | 0 | 0 | 0 | 0 | 0 | 0 | 0 | 0 | 0 | 0 | 0 | 0 | 0 | 0 | 0
F1_Commercial_College (WA)_New_Food Preparation_Natural Gas_Steamer_E6 | F1 | Commercial | College (WA) | New | Food Preparation | Natural Gas | Steamer | E6 | CCE | 0 | 0 | 0 | 0 | 0 | 0 | 0 | 0 | 0 | 0 | 0 | 0 | 0 | 0 | 0 | 0 | 0 | 0 | 0 | 0 | 0 | 0 | 0 | 0 | 0 | 0 | 0
F1_Commercial_College (WA)_New_Food Preparation_Natural Gas_Steamer_E7 | F1 | Commercial | College (WA) | New | Food Preparation | Natural Gas | Steamer | E7 | CCE | 0 | 0 | 0 | 0 | 0 | 0 | 0 | 0 | 0 | 0 | 0 | 0 | 0 | 0 | 0 | 0 | 0 | 0 | 0 | 0 | 0 | 0 | 0 | 0 | 0 | 0 | 0
F1_Commercial_College (WA)_New_Food Preparation_Natural Gas_Steamer_E8 | F1 | Commercial | College (WA) | New | Food Preparation | Natural Gas | Steamer | E8 | CCE | 0 | 0 | 0 | 0 | 0 | 0 | 0 | 0 | 0 | 0 | 0 | 0 | 0 | 0 | 0 | 0 | 0 | 0 | 0 | 0 | 0 | 0 | 0 | 0 | 0 | 0 | 0
F1_Commercial_College (WA)_New_Food Preparation_Natural Gas_Steamer_E9 | F1 | Commercial | College (WA) | New | Food Preparation | Natural Gas | Steamer | E9 | CCE | 0 | 0 | 0 | 0 | 0 | 0 | 0 | 0 | 0 | 0 | 0 | 0 | 0 | 0 | 0 | 0 | 0 | 0 | 0 | 0 | 0 | 0 | 0 | 0 | 0 | 0 | 0
F1_Commercial_College (WA)_New_Food Preparation_Natural Gas_Steamer_E10 | F1 | Commercial | College (WA) | New | Food Preparation | Natural Gas | Steamer | E10 | CCE | 0 | 0 | 0 | 0 | 0 | 0 | 0 | 0 | 0 | 0 | 0 | 0 | 0 | 0 | 0 | 0 | 0 | 0 | 0 | 0 | 0 | 0 | 0 | 0 | 0 | 0 | 0
F2_Commercial_College (WA)_New_Food Preparation_Natural Gas_Steamer_E1 | F2 | Commercial | College (WA) | New | Food Preparation | Natural Gas | Steamer | E1 | TRC BC Ratio | [24 empty] | 1 | 1 | 1 | bar: 2019 to 2042
F2_Commercial_College (WA)_New_Food Preparation_Natural Gas_Steamer_E2 | F2 | Commercial | College (WA) | New | Food Preparation | Natural Gas | Steamer | E2 | TRC BC Ratio | 21.6106 | 22.1553 | 22.8005 | 23.54 | 24.3762 | 25.3936 | 26.4408 | 27.4779 | 28.4763 | 29.4886 | 30.2941 | 31.0487 | 31.8595 | 32.6531 | 33.3627 | 34.0268 | 34.6223 | 35.2103 | 35.8383 | 36.4509 | 37.0803 | 37.7346 | 38.3959 | 39.078 | 39.7723 | 40.4789 | 41.198
F2_Commercial_College (WA)_New_Food Preparation_Natural Gas_Steamer_E3 | F2 | Commercial | College (WA) | New | Food Preparation | Natural Gas | Steamer | E3 | TRC BC Ratio | 0 | 0 | 0 | 0 | 0 | 0 | 0 | 0 | 0 | 0 | 0 | 0 | 0 | 0 | 0 | 0 | 0 | 0 | 0 | 0 | 0 | 0 | 0 | 0 | 0 | 0 | 0
F2_Commercial_College (WA)_New_Food Preparation_Natural Gas_Steamer_E4 | F2 | Commercial | College (WA) | New | Food Preparation | Natural Gas | Steamer | E4 | TRC BC Ratio | 0 | 0 | 0 | 0 | 0 | 0 | 0 | 0 | 0 | 0 | 0 | 0 | 0 | 0 | 0 | 0 | 0 | 0 | 0 | 0 | 0 | 0 | 0 | 0 | 0 | 0 | 0
F2_Commercial_College (WA)_New_Food Preparation_Natural Gas_Steamer_E5 | F2 | Commercial | College (WA) | New | Food Preparation | Natural Gas | Steamer | E5 | TRC BC Ratio | 0 | 0 | 0 | 0 | 0 | 0 | 0 | 0 | 0 | 0 | 0 | 0 | 0 | 0 | 0 | 0 | 0 | 0 | 0 | 0 | 0 | 0 | 0 | 0 | 0 | 0 | 0
F2_Commercial_College (WA)_New_Food Preparation_Natural Gas_Steamer_E6 | F2 | Commercial | College (WA) | New | Food Preparation | Natural Gas | Steamer | E6 | TRC BC Ratio | 0 | 0 | 0 | 0 | 0 | 0 | 0 | 0 | 0 | 0 | 0 | 0 | 0 | 0 | 0 | 0 | 0 | 0 | 0 | 0 | 0 | 0 | 0 | 0 | 0 | 0 | 0
F2_Commercial_College (WA)_New_Food Preparation_Natural Gas_Steamer_E7 | F2 | Commercial | College (WA) | New | Food Preparation | Natural Gas | Steamer | E7 | TRC BC Ratio | 0 | 0 | 0 | 0 | 0 | 0 | 0 | 0 | 0 | 0 | 0 | 0 | 0 | 0 | 0 | 0 | 0 | 0 | 0 | 0 | 0 | 0 | 0 | 0 | 0 | 0 | 0
F2_Commercial_College (WA)_New_Food Preparation_Natural Gas_Steamer_E8 | F2 | Commercial | College (WA) | New | Food Preparation | Natural Gas | Steamer | E8 | TRC BC Ratio | 0 | 0 | 0 | 0 | 0 | 0 | 0 | 0 | 0 | 0 | 0 | 0 | 0 | 0 | 0 | 0 | 0 | 0 | 0 | 0 | 0 | 0 | 0 | 0 | 0 | 0 | 0
F2_Commercial_College (WA)_New_Food Preparation_Natural Gas_Steamer_E9 | F2 | Commercial | College (WA) | New | Food Preparation | Natural Gas | Steamer | E9 | TRC BC Ratio | 0 | 0 | 0 | 0 | 0 | 0 | 0 | 0 | 0 | 0 | 0 | 0 | 0 | 0 | 0 | 0 | 0 | 0 | 0 | 0 | 0 | 0 | 0 | 0 | 0 | 0 | 0
F2_Commercial_College (WA)_New_Food Preparation_Natural Gas_Steamer_E10 | F2 | Commercial | College (WA) | New | Food Preparation | Natural Gas | Steamer | E10 | TRC BC Ratio | 0 | 0 | 0 | 0 | 0 | 0 | 0 | 0 | 0 | 0 | 0 | 0 | 0 | 0 | 0 | 0 | 0 | 0 | 0 | 0 | 0 | 0 | 0 | 0 | 0 | 0 | 0
F3_Commercial_College (WA)_New_Food Preparation_Natural Gas_Steamer_E1 | F3 | Commercial | College (WA) | New | Food Preparation | Natural Gas | Steamer | E1 | PACT BC Ratio | [24 empty] | 1 | 1 | 1 | bar: 2019 to 2042
F3_Commercial_College (WA)_New_Food Preparation_Natural Gas_Steamer_E2 | F3 | Commercial | College (WA) | New | Food Preparation | Natural Gas | Steamer | E2 | PACT BC Ratio | 43.5533 | 44.6509 | 45.9513 | 47.4416 | 49.1269 | 51.1774 | 53.2879 | 55.378 | 57.3902 | 59.4303 | 61.0536 | 62.5744 | 64.2084 | 65.8079 | 67.238 | 68.5764 | 69.7766 | 70.9615 | 72.2272 | 73.4619 | 74.7303 | 76.049 | 77.3817 | 78.7564 | 80.1556 | 81.5797 | 83.029
F3_Commercial_College (WA)_New_Food Preparation_Natural Gas_Steamer_E3 | F3 | Commercial | College (WA) | New | Food Preparation | Natural Gas | Steamer | E3 | PACT BC Ratio | 0 | 0 | 0 | 0 | 0 | 0 | 0 | 0 | 0 | 0 | 0 | 0 | 0 | 0 | 0 | 0 | 0 | 0 | 0 | 0 | 0 | 0 | 0 | 0 | 0 | 0 | 0
F3_Commercial_College (WA)_New_Food Preparation_Natural Gas_Steamer_E4 | F3 | Commercial | College (WA) | New | Food Preparation | Natural Gas | Steamer | E4 | PACT BC Ratio | 0 | 0 | 0 | 0 | 0 | 0 | 0 | 0 | 0 | 0 | 0 | 0 | 0 | 0 | 0 | 0 | 0 | 0 | 0 | 0 | 0 | 0 | 0 | 0 | 0 | 0 | 0
F3_Commercial_College (WA)_New_Food Preparation_Natural Gas_Steamer_E5 | F3 | Commercial | College (WA) | New | Food Preparation | Natural Gas | Steamer | E5 | PACT BC Ratio | 0 | 0 | 0 | 0 | 0 | 0 | 0 | 0 | 0 | 0 | 0 | 0 | 0 | 0 | 0 | 0 | 0 | 0 | 0 | 0 | 0 | 0 | 0 | 0 | 0 | 0 | 0
F3_Commercial_College (WA)_New_Food Preparation_Natural Gas_Steamer_E6 | F3 | Commercial | College (WA) | New | Food Preparation | Natural Gas | Steamer | E6 | PACT BC Ratio | 0 | 0 | 0 | 0 | 0 | 0 | 0 | 0 | 0 | 0 | 0 | 0 | 0 | 0 | 0 | 0 | 0 | 0 | 0 | 0 | 0 | 0 | 0 | 0 | 0 | 0 | 0
F3_Commercial_College (WA)_New_Food Preparation_Natural Gas_Steamer_E7 | F3 | Commercial | College (WA) | New | Food Preparation | Natural Gas | Steamer | E7 | PACT BC Ratio | 0 | 0 | 0 | 0 | 0 | 0 | 0 | 0 | 0 | 0 | 0 | 0 | 0 | 0 | 0 | 0 | 0 | 0 | 0 | 0 | 0 | 0 | 0 | 0 | 0 | 0 | 0
F3_Commercial_College (WA)_New_Food Preparation_Natural Gas_Steamer_E8 | F3 | Commercial | College (WA) | New | Food Preparation | Natural Gas | Steamer | E8 | PACT BC Ratio | 0 | 0 | 0 | 0 | 0 | 0 | 0 | 0 | 0 | 0 | 0 | 0 | 0 | 0 | 0 | 0 | 0 | 0 | 0 | 0 | 0 | 0 | 0 | 0 | 0 | 0 | 0
F3_Commercial_College (WA)_New_Food Preparation_Natural Gas_Steamer_E9 | F3 | Commercial | College (WA) | New | Food Preparation | Natural Gas | Steamer | E9 | PACT BC Ratio | 0 | 0 | 0 | 0 | 0 | 0 | 0 | 0 | 0 | 0 | 0 | 0 | 0 | 0 | 0 | 0 | 0 | 0 | 0 | 0 | 0 | 0 | 0 | 0 | 0 | 0 | 0
F3_Commercial_College (WA)_New_Food Preparation_Natural Gas_Steamer_E10 | F3 | Commercial | College (WA) | New | Food Preparation | Natural Gas | Steamer | E10 | PACT BC Ratio | 0 | 0 | 0 | 0 | 0 | 0 | 0 | 0 | 0 | 0 | 0 | 0 | 0 | 0 | 0 | 0 | 0 | 0 | 0 | 0 | 0 | 0 | 0 | 0 | 0 | 0 | 0
F4_Commercial_College (WA)_New_Food Preparation_Natural Gas_Steamer_E1 | F4 | Commercial | College (WA) | New | Food Preparation | Natural Gas | Steamer | E1 | RVT BC Ratio | [24 empty] | 1 | 1 | 1 | bar: 2019 to 2042
F4_Commercial_College (WA)_New_Food Preparation_Natural Gas_Steamer_E2 | F4 | Commercial | College (WA) | New | Food Preparation | Natural Gas | Steamer | E2 | RVT BC Ratio | 30.939 | 31.5159 | 32.1932 | 32.9827 | 33.8871 | 35.016 | 36.148 | 37.2228 | 38.1957 | 39.1389 | 40.1161 | 41.0043 | 41.9417 | 42.8287 | 43.5915 | 44.2798 | 44.8624 | 45.4186 | 46.0101 | 46.5624 | 47.1166 | 47.9411 | 48.7743 | 49.6338 | 50.5085 | 51.3988 | 52.3049
F4_Commercial_College (WA)_New_Food Preparation_Natural Gas_Steamer_E3 | F4 | Commercial | College (WA) | New | Food Preparation | Natural Gas | Steamer | E3 | RVT BC Ratio | 0 | 0 | 0 | 0 | 0 | 0 | 0 | 0 | 0 | 0 | 0 | 0 | 0 | 0 | 0 | 0 | 0 | 0 | 0 | 0 | 0 | 0 | 0 | 0 | 0 | 0 | 0
F4_Commercial_College (WA)_New_Food Preparation_Natural Gas_Steamer_E4 | F4 | Commercial | College (WA) | New | Food Preparation | Natural Gas | Steamer | E4 | RVT BC Ratio | 0 | 0 | 0 | 0 | 0 | 0 | 0 | 0 | 0 | 0 | 0 | 0 | 0 | 0 | 0 | 0 | 0 | 0 | 0 | 0 | 0 | 0 | 0 | 0 | 0 | 0 | 0
F4_Commercial_College (WA)_New_Food Preparation_Natural Gas_Steamer_E5 | F4 | Commercial | College (WA) | New | Food Preparation | Natural Gas | Steamer | E5 | RVT BC Ratio | 0 | 0 | 0 | 0 | 0 | 0 | 0 | 0 | 0 | 0 | 0 | 0 | 0 | 0 | 0 | 0 | 0 | 0 | 0 | 0 | 0 | 0 | 0 | 0 | 0 | 0 | 0
F4_Commercial_College (WA)_New_Food Preparation_Natural Gas_Steamer_E6 | F4 | Commercial | College (WA) | New | Food Preparation | Natural Gas | Steamer | E6 | RVT BC Ratio | 0 | 0 | 0 | 0 | 0 | 0 | 0 | 0 | 0 | 0 | 0 | 0 | 0 | 0 | 0 | 0 | 0 | 0 | 0 | 0 | 0 | 0 | 0 | 0 | 0 | 0 | 0
F4_Commercial_College (WA)_New_Food Preparation_Natural Gas_Steamer_E7 | F4 | Commercial | College (WA) | New | Food Preparation | Natural Gas | Steamer | E7 | RVT BC Ratio | 0 | 0 | 0 | 0 | 0 | 0 | 0 | 0 | 0 | 0 | 0 | 0 | 0 | 0 | 0 | 0 | 0 | 0 | 0 | 0 | 0 | 0 | 0 | 0 | 0 | 0 | 0
F4_Commercial_College (WA)_New_Food Preparation_Natural Gas_Steamer_E8 | F4 | Commercial | College (WA) | New | Food Preparation | Natural Gas | Steamer | E8 | RVT BC Ratio | 0 | 0 | 0 | 0 | 0 | 0 | 0 | 0 | 0 | 0 | 0 | 0 | 0 | 0 | 0 | 0 | 0 | 0 | 0 | 0 | 0 | 0 | 0 | 0 | 0 | 0 | 0
F4_Commercial_College (WA)_New_Food Preparation_Natural Gas_Steamer_E9 | F4 | Commercial | College (WA) | New | Food Preparation | Natural Gas | Steamer | E9 | RVT BC Ratio | 0 | 0 | 0 | 0 | 0 | 0 | 0 | 0 | 0 | 0 | 0 | 0 | 0 | 0 | 0 | 0 | 0 | 0 | 0 | 0 | 0 | 0 | 0 | 0 | 0 | 0 | 0
F4_Commercial_College (WA)_New_Food Preparation_Natural Gas_Steamer_E10 | F4 | Commercial | College (WA) | New | Food Preparation | Natural Gas | Steamer | E10 | RVT BC Ratio | 0 | 0 | 0 | 0 | 0 | 0 | 0 | 0 | 0 | 0 | 0 | 0 | 0 | 0 | 0 | 0 | 0 | 0 | 0 | 0 | 0 | 0 | 0 | 0 | 0 | 0 | 0
F5_Commercial_College (WA)_New_Food Preparation_Natural Gas_Steamer_E1 | F5 | Commercial | College (WA) | New | Food Preparation | Natural Gas | Steamer | E1 | RIM BC Ratio | [24 empty] | 1 | 1 | 1 | bar: 2019 to 2042
F5_Commercial_College (WA)_New_Food Preparation_Natural Gas_Steamer_E2 | F5 | Commercial | College (WA) | New | Food Preparation | Natural Gas | Steamer | E2 | RIM BC Ratio | 0.83281 | 0.83826 | 0.84464 | 0.85128 | 0.85814 | 0.8653 | 0.87292 | 0.88111 | 0.88998 | 0.89953 | 0.9017 | 0.90424 | 0.90721 | 0.91064 | 0.91423 | 0.91799 | 0.92198 | 0.92621 | 0.93066 | 0.93539 | 0.9404 | 0.9406 | 0.9408 | 0.941 | 0.9412 | 0.94139 | 0.94158
F5_Commercial_College (WA)_New_Food Preparation_Natural Gas_Steamer_E3 | F5 | Commercial | College (WA) | New | Food Preparation | Natural Gas | Steamer | E3 | RIM BC Ratio | 0 | 0 | 0 | 0 | 0 | 0 | 0 | 0 | 0 | 0 | 0 | 0 | 0 | 0 | 0 | 0 | 0 | 0 | 0 | 0 | 0 | 0 | 0 | 0 | 0 | 0 | 0
F5_Commercial_College (WA)_New_Food Preparation_Natural Gas_Steamer_E4 | F5 | Commercial | College (WA) | New | Food Preparation | Natural Gas | Steamer | E4 | RIM BC Ratio | 0 | 0 | 0 | 0 | 0 | 0 | 0 | 0 | 0 | 0 | 0 | 0 | 0 | 0 | 0 | 0 | 0 | 0 | 0 | 0 | 0 | 0 | 0 | 0 | 0 | 0 | 0
F5_Commercial_College (WA)_New_Food Preparation_Natural Gas_Steamer_E5 | F5 | Commercial | College (WA) | New | Food Preparation | Natural Gas | Steamer | E5 | RIM BC Ratio | 0 | 0 | 0 | 0 | 0 | 0 | 0 | 0 | 0 | 0 | 0 | 0 | 0 | 0 | 0 | 0 | 0 | 0 | 0 | 0 | 0 | 0 | 0 | 0 | 0 | 0 | 0
F5_Commercial_College (WA)_New_Food Preparation_Natural Gas_Steamer_E6 | F5 | Commercial | College (WA) | New | Food Preparation | Natural Gas | Steamer | E6 | RIM BC Ratio | 0 | 0 | 0 | 0 | 0 | 0 | 0 | 0 | 0 | 0 | 0 | 0 | 0 | 0 | 0 | 0 | 0 | 0 | 0 | 0 | 0 | 0 | 0 | 0 | 0 | 0 | 0
F5_Commercial_College (WA)_New_Food Preparation_Natural Gas_Steamer_E7 | F5 | Commercial | College (WA) | New | Food Preparation | Natural Gas | Steamer | E7 | RIM BC Ratio | 0 | 0 | 0 | 0 | 0 | 0 | 0 | 0 | 0 | 0 | 0 | 0 | 0 | 0 | 0 | 0 | 0 | 0 | 0 | 0 | 0 | 0 | 0 | 0 | 0 | 0 | 0
F5_Commercial_College (WA)_New_Food Preparation_Natural Gas_Steamer_E8 | F5 | Commercial | College (WA) | New | Food Preparation | Natural Gas | Steamer | E8 | RIM BC Ratio | 0 | 0 | 0 | 0 | 0 | 0 | 0 | 0 | 0 | 0 | 0 | 0 | 0 | 0 | 0 | 0 | 0 | 0 | 0 | 0 | 0 | 0 | 0 | 0 | 0 | 0 | 0
F5_Commercial_College (WA)_New_Food Preparation_Natural Gas_Steamer_E9 | F5 | Commercial | College (WA) | New | Food Preparation | Natural Gas | Steamer | E9 | RIM BC Ratio | 0 | 0 | 0 | 0 | 0 | 0 | 0 | 0 | 0 | 0 | 0 | 0 | 0 | 0 | 0 | 0 | 0 | 0 | 0 | 0 | 0 | 0 | 0 | 0 | 0 | 0 | 0
F5_Commercial_College (WA)_New_Food Preparation_Natural Gas_Steamer_E10 | F5 | Commercial | College (WA) | New | Food Preparation | Natural Gas | Steamer | E10 | RIM BC Ratio | 0 | 0 | 0 | 0 | 0 | 0 | 0 | 0 | 0 | 0 | 0 | 0 | 0 | 0 | 0 | 0 | 0 | 0 | 0 | 0 | 0 | 0 | 0 | 0 | 0 | 0 | 0
F0_Commercial_College (WA)_New_Food Preparation_Natural Gas_Food Prep Other_E0 | F0 | Commercial | College (WA) | New | Food Preparation | Natural Gas | Food Prep Other | E0 | Economic Unit | ENERGY STAR | ENERGY STAR | ENERGY STAR | ENERGY STAR | ENERGY STAR | ENERGY STAR | ENERGY STAR | ENERGY STAR | ENERGY STAR | ENERGY STAR | ENERGY STAR | ENERGY STAR | ENERGY STAR | ENERGY STAR | ENERGY STAR | ENERGY STAR | ENERGY STAR | ENERGY STAR | ENERGY STAR | ENERGY STAR | ENERGY STAR | ENERGY STAR | ENERGY STAR | ENERGY STAR | ENERGY STAR | ENERGY STAR | ENERGY STAR
F1_Commercial_College (WA)_New_Food Preparation_Natural Gas_Food Prep Other_E1 | F1 | Commercial | College (WA) | New | Food Preparation | Natural Gas | Food Prep Other | E1 | CCE | 0 | 0 | 0 | 0 | 0 | 0 | 0 | 0 | 0 | 0 | 0 | 0 | 0 | 0 | 0 | 0 | 0 | 0 | 0 | 0 | 0 | 0 | 0 | 0 | 0 | 0 | 0
F1_Commercial_College (WA)_New_Food Preparation_Natural Gas_Food Prep Other_E2 | F1 | Commercial | College (WA) | New | Food Preparation | Natural Gas | Food Prep Other | E2 | CCE | 0.0024994 | 0.0024994 | 0.0024994 | 0.0024994 | 0.0024994 | 0.0024994 | 0.0024994 | 0.0024994 | 0.0024994 | 0.0024994 | 0.0024994 | 0.0024994 | 0.0024994 | 0.0024994 | 0.0024994 | 0.0024994 | 0.0024994 | 0.0024994 | 0.0024994 | 0.0024994 | 0.0024994 | 0.0024994 | 0.0024994 | 0.0024994 | 0.0024994 | 0.0024994 | 0.0024994
F1_Commercial_College (WA)_New_Food Preparation_Natural Gas_Food Prep Other_E3 | F1 | Commercial | College (WA) | New | Food Preparation | Natural Gas | Food Prep Other | E3 | CCE | 0 | 0 | 0 | 0 | 0 | 0 | 0 | 0 | 0 | 0 | 0 | 0 | 0 | 0 | 0 | 0 | 0 | 0 | 0 | 0 | 0 | 0 | 0 | 0 | 0 | 0 | 0
F1_Commercial_College (WA)_New_Food Preparation_Natural Gas_Food Prep Other_E4 | F1 | Commercial | College (WA) | New | Food Preparation | Natural Gas | Food Prep Other | E4 | CCE | 0 | 0 | 0 | 0 | 0 | 0 | 0 | 0 | 0 | 0 | 0 | 0 | 0 | 0 | 0 | 0 | 0 | 0 | 0 | 0 | 0 | 0 | 0 | 0 | 0 | 0 | 0
F1_Commercial_College (WA)_New_Food Preparation_Natural Gas_Food Prep Other_E5 | F1 | Commercial | College (WA) | New | Food Preparation | Natural Gas | Food Prep Other | E5 | CCE | 0 | 0 | 0 | 0 | 0 | 0 | 0 | 0 | 0 | 0 | 0 | 0 | 0 | 0 | 0 | 0 | 0 | 0 | 0 | 0 | 0 | 0 | 0 | 0 | 0 | 0 | 0
F1_Commercial_College (WA)_New_Food Preparation_Natural Gas_Food Prep Other_E6 | F1 | Commercial | College (WA) | New | Food Preparation | Natural Gas | Food Prep Other | E6 | CCE | 0 | 0 | 0 | 0 | 0 | 0 | 0 | 0 | 0 | 0 | 0 | 0 | 0 | 0 | 0 | 0 | 0 | 0 | 0 | 0 | 0 | 0 | 0 | 0 | 0 | 0 | 0
F1_Commercial_College (WA)_New_Food Preparation_Natural Gas_Food Prep Other_E7 | F1 | Commercial | College (WA) | New | Food Preparation | Natural Gas | Food Prep Other | E7 | CCE | 0 | 0 | 0 | 0 | 0 | 0 | 0 | 0 | 0 | 0 | 0 | 0 | 0 | 0 | 0 | 0 | 0 | 0 | 0 | 0 | 0 | 0 | 0 | 0 | 0 | 0 | 0
F1_Commercial_College (WA)_New_Food Preparation_Natural Gas_Food Prep Other_E8 | F1 | Commercial | College (WA) | New | Food Preparation | Natural Gas | Food Prep Other | E8 | CCE | 0 | 0 | 0 | 0 | 0 | 0 | 0 | 0 | 0 | 0 | 0 | 0 | 0 | 0 | 0 | 0 | 0 | 0 | 0 | 0 | 0 | 0 | 0 | 0 | 0 | 0 | 0
F1_Commercial_College (WA)_New_Food Preparation_Natural Gas_Food Prep Other_E9 | F1 | Commercial | College (WA) | New | Food Preparation | Natural Gas | Food Prep Other | E9 | CCE | 0 | 0 | 0 | 0 | 0 | 0 | 0 | 0 | 0 | 0 | 0 | 0 | 0 | 0 | 0 | 0 | 0 | 0 | 0 | 0 | 0 | 0 | 0 | 0 | 0 | 0 | 0
F1_Commercial_College (WA)_New_Food Preparation_Natural Gas_Food Prep Other_E10 | F1 | Commercial | College (WA) | New | Food Preparation | Natural Gas | Food Prep Other | E10 | CCE | 0 | 0 | 0 | 0 | 0 | 0 | 0 | 0 | 0 | 0 | 0 | 0 | 0 | 0 | 0 | 0 | 0 | 0 | 0 | 0 | 0 | 0 | 0 | 0 | 0 | 0 | 0
F2_Commercial_College (WA)_New_Food Preparation_Natural Gas_Food Prep Other_E1 | F2 | Commercial | College (WA) | New | Food Preparation | Natural Gas | Food Prep Other | E1 | TRC BC Ratio | [24 empty] | 1 | 1 | 1 | bar: 2019 to 2042
F2_Commercial_College (WA)_New_Food Preparation_Natural Gas_Food Prep Other_E2 | F2 | Commercial | College (WA) | New | Food Preparation | Natural Gas | Food Prep Other | E2 | TRC BC Ratio | 1.3876 | 1.4196 | 1.4599 | 1.5074 | 1.5627 | 1.6324 | 1.705 | 1.7774 | 1.8472 | 1.918 | 1.9733 | 2.0247 | 2.0801 | 2.1341 | 2.1817 | 2.2258 | 2.2646 | 2.3028 | 2.3439 | 2.3838 | 2.4248 | 2.4675 | 2.5107 | 2.5553 | 2.6007 | 2.6469 | 2.6939
F2_Commercial_College (WA)_New_Food Preparation_Natural Gas_Food Prep Other_E3 | F2 | Commercial | College (WA) | New | Food Preparation | Natural Gas | Food Prep Other | E3 | TRC BC Ratio | 0 | 0 | 0 | 0 | 0 | 0 | 0 | 0 | 0 | 0 | 0 | 0 | 0 | 0 | 0 | 0 | 0 | 0 | 0 | 0 | 0 | 0 | 0 | 0 | 0 | 0 | 0
F2_Commercial_College (WA)_New_Food Preparation_Natural Gas_Food Prep Other_E4 | F2 | Commercial | College (WA) | New | Food Preparation | Natural Gas | Food Prep Other | E4 | TRC BC Ratio | 0 | 0 | 0 | 0 | 0 | 0 | 0 | 0 | 0 | 0 | 0 | 0 | 0 | 0 | 0 | 0 | 0 | 0 | 0 | 0 | 0 | 0 | 0 | 0 | 0 | 0 | 0
F2_Commercial_College (WA)_New_Food Preparation_Natural Gas_Food Prep Other_E5 | F2 | Commercial | College (WA) | New | Food Preparation | Natural Gas | Food Prep Other | E5 | TRC BC Ratio | 0 | 0 | 0 | 0 | 0 | 0 | 0 | 0 | 0 | 0 | 0 | 0 | 0 | 0 | 0 | 0 | 0 | 0 | 0 | 0 | 0 | 0 | 0 | 0 | 0 | 0 | 0
F2_Commercial_College (WA)_New_Food Preparation_Natural Gas_Food Prep Other_E6 | F2 | Commercial | College (WA) | New | Food Preparation | Natural Gas | Food Prep Other | E6 | TRC BC Ratio | 0 | 0 | 0 | 0 | 0 | 0 | 0 | 0 | 0 | 0 | 0 | 0 | 0 | 0 | 0 | 0 | 0 | 0 | 0 | 0 | 0 | 0 | 0 | 0 | 0 | 0 | 0
F2_Commercial_College (WA)_New_Food Preparation_Natural Gas_Food Prep Other_E7 | F2 | Commercial | College (WA) | New | Food Preparation | Natural Gas | Food Prep Other | E7 | TRC BC Ratio | 0 | 0 | 0 | 0 | 0 | 0 | 0 | 0 | 0 | 0 | 0 | 0 | 0 | 0 | 0 | 0 | 0 | 0 | 0 | 0 | 0 | 0 | 0 | 0 | 0 | 0 | 0
F2_Commercial_College (WA)_New_Food Preparation_Natural Gas_Food Prep Other_E8 | F2 | Commercial | College (WA) | New | Food Preparation | Natural Gas | Food Prep Other | E8 | TRC BC Ratio | 0 | 0 | 0 | 0 | 0 | 0 | 0 | 0 | 0 | 0 | 0 | 0 | 0 | 0 | 0 | 0 | 0 | 0 | 0 | 0 | 0 | 0 | 0 | 0 | 0 | 0 | 0
F2_Commercial_College (WA)_New_Food Preparation_Natural Gas_Food Prep Other_E9 | F2 | Commercial | College (WA) | New | Food Preparation | Natural Gas | Food Prep Other | E9 | TRC BC Ratio | 0 | 0 | 0 | 0 | 0 | 0 | 0 | 0 | 0 | 0 | 0 | 0 | 0 | 0 | 0 | 0 | 0 | 0 | 0 | 0 | 0 | 0 | 0 | 0 | 0 | 0 | 0
F2_Commercial_College (WA)_New_Food Preparation_Natural Gas_Food Prep Other_E10 | F2 | Commercial | College (WA) | New | Food Preparation | Natural Gas | Food Prep Other | E10 | TRC BC Ratio | 0 | 0 | 0 | 0 | 0 | 0 | 0 | 0 | 0 | 0 | 0 | 0 | 0 | 0 | 0 | 0 | 0 | 0 | 0 | 0 | 0 | 0 | 0 | 0 | 0 | 0 | 0
F3_Commercial_College (WA)_New_Food Preparation_Natural Gas_Food Prep Other_E1 | F3 | Commercial | College (WA) | New | Food Preparation | Natural Gas | Food Prep Other | E1 | PACT BC Ratio | [24 empty] | 1 | 1 | 1 | bar: 2019 to 2042
F3_Commercial_College (WA)_New_Food Preparation_Natural Gas_Food Prep Other_E2 | F3 | Commercial | College (WA) | New | Food Preparation | Natural Gas | Food Prep Other | E2 | PACT BC Ratio | 2.7964 | 2.861 | 2.9422 | 3.038 | 3.1494 | 3.2899 | 3.4362 | 3.5821 | 3.7229 | 3.8655 | 3.9769 | 4.0805 | 4.1921 | 4.3009 | 4.3969 | 4.4857 | 4.5641 | 4.6411 | 4.7239 | 4.8042 | 4.8868 | 4.973 | 5.0599 | 5.1498 | 5.2413 | 5.3344 | 5.4292
F3_Commercial_College (WA)_New_Food Preparation_Natural Gas_Food Prep Other_E3 | F3 | Commercial | College (WA) | New | Food Preparation | Natural Gas | Food Prep Other | E3 | PACT BC Ratio | 0 | 0 | 0 | 0 | 0 | 0 | 0 | 0 | 0 | 0 | 0 | 0 | 0 | 0 | 0 | 0 | 0 | 0 | 0 | 0 | 0 | 0 | 0 | 0 | 0 | 0 | 0
F3_Commercial_College (WA)_New_Food Preparation_Natural Gas_Food Prep Other_E4 | F3 | Commercial | College (WA) | New | Food Preparation | Natural Gas | Food Prep Other | E4 | PACT BC Ratio | 0 | 0 | 0 | 0 | 0 | 0 | 0 | 0 | 0 | 0 | 0 | 0 | 0 | 0 | 0 | 0 | 0 | 0 | 0 | 0 | 0 | 0 | 0 | 0 | 0 | 0 | 0
F3_Commercial_College (WA)_New_Food Preparation_Natural Gas_Food Prep Other_E5 | F3 | Commercial | College (WA) | New | Food Preparation | Natural Gas | Food Prep Other | E5 | PACT BC Ratio | 0 | 0 | 0 | 0 | 0 | 0 | 0 | 0 | 0 | 0 | 0 | 0 | 0 | 0 | 0 | 0 | 0 | 0 | 0 | 0 | 0 | 0 | 0 | 0 | 0 | 0 | 0
F3_Commercial_College (WA)_New_Food Preparation_Natural Gas_Food Prep Other_E6 | F3 | Commercial | College (WA) | New | Food Preparation | Natural Gas | Food Prep Other | E6 | PACT BC Ratio | 0 | 0 | 0 | 0 | 0 | 0 | 0 | 0 | 0 | 0 | 0 | 0 | 0 | 0 | 0 | 0 | 0 | 0 | 0 | 0 | 0 | 0 | 0 | 0 | 0 | 0 | 0
F3_Commercial_College (WA)_New_Food Preparation_Natural Gas_Food Prep Other_E7 | F3 | Commercial | College (WA) | New | Food Preparation | Natural Gas | Food Prep Other | E7 | PACT BC Ratio | 0 | 0 | 0 | 0 | 0 | 0 | 0 | 0 | 0 | 0 | 0 | 0 | 0 | 0 | 0 | 0 | 0 | 0 | 0 | 0 | 0 | 0 | 0 | 0 | 0 | 0 | 0
F3_Commercial_College (WA)_New_Food Preparation_Natural Gas_Food Prep Other_E8 | F3 | Commercial | College (WA) | New | Food Preparation | Natural Gas | Food Prep Other | E8 | PACT BC Ratio | 0 | 0 | 0 | 0 | 0 | 0 | 0 | 0 | 0 | 0 | 0 | 0 | 0 | 0 | 0 | 0 | 0 | 0 | 0 | 0 | 0 | 0 | 0 | 0 | 0 | 0 | 0
F3_Commercial_College (WA)_New_Food Preparation_Natural Gas_Food Prep Other_E9 | F3 | Commercial | College (WA) | New | Food Preparation | Natural Gas | Food Prep Other | E9 | PACT BC Ratio | 0 | 0 | 0 | 0 | 0 | 0 | 0 | 0 | 0 | 0 | 0 | 0 | 0 | 0 | 0 | 0 | 0 | 0 | 0 | 0 | 0 | 0 | 0 | 0 | 0 | 0 | 0
F3_Commercial_College (WA)_New_Food Preparation_Natural Gas_Food Prep Other_E10 | F3 | Commercial | College (WA) | New | Food Preparation | Natural Gas | Food Prep Other | E10 | PACT BC Ratio | 0 | 0 | 0 | 0 | 0 | 0 | 0 | 0 | 0 | 0 | 0 | 0 | 0 | 0 | 0 | 0 | 0 | 0 | 0 | 0 | 0 | 0 | 0 | 0 | 0 | 0 | 0
F4_Commercial_College (WA)_New_Food Preparation_Natural Gas_Food Prep Other_E1 | F4 | Commercial | College (WA) | New | Food Preparation | Natural Gas | Food Prep Other | E1 | RVT BC Ratio | [24 empty] | 1 | 1 | 1 | bar: 2019 to 2042
F4_Commercial_College (WA)_New_Food Preparation_Natural Gas_Food Prep Other_E2 | F4 | Commercial | College (WA) | New | Food Preparation | Natural Gas | Food Prep Other | E2 | RVT BC Ratio | 2.3762 | 2.4091 | 2.4493 | 2.4981 | 2.5562 | 2.633 | 2.7118 | 2.788 | 2.8581 | 2.9255 | 2.9947 | 3.0565 | 3.121 | 3.1806 | 3.2308 | 3.2752 | 3.3117 | 3.3461 | 3.383 | 3.4168 | 3.4506 | 3.5045 | 3.5589 | 3.6151 | 3.6723 | 3.7305 | 3.7898
F4_Commercial_College (WA)_New_Food Preparation_Natural Gas_Food Prep Other_E3 | F4 | Commercial | College (WA) | New | Food Preparation | Natural Gas | Food Prep Other | E3 | RVT BC Ratio | 0 | 0 | 0 | 0 | 0 | 0 | 0 | 0 | 0 | 0 | 0 | 0 | 0 | 0 | 0 | 0 | 0 | 0 | 0 | 0 | 0 | 0 | 0 | 0 | 0 | 0 | 0
F4_Commercial_College (WA)_New_Food Preparation_Natural Gas_Food Prep Other_E4 | F4 | Commercial | College (WA) | New | Food Preparation | Natural Gas | Food Prep Other | E4 | RVT BC Ratio | 0 | 0 | 0 | 0 | 0 | 0 | 0 | 0 | 0 | 0 | 0 | 0 | 0 | 0 | 0 | 0 | 0 | 0 | 0 | 0 | 0 | 0 | 0 | 0 | 0 | 0 | 0
F4_Commercial_College (WA)_New_Food Preparation_Natural Gas_Food Prep Other_E5 | F4 | Commercial | College (WA) | New | Food Preparation | Natural Gas | Food Prep Other | E5 | RVT BC Ratio | 0 | 0 | 0 | 0 | 0 | 0 | 0 | 0 | 0 | 0 | 0 | 0 | 0 | 0 | 0 | 0 | 0 | 0 | 0 | 0 | 0 | 0 | 0 | 0 | 0 | 0 | 0
F4_Commercial_College (WA)_New_Food Preparation_Natural Gas_Food Prep Other_E6 | F4 | Commercial | College (WA) | New | Food Preparation | Natural Gas | Food Prep Other | E6 | RVT BC Ratio | 0 | 0 | 0 | 0 | 0 | 0 | 0 | 0 | 0 | 0 | 0 | 0 | 0 | 0 | 0 | 0 | 0 | 0 | 0 | 0 | 0 | 0 | 0 | 0 | 0 | 0 | 0
F4_Commercial_College (WA)_New_Food Preparation_Natural Gas_Food Prep Other_E7 | F4 | Commercial | College (WA) | New | Food Preparation | Natural Gas | Food Prep Other | E7 | RVT BC Ratio | 0 | 0 | 0 | 0 | 0 | 0 | 0 | 0 | 0 | 0 | 0 | 0 | 0 | 0 | 0 | 0 | 0 | 0 | 0 | 0 | 0 | 0 | 0 | 0 | 0 | 0 | 0
F4_Commercial_College (WA)_New_Food Preparation_Natural Gas_Food Prep Other_E8 | F4 | Commercial | College (WA) | New | Food Preparation | Natural Gas | Food Prep Other | E8 | RVT BC Ratio | 0 | 0 | 0 | 0 | 0 | 0 | 0 | 0 | 0 | 0 | 0 | 0 | 0 | 0 | 0 | 0 | 0 | 0 | 0 | 0 | 0 | 0 | 0 | 0 | 0 | 0 | 0
F4_Commercial_College (WA)_New_Food Preparation_Natural Gas_Food Prep Other_E9 | F4 | Commercial | College (WA) | New | Food Preparation | Natural Gas | Food Prep Other | E9 | RVT BC Ratio | 0 | 0 | 0 | 0 | 0 | 0 | 0 | 0 | 0 | 0 | 0 | 0 | 0 | 0 | 0 | 0 | 0 | 0 | 0 | 0 | 0 | 0 | 0 | 0 | 0 | 0 | 0
F4_Commercial_College (WA)_New_Food Preparation_Natural Gas_Food Prep Other_E10 | F4 | Commercial | College (WA) | New | Food Preparation | Natural Gas | Food Prep Other | E10 | RVT BC Ratio | 0 | 0 | 0 | 0 | 0 | 0 | 0 | 0 | 0 | 0 | 0 | 0 | 0 | 0 | 0 | 0 | 0 | 0 | 0 | 0 | 0 | 0 | 0 | 0 | 0 | 0 | 0
F5_Commercial_College (WA)_New_Food Preparation_Natural Gas_Food Prep Other_E1 | F5 | Commercial | College (WA) | New | Food Preparation | Natural Gas | Food Prep Other | E1 | RIM BC Ratio | [24 empty] | 1 | 1 | 1 | bar: 2019 to 2042
F5_Commercial_College (WA)_New_Food Preparation_Natural Gas_Food Prep Other_E2 | F5 | Commercial | College (WA) | New | Food Preparation | Natural Gas | Food Prep Other | E2 | RIM BC Ratio | 0.64634 | 0.6529 | 0.66125 | 0.67042 | 0.68036 | 0.69145 | 0.70267 | 0.71382 | 0.72485 | 0.73641 | 0.74121 | 0.74608 | 0.75162 | 0.75753 | 0.7631 | 0.76855 | 0.77386 | 0.77928 | 0.78503 | 0.7909 | 0.79705 | 0.7993 | 0.80152 | 0.80374 | 0.80594 | 0.80811 | 0.81025
F5_Commercial_College (WA)_New_Food Preparation_Natural Gas_Food Prep Other_E3 | F5 | Commercial | College (WA) | New | Food Preparation | Natural Gas | Food Prep Other | E3 | RIM BC Ratio | 0 | 0 | 0 | 0 | 0 | 0 | 0 | 0 | 0 | 0 | 0 | 0 | 0 | 0 | 0 | 0 | 0 | 0 | 0 | 0 | 0 | 0 | 0 | 0 | 0 | 0 | 0
F5_Commercial_College (WA)_New_Food Preparation_Natural Gas_Food Prep Other_E4 | F5 | Commercial | College (WA) | New | Food Preparation | Natural Gas | Food Prep Other | E4 | RIM BC Ratio | 0 | 0 | 0 | 0 | 0 | 0 | 0 | 0 | 0 | 0 | 0 | 0 | 0 | 0 | 0 | 0 | 0 | 0 | 0 | 0 | 0 | 0 | 0 | 0 | 0 | 0 | 0
F5_Commercial_College (WA)_New_Food Preparation_Natural Gas_Food Prep Other_E5 | F5 | Commercial | College (WA) | New | Food Preparation | Natural Gas | Food Prep Other | E5 | RIM BC Ratio | 0 | 0 | 0 | 0 | 0 | 0 | 0 | 0 | 0 | 0 | 0 | 0 | 0 | 0 | 0 | 0 | 0 | 0 | 0 | 0 | 0 | 0 | 0 | 0 | 0 | 0 | 0
F5_Commercial_College (WA)_New_Food Preparation_Natural Gas_Food Prep Other_E6 | F5 | Commercial | College (WA) | New | Food Preparation | Natural Gas | Food Prep Other | E6 | RIM BC Ratio | 0 | 0 | 0 | 0 | 0 | 0 | 0 | 0 | 0 | 0 | 0 | 0 | 0 | 0 | 0 | 0 | 0 | 0 | 0 | 0 | 0 | 0 | 0 | 0 | 0 | 0 | 0
F5_Commercial_College (WA)_New_Food Preparation_Natural Gas_Food Prep Other_E7 | F5 | Commercial | College (WA) | New | Food Preparation | Natural Gas | Food Prep Other | E7 | RIM BC Ratio | 0 | 0 | 0 | 0 | 0 | 0 | 0 | 0 | 0 | 0 | 0 | 0 | 0 | 0 | 0 | 0 | 0 | 0 | 0 | 0 | 0 | 0 | 0 | 0 | 0 | 0 | 0
F5_Commercial_College (WA)_New_Food Preparation_Natural Gas_Food Prep Other_E8 | F5 | Commercial | College (WA) | New | Food Preparation | Natural Gas | Food Prep Other | E8 | RIM BC Ratio | 0 | 0 | 0 | 0 | 0 | 0 | 0 | 0 | 0 | 0 | 0 | 0 | 0 | 0 | 0 | 0 | 0 | 0 | 0 | 0 | 0 | 0 | 0 | 0 | 0 | 0 | 0
F5_Commercial_College (WA)_New_Food Preparation_Natural Gas_Food Prep Other_E9 | F5 | Commercial | College (WA) | New | Food Preparation | Natural Gas | Food Prep Other | E9 | RIM BC Ratio | 0 | 0 | 0 | 0 | 0 | 0 | 0 | 0 | 0 | 0 | 0 | 0 | 0 | 0 | 0 | 0 | 0 | 0 | 0 | 0 | 0 | 0 | 0 | 0 | 0 | 0 | 0
F5_Commercial_College (WA)_New_Food Preparation_Natural Gas_Food Prep Other_E10 | F5 | Commercial | College (WA) | New | Food Preparation | Natural Gas | Food Prep Other | E10 | RIM BC Ratio | 0 | 0 | 0 | 0 | 0 | 0 | 0 | 0 | 0 | 0 | 0 | 0 | 0 | 0 | 0 | 0 | 0 | 0 | 0 | 0 | 0 | 0 | 0 | 0 | 0 | 0 | 0
F0_Commercial_College (WA)_New_Miscellaneous_Natural Gas_Pool Heater_E0 | F0 | Commercial | College (WA) | New | Miscellaneous | Natural Gas | Pool Heater | E0 | Economic Unit | Condensing (EF .90) | Condensing (EF .90) | Condensing (EF .90) | Condensing (EF .90) | Condensing (EF .90) | Condensing (EF .90) | Condensing (EF .90) | Condensing (EF .90) | Condensing (EF .90) | Condensing (EF .90) | Condensing (EF .90) | Condensing (EF .90) | Condensing (EF .90) | Condensing (EF .90) | Condensing (EF .90) | Condensing (EF .90) | Condensing (EF .90) | Condensing (EF .90) | Condensing (EF .90) | Condensing (EF .90) | Condensing (EF .90) | Condensing (EF .90) | Condensing (EF .90) | Condensing (EF .90) | Condensing (EF .90) | Condensing (EF .90) | Condensing (EF .90)
F1_Commercial_College (WA)_New_Miscellaneous_Natural Gas_Pool Heater_E1 | F1 | Commercial | College (WA) | New | Miscellaneous | Natural Gas | Pool Heater | E1 | CCE | 0 | 0 | 0 | 0 | 0 | 0 | 0 | 0 | 0 | 0 | 0 | 0 | 0 | 0 | 0 | 0 | 0 | 0 | 0 | 0 | 0 | 0 | 0 | 0 | 0 | 0 | 0
F1_Commercial_College (WA)_New_Miscellaneous_Natural Gas_Pool Heater_E2 | F1 | Commercial | College (WA) | New | Miscellaneous | Natural Gas | Pool Heater | E2 | CCE | 0.0001637 | 0.0001637 | 0.0001637 | 0.0001637 | 0.0001637 | 0.0001637 | 0.0001637 | 0.0001637 | 0.0001637 | 0.0001637 | 0.0001637 | 0.0001637 | 0.0001637 | 0.0001637 | 0.0001637 | 0.0001637 | 0.0001637 | 0.0001637 | 0.0001637 | 0.0001637 | 0.0001637 | 0.0001637 | 0.0001637 | 0.0001637 | 0.0001637 | 0.0001637 | 0.0001637
F1_Commercial_College (WA)_New_Miscellaneous_Natural Gas_Pool Heater_E3 | F1 | Commercial | College (WA) | New | Miscellaneous | Natural Gas | Pool Heater | E3 | CCE | 0 | 0 | 0 | 0 | 0 | 0 | 0 | 0 | 0 | 0 | 0 | 0 | 0 | 0 | 0 | 0 | 0 | 0 | 0 | 0 | 0 | 0 | 0 | 0 | 0 | 0 | 0
F1_Commercial_College (WA)_New_Miscellaneous_Natural Gas_Pool Heater_E4 | F1 | Commercial | College (WA) | New | Miscellaneous | Natural Gas | Pool Heater | E4 | CCE | 0 | 0 | 0 | 0 | 0 | 0 | 0 | 0 | 0 | 0 | 0 | 0 | 0 | 0 | 0 | 0 | 0 | 0 | 0 | 0 | 0 | 0 | 0 | 0 | 0 | 0 | 0
F1_Commercial_College (WA)_New_Miscellaneous_Natural Gas_Pool Heater_E5 | F1 | Commercial | College (WA) | New | Miscellaneous | Natural Gas | Pool Heater | E5 | CCE | 0 | 0 | 0 | 0 | 0 | 0 | 0 | 0 | 0 | 0 | 0 | 0 | 0 | 0 | 0 | 0 | 0 | 0 | 0 | 0 | 0 | 0 | 0 | 0 | 0 | 0 | 0
F1_Commercial_College (WA)_New_Miscellaneous_Natural Gas_Pool Heater_E6 | F1 | Commercial | College (WA) | New | Miscellaneous | Natural Gas | Pool Heater | E6 | CCE | 0 | 0 | 0 | 0 | 0 | 0 | 0 | 0 | 0 | 0 | 0 | 0 | 0 | 0 | 0 | 0 | 0 | 0 | 0 | 0 | 0 | 0 | 0 | 0 | 0 | 0 | 0
F1_Commercial_College (WA)_New_Miscellaneous_Natural Gas_Pool Heater_E7 | F1 | Commercial | College (WA) | New | Miscellaneous | Natural Gas | Pool Heater | E7 | CCE | 0 | 0 | 0 | 0 | 0 | 0 | 0 | 0 | 0 | 0 | 0 | 0 | 0 | 0 | 0 | 0 | 0 | 0 | 0 | 0 | 0 | 0 | 0 | 0 | 0 | 0 | 0
F1_Commercial_College (WA)_New_Miscellaneous_Natural Gas_Pool Heater_E8 | F1 | Commercial | College (WA) | New | Miscellaneous | Natural Gas | Pool Heater | E8 | CCE | 0 | 0 | 0 | 0 | 0 | 0 | 0 | 0 | 0 | 0 | 0 | 0 | 0 | 0 | 0 | 0 | 0 | 0 | 0 | 0 | 0 | 0 | 0 | 0 | 0 | 0 | 0
F1_Commercial_College (WA)_New_Miscellaneous_Natural Gas_Pool Heater_E9 | F1 | Commercial | College (WA) | New | Miscellaneous | Natural Gas | Pool Heater | E9 | CCE | 0 | 0 | 0 | 0 | 0 | 0 | 0 | 0 | 0 | 0 | 0 | 0 | 0 | 0 | 0 | 0 | 0 | 0 | 0 | 0 | 0 | 0 | 0 | 0 | 0 | 0 | 0
F1_Commercial_College (WA)_New_Miscellaneous_Natural Gas_Pool Heater_E10 | F1 | Commercial | College (WA) | New | Miscellaneous | Natural Gas | Pool Heater | E10 | CCE | 0 | 0 | 0 | 0 | 0 | 0 | 0 | 0 | 0 | 0 | 0 | 0 | 0 | 0 | 0 | 0 | 0 | 0 | 0 | 0 | 0 | 0 | 0 | 0 | 0 | 0 | 0
F2_Commercial_College (WA)_New_Miscellaneous_Natural Gas_Pool Heater_E1 | F2 | Commercial | College (WA) | New | Miscellaneous | Natural Gas | Pool Heater | E1 | TRC BC Ratio | [24 empty] | 1 | 1 | 1 | bar: 2019 to 2042
F2_Commercial_College (WA)_New_Miscellaneous_Natural Gas_Pool Heater_E2 | F2 | Commercial | College (WA) | New | Miscellaneous | Natural Gas | Pool Heater | E2 | TRC BC Ratio | 20.214 | 20.3673 | 20.697 | 21.2302 | 21.9653 | 23.0331 | 24.2039 | 25.3783 | 26.5151 | 27.7309 | 28.6484 | 29.5092 | 30.4824 | 31.4215 | 32.2082 | 32.9138 | 33.4912 | 34.044 | 34.6553 | 35.2306 | 35.8258 | 36.4549 | 37.0872 | 37.7461 | 38.4167 | 39.0992 | 39.7938
F2_Commercial_College (WA)_New_Miscellaneous_Natural Gas_Pool Heater_E3 | F2 | Commercial | College (WA) | New | Miscellaneous | Natural Gas | Pool Heater | E3 | TRC BC Ratio | 0 | 0 | 0 | 0 | 0 | 0 | 0 | 0 | 0 | 0 | 0 | 0 | 0 | 0 | 0 | 0 | 0 | 0 | 0 | 0 | 0 | 0 | 0 | 0 | 0 | 0 | 0
F2_Commercial_College (WA)_New_Miscellaneous_Natural Gas_Pool Heater_E4 | F2 | Commercial | College (WA) | New | Miscellaneous | Natural Gas | Pool Heater | E4 | TRC BC Ratio | 0 | 0 | 0 | 0 | 0 | 0 | 0 | 0 | 0 | 0 | 0 | 0 | 0 | 0 | 0 | 0 | 0 | 0 | 0 | 0 | 0 | 0 | 0 | 0 | 0 | 0 | 0
F2_Commercial_College (WA)_New_Miscellaneous_Natural Gas_Pool Heater_E5 | F2 | Commercial | College (WA) | New | Miscellaneous | Natural Gas | Pool Heater | E5 | TRC BC Ratio | 0 | 0 | 0 | 0 | 0 | 0 | 0 | 0 | 0 | 0 | 0 | 0 | 0 | 0 | 0 | 0 | 0 | 0 | 0 | 0 | 0 | 0 | 0 | 0 | 0 | 0 | 0
F2_Commercial_College (WA)_New_Miscellaneous_Natural Gas_Pool Heater_E6 | F2 | Commercial | College (WA) | New | Miscellaneous | Natural Gas | Pool Heater | E6 | TRC BC Ratio | 0 | 0 | 0 | 0 | 0 | 0 | 0 | 0 | 0 | 0 | 0 | 0 | 0 | 0 | 0 | 0 | 0 | 0 | 0 | 0 | 0 | 0 | 0 | 0 | 0 | 0 | 0
F2_Commercial_College (WA)_New_Miscellaneous_Natural Gas_Pool Heater_E7 | F2 | Commercial | College (WA) | New | Miscellaneous | Natural Gas | Pool Heater | E7 | TRC BC Ratio | 0 | 0 | 0 | 0 | 0 | 0 | 0 | 0 | 0 | 0 | 0 | 0 | 0 | 0 | 0 | 0 | 0 | 0 | 0 | 0 | 0 | 0 | 0 | 0 | 0 | 0 | 0
F2_Commercial_College (WA)_New_Miscellaneous_Natural Gas_Pool Heater_E8 | F2 | Commercial | College (WA) | New | Miscellaneous | Natural Gas | Pool Heater | E8 | TRC BC Ratio | 0 | 0 | 0 | 0 | 0 | 0 | 0 | 0 | 0 | 0 | 0 | 0 | 0 | 0 | 0 | 0 | 0 | 0 | 0 | 0 | 0 | 0 | 0 | 0 | 0 | 0 | 0
F2_Commercial_College (WA)_New_Miscellaneous_Natural Gas_Pool Heater_E9 | F2 | Commercial | College (WA) | New | Miscellaneous | Natural Gas | Pool Heater | E9 | TRC BC Ratio | 0 | 0 | 0 | 0 | 0 | 0 | 0 | 0 | 0 | 0 | 0 | 0 | 0 | 0 | 0 | 0 | 0 | 0 | 0 | 0 | 0 | 0 | 0 | 0 | 0 | 0 | 0
F2_Commercial_College (WA)_New_Miscellaneous_Natural Gas_Pool Heater_E10 | F2 | Commercial | College (WA) | New | Miscellaneous | Natural Gas | Pool Heater | E10 | TRC BC Ratio | 0 | 0 | 0 | 0 | 0 | 0 | 0 | 0 | 0 | 0 | 0 | 0 | 0 | 0 | 0 | 0 | 0 | 0 | 0 | 0 | 0 | 0 | 0 | 0 | 0 | 0 | 0
F3_Commercial_College (WA)_New_Miscellaneous_Natural Gas_Pool Heater_E1 | F3 | Commercial | College (WA) | New | Miscellaneous | Natural Gas | Pool Heater | E1 | PACT BC Ratio | [24 empty] | 1 | 1 | 1 | bar: 2019 to 2042
F3_Commercial_College (WA)_New_Miscellaneous_Natural Gas_Pool Heater_E2 | F3 | Commercial | College (WA) | New | Miscellaneous | Natural Gas | Pool Heater | E2 | PACT BC Ratio | 50.154 | 50.5346 | 51.3525 | 52.6755 | 54.4994 | 57.1487 | 60.0538 | 62.9675 | 65.7881 | 68.8047 | 71.0811 | 73.2171 | 75.6317 | 77.9616 | 79.9137 | 81.6643 | 83.097 | 84.4685 | 85.9853 | 87.4126 | 88.8896 | 90.4503 | 92.0192 | 93.654 | 95.3179 | 97.0113 | 98.7348
F3_Commercial_College (WA)_New_Miscellaneous_Natural Gas_Pool Heater_E3 | F3 | Commercial | College (WA) | New | Miscellaneous | Natural Gas | Pool Heater | E3 | PACT BC Ratio | 0 | 0 | 0 | 0 | 0 | 0 | 0 | 0 | 0 | 0 | 0 | 0 | 0 | 0 | 0 | 0 | 0 | 0 | 0 | 0 | 0 | 0 | 0 | 0 | 0 | 0 | 0
F3_Commercial_College (WA)_New_Miscellaneous_Natural Gas_Pool Heater_E4 | F3 | Commercial | College (WA) | New | Miscellaneous | Natural Gas | Pool Heater | E4 | PACT BC Ratio | 0 | 0 | 0 | 0 | 0 | 0 | 0 | 0 | 0 | 0 | 0 | 0 | 0 | 0 | 0 | 0 | 0 | 0 | 0 | 0 | 0 | 0 | 0 | 0 | 0 | 0 | 0
F3_Commercial_College (WA)_New_Miscellaneous_Natural Gas_Pool Heater_E5 | F3 | Commercial | College (WA) | New | Miscellaneous | Natural Gas | Pool Heater | E5 | PACT BC Ratio | 0 | 0 | 0 | 0 | 0 | 0 | 0 | 0 | 0 | 0 | 0 | 0 | 0 | 0 | 0 | 0 | 0 | 0 | 0 | 0 | 0 | 0 | 0 | 0 | 0 | 0 | 0
F3_Commercial_College (WA)_New_Miscellaneous_Natural Gas_Pool Heater_E6 | F3 | Commercial | College (WA) | New | Miscellaneous | Natural Gas | Pool Heater | E6 | PACT BC Ratio | 0 | 0 | 0 | 0 | 0 | 0 | 0 | 0 | 0 | 0 | 0 | 0 | 0 | 0 | 0 | 0 | 0 | 0 | 0 | 0 | 0 | 0 | 0 | 0 | 0 | 0 | 0
F3_Commercial_College (WA)_New_Miscellaneous_Natural Gas_Pool Heater_E7 | F3 | Commercial | College (WA) | New | Miscellaneous | Natural Gas | Pool Heater | E7 | PACT BC Ratio | 0 | 0 | 0 | 0 | 0 | 0 | 0 | 0 | 0 | 0 | 0 | 0 | 0 | 0 | 0 | 0 | 0 | 0 | 0 | 0 | 0 | 0 | 0 | 0 | 0 | 0 | 0
F3_Commercial_College (WA)_New_Miscellaneous_Natural Gas_Pool Heater_E8 | F3 | Commercial | College (WA) | New | Miscellaneous | Natural Gas | Pool Heater | E8 | PACT BC Ratio | 0 | 0 | 0 | 0 | 0 | 0 | 0 | 0 | 0 | 0 | 0 | 0 | 0 | 0 | 0 | 0 | 0 | 0 | 0 | 0 | 0 | 0 | 0 | 0 | 0 | 0 | 0
F3_Commercial_College (WA)_New_Miscellaneous_Natural Gas_Pool Heater_E9 | F3 | Commercial | College (WA) | New | Miscellaneous | Natural Gas | Pool Heater | E9 | PACT BC Ratio | 0 | 0 | 0 | 0 | 0 | 0 | 0 | 0 | 0 | 0 | 0 | 0 | 0 | 0 | 0 | 0 | 0 | 0 | 0 | 0 | 0 | 0 | 0 | 0 | 0 | 0 | 0
F3_Commercial_College (WA)_New_Miscellaneous_Natural Gas_Pool Heater_E10 | F3 | Commercial | College (WA) | New | Miscellaneous | Natural Gas | Pool Heater | E10 | PACT BC Ratio | 0 | 0 | 0 | 0 | 0 | 0 | 0 | 0 | 0 | 0 | 0 | 0 | 0 | 0 | 0 | 0 | 0 | 0 | 0 | 0 | 0 | 0 | 0 | 0 | 0 | 0 | 0
F4_Commercial_College (WA)_New_Miscellaneous_Natural Gas_Pool Heater_E1 | F4 | Commercial | College (WA) | New | Miscellaneous | Natural Gas | Pool Heater | E1 | RVT BC Ratio | [24 empty] | 1 | 1 | 1 | bar: 2019 to 2042
F4_Commercial_College (WA)_New_Miscellaneous_Natural Gas_Pool Heater_E2 | F4 | Commercial | College (WA) | New | Miscellaneous | Natural Gas | Pool Heater | E2 | RVT BC Ratio | 29.3918 | 29.6126 | 30.0113 | 30.6131 | 31.403 | 32.5533 | 33.7142 | 34.828 | 35.8321 | 36.8884 | 38.0995 | 39.2358 | 40.5205 | 41.709 | 42.6376 | 43.3913 | 43.8984 | 44.2848 | 44.7193 | 45.0753 | 45.4242 | 46.2168 | 47.0135 | 47.8437 | 48.6887 | 49.5486 | 50.4239
F4_Commercial_College (WA)_New_Miscellaneous_Natural Gas_Pool Heater_E3 | F4 | Commercial | College (WA) | New | Miscellaneous | Natural Gas | Pool Heater | E3 | RVT BC Ratio | 0 | 0 | 0 | 0 | 0 | 0 | 0 | 0 | 0 | 0 | 0 | 0 | 0 | 0 | 0 | 0 | 0 | 0 | 0 | 0 | 0 | 0 | 0 | 0 | 0 | 0 | 0
F4_Commercial_College (WA)_New_Miscellaneous_Natural Gas_Pool Heater_E4 | F4 | Commercial | College (WA) | New | Miscellaneous | Natural Gas | Pool Heater | E4 | RVT BC Ratio | 0 | 0 | 0 | 0 | 0 | 0 | 0 | 0 | 0 | 0 | 0 | 0 | 0 | 0 | 0 | 0 | 0 | 0 | 0 | 0 | 0 | 0 | 0 | 0 | 0 | 0 | 0
F4_Commercial_College (WA)_New_Miscellaneous_Natural Gas_Pool Heater_E5 | F4 | Commercial | College (WA) | New | Miscellaneous | Natural Gas | Pool Heater | E5 | RVT BC Ratio | 0 | 0 | 0 | 0 | 0 | 0 | 0 | 0 | 0 | 0 | 0 | 0 | 0 | 0 | 0 | 0 | 0 | 0 | 0 | 0 | 0 | 0 | 0 | 0 | 0 | 0 | 0
F4_Commercial_College (WA)_New_Miscellaneous_Natural Gas_Pool Heater_E6 | F4 | Commercial | College (WA) | New | Miscellaneous | Natural Gas | Pool Heater | E6 | RVT BC Ratio | 0 | 0 | 0 | 0 | 0 | 0 | 0 | 0 | 0 | 0 | 0 | 0 | 0 | 0 | 0 | 0 | 0 | 0 | 0 | 0 | 0 | 0 | 0 | 0 | 0 | 0 | 0
F4_Commercial_College (WA)_New_Miscellaneous_Natural Gas_Pool Heater_E7 | F4 | Commercial | College (WA) | New | Miscellaneous | Natural Gas | Pool Heater | E7 | RVT BC Ratio | 0 | 0 | 0 | 0 | 0 | 0 | 0 | 0 | 0 | 0 | 0 | 0 | 0 | 0 | 0 | 0 | 0 | 0 | 0 | 0 | 0 | 0 | 0 | 0 | 0 | 0 | 0
F4_Commercial_College (WA)_New_Miscellaneous_Natural Gas_Pool Heater_E8 | F4 | Commercial | College (WA) | New | Miscellaneous | Natural Gas | Pool Heater | E8 | RVT BC Ratio | 0 | 0 | 0 | 0 | 0 | 0 | 0 | 0 | 0 | 0 | 0 | 0 | 0 | 0 | 0 | 0 | 0 | 0 | 0 | 0 | 0 | 0 | 0 | 0 | 0 | 0 | 0
F4_Commercial_College (WA)_New_Miscellaneous_Natural Gas_Pool Heater_E9 | F4 | Commercial | College (WA) | New | Miscellaneous | Natural Gas | Pool Heater | E9 | RVT BC Ratio | 0 | 0 | 0 | 0 | 0 | 0 | 0 | 0 | 0 | 0 | 0 | 0 | 0 | 0 | 0 | 0 | 0 | 0 | 0 | 0 | 0 | 0 | 0 | 0 | 0 | 0 | 0
F4_Commercial_College (WA)_New_Miscellaneous_Natural Gas_Pool Heater_E10 | F4 | Commercial | College (WA) | New | Miscellaneous | Natural Gas | Pool Heater | E10 | RVT BC Ratio | 0 | 0 | 0 | 0 | 0 | 0 | 0 | 0 | 0 | 0 | 0 | 0 | 0 | 0 | 0 | 0 | 0 | 0 | 0 | 0 | 0 | 0 | 0 | 0 | 0 | 0 | 0
F5_Commercial_College (WA)_New_Miscellaneous_Natural Gas_Pool Heater_E1 | F5 | Commercial | College (WA) | New | Miscellaneous | Natural Gas | Pool Heater | E1 | RIM BC Ratio | [24 empty] | 1 | 1 | 1 | bar: 2019 to 2042
F5_Commercial_College (WA)_New_Miscellaneous_Natural Gas_Pool Heater_E2 | F5 | Commercial | College (WA) | New | Miscellaneous | Natural Gas | Pool Heater | E2 | RIM BC Ratio | 0.81971 | 0.81981 | 0.82209 | 0.8268 | 0.83405 | 0.84387 | 0.85642 | 0.86942 | 0.88305 | 0.89724 | 0.89761 | 0.89794 | 0.89829 | 0.89971 | 0.90224 | 0.90606 | 0.91136 | 0.91835 | 0.9258 | 0.93377 | 0.94229 | 0.94246 | 0.94262 | 0.94279 | 0.94296 | 0.94312 | 0.94328
F5_Commercial_College (WA)_New_Miscellaneous_Natural Gas_Pool Heater_E3 | F5 | Commercial | College (WA) | New | Miscellaneous | Natural Gas | Pool Heater | E3 | RIM BC Ratio | 0 | 0 | 0 | 0 | 0 | 0 | 0 | 0 | 0 | 0 | 0 | 0 | 0 | 0 | 0 | 0 | 0 | 0 | 0 | 0 | 0 | 0 | 0 | 0 | 0 | 0 | 0
F5_Commercial_College (WA)_New_Miscellaneous_Natural Gas_Pool Heater_E4 | F5 | Commercial | College (WA) | New | Miscellaneous | Natural Gas | Pool Heater | E4 | RIM BC Ratio | 0 | 0 | 0 | 0 | 0 | 0 | 0 | 0 | 0 | 0 | 0 | 0 | 0 | 0 | 0 | 0 | 0 | 0 | 0 | 0 | 0 | 0 | 0 | 0 | 0 | 0 | 0
F5_Commercial_College (WA)_New_Miscellaneous_Natural Gas_Pool Heater_E5 | F5 | Commercial | College (WA) | New | Miscellaneous | Natural Gas | Pool Heater | E5 | RIM BC Ratio | 0 | 0 | 0 | 0 | 0 | 0 | 0 | 0 | 0 | 0 | 0 | 0 | 0 | 0 | 0 | 0 | 0 | 0 | 0 | 0 | 0 | 0 | 0 | 0 | 0 | 0 | 0
F5_Commercial_College (WA)_New_Miscellaneous_Natural Gas_Pool Heater_E6 | F5 | Commercial | College (WA) | New | Miscellaneous | Natural Gas | Pool Heater | E6 | RIM BC Ratio | 0 | 0 | 0 | 0 | 0 | 0 | 0 | 0 | 0 | 0 | 0 | 0 | 0 | 0 | 0 | 0 | 0 | 0 | 0 | 0 | 0 | 0 | 0 | 0 | 0 | 0 | 0
F5_Commercial_College (WA)_New_Miscellaneous_Natural Gas_Pool Heater_E7 | F5 | Commercial | College (WA) | New | Miscellaneous | Natural Gas | Pool Heater | E7 | RIM BC Ratio | 0 | 0 | 0 | 0 | 0 | 0 | 0 | 0 | 0 | 0 | 0 | 0 | 0 | 0 | 0 | 0 | 0 | 0 | 0 | 0 | 0 | 0 | 0 | 0 | 0 | 0 | 0
F5_Commercial_College (WA)_New_Miscellaneous_Natural Gas_Pool Heater_E8 | F5 | Commercial | College (WA) | New | Miscellaneous | Natural Gas | Pool Heater | E8 | RIM BC Ratio | 0 | 0 | 0 | 0 | 0 | 0 | 0 | 0 | 0 | 0 | 0 | 0 | 0 | 0 | 0 | 0 | 0 | 0 | 0 | 0 | 0 | 0 | 0 | 0 | 0 | 0 | 0
F5_Commercial_College (WA)_New_Miscellaneous_Natural Gas_Pool Heater_E9 | F5 | Commercial | College (WA) | New | Miscellaneous | Natural Gas | Pool Heater | E9 | RIM BC Ratio | 0 | 0 | 0 | 0 | 0 | 0 | 0 | 0 | 0 | 0 | 0 | 0 | 0 | 0 | 0 | 0 | 0 | 0 | 0 | 0 | 0 | 0 | 0 | 0 | 0 | 0 | 0
F5_Commercial_College (WA)_New_Miscellaneous_Natural Gas_Pool Heater_E10 | F5 | Commercial | College (WA) | New | Miscellaneous | Natural Gas | Pool Heater | E10 | RIM BC Ratio | 0 | 0 | 0 | 0 | 0 | 0 | 0 | 0 | 0 | 0 | 0 | 0 | 0 | 0 | 0 | 0 | 0 | 0 | 0 | 0 | 0 | 0 | 0 | 0 | 0 | 0 | 0
F0_Commercial_College (WA)_New_Miscellaneous_Natural Gas_Miscellaneous_E0 | F0 | Commercial | College (WA) | New | Miscellaneous | Natural Gas | Miscellaneous | E0 | Economic Unit | Standard | Standard | Standard | Standard | Standard | Standard | Standard | Standard | Standard | Standard | Standard | Standard | Standard | Standard | Standard | Standard | Standard | Standard | Standard | Standard | Standard | Standard | Standard | Standard | Standard | Standard | Standard
F1_Commercial_College (WA)_New_Miscellaneous_Natural Gas_Miscellaneous_E1 | F1 | Commercial | College (WA) | New | Miscellaneous | Natural Gas | Miscellaneous | E1 | CCE | 0 | 0 | 0 | 0 | 0 | 0 | 0 | 0 | 0 | 0 | 0 | 0 | 0 | 0 | 0 | 0 | 0 | 0 | 0 | 0 | 0 | 0 | 0 | 0 | 0 | 0 | 0
F1_Commercial_College (WA)_New_Miscellaneous_Natural Gas_Miscellaneous_E2 | F1 | Commercial | College (WA) | New | Miscellaneous | Natural Gas | Miscellaneous | E2 | CCE | 0 | 0 | 0 | 0 | 0 | 0 | 0 | 0 | 0 | 0 | 0 | 0 | 0 | 0 | 0 | 0 | 0 | 0 | 0 | 0 | 0 | 0 | 0 | 0 | 0 | 0 | 0
F1_Commercial_College (WA)_New_Miscellaneous_Natural Gas_Miscellaneous_E3 | F1 | Commercial | College (WA) | New | Miscellaneous | Natural Gas | Miscellaneous | E3 | CCE | 0 | 0 | 0 | 0 | 0 | 0 | 0 | 0 | 0 | 0 | 0 | 0 | 0 | 0 | 0 | 0 | 0 | 0 | 0 | 0 | 0 | 0 | 0 | 0 | 0 | 0 | 0
F1_Commercial_College (WA)_New_Miscellaneous_Natural Gas_Miscellaneous_E4 | F1 | Commercial | College (WA) | New | Miscellaneous | Natural Gas | Miscellaneous | E4 | CCE | 0 | 0 | 0 | 0 | 0 | 0 | 0 | 0 | 0 | 0 | 0 | 0 | 0 | 0 | 0 | 0 | 0 | 0 | 0 | 0 | 0 | 0 | 0 | 0 | 0 | 0 | 0
F1_Commercial_College (WA)_New_Miscellaneous_Natural Gas_Miscellaneous_E5 | F1 | Commercial | College (WA) | New | Miscellaneous | Natural Gas | Miscellaneous | E5 | CCE | 0 | 0 | 0 | 0 | 0 | 0 | 0 | 0 | 0 | 0 | 0 | 0 | 0 | 0 | 0 | 0 | 0 | 0 | 0 | 0 | 0 | 0 | 0 | 0 | 0 | 0 | 0
F1_Commercial_College (WA)_New_Miscellaneous_Natural Gas_Miscellaneous_E6 | F1 | Commercial | College (WA) | New | Miscellaneous | Natural Gas | Miscellaneous | E6 | CCE | 0 | 0 | 0 | 0 | 0 | 0 | 0 | 0 | 0 | 0 | 0 | 0 | 0 | 0 | 0 | 0 | 0 | 0 | 0 | 0 | 0 | 0 | 0 | 0 | 0 | 0 | 0
F1_Commercial_College (WA)_New_Miscellaneous_Natural Gas_Miscellaneous_E7 | F1 | Commercial | College (WA) | New | Miscellaneous | Natural Gas | Miscellaneous | E7 | CCE | 0 | 0 | 0 | 0 | 0 | 0 | 0 | 0 | 0 | 0 | 0 | 0 | 0 | 0 | 0 | 0 | 0 | 0 | 0 | 0 | 0 | 0 | 0 | 0 | 0 | 0 | 0
F1_Commercial_College (WA)_New_Miscellaneous_Natural Gas_Miscellaneous_E8 | F1 | Commercial | College (WA) | New | Miscellaneous | Natural Gas | Miscellaneous | E8 | CCE | 0 | 0 | 0 | 0 | 0 | 0 | 0 | 0 | 0 | 0 | 0 | 0 | 0 | 0 | 0 | 0 | 0 | 0 | 0 | 0 | 0 | 0 | 0 | 0 | 0 | 0 | 0
F1_Commercial_College (WA)_New_Miscellaneous_Natural Gas_Miscellaneous_E9 | F1 | Commercial | College (WA) | New | Miscellaneous | Natural Gas | Miscellaneous | E9 | CCE | 0 | 0 | 0 | 0 | 0 | 0 | 0 | 0 | 0 | 0 | 0 | 0 | 0 | 0 | 0 | 0 | 0 | 0 | 0 | 0 | 0 | 0 | 0 | 0 | 0 | 0 | 0
F1_Commercial_College (WA)_New_Miscellaneous_Natural Gas_Miscellaneous_E10 | F1 | Commercial | College (WA) | New | Miscellaneous | Natural Gas | Miscellaneous | E10 | CCE | 0 | 0 | 0 | 0 | 0 | 0 | 0 | 0 | 0 | 0 | 0 | 0 | 0 | 0 | 0 | 0 | 0 | 0 | 0 | 0 | 0 | 0 | 0 | 0 | 0 | 0 | 0
F2_Commercial_College (WA)_New_Miscellaneous_Natural Gas_Miscellaneous_E1 | F2 | Commercial | College (WA) | New | Miscellaneous | Natural Gas | Miscellaneous | E1 | TRC BC Ratio | [24 empty] | 1 | 1 | 1 | bar: 2019 to 2042
F2_Commercial_College (WA)_New_Miscellaneous_Natural Gas_Miscellaneous_E2 | F2 | Commercial | College (WA) | New | Miscellaneous | Natural Gas | Miscellaneous | E2 | TRC BC Ratio | 0 | 0 | 0 | 0 | 0 | 0 | 0 | 0 | 0 | 0 | 0 | 0 | 0 | 0 | 0 | 0 | 0 | 0 | 0 | 0 | 0 | 0 | 0 | 0 | 0 | 0 | 0
F2_Commercial_College (WA)_New_Miscellaneous_Natural Gas_Miscellaneous_E3 | F2 | Commercial | College (WA) | New | Miscellaneous | Natural Gas | Miscellaneous | E3 | TRC BC Ratio | 0 | 0 | 0 | 0 | 0 | 0 | 0 | 0 | 0 | 0 | 0 | 0 | 0 | 0 | 0 | 0 | 0 | 0 | 0 | 0 | 0 | 0 | 0 | 0 | 0 | 0 | 0
F2_Commercial_College (WA)_New_Miscellaneous_Natural Gas_Miscellaneous_E4 | F2 | Commercial | College (WA) | New | Miscellaneous | Natural Gas | Miscellaneous | E4 | TRC BC Ratio | 0 | 0 | 0 | 0 | 0 | 0 | 0 | 0 | 0 | 0 | 0 | 0 | 0 | 0 | 0 | 0 | 0 | 0 | 0 | 0 | 0 | 0 | 0 | 0 | 0 | 0 | 0
F2_Commercial_College (WA)_New_Miscellaneous_Natural Gas_Miscellaneous_E5 | F2 | Commercial | College (WA) | New | Miscellaneous | Natural Gas | Miscellaneous | E5 | TRC BC Ratio | 0 | 0 | 0 | 0 | 0 | 0 | 0 | 0 | 0 | 0 | 0 | 0 | 0 | 0 | 0 | 0 | 0 | 0 | 0 | 0 | 0 | 0 | 0 | 0 | 0 | 0 | 0
F2_Commercial_College (WA)_New_Miscellaneous_Natural Gas_Miscellaneous_E6 | F2 | Commercial | College (WA) | New | Miscellaneous | Natural Gas | Miscellaneous | E6 | TRC BC Ratio | 0 | 0 | 0 | 0 | 0 | 0 | 0 | 0 | 0 | 0 | 0 | 0 | 0 | 0 | 0 | 0 | 0 | 0 | 0 | 0 | 0 | 0 | 0 | 0 | 0 | 0 | 0
F2_Commercial_College (WA)_New_Miscellaneous_Natural Gas_Miscellaneous_E7 | F2 | Commercial | College (WA) | New | Miscellaneous | Natural Gas | Miscellaneous | E7 | TRC BC Ratio | 0 | 0 | 0 | 0 | 0 | 0 | 0 | 0 | 0 | 0 | 0 | 0 | 0 | 0 | 0 | 0 | 0 | 0 | 0 | 0 | 0 | 0 | 0 | 0 | 0 | 0 | 0
F2_Commercial_College (WA)_New_Miscellaneous_Natural Gas_Miscellaneous_E8 | F2 | Commercial | College (WA) | New | Miscellaneous | Natural Gas | Miscellaneous | E8 | TRC BC Ratio | 0 | 0 | 0 | 0 | 0 | 0 | 0 | 0 | 0 | 0 | 0 | 0 | 0 | 0 | 0 | 0 | 0 | 0 | 0 | 0 | 0 | 0 | 0 | 0 | 0 | 0 | 0
F2_Commercial_College (WA)_New_Miscellaneous_Natural Gas_Miscellaneous_E9 | F2 | Commercial | College (WA) | New | Miscellaneous | Natural Gas | Miscellaneous | E9 | TRC BC Ratio | 0 | 0 | 0 | 0 | 0 | 0 | 0 | 0 | 0 | 0 | 0 | 0 | 0 | 0 | 0 | 0 | 0 | 0 | 0 | 0 | 0 | 0 | 0 | 0 | 0 | 0 | 0
F2_Commercial_College (WA)_New_Miscellaneous_Natural Gas_Miscellaneous_E10 | F2 | Commercial | College (WA) | New | Miscellaneous | Natural Gas | Miscellaneous | E10 | TRC BC Ratio | 0 | 0 | 0 | 0 | 0 | 0 | 0 | 0 | 0 | 0 | 0 | 0 | 0 | 0 | 0 | 0 | 0 | 0 | 0 | 0 | 0 | 0 | 0 | 0 | 0 | 0 | 0
F3_Commercial_College (WA)_New_Miscellaneous_Natural Gas_Miscellaneous_E1 | F3 | Commercial | College (WA) | New | Miscellaneous | Natural Gas | Miscellaneous | E1 | PACT BC Ratio | [24 empty] | 1 | 1 | 1 | bar: 2019 to 2042
F3_Commercial_College (WA)_New_Miscellaneous_Natural Gas_Miscellaneous_E2 | F3 | Commercial | College (WA) | New | Miscellaneous | Natural Gas | Miscellaneous | E2 | PACT BC Ratio | 0 | 0 | 0 | 0 | 0 | 0 | 0 | 0 | 0 | 0 | 0 | 0 | 0 | 0 | 0 | 0 | 0 | 0 | 0 | 0 | 0 | 0 | 0 | 0 | 0 | 0 | 0
F3_Commercial_College (WA)_New_Miscellaneous_Natural Gas_Miscellaneous_E3 | F3 | Commercial | College (WA) | New | Miscellaneous | Natural Gas | Miscellaneous | E3 | PACT BC Ratio | 0 | 0 | 0 | 0 | 0 | 0 | 0 | 0 | 0 | 0 | 0 | 0 | 0 | 0 | 0 | 0 | 0 | 0 | 0 | 0 | 0 | 0 | 0 | 0 | 0 | 0 | 0
F3_Commercial_College (WA)_New_Miscellaneous_Natural Gas_Miscellaneous_E4 | F3 | Commercial | College (WA) | New | Miscellaneous | Natural Gas | Miscellaneous | E4 | PACT BC Ratio | 0 | 0 | 0 | 0 | 0 | 0 | 0 | 0 | 0 | 0 | 0 | 0 | 0 | 0 | 0 | 0 | 0 | 0 | 0 | 0 | 0 | 0 | 0 | 0 | 0 | 0 | 0
F3_Commercial_College (WA)_New_Miscellaneous_Natural Gas_Miscellaneous_E5 | F3 | Commercial | College (WA) | New | Miscellaneous | Natural Gas | Miscellaneous | E5 | PACT BC Ratio | 0 | 0 | 0 | 0 | 0 | 0 | 0 | 0 | 0 | 0 | 0 | 0 | 0 | 0 | 0 | 0 | 0 | 0 | 0 | 0 | 0 | 0 | 0 | 0 | 0 | 0 | 0
F3_Commercial_College (WA)_New_Miscellaneous_Natural Gas_Miscellaneous_E6 | F3 | Commercial | College (WA) | New | Miscellaneous | Natural Gas | Miscellaneous | E6 | PACT BC Ratio | 0 | 0 | 0 | 0 | 0 | 0 | 0 | 0 | 0 | 0 | 0 | 0 | 0 | 0 | 0 | 0 | 0 | 0 | 0 | 0 | 0 | 0 | 0 | 0 | 0 | 0 | 0
F3_Commercial_College (WA)_New_Miscellaneous_Natural Gas_Miscellaneous_E7 | F3 | Commercial | College (WA) | New | Miscellaneous | Natural Gas | Miscellaneous | E7 | PACT BC Ratio | 0 | 0 | 0 | 0 | 0 | 0 | 0 | 0 | 0 | 0 | 0 | 0 | 0 | 0 | 0 | 0 | 0 | 0 | 0 | 0 | 0 | 0 | 0 | 0 | 0 | 0 | 0
F3_Commercial_College (WA)_New_Miscellaneous_Natural Gas_Miscellaneous_E8 | F3 | Commercial | College (WA) | New | Miscellaneous | Natural Gas | Miscellaneous | E8 | PACT BC Ratio | 0 | 0 | 0 | 0 | 0 | 0 | 0 | 0 | 0 | 0 | 0 | 0 | 0 | 0 | 0 | 0 | 0 | 0 | 0 | 0 | 0 | 0 | 0 | 0 | 0 | 0 | 0
F3_Commercial_College (WA)_New_Miscellaneous_Natural Gas_Miscellaneous_E9 | F3 | Commercial | College (WA) | New | Miscellaneous | Natural Gas | Miscellaneous | E9 | PACT BC Ratio | 0 | 0 | 0 | 0 | 0 | 0 | 0 | 0 | 0 | 0 | 0 | 0 | 0 | 0 | 0 | 0 | 0 | 0 | 0 | 0 | 0 | 0 | 0 | 0 | 0 | 0 | 0
F3_Commercial_College (WA)_New_Miscellaneous_Natural Gas_Miscellaneous_E10 | F3 | Commercial | College (WA) | New | Miscellaneous | Natural Gas | Miscellaneous | E10 | PACT BC Ratio | 0 | 0 | 0 | 0 | 0 | 0 | 0 | 0 | 0 | 0 | 0 | 0 | 0 | 0 | 0 | 0 | 0 | 0 | 0 | 0 | 0 | 0 | 0 | 0 | 0 | 0 | 0
F4_Commercial_College (WA)_New_Miscellaneous_Natural Gas_Miscellaneous_E1 | F4 | Commercial | College (WA) | New | Miscellaneous | Natural Gas | Miscellaneous | E1 | RVT BC Ratio | [24 empty] | 1 | 1 | 1 | bar: 2019 to 2042
F4_Commercial_College (WA)_New_Miscellaneous_Natural Gas_Miscellaneous_E2 | F4 | Commercial | College (WA) | New | Miscellaneous | Natural Gas | Miscellaneous | E2 | RVT BC Ratio | 0 | 0 | 0 | 0 | 0 | 0 | 0 | 0 | 0 | 0 | 0 | 0 | 0 | 0 | 0 | 0 | 0 | 0 | 0 | 0 | 0 | 0 | 0 | 0 | 0 | 0 | 0
F4_Commercial_College (WA)_New_Miscellaneous_Natural Gas_Miscellaneous_E3 | F4 | Commercial | College (WA) | New | Miscellaneous | Natural Gas | Miscellaneous | E3 | RVT BC Ratio | 0 | 0 | 0 | 0 | 0 | 0 | 0 | 0 | 0 | 0 | 0 | 0 | 0 | 0 | 0 | 0 | 0 | 0 | 0 | 0 | 0 | 0 | 0 | 0 | 0 | 0 | 0
F4_Commercial_College (WA)_New_Miscellaneous_Natural Gas_Miscellaneous_E4 | F4 | Commercial | College (WA) | New | Miscellaneous | Natural Gas | Miscellaneous | E4 | RVT BC Ratio | 0 | 0 | 0 | 0 | 0 | 0 | 0 | 0 | 0 | 0 | 0 | 0 | 0 | 0 | 0 | 0 | 0 | 0 | 0 | 0 | 0 | 0 | 0 | 0 | 0 | 0 | 0
F4_Commercial_College (WA)_New_Miscellaneous_Natural Gas_Miscellaneous_E5 | F4 | Commercial | College (WA) | New | Miscellaneous | Natural Gas | Miscellaneous | E5 | RVT BC Ratio | 0 | 0 | 0 | 0 | 0 | 0 | 0 | 0 | 0 | 0 | 0 | 0 | 0 | 0 | 0 | 0 | 0 | 0 | 0 | 0 | 0 | 0 | 0 | 0 | 0 | 0 | 0
F4_Commercial_College (WA)_New_Miscellaneous_Natural Gas_Miscellaneous_E6 | F4 | Commercial | College (WA) | New | Miscellaneous | Natural Gas | Miscellaneous | E6 | RVT BC Ratio | 0 | 0 | 0 | 0 | 0 | 0 | 0 | 0 | 0 | 0 | 0 | 0 | 0 | 0 | 0 | 0 | 0 | 0 | 0 | 0 | 0 | 0 | 0 | 0 | 0 | 0 | 0
F4_Commercial_College (WA)_New_Miscellaneous_Natural Gas_Miscellaneous_E7 | F4 | Commercial | College (WA) | New | Miscellaneous | Natural Gas | Miscellaneous | E7 | RVT BC Ratio | 0 | 0 | 0 | 0 | 0 | 0 | 0 | 0 | 0 | 0 | 0 | 0 | 0 | 0 | 0 | 0 | 0 | 0 | 0 | 0 | 0 | 0 | 0 | 0 | 0 | 0 | 0
F4_Commercial_College (WA)_New_Miscellaneous_Natural Gas_Miscellaneous_E8 | F4 | Commercial | College (WA) | New | Miscellaneous | Natural Gas | Miscellaneous | E8 | RVT BC Ratio | 0 | 0 | 0 | 0 | 0 | 0 | 0 | 0 | 0 | 0 | 0 | 0 | 0 | 0 | 0 | 0 | 0 | 0 | 0 | 0 | 0 | 0 | 0 | 0 | 0 | 0 | 0
F4_Commercial_College (WA)_New_Miscellaneous_Natural Gas_Miscellaneous_E9 | F4 | Commercial | College (WA) | New | Miscellaneous | Natural Gas | Miscellaneous | E9 | RVT BC Ratio | 0 | 0 | 0 | 0 | 0 | 0 | 0 | 0 | 0 | 0 | 0 | 0 | 0 | 0 | 0 | 0 | 0 | 0 | 0 | 0 | 0 | 0 | 0 | 0 | 0 | 0 | 0
F4_Commercial_College (WA)_New_Miscellaneous_Natural Gas_Miscellaneous_E10 | F4 | Commercial | College (WA) | New | Miscellaneous | Natural Gas | Miscellaneous | E10 | RVT BC Ratio | 0 | 0 | 0 | 0 | 0 | 0 | 0 | 0 | 0 | 0 | 0 | 0 | 0 | 0 | 0 | 0 | 0 | 0 | 0 | 0 | 0 | 0 | 0 | 0 | 0 | 0 | 0
F5_Commercial_College (WA)_New_Miscellaneous_Natural Gas_Miscellaneous_E1 | F5 | Commercial | College (WA) | New | Miscellaneous | Natural Gas | Miscellaneous | E1 | RIM BC Ratio | [24 empty] | 1 | 1 | 1 | bar: 2019 to 2042
F5_Commercial_College (WA)_New_Miscellaneous_Natural Gas_Miscellaneous_E2 | F5 | Commercial | College (WA) | New | Miscellaneous | Natural Gas | Miscellaneous | E2 | RIM BC Ratio | 0 | 0 | 0 | 0 | 0 | 0 | 0 | 0 | 0 | 0 | 0 | 0 | 0 | 0 | 0 | 0 | 0 | 0 | 0 | 0 | 0 | 0 | 0 | 0 | 0 | 0 | 0
F5_Commercial_College (WA)_New_Miscellaneous_Natural Gas_Miscellaneous_E3 | F5 | Commercial | College (WA) | New | Miscellaneous | Natural Gas | Miscellaneous | E3 | RIM BC Ratio | 0 | 0 | 0 | 0 | 0 | 0 | 0 | 0 | 0 | 0 | 0 | 0 | 0 | 0 | 0 | 0 | 0 | 0 | 0 | 0 | 0 | 0 | 0 | 0 | 0 | 0 | 0
F5_Commercial_College (WA)_New_Miscellaneous_Natural Gas_Miscellaneous_E4 | F5 | Commercial | College (WA) | New | Miscellaneous | Natural Gas | Miscellaneous | E4 | RIM BC Ratio | 0 | 0 | 0 | 0 | 0 | 0 | 0 | 0 | 0 | 0 | 0 | 0 | 0 | 0 | 0 | 0 | 0 | 0 | 0 | 0 | 0 | 0 | 0 | 0 | 0 | 0 | 0
F5_Commercial_College (WA)_New_Miscellaneous_Natural Gas_Miscellaneous_E5 | F5 | Commercial | College (WA) | New | Miscellaneous | Natural Gas | Miscellaneous | E5 | RIM BC Ratio | 0 | 0 | 0 | 0 | 0 | 0 | 0 | 0 | 0 | 0 | 0 | 0 | 0 | 0 | 0 | 0 | 0 | 0 | 0 | 0 | 0 | 0 | 0 | 0 | 0 | 0 | 0
F5_Commercial_College (WA)_New_Miscellaneous_Natural Gas_Miscellaneous_E6 | F5 | Commercial | College (WA) | New | Miscellaneous | Natural Gas | Miscellaneous | E6 | RIM BC Ratio | 0 | 0 | 0 | 0 | 0 | 0 | 0 | 0 | 0 | 0 | 0 | 0 | 0 | 0 | 0 | 0 | 0 | 0 | 0 | 0 | 0 | 0 | 0 | 0 | 0 | 0 | 0
F5_Commercial_College (WA)_New_Miscellaneous_Natural Gas_Miscellaneous_E7 | F5 | Commercial | College (WA) | New | Miscellaneous | Natural Gas | Miscellaneous | E7 | RIM BC Ratio | 0 | 0 | 0 | 0 | 0 | 0 | 0 | 0 | 0 | 0 | 0 | 0 | 0 | 0 | 0 | 0 | 0 | 0 | 0 | 0 | 0 | 0 | 0 | 0 | 0 | 0 | 0
F5_Commercial_College (WA)_New_Miscellaneous_Natural Gas_Miscellaneous_E8 | F5 | Commercial | College (WA) | New | Miscellaneous | Natural Gas | Miscellaneous | E8 | RIM BC Ratio | 0 | 0 | 0 | 0 | 0 | 0 | 0 | 0 | 0 | 0 | 0 | 0 | 0 | 0 | 0 | 0 | 0 | 0 | 0 | 0 | 0 | 0 | 0 | 0 | 0 | 0 | 0
F5_Commercial_College (WA)_New_Miscellaneous_Natural Gas_Miscellaneous_E9 | F5 | Commercial | College (WA) | New | Miscellaneous | Natural Gas | Miscellaneous | E9 | RIM BC Ratio | 0 | 0 | 0 | 0 | 0 | 0 | 0 | 0 | 0 | 0 | 0 | 0 | 0 | 0 | 0 | 0 | 0 | 0 | 0 | 0 | 0 | 0 | 0 | 0 | 0 | 0 | 0
F5_Commercial_College (WA)_New_Miscellaneous_Natural Gas_Miscellaneous_E10 | F5 | Commercial | College (WA) | New | Miscellaneous | Natural Gas | Miscellaneous | E10 | RIM BC Ratio | 0 | 0 | 0 | 0 | 0 | 0 | 0 | 0 | 0 | 0 | 0 | 0 | 0 | 0 | 0 | 0 | 0 | 0 | 0 | 0 | 0 | 0 | 0 | 0 | 0 | 0 | 0
F0_Commercial_Health (WA)_Existing_Space Heating_Natural Gas_Furnace_E0 | F0 | Commercial | Health (WA) | Existing | Space Heating | Natural Gas | Furnace | E0 | Economic Unit | AFUE 80% (Standard) | AFUE 80% (Standard) | AFUE 80% (Standard) | AFUE 80% (Standard) | AFUE 80% (Standard) | AFUE 80% (Standard) | AFUE 80% (Standard) | AFUE 80% (Standard) | AFUE 80% (Standard) | AFUE 80% (Standard) | AFUE 80% (Standard) | AFUE 80% (Standard) | AFUE 80% (Standard) | AFUE 80% (Standard) | AFUE 80% (Standard) | AFUE 80% (Standard) | AFUE 80% (Standard) | AFUE 80% (Standard) | AFUE 80% (Standard) | AFUE 80% (Standard) | AFUE 96% | AFUE 96% | AFUE 96% | AFUE 96% | AFUE 96% | AFUE 96% | AFUE 96%
F1_Commercial_Health (WA)_Existing_Space Heating_Natural Gas_Furnace_E1 | F1 | Commercial | Health (WA) | Existing | Space Heating | Natural Gas | Furnace | E1 | CCE | 0 | 0 | 0 | 0 | 0 | 0 | 0 | 0 | 0 | 0 | 0 | 0 | 0 | 0 | 0 | 0 | 0 | 0 | 0 | 0 | 0 | 0 | 0 | 0 | 0 | 0 | 0
F1_Commercial_Health (WA)_Existing_Space Heating_Natural Gas_Furnace_E2 | F1 | Commercial | Health (WA) | Existing | Space Heating | Natural Gas | Furnace | E2 | CCE | 0.041494 | 0.043061 | 0.043061 | 0.043061 | 0.043061 | 0.043061 | 0.043061 | 0.043061 | 0.043061 | 0.043061 | 0.043061 | 0.043061 | 0.043061 | 0.043061 | 0.043061 | 0.043061 | 0.043061 | 0.043061 | 0.043061 | 0.043061 | 0.043061 | 0.043061 | 0.043061 | 0.043061 | 0.043061 | 0.043061 | 0.043061
F1_Commercial_Health (WA)_Existing_Space Heating_Natural Gas_Furnace_E3 | F1 | Commercial | Health (WA) | Existing | Space Heating | Natural Gas | Furnace | E3 | CCE | 0.0061968 | 0.0064308 | 0.0064308 | 0.0064308 | 0.0064308 | 0.0064308 | 0.0064308 | 0.0064308 | 0.0064308 | 0.0064308 | 0.0064308 | 0.0064308 | 0.0064308 | 0.0064308 | 0.0064308 | 0.0064308 | 0.0064308 | 0.0064308 | 0.0064308 | 0.0064308 | 0.0064308 | 0.0064308 | 0.0064308 | 0.0064308 | 0.0064308 | 0.0064308 | 0.0064308
F1_Commercial_Health (WA)_Existing_Space Heating_Natural Gas_Furnace_E4 | F1 | Commercial | Health (WA) | Existing | Space Heating | Natural Gas | Furnace | E4 | CCE | 0 | 0 | 0 | 0 | 0 | 0 | 0 | 0 | 0 | 0 | 0 | 0 | 0 | 0 | 0 | 0 | 0 | 0 | 0 | 0 | 0 | 0 | 0 | 0 | 0 | 0 | 0
F1_Commercial_Health (WA)_Existing_Space Heating_Natural Gas_Furnace_E5 | F1 | Commercial | Health (WA) | Existing | Space Heating | Natural Gas | Furnace | E5 | CCE | 0 | 0 | 0 | 0 | 0 | 0 | 0 | 0 | 0 | 0 | 0 | 0 | 0 | 0 | 0 | 0 | 0 | 0 | 0 | 0 | 0 | 0 | 0 | 0 | 0 | 0 | 0
F1_Commercial_Health (WA)_Existing_Space Heating_Natural Gas_Furnace_E6 | F1 | Commercial | Health (WA) | Existing | Space Heating | Natural Gas | Furnace | E6 | CCE | 0 | 0 | 0 | 0 | 0 | 0 | 0 | 0 | 0 | 0 | 0 | 0 | 0 | 0 | 0 | 0 | 0 | 0 | 0 | 0 | 0 | 0 | 0 | 0 | 0 | 0 | 0
F1_Commercial_Health (WA)_Existing_Space Heating_Natural Gas_Furnace_E7 | F1 | Commercial | Health (WA) | Existing | Space Heating | Natural Gas | Furnace | E7 | CCE | 0 | 0 | 0 | 0 | 0 | 0 | 0 | 0 | 0 | 0 | 0 | 0 | 0 | 0 | 0 | 0 | 0 | 0 | 0 | 0 | 0 | 0 | 0 | 0 | 0 | 0 | 0
F1_Commercial_Health (WA)_Existing_Space Heating_Natural Gas_Furnace_E8 | F1 | Commercial | Health (WA) | Existing | Space Heating | Natural Gas | Furnace | E8 | CCE | 0 | 0 | 0 | 0 | 0 | 0 | 0 | 0 | 0 | 0 | 0 | 0 | 0 | 0 | 0 | 0 | 0 | 0 | 0 | 0 | 0 | 0 | 0 | 0 | 0 | 0 | 0
F1_Commercial_Health (WA)_Existing_Space Heating_Natural Gas_Furnace_E9 | F1 | Commercial | Health (WA) | Existing | Space Heating | Natural Gas | Furnace | E9 | CCE | 0 | 0 | 0 | 0 | 0 | 0 | 0 | 0 | 0 | 0 | 0 | 0 | 0 | 0 | 0 | 0 | 0 | 0 | 0 | 0 | 0 | 0 | 0 | 0 | 0 | 0 | 0
F1_Commercial_Health (WA)_Existing_Space Heating_Natural Gas_Furnace_E10 | F1 | Commercial | Health (WA) | Existing | Space Heating | Natural Gas | Furnace | E10 | CCE | 0 | 0 | 0 | 0 | 0 | 0 | 0 | 0 | 0 | 0 | 0 | 0 | 0 | 0 | 0 | 0 | 0 | 0 | 0 | 0 | 0 | 0 | 0 | 0 | 0 | 0 | 0
F2_Commercial_Health (WA)_Existing_Space Heating_Natural Gas_Furnace_E1 | F2 | Commercial | Health (WA) | Existing | Space Heating | Natural Gas | Furnace | E1 | TRC BC Ratio | [24 empty] | 1 | 1 | 1 | bar: 2019 to 2042
F2_Commercial_Health (WA)_Existing_Space Heating_Natural Gas_Furnace_E2 | F2 | Commercial | Health (WA) | Existing | Space Heating | Natural Gas | Furnace | E2 | TRC BC Ratio | 0.090635 | 0.091952 | 0.09382 | 0.095952 | 0.09837 | 0.10189 | 0.10548 | 0.10929 | 0.11288 | 0.11651 | 0.1197 | 0.12257 | 0.12577 | 0.12908 | 0.13211 | 0.13508 | 0.1378 | 0.1406 | 0.14354 | 0.14655 | 0.14962 | 0.15289 | 0.15676 | 0.16008 | 0.16348 | 0.16695 | 0.17049
F2_Commercial_Health (WA)_Existing_Space Heating_Natural Gas_Furnace_E3 | F2 | Commercial | Health (WA) | Existing | Space Heating | Natural Gas | Furnace | E3 | TRC BC Ratio | 0.60689 | 0.61571 | 0.62822 | 0.64249 | 0.65869 | 0.68224 | 0.70629 | 0.73181 | 0.75583 | 0.78018 | 0.8015 | 0.82076 | 0.84215 | 0.86432 | 0.88463 | 0.9045 | 0.92269 | 0.94148 | 0.96114 | 0.98132 | 1.0019 | 1.0237 | 1.0496 | 1.0719 | 1.0947 | 1.1179 | 1.1416
F2_Commercial_Health (WA)_Existing_Space Heating_Natural Gas_Furnace_E4 | F2 | Commercial | Health (WA) | Existing | Space Heating | Natural Gas | Furnace | E4 | TRC BC Ratio | 0 | 0 | 0 | 0 | 0 | 0 | 0 | 0 | 0 | 0 | 0 | 0 | 0 | 0 | 0 | 0 | 0 | 0 | 0 | 0 | 0 | 0 | 0 | 0 | 0 | 0 | 0
F2_Commercial_Health (WA)_Existing_Space Heating_Natural Gas_Furnace_E5 | F2 | Commercial | Health (WA) | Existing | Space Heating | Natural Gas | Furnace | E5 | TRC BC Ratio | 0 | 0 | 0 | 0 | 0 | 0 | 0 | 0 | 0 | 0 | 0 | 0 | 0 | 0 | 0 | 0 | 0 | 0 | 0 | 0 | 0 | 0 | 0 | 0 | 0 | 0 | 0
F2_Commercial_Health (WA)_Existing_Space Heating_Natural Gas_Furnace_E6 | F2 | Commercial | Health (WA) | Existing | Space Heating | Natural Gas | Furnace | E6 | TRC BC Ratio | 0 | 0 | 0 | 0 | 0 | 0 | 0 | 0 | 0 | 0 | 0 | 0 | 0 | 0 | 0 | 0 | 0 | 0 | 0 | 0 | 0 | 0 | 0 | 0 | 0 | 0 | 0
F2_Commercial_Health (WA)_Existing_Space Heating_Natural Gas_Furnace_E7 | F2 | Commercial | Health (WA) | Existing | Space Heating | Natural Gas | Furnace | E7 | TRC BC Ratio | 0 | 0 | 0 | 0 | 0 | 0 | 0 | 0 | 0 | 0 | 0 | 0 | 0 | 0 | 0 | 0 | 0 | 0 | 0 | 0 | 0 | 0 | 0 | 0 | 0 | 0 | 0
F2_Commercial_Health (WA)_Existing_Space Heating_Natural Gas_Furnace_E8 | F2 | Commercial | Health (WA) | Existing | Space Heating | Natural Gas | Furnace | E8 | TRC BC Ratio | 0 | 0 | 0 | 0 | 0 | 0 | 0 | 0 | 0 | 0 | 0 | 0 | 0 | 0 | 0 | 0 | 0 | 0 | 0 | 0 | 0 | 0 | 0 | 0 | 0 | 0 | 0
F2_Commercial_Health (WA)_Existing_Space Heating_Natural Gas_Furnace_E9 | F2 | Commercial | Health (WA) | Existing | Space Heating | Natural Gas | Furnace | E9 | TRC BC Ratio | 0 | 0 | 0 | 0 | 0 | 0 | 0 | 0 | 0 | 0 | 0 | 0 | 0 | 0 | 0 | 0 | 0 | 0 | 0 | 0 | 0 | 0 | 0 | 0 | 0 | 0 | 0
F2_Commercial_Health (WA)_Existing_Space Heating_Natural Gas_Furnace_E10 | F2 | Commercial | Health (WA) | Existing | Space Heating | Natural Gas | Furnace | E10 | TRC BC Ratio | 0 | 0 | 0 | 0 | 0 | 0 | 0 | 0 | 0 | 0 | 0 | 0 | 0 | 0 | 0 | 0 | 0 | 0 | 0 | 0 | 0 | 0 | 0 | 0 | 0 | 0 | 0
F3_Commercial_Health (WA)_Existing_Space Heating_Natural Gas_Furnace_E1 | F3 | Commercial | Health (WA) | Existing | Space Heating | Natural Gas | Furnace | E1 | PACT BC Ratio | [24 empty] | 1 | 1 | 1 | bar: 2019 to 2042
F3_Commercial_Health (WA)_Existing_Space Heating_Natural Gas_Furnace_E2 | F3 | Commercial | Health (WA) | Existing | Space Heating | Natural Gas | Furnace | E2 | PACT BC Ratio | 0.25386 | 0.25755 | 0.26278 | 0.26875 | 0.27552 | 0.28538 | 0.29544 | 0.30611 | 0.31616 | 0.32635 | 0.33526 | 0.34332 | 0.35226 | 0.36154 | 0.37003 | 0.37835 | 0.38596 | 0.39382 | 0.40204 | 0.41048 | 0.41908 | 0.42822 | 0.43906 | 0.44838 | 0.45789 | 0.46761 | 0.47754
F3_Commercial_Health (WA)_Existing_Space Heating_Natural Gas_Furnace_E3 | F3 | Commercial | Health (WA) | Existing | Space Heating | Natural Gas | Furnace | E3 | PACT BC Ratio | 1.6998 | 1.7246 | 1.7596 | 1.7996 | 1.8449 | 1.9109 | 1.9782 | 2.0497 | 2.117 | 2.1852 | 2.2449 | 2.2989 | 2.3588 | 2.4209 | 2.4778 | 2.5334 | 2.5844 | 2.637 | 2.6921 | 2.7486 | 2.8062 | 2.8674 | 2.9399 | 3.0023 | 3.0661 | 3.1312 | 3.1976
F3_Commercial_Health (WA)_Existing_Space Heating_Natural Gas_Furnace_E4 | F3 | Commercial | Health (WA) | Existing | Space Heating | Natural Gas | Furnace | E4 | PACT BC Ratio | 0 | 0 | 0 | 0 | 0 | 0 | 0 | 0 | 0 | 0 | 0 | 0 | 0 | 0 | 0 | 0 | 0 | 0 | 0 | 0 | 0 | 0 | 0 | 0 | 0 | 0 | 0
F3_Commercial_Health (WA)_Existing_Space Heating_Natural Gas_Furnace_E5 | F3 | Commercial | Health (WA) | Existing | Space Heating | Natural Gas | Furnace | E5 | PACT BC Ratio | 0 | 0 | 0 | 0 | 0 | 0 | 0 | 0 | 0 | 0 | 0 | 0 | 0 | 0 | 0 | 0 | 0 | 0 | 0 | 0 | 0 | 0 | 0 | 0 | 0 | 0 | 0
F3_Commercial_Health (WA)_Existing_Space Heating_Natural Gas_Furnace_E6 | F3 | Commercial | Health (WA) | Existing | Space Heating | Natural Gas | Furnace | E6 | PACT BC Ratio | 0 | 0 | 0 | 0 | 0 | 0 | 0 | 0 | 0 | 0 | 0 | 0 | 0 | 0 | 0 | 0 | 0 | 0 | 0 | 0 | 0 | 0 | 0 | 0 | 0 | 0 | 0
F3_Commercial_Health (WA)_Existing_Space Heating_Natural Gas_Furnace_E7 | F3 | Commercial | Health (WA) | Existing | Space Heating | Natural Gas | Furnace | E7 | PACT BC Ratio | 0 | 0 | 0 | 0 | 0 | 0 | 0 | 0 | 0 | 0 | 0 | 0 | 0 | 0 | 0 | 0 | 0 | 0 | 0 | 0 | 0 | 0 | 0 | 0 | 0 | 0 | 0
F3_Commercial_Health (WA)_Existing_Space Heating_Natural Gas_Furnace_E8 | F3 | Commercial | Health (WA) | Existing | Space Heating | Natural Gas | Furnace | E8 | PACT BC Ratio | 0 | 0 | 0 | 0 | 0 | 0 | 0 | 0 | 0 | 0 | 0 | 0 | 0 | 0 | 0 | 0 | 0 | 0 | 0 | 0 | 0 | 0 | 0 | 0 | 0 | 0 | 0
F3_Commercial_Health (WA)_Existing_Space Heating_Natural Gas_Furnace_E9 | F3 | Commercial | Health (WA) | Existing | Space Heating | Natural Gas | Furnace | E9 | PACT BC Ratio | 0 | 0 | 0 | 0 | 0 | 0 | 0 | 0 | 0 | 0 | 0 | 0 | 0 | 0 | 0 | 0 | 0 | 0 | 0 | 0 | 0 | 0 | 0 | 0 | 0 | 0 | 0
F3_Commercial_Health (WA)_Existing_Space Heating_Natural Gas_Furnace_E10 | F3 | Commercial | Health (WA) | Existing | Space Heating | Natural Gas | Furnace | E10 | PACT BC Ratio | 0 | 0 | 0 | 0 | 0 | 0 | 0 | 0 | 0 | 0 | 0 | 0 | 0 | 0 | 0 | 0 | 0 | 0 | 0 | 0 | 0 | 0 | 0 | 0 | 0 | 0 | 0
F4_Commercial_Health (WA)_Existing_Space Heating_Natural Gas_Furnace_E1 | F4 | Commercial | Health (WA) | Existing | Space Heating | Natural Gas | Furnace | E1 | RVT BC Ratio | [24 empty] | 1 | 1 | 1 | bar: 2019 to 2042
F4_Commercial_Health (WA)_Existing_Space Heating_Natural Gas_Furnace_E2 | F4 | Commercial | Health (WA) | Existing | Space Heating | Natural Gas | Furnace | E2 | RVT BC Ratio | 0.35538 | 0.35644 | 0.35819 | 0.36022 | 0.36255 | 0.36634 | 0.37009 | 0.37402 | 0.37747 | 0.38081 | 0.3846 | 0.38792 | 0.3916 | 0.3954 | 0.39878 | 0.40203 | 0.40489 | 0.40781 | 0.41083 | 0.41389 | 0.41696 | 0.42107 | 0.42594 | 0.43014 | 0.43442 | 0.43879 | 0.44325
F4_Commercial_Health (WA)_Existing_Space Heating_Natural Gas_Furnace_E3 | F4 | Commercial | Health (WA) | Existing | Space Heating | Natural Gas | Furnace | E3 | RVT BC Ratio | 1.0785 | 1.0856 | 1.0973 | 1.1109 | 1.1265 | 1.1518 | 1.177 | 1.2033 | 1.2264 | 1.2488 | 1.2742 | 1.2963 | 1.321 | 1.3465 | 1.3691 | 1.3908 | 1.41 | 1.4295 | 1.4498 | 1.4703 | 1.4908 | 1.5183 | 1.551 | 1.5791 | 1.6077 | 1.637 | 1.6669
F4_Commercial_Health (WA)_Existing_Space Heating_Natural Gas_Furnace_E4 | F4 | Commercial | Health (WA) | Existing | Space Heating | Natural Gas | Furnace | E4 | RVT BC Ratio | 0 | 0 | 0 | 0 | 0 | 0 | 0 | 0 | 0 | 0 | 0 | 0 | 0 | 0 | 0 | 0 | 0 | 0 | 0 | 0 | 0 | 0 | 0 | 0 | 0 | 0 | 0
F4_Commercial_Health (WA)_Existing_Space Heating_Natural Gas_Furnace_E5 | F4 | Commercial | Health (WA) | Existing | Space Heating | Natural Gas | Furnace | E5 | RVT BC Ratio | 0 | 0 | 0 | 0 | 0 | 0 | 0 | 0 | 0 | 0 | 0 | 0 | 0 | 0 | 0 | 0 | 0 | 0 | 0 | 0 | 0 | 0 | 0 | 0 | 0 | 0 | 0
F4_Commercial_Health (WA)_Existing_Space Heating_Natural Gas_Furnace_E6 | F4 | Commercial | Health (WA) | Existing | Space Heating | Natural Gas | Furnace | E6 | RVT BC Ratio | 0 | 0 | 0 | 0 | 0 | 0 | 0 | 0 | 0 | 0 | 0 | 0 | 0 | 0 | 0 | 0 | 0 | 0 | 0 | 0 | 0 | 0 | 0 | 0 | 0 | 0 | 0
F4_Commercial_Health (WA)_Existing_Space Heating_Natural Gas_Furnace_E7 | F4 | Commercial | Health (WA) | Existing | Space Heating | Natural Gas | Furnace | E7 | RVT BC Ratio | 0 | 0 | 0 | 0 | 0 | 0 | 0 | 0 | 0 | 0 | 0 | 0 | 0 | 0 | 0 | 0 | 0 | 0 | 0 | 0 | 0 | 0 | 0 | 0 | 0 | 0 | 0
F4_Commercial_Health (WA)_Existing_Space Heating_Natural Gas_Furnace_E8 | F4 | Commercial | Health (WA) | Existing | Space Heating | Natural Gas | Furnace | E8 | RVT BC Ratio | 0 | 0 | 0 | 0 | 0 | 0 | 0 | 0 | 0 | 0 | 0 | 0 | 0 | 0 | 0 | 0 | 0 | 0 | 0 | 0 | 0 | 0 | 0 | 0 | 0 | 0 | 0
F4_Commercial_Health (WA)_Existing_Space Heating_Natural Gas_Furnace_E9 | F4 | Commercial | Health (WA) | Existing | Space Heating | Natural Gas | Furnace | E9 | RVT BC Ratio | 0 | 0 | 0 | 0 | 0 | 0 | 0 | 0 | 0 | 0 | 0 | 0 | 0 | 0 | 0 | 0 | 0 | 0 | 0 | 0 | 0 | 0 | 0 | 0 | 0 | 0 | 0
F4_Commercial_Health (WA)_Existing_Space Heating_Natural Gas_Furnace_E10 | F4 | Commercial | Health (WA) | Existing | Space Heating | Natural Gas | Furnace | E10 | RVT BC Ratio | 0 | 0 | 0 | 0 | 0 | 0 | 0 | 0 | 0 | 0 | 0 | 0 | 0 | 0 | 0 | 0 | 0 | 0 | 0 | 0 | 0 | 0 | 0 | 0 | 0 | 0 | 0
F5_Commercial_Health (WA)_Existing_Space Heating_Natural Gas_Furnace_E1 | F5 | Commercial | Health (WA) | Existing | Space Heating | Natural Gas | Furnace | E1 | RIM BC Ratio | [24 empty] | 1 | 1 | 1 | bar: 2019 to 2042
F5_Commercial_Health (WA)_Existing_Space Heating_Natural Gas_Furnace_E2 | F5 | Commercial | Health (WA) | Existing | Space Heating | Natural Gas | Furnace | E2 | RIM BC Ratio | 0.19583 | 0.1983 | 0.20169 | 0.20553 | 0.20984 | 0.21589 | 0.22202 | 0.22847 | 0.23456 | 0.24073 | 0.2457 | 0.25019 | 0.25511 | 0.26015 | 0.26476 | 0.26925 | 0.27337 | 0.2776 | 0.28199 | 0.28647 | 0.29102 | 0.2954 | 0.30052 | 0.30485 | 0.30922 | 0.31363 | 0.31806
F5_Commercial_Health (WA)_Existing_Space Heating_Natural Gas_Furnace_E3 | F5 | Commercial | Health (WA) | Existing | Space Heating | Natural Gas | Furnace | E3 | RIM BC Ratio | 0.56963 | 0.57473 | 0.58109 | 0.58814 | 0.59588 | 0.60561 | 0.61551 | 0.62579 | 0.63587 | 0.64621 | 0.65244 | 0.65822 | 0.6644 | 0.67068 | 0.67653 | 0.68228 | 0.68773 | 0.69332 | 0.6991 | 0.70502 | 0.71106 | 0.71492 | 0.71935 | 0.72303 | 0.72666 | 0.73026 | 0.73382
F5_Commercial_Health (WA)_Existing_Space Heating_Natural Gas_Furnace_E4 | F5 | Commercial | Health (WA) | Existing | Space Heating | Natural Gas | Furnace | E4 | RIM BC Ratio | 0 | 0 | 0 | 0 | 0 | 0 | 0 | 0 | 0 | 0 | 0 | 0 | 0 | 0 | 0 | 0 | 0 | 0 | 0 | 0 | 0 | 0 | 0 | 0 | 0 | 0 | 0
F5_Commercial_Health (WA)_Existing_Space Heating_Natural Gas_Furnace_E5 | F5 | Commercial | Health (WA) | Existing | Space Heating | Natural Gas | Furnace | E5 | RIM BC Ratio | 0 | 0 | 0 | 0 | 0 | 0 | 0 | 0 | 0 | 0 | 0 | 0 | 0 | 0 | 0 | 0 | 0 | 0 | 0 | 0 | 0 | 0 | 0 | 0 | 0 | 0 | 0
F5_Commercial_Health (WA)_Existing_Space Heating_Natural Gas_Furnace_E6 | F5 | Commercial | Health (WA) | Existing | Space Heating | Natural Gas | Furnace | E6 | RIM BC Ratio | 0 | 0 | 0 | 0 | 0 | 0 | 0 | 0 | 0 | 0 | 0 | 0 | 0 | 0 | 0 | 0 | 0 | 0 | 0 | 0 | 0 | 0 | 0 | 0 | 0 | 0 | 0
F5_Commercial_Health (WA)_Existing_Space Heating_Natural Gas_Furnace_E7 | F5 | Commercial | Health (WA) | Existing | Space Heating | Natural Gas | Furnace | E7 | RIM BC Ratio | 0 | 0 | 0 | 0 | 0 | 0 | 0 | 0 | 0 | 0 | 0 | 0 | 0 | 0 | 0 | 0 | 0 | 0 | 0 | 0 | 0 | 0 | 0 | 0 | 0 | 0 | 0
F5_Commercial_Health (WA)_Existing_Space Heating_Natural Gas_Furnace_E8 | F5 | Commercial | Health (WA) | Existing | Space Heating | Natural Gas | Furnace | E8 | RIM BC Ratio | 0 | 0 | 0 | 0 | 0 | 0 | 0 | 0 | 0 | 0 | 0 | 0 | 0 | 0 | 0 | 0 | 0 | 0 | 0 | 0 | 0 | 0 | 0 | 0 | 0 | 0 | 0
F5_Commercial_Health (WA)_Existing_Space Heating_Natural Gas_Furnace_E9 | F5 | Commercial | Health (WA) | Existing | Space Heating | Natural Gas | Furnace | E9 | RIM BC Ratio | 0 | 0 | 0 | 0 | 0 | 0 | 0 | 0 | 0 | 0 | 0 | 0 | 0 | 0 | 0 | 0 | 0 | 0 | 0 | 0 | 0 | 0 | 0 | 0 | 0 | 0 | 0
F5_Commercial_Health (WA)_Existing_Space Heating_Natural Gas_Furnace_E10 | F5 | Commercial | Health (WA) | Existing | Space Heating | Natural Gas | Furnace | E10 | RIM BC Ratio | 0 | 0 | 0 | 0 | 0 | 0 | 0 | 0 | 0 | 0 | 0 | 0 | 0 | 0 | 0 | 0 | 0 | 0 | 0 | 0 | 0 | 0 | 0 | 0 | 0 | 0 | 0
F0_Commercial_Health (WA)_Existing_Space Heating_Natural Gas_Boiler_E0 | F0 | Commercial | Health (WA) | Existing | Space Heating | Natural Gas | Boiler | E0 | Economic Unit | AFUE 97% | AFUE 97% | AFUE 97% | AFUE 97% | AFUE 97% | AFUE 97% | AFUE 97% | AFUE 97% | AFUE 97% | AFUE 97% | AFUE 97% | AFUE 97% | AFUE 97% | AFUE 97% | AFUE 97% | AFUE 97% | AFUE 97% | AFUE 97% | AFUE 97% | AFUE 97% | AFUE 97% | AFUE 97% | AFUE 97% | AFUE 97% | AFUE 97% | AFUE 97% | AFUE 97%
F1_Commercial_Health (WA)_Existing_Space Heating_Natural Gas_Boiler_E1 | F1 | Commercial | Health (WA) | Existing | Space Heating | Natural Gas | Boiler | E1 | CCE | 0 | 0 | 0 | 0 | 0 | 0 | 0 | 0 | 0 | 0 | 0 | 0 | 0 | 0 | 0 | 0 | 0 | 0 | 0 | 0 | 0 | 0 | 0 | 0 | 0 | 0 | 0
F1_Commercial_Health (WA)_Existing_Space Heating_Natural Gas_Boiler_E2 | F1 | Commercial | Health (WA) | Existing | Space Heating | Natural Gas | Boiler | E2 | CCE | 0.0027432 | 0.0028468 | 0.0028468 | 0.0028468 | 0.0028468 | 0.0028468 | 0.0028468 | 0.0028468 | 0.0028468 | 0.0028468 | 0.0028468 | 0.0028468 | 0.0028468 | 0.0028468 | 0.0028468 | 0.0028468 | 0.0028468 | 0.0028468 | 0.0028468 | 0.0028468 | 0.0028468 | 0.0028468 | 0.0028468 | 0.0028468 | 0.0028468 | 0.0028468 | 0.0028468
F1_Commercial_Health (WA)_Existing_Space Heating_Natural Gas_Boiler_E3 | F1 | Commercial | Health (WA) | Existing | Space Heating | Natural Gas | Boiler | E3 | CCE | -0.00059961 | -0.00062225 | -0.00062225 | -0.00062225 | -0.00062225 | -0.00062225 | -0.00062225 | -0.00062225 | -0.00062225 | -0.00062225 | -0.00062225 | -0.00062225 | -0.00062225 | -0.00062225 | -0.00062225 | -0.00062225 | -0.00062225 | -0.00062225 | -0.00062225 | -0.00062225 | -0.00062225 | -0.00062225 | -0.00062225 | -0.00062225 | -0.00062225 | -0.00062225 | -0.00062225
F1_Commercial_Health (WA)_Existing_Space Heating_Natural Gas_Boiler_E4 | F1 | Commercial | Health (WA) | Existing | Space Heating | Natural Gas | Boiler | E4 | CCE | 0.063073 | 0.065454 | 0.065454 | 0.065454 | 0.065454 | 0.065454 | 0.065454 | 0.065454 | 0.065454 | 0.065454 | 0.065454 | 0.065454 | 0.065454 | 0.065454 | 0.065454 | 0.065454 | 0.065454 | 0.065454 | 0.065454 | 0.065454 | 0.065454 | 0.065454 | 0.065454 | 0.065454 | 0.065454 | 0.065454 | 0.065454
F1_Commercial_Health (WA)_Existing_Space Heating_Natural Gas_Boiler_E5 | F1 | Commercial | Health (WA) | Existing | Space Heating | Natural Gas | Boiler | E5 | CCE | 0 | 0 | 0 | 0 | 0 | 0 | 0 | 0 | 0 | 0 | 0 | 0 | 0 | 0 | 0 | 0 | 0 | 0 | 0 | 0 | 0 | 0 | 0 | 0 | 0 | 0 | 0
F1_Commercial_Health (WA)_Existing_Space Heating_Natural Gas_Boiler_E6 | F1 | Commercial | Health (WA) | Existing | Space Heating | Natural Gas | Boiler | E6 | CCE | 0 | 0 | 0 | 0 | 0 | 0 | 0 | 0 | 0 | 0 | 0 | 0 | 0 | 0 | 0 | 0 | 0 | 0 | 0 | 0 | 0 | 0 | 0 | 0 | 0 | 0 | 0
F1_Commercial_Health (WA)_Existing_Space Heating_Natural Gas_Boiler_E7 | F1 | Commercial | Health (WA) | Existing | Space Heating | Natural Gas | Boiler | E7 | CCE | 0 | 0 | 0 | 0 | 0 | 0 | 0 | 0 | 0 | 0 | 0 | 0 | 0 | 0 | 0 | 0 | 0 | 0 | 0 | 0 | 0 | 0 | 0 | 0 | 0 | 0 | 0
F1_Commercial_Health (WA)_Existing_Space Heating_Natural Gas_Boiler_E8 | F1 | Commercial | Health (WA) | Existing | Space Heating | Natural Gas | Boiler | E8 | CCE | 0 | 0 | 0 | 0 | 0 | 0 | 0 | 0 | 0 | 0 | 0 | 0 | 0 | 0 | 0 | 0 | 0 | 0 | 0 | 0 | 0 | 0 | 0 | 0 | 0 | 0 | 0
F1_Commercial_Health (WA)_Existing_Space Heating_Natural Gas_Boiler_E9 | F1 | Commercial | Health (WA) | Existing | Space Heating | Natural Gas | Boiler | E9 | CCE | 0 | 0 | 0 | 0 | 0 | 0 | 0 | 0 | 0 | 0 | 0 | 0 | 0 | 0 | 0 | 0 | 0 | 0 | 0 | 0 | 0 | 0 | 0 | 0 | 0 | 0 | 0
F1_Commercial_Health (WA)_Existing_Space Heating_Natural Gas_Boiler_E10 | F1 | Commercial | Health (WA) | Existing | Space Heating | Natural Gas | Boiler | E10 | CCE | 0 | 0 | 0 | 0 | 0 | 0 | 0 | 0 | 0 | 0 | 0 | 0 | 0 | 0 | 0 | 0 | 0 | 0 | 0 | 0 | 0 | 0 | 0 | 0 | 0 | 0 | 0
F2_Commercial_Health (WA)_Existing_Space Heating_Natural Gas_Boiler_E1 | F2 | Commercial | Health (WA) | Existing | Space Heating | Natural Gas | Boiler | E1 | TRC BC Ratio | [24 empty] | 1 | 1 | 1 | bar: 2019 to 2042
F2_Commercial_Health (WA)_Existing_Space Heating_Natural Gas_Boiler_E2 | F2 | Commercial | Health (WA) | Existing | Space Heating | Natural Gas | Boiler | E2 | TRC BC Ratio | 1.5481 | 1.5751 | 1.6085 | 1.6447 | 1.6842 | 1.7359 | 1.7886 | 1.8441 | 1.8975 | 1.9518 | 2.0013 | 2.0479 | 2.0982 | 2.1499 | 2.1987 | 2.2472 | 2.2933 | 2.3406 | 2.3898 | 2.4401 | 2.4915 | 2.545 | 2.6053 | 2.6595 | 2.7142 | 2.756 | 2.7936
F2_Commercial_Health (WA)_Existing_Space Heating_Natural Gas_Boiler_E3 | F2 | Commercial | Health (WA) | Existing | Space Heating | Natural Gas | Boiler | E3 | TRC BC Ratio | [24 empty] | 1 | 1 | 1 | bar: 2019 to 2042
F2_Commercial_Health (WA)_Existing_Space Heating_Natural Gas_Boiler_E4 | F2 | Commercial | Health (WA) | Existing | Space Heating | Natural Gas | Boiler | E4 | TRC BC Ratio | 0.0776 | 0.079185 | 0.080935 | 0.082748 | 0.084626 | 0.086788 | 0.088988 | 0.091278 | 0.09355 | 0.095867 | 0.098107 | 0.10031 | 0.10261 | 0.10495 | 0.10725 | 0.10957 | 0.11186 | 0.1142 | 0.11661 | 0.11908 | 0.1216 | 0.12417 | 0.12689 | 0.12947 | 0.13204 | 0.13324 | 0.13395
F2_Commercial_Health (WA)_Existing_Space Heating_Natural Gas_Boiler_E5 | F2 | Commercial | Health (WA) | Existing | Space Heating | Natural Gas | Boiler | E5 | TRC BC Ratio | 0 | 0 | 0 | 0 | 0 | 0 | 0 | 0 | 0 | 0 | 0 | 0 | 0 | 0 | 0 | 0 | 0 | 0 | 0 | 0 | 0 | 0 | 0 | 0 | 0 | 0 | 0
F2_Commercial_Health (WA)_Existing_Space Heating_Natural Gas_Boiler_E6 | F2 | Commercial | Health (WA) | Existing | Space Heating | Natural Gas | Boiler | E6 | TRC BC Ratio | 0 | 0 | 0 | 0 | 0 | 0 | 0 | 0 | 0 | 0 | 0 | 0 | 0 | 0 | 0 | 0 | 0 | 0 | 0 | 0 | 0 | 0 | 0 | 0 | 0 | 0 | 0
F2_Commercial_Health (WA)_Existing_Space Heating_Natural Gas_Boiler_E7 | F2 | Commercial | Health (WA) | Existing | Space Heating | Natural Gas | Boiler | E7 | TRC BC Ratio | 0 | 0 | 0 | 0 | 0 | 0 | 0 | 0 | 0 | 0 | 0 | 0 | 0 | 0 | 0 | 0 | 0 | 0 | 0 | 0 | 0 | 0 | 0 | 0 | 0 | 0 | 0
F2_Commercial_Health (WA)_Existing_Space Heating_Natural Gas_Boiler_E8 | F2 | Commercial | Health (WA) | Existing | Space Heating | Natural Gas | Boiler | E8 | TRC BC Ratio | 0 | 0 | 0 | 0 | 0 | 0 | 0 | 0 | 0 | 0 | 0 | 0 | 0 | 0 | 0 | 0 | 0 | 0 | 0 | 0 | 0 | 0 | 0 | 0 | 0 | 0 | 0
F2_Commercial_Health (WA)_Existing_Space Heating_Natural Gas_Boiler_E9 | F2 | Commercial | Health (WA) | Existing | Space Heating | Natural Gas | Boiler | E9 | TRC BC Ratio | 0 | 0 | 0 | 0 | 0 | 0 | 0 | 0 | 0 | 0 | 0 | 0 | 0 | 0 | 0 | 0 | 0 | 0 | 0 | 0 | 0 | 0 | 0 | 0 | 0 | 0 | 0
F2_Commercial_Health (WA)_Existing_Space Heating_Natural Gas_Boiler_E10 | F2 | Commercial | Health (WA) | Existing | Space Heating | Natural Gas | Boiler | E10 | TRC BC Ratio | 0 | 0 | 0 | 0 | 0 | 0 | 0 | 0 | 0 | 0 | 0 | 0 | 0 | 0 | 0 | 0 | 0 | 0 | 0 | 0 | 0 | 0 | 0 | 0 | 0 | 0 | 0
F3_Commercial_Health (WA)_Existing_Space Heating_Natural Gas_Boiler_E1 | F3 | Commercial | Health (WA) | Existing | Space Heating | Natural Gas | Boiler | E1 | PACT BC Ratio | [24 empty] | 1 | 1 | 1 | bar: 2019 to 2042
F3_Commercial_Health (WA)_Existing_Space Heating_Natural Gas_Boiler_E2 | F3 | Commercial | Health (WA) | Existing | Space Heating | Natural Gas | Boiler | E2 | PACT BC Ratio | 4.336 | 4.4116 | 4.5051 | 4.6068 | 4.7172 | 4.862 | 5.0096 | 5.1651 | 5.3147 | 5.4667 | 5.6056 | 5.736 | 5.8769 | 6.0216 | 6.1585 | 6.2943 | 6.4232 | 6.5559 | 6.6935 | 6.8346 | 6.9784 | 7.1284 | 7.2972 | 7.4489 | 7.6021 | 7.7192 | 7.8246
F3_Commercial_Health (WA)_Existing_Space Heating_Natural Gas_Boiler_E3 | F3 | Commercial | Health (WA) | Existing | Space Heating | Natural Gas | Boiler | E3 | PACT BC Ratio | [24 empty] | 1 | 1 | 1 | bar: 2019 to 2042
F3_Commercial_Health (WA)_Existing_Space Heating_Natural Gas_Boiler_E4 | F3 | Commercial | Health (WA) | Existing | Space Heating | Natural Gas | Boiler | E4 | PACT BC Ratio | 0.21735 | 0.22179 | 0.22669 | 0.23177 | 0.23703 | 0.24309 | 0.24925 | 0.25566 | 0.26202 | 0.26852 | 0.27479 | 0.28095 | 0.28741 | 0.29396 | 0.3004 | 0.30689 | 0.3133 | 0.31986 | 0.32662 | 0.33353 | 0.34058 | 0.34779 | 0.35541 | 0.36263 | 0.36983 | 0.37319 | 0.37518
F3_Commercial_Health (WA)_Existing_Space Heating_Natural Gas_Boiler_E5 | F3 | Commercial | Health (WA) | Existing | Space Heating | Natural Gas | Boiler | E5 | PACT BC Ratio | 0 | 0 | 0 | 0 | 0 | 0 | 0 | 0 | 0 | 0 | 0 | 0 | 0 | 0 | 0 | 0 | 0 | 0 | 0 | 0 | 0 | 0 | 0 | 0 | 0 | 0 | 0
F3_Commercial_Health (WA)_Existing_Space Heating_Natural Gas_Boiler_E6 | F3 | Commercial | Health (WA) | Existing | Space Heating | Natural Gas | Boiler | E6 | PACT BC Ratio | 0 | 0 | 0 | 0 | 0 | 0 | 0 | 0 | 0 | 0 | 0 | 0 | 0 | 0 | 0 | 0 | 0 | 0 | 0 | 0 | 0 | 0 | 0 | 0 | 0 | 0 | 0
F3_Commercial_Health (WA)_Existing_Space Heating_Natural Gas_Boiler_E7 | F3 | Commercial | Health (WA) | Existing | Space Heating | Natural Gas | Boiler | E7 | PACT BC Ratio | 0 | 0 | 0 | 0 | 0 | 0 | 0 | 0 | 0 | 0 | 0 | 0 | 0 | 0 | 0 | 0 | 0 | 0 | 0 | 0 | 0 | 0 | 0 | 0 | 0 | 0 | 0
F3_Commercial_Health (WA)_Existing_Space Heating_Natural Gas_Boiler_E8 | F3 | Commercial | Health (WA) | Existing | Space Heating | Natural Gas | Boiler | E8 | PACT BC Ratio | 0 | 0 | 0 | 0 | 0 | 0 | 0 | 0 | 0 | 0 | 0 | 0 | 0 | 0 | 0 | 0 | 0 | 0 | 0 | 0 | 0 | 0 | 0 | 0 | 0 | 0 | 0
F3_Commercial_Health (WA)_Existing_Space Heating_Natural Gas_Boiler_E9 | F3 | Commercial | Health (WA) | Existing | Space Heating | Natural Gas | Boiler | E9 | PACT BC Ratio | 0 | 0 | 0 | 0 | 0 | 0 | 0 | 0 | 0 | 0 | 0 | 0 | 0 | 0 | 0 | 0 | 0 | 0 | 0 | 0 | 0 | 0 | 0 | 0 | 0 | 0 | 0
F3_Commercial_Health (WA)_Existing_Space Heating_Natural Gas_Boiler_E10 | F3 | Commercial | Health (WA) | Existing | Space Heating | Natural Gas | Boiler | E10 | PACT BC Ratio | 0 | 0 | 0 | 0 | 0 | 0 | 0 | 0 | 0 | 0 | 0 | 0 | 0 | 0 | 0 | 0 | 0 | 0 | 0 | 0 | 0 | 0 | 0 | 0 | 0 | 0 | 0
F4_Commercial_Health (WA)_Existing_Space Heating_Natural Gas_Boiler_E1 | F4 | Commercial | Health (WA) | Existing | Space Heating | Natural Gas | Boiler | E1 | RVT BC Ratio | [24 empty] | 1 | 1 | 1 | bar: 2019 to 2042
F4_Commercial_Health (WA)_Existing_Space Heating_Natural Gas_Boiler_E2 | F4 | Commercial | Health (WA) | Existing | Space Heating | Natural Gas | Boiler | E2 | RVT BC Ratio | 2.3344 | 2.3598 | 2.3933 | 2.4299 | 2.4698 | 2.5261 | 2.5825 | 2.6415 | 2.6958 | 2.7497 | 2.8094 | 2.8645 | 2.9242 | 2.9852 | 3.0419 | 3.0975 | 3.1493 | 3.2021 | 3.2566 | 3.3119 | 3.3677 | 3.4352 | 3.5111 | 3.5793 | 3.6483 | 3.701 | 3.7484
F4_Commercial_Health (WA)_Existing_Space Heating_Natural Gas_Boiler_E3 | F4 | Commercial | Health (WA) | Existing | Space Heating | Natural Gas | Boiler | E3 | RVT BC Ratio | [24 empty] | 1 | 1 | 1 | bar: 2019 to 2042
F4_Commercial_Health (WA)_Existing_Space Heating_Natural Gas_Boiler_E4 | F4 | Commercial | Health (WA) | Existing | Space Heating | Natural Gas | Boiler | E4 | RVT BC Ratio | 0.33079 | 0.33244 | 0.33431 | 0.33624 | 0.33825 | 0.34064 | 0.34307 | 0.34561 | 0.3481 | 0.35064 | 0.35336 | 0.35606 | 0.35888 | 0.36173 | 0.36452 | 0.36732 | 0.37007 | 0.37287 | 0.37574 | 0.37867 | 0.38164 | 0.38489 | 0.38832 | 0.39156 | 0.3948 | 0.39631 | 0.39721
F4_Commercial_Health (WA)_Existing_Space Heating_Natural Gas_Boiler_E5 | F4 | Commercial | Health (WA) | Existing | Space Heating | Natural Gas | Boiler | E5 | RVT BC Ratio | 0 | 0 | 0 | 0 | 0 | 0 | 0 | 0 | 0 | 0 | 0 | 0 | 0 | 0 | 0 | 0 | 0 | 0 | 0 | 0 | 0 | 0 | 0 | 0 | 0 | 0 | 0
F4_Commercial_Health (WA)_Existing_Space Heating_Natural Gas_Boiler_E6 | F4 | Commercial | Health (WA) | Existing | Space Heating | Natural Gas | Boiler | E6 | RVT BC Ratio | 0 | 0 | 0 | 0 | 0 | 0 | 0 | 0 | 0 | 0 | 0 | 0 | 0 | 0 | 0 | 0 | 0 | 0 | 0 | 0 | 0 | 0 | 0 | 0 | 0 | 0 | 0
F4_Commercial_Health (WA)_Existing_Space Heating_Natural Gas_Boiler_E7 | F4 | Commercial | Health (WA) | Existing | Space Heating | Natural Gas | Boiler | E7 | RVT BC Ratio | 0 | 0 | 0 | 0 | 0 | 0 | 0 | 0 | 0 | 0 | 0 | 0 | 0 | 0 | 0 | 0 | 0 | 0 | 0 | 0 | 0 | 0 | 0 | 0 | 0 | 0 | 0
F4_Commercial_Health (WA)_Existing_Space Heating_Natural Gas_Boiler_E8 | F4 | Commercial | Health (WA) | Existing | Space Heating | Natural Gas | Boiler | E8 | RVT BC Ratio | 0 | 0 | 0 | 0 | 0 | 0 | 0 | 0 | 0 | 0 | 0 | 0 | 0 | 0 | 0 | 0 | 0 | 0 | 0 | 0 | 0 | 0 | 0 | 0 | 0 | 0 | 0
F4_Commercial_Health (WA)_Existing_Space Heating_Natural Gas_Boiler_E9 | F4 | Commercial | Health (WA) | Existing | Space Heating | Natural Gas | Boiler | E9 | RVT BC Ratio | 0 | 0 | 0 | 0 | 0 | 0 | 0 | 0 | 0 | 0 | 0 | 0 | 0 | 0 | 0 | 0 | 0 | 0 | 0 | 0 | 0 | 0 | 0 | 0 | 0 | 0 | 0
F4_Commercial_Health (WA)_Existing_Space Heating_Natural Gas_Boiler_E10 | F4 | Commercial | Health (WA) | Existing | Space Heating | Natural Gas | Boiler | E10 | RVT BC Ratio | 0 | 0 | 0 | 0 | 0 | 0 | 0 | 0 | 0 | 0 | 0 | 0 | 0 | 0 | 0 | 0 | 0 | 0 | 0 | 0 | 0 | 0 | 0 | 0 | 0 | 0 | 0
F5_Commercial_Health (WA)_Existing_Space Heating_Natural Gas_Boiler_E1 | F5 | Commercial | Health (WA) | Existing | Space Heating | Natural Gas | Boiler | E1 | RIM BC Ratio | [24 empty] | 1 | 1 | 1 | bar: 2019 to 2042
F5_Commercial_Health (WA)_Existing_Space Heating_Natural Gas_Boiler_E2 | F5 | Commercial | Health (WA) | Existing | Space Heating | Natural Gas | Boiler | E2 | RIM BC Ratio | 0.73298 | 0.73838 | 0.74428 | 0.75049 | 0.75699 | 0.76411 | 0.77136 | 0.77879 | 0.78631 | 0.79401 | 0.79805 | 0.8019 | 0.80591 | 0.80996 | 0.81388 | 0.81779 | 0.82165 | 0.82559 | 0.82964 | 0.83378 | 0.83801 | 0.84014 | 0.84243 | 0.84442 | 0.84635 | 0.84778 | 0.84904
F5_Commercial_Health (WA)_Existing_Space Heating_Natural Gas_Boiler_E3 | F5 | Commercial | Health (WA) | Existing | Space Heating | Natural Gas | Boiler | E3 | RIM BC Ratio | [24 empty] | 1 | 1 | 1 | bar: 2019 to 2042
F5_Commercial_Health (WA)_Existing_Space Heating_Natural Gas_Boiler_E4 | F5 | Commercial | Health (WA) | Existing | Space Heating | Natural Gas | Boiler | E4 | RIM BC Ratio | 0.17544 | 0.17846 | 0.18177 | 0.18517 | 0.18867 | 0.19263 | 0.19663 | 0.20076 | 0.20482 | 0.20892 | 0.21275 | 0.21647 | 0.22033 | 0.2242 | 0.22798 | 0.23176 | 0.23546 | 0.23922 | 0.24305 | 0.24694 | 0.25087 | 0.25476 | 0.25883 | 0.26263 | 0.26639 | 0.26813 | 0.26915
F5_Commercial_Health (WA)_Existing_Space Heating_Natural Gas_Boiler_E5 | F5 | Commercial | Health (WA) | Existing | Space Heating | Natural Gas | Boiler | E5 | RIM BC Ratio | 0 | 0 | 0 | 0 | 0 | 0 | 0 | 0 | 0 | 0 | 0 | 0 | 0 | 0 | 0 | 0 | 0 | 0 | 0 | 0 | 0 | 0 | 0 | 0 | 0 | 0 | 0
F5_Commercial_Health (WA)_Existing_Space Heating_Natural Gas_Boiler_E6 | F5 | Commercial | Health (WA) | Existing | Space Heating | Natural Gas | Boiler | E6 | RIM BC Ratio | 0 | 0 | 0 | 0 | 0 | 0 | 0 | 0 | 0 | 0 | 0 | 0 | 0 | 0 | 0 | 0 | 0 | 0 | 0 | 0 | 0 | 0 | 0 | 0 | 0 | 0 | 0
F5_Commercial_Health (WA)_Existing_Space Heating_Natural Gas_Boiler_E7 | F5 | Commercial | Health (WA) | Existing | Space Heating | Natural Gas | Boiler | E7 | RIM BC Ratio | 0 | 0 | 0 | 0 | 0 | 0 | 0 | 0 | 0 | 0 | 0 | 0 | 0 | 0 | 0 | 0 | 0 | 0 | 0 | 0 | 0 | 0 | 0 | 0 | 0 | 0 | 0
F5_Commercial_Health (WA)_Existing_Space Heating_Natural Gas_Boiler_E8 | F5 | Commercial | Health (WA) | Existing | Space Heating | Natural Gas | Boiler | E8 | RIM BC Ratio | 0 | 0 | 0 | 0 | 0 | 0 | 0 | 0 | 0 | 0 | 0 | 0 | 0 | 0 | 0 | 0 | 0 | 0 | 0 | 0 | 0 | 0 | 0 | 0 | 0 | 0 | 0
F5_Commercial_Health (WA)_Existing_Space Heating_Natural Gas_Boiler_E9 | F5 | Commercial | Health (WA) | Existing | Space Heating | Natural Gas | Boiler | E9 | RIM BC Ratio | 0 | 0 | 0 | 0 | 0 | 0 | 0 | 0 | 0 | 0 | 0 | 0 | 0 | 0 | 0 | 0 | 0 | 0 | 0 | 0 | 0 | 0 | 0 | 0 | 0 | 0 | 0
F5_Commercial_Health (WA)_Existing_Space Heating_Natural Gas_Boiler_E10 | F5 | Commercial | Health (WA) | Existing | Space Heating | Natural Gas | Boiler | E10 | RIM BC Ratio | 0 | 0 | 0 | 0 | 0 | 0 | 0 | 0 | 0 | 0 | 0 | 0 | 0 | 0 | 0 | 0 | 0 | 0 | 0 | 0 | 0 | 0 | 0 | 0 | 0 | 0 | 0
F0_Commercial_Health (WA)_Existing_Space Heating_Natural Gas_Unit Heater_E0 | F0 | Commercial | Health (WA) | Existing | Space Heating | Natural Gas | Unit Heater | E0 | Economic Unit | Infrared Radiant | Infrared Radiant | Infrared Radiant | Infrared Radiant | Infrared Radiant | Infrared Radiant | Infrared Radiant | Infrared Radiant | Infrared Radiant | Infrared Radiant | Infrared Radiant | Infrared Radiant | Infrared Radiant | Infrared Radiant | Infrared Radiant | Infrared Radiant | Infrared Radiant | Infrared Radiant | Infrared Radiant | Infrared Radiant | Infrared Radiant | Infrared Radiant | Infrared Radiant | Infrared Radiant | Infrared Radiant | Infrared Radiant | Infrared Radiant
F1_Commercial_Health (WA)_Existing_Space Heating_Natural Gas_Unit Heater_E1 | F1 | Commercial | Health (WA) | Existing | Space Heating | Natural Gas | Unit Heater | E1 | CCE | 0 | 0 | 0 | 0 | 0 | 0 | 0 | 0 | 0 | 0 | 0 | 0 | 0 | 0 | 0 | 0 | 0 | 0 | 0 | 0 | 0 | 0 | 0 | 0 | 0 | 0 | 0
F1_Commercial_Health (WA)_Existing_Space Heating_Natural Gas_Unit Heater_E2 | F1 | Commercial | Health (WA) | Existing | Space Heating | Natural Gas | Unit Heater | E2 | CCE | 0.00013849 | 0.00014372 | 0.00014372 | 0.00014372 | 0.00014372 | 0.00014372 | 0.00014372 | 0.00014372 | 0.00014372 | 0.00014372 | 0.00014372 | 0.00014372 | 0.00014372 | 0.00014372 | 0.00014372 | 0.00014372 | 0.00014372 | 0.00014372 | 0.00014372 | 0.00014372 | 0.00014372 | 0.00014372 | 0.00014372 | 0.00014372 | 0.00014372 | 0.00014372 | 0.00014372
F1_Commercial_Health (WA)_Existing_Space Heating_Natural Gas_Unit Heater_E3 | F1 | Commercial | Health (WA) | Existing | Space Heating | Natural Gas | Unit Heater | E3 | CCE | 4.3466e-05 | 4.5107e-05 | 4.5107e-05 | 4.5107e-05 | 4.5107e-05 | 4.5107e-05 | 4.5107e-05 | 4.5107e-05 | 4.5107e-05 | 4.5107e-05 | 4.5107e-05 | 4.5107e-05 | 4.5107e-05 | 4.5107e-05 | 4.5107e-05 | 4.5107e-05 | 4.5107e-05 | 4.5107e-05 | 4.5107e-05 | 4.5107e-05 | 4.5107e-05 | 4.5107e-05 | 4.5107e-05 | 4.5107e-05 | 4.5107e-05 | 4.5107e-05 | 4.5107e-05
F1_Commercial_Health (WA)_Existing_Space Heating_Natural Gas_Unit Heater_E4 | F1 | Commercial | Health (WA) | Existing | Space Heating | Natural Gas | Unit Heater | E4 | CCE | 0 | 0 | 0 | 0 | 0 | 0 | 0 | 0 | 0 | 0 | 0 | 0 | 0 | 0 | 0 | 0 | 0 | 0 | 0 | 0 | 0 | 0 | 0 | 0 | 0 | 0 | 0
F1_Commercial_Health (WA)_Existing_Space Heating_Natural Gas_Unit Heater_E5 | F1 | Commercial | Health (WA) | Existing | Space Heating | Natural Gas | Unit Heater | E5 | CCE | 0 | 0 | 0 | 0 | 0 | 0 | 0 | 0 | 0 | 0 | 0 | 0 | 0 | 0 | 0 | 0 | 0 | 0 | 0 | 0 | 0 | 0 | 0 | 0 | 0 | 0 | 0
F1_Commercial_Health (WA)_Existing_Space Heating_Natural Gas_Unit Heater_E6 | F1 | Commercial | Health (WA) | Existing | Space Heating | Natural Gas | Unit Heater | E6 | CCE | 0 | 0 | 0 | 0 | 0 | 0 | 0 | 0 | 0 | 0 | 0 | 0 | 0 | 0 | 0 | 0 | 0 | 0 | 0 | 0 | 0 | 0 | 0 | 0 | 0 | 0 | 0
F1_Commercial_Health (WA)_Existing_Space Heating_Natural Gas_Unit Heater_E7 | F1 | Commercial | Health (WA) | Existing | Space Heating | Natural Gas | Unit Heater | E7 | CCE | 0 | 0 | 0 | 0 | 0 | 0 | 0 | 0 | 0 | 0 | 0 | 0 | 0 | 0 | 0 | 0 | 0 | 0 | 0 | 0 | 0 | 0 | 0 | 0 | 0 | 0 | 0
F1_Commercial_Health (WA)_Existing_Space Heating_Natural Gas_Unit Heater_E8 | F1 | Commercial | Health (WA) | Existing | Space Heating | Natural Gas | Unit Heater | E8 | CCE | 0 | 0 | 0 | 0 | 0 | 0 | 0 | 0 | 0 | 0 | 0 | 0 | 0 | 0 | 0 | 0 | 0 | 0 | 0 | 0 | 0 | 0 | 0 | 0 | 0 | 0 | 0
F1_Commercial_Health (WA)_Existing_Space Heating_Natural Gas_Unit Heater_E9 | F1 | Commercial | Health (WA) | Existing | Space Heating | Natural Gas | Unit Heater | E9 | CCE | 0 | 0 | 0 | 0 | 0 | 0 | 0 | 0 | 0 | 0 | 0 | 0 | 0 | 0 | 0 | 0 | 0 | 0 | 0 | 0 | 0 | 0 | 0 | 0 | 0 | 0 | 0
F1_Commercial_Health (WA)_Existing_Space Heating_Natural Gas_Unit Heater_E10 | F1 | Commercial | Health (WA) | Existing | Space Heating | Natural Gas | Unit Heater | E10 | CCE | 0 | 0 | 0 | 0 | 0 | 0 | 0 | 0 | 0 | 0 | 0 | 0 | 0 | 0 | 0 | 0 | 0 | 0 | 0 | 0 | 0 | 0 | 0 | 0 | 0 | 0 | 0
F2_Commercial_Health (WA)_Existing_Space Heating_Natural Gas_Unit Heater_E1 | F2 | Commercial | Health (WA) | Existing | Space Heating | Natural Gas | Unit Heater | E1 | TRC BC Ratio | [24 empty] | 1 | 1 | 1 | bar: 2019 to 2042
F2_Commercial_Health (WA)_Existing_Space Heating_Natural Gas_Unit Heater_E2 | F2 | Commercial | Health (WA) | Existing | Space Heating | Natural Gas | Unit Heater | E2 | TRC BC Ratio | 28.6246 | 29.0951 | 29.709 | 30.3859 | 31.1311 | 32.1579 | 33.2037 | 34.3111 | 35.3707 | 36.4469 | 37.4104 | 38.2989 | 39.2716 | 40.2704 | 41.2003 | 42.1169 | 42.9723 | 43.8539 | 44.7722 | 45.7141 | 46.6742 | 47.6872 | 48.8599 | 49.897 | 50.9561 | 52.0376 | 53.1421
F2_Commercial_Health (WA)_Existing_Space Heating_Natural Gas_Unit Heater_E3 | F2 | Commercial | Health (WA) | Existing | Space Heating | Natural Gas | Unit Heater | E3 | TRC BC Ratio | 127.0669 | 130.416 | 133.6977 | 136.7852 | 139.6659 | 142.2745 | 144.8675 | 147.5513 | 150.5541 | 153.6536 | 156.9564 | 160.4375 | 163.922 | 167.2629 | 170.7502 | 174.3392 | 178.0719 | 181.877 | 185.7478 | 189.6974 | 193.7323 | 197.8257 | 201.8902 | 206.1754 | 210.5515 | 215.0205 | 219.5844
F2_Commercial_Health (WA)_Existing_Space Heating_Natural Gas_Unit Heater_E4 | F2 | Commercial | Health (WA) | Existing | Space Heating | Natural Gas | Unit Heater | E4 | TRC BC Ratio | 0 | 0 | 0 | 0 | 0 | 0 | 0 | 0 | 0 | 0 | 0 | 0 | 0 | 0 | 0 | 0 | 0 | 0 | 0 | 0 | 0 | 0 | 0 | 0 | 0 | 0 | 0
F2_Commercial_Health (WA)_Existing_Space Heating_Natural Gas_Unit Heater_E5 | F2 | Commercial | Health (WA) | Existing | Space Heating | Natural Gas | Unit Heater | E5 | TRC BC Ratio | 0 | 0 | 0 | 0 | 0 | 0 | 0 | 0 | 0 | 0 | 0 | 0 | 0 | 0 | 0 | 0 | 0 | 0 | 0 | 0 | 0 | 0 | 0 | 0 | 0 | 0 | 0
F2_Commercial_Health (WA)_Existing_Space Heating_Natural Gas_Unit Heater_E6 | F2 | Commercial | Health (WA) | Existing | Space Heating | Natural Gas | Unit Heater | E6 | TRC BC Ratio | 0 | 0 | 0 | 0 | 0 | 0 | 0 | 0 | 0 | 0 | 0 | 0 | 0 | 0 | 0 | 0 | 0 | 0 | 0 | 0 | 0 | 0 | 0 | 0 | 0 | 0 | 0
F2_Commercial_Health (WA)_Existing_Space Heating_Natural Gas_Unit Heater_E7 | F2 | Commercial | Health (WA) | Existing | Space Heating | Natural Gas | Unit Heater | E7 | TRC BC Ratio | 0 | 0 | 0 | 0 | 0 | 0 | 0 | 0 | 0 | 0 | 0 | 0 | 0 | 0 | 0 | 0 | 0 | 0 | 0 | 0 | 0 | 0 | 0 | 0 | 0 | 0 | 0
F2_Commercial_Health (WA)_Existing_Space Heating_Natural Gas_Unit Heater_E8 | F2 | Commercial | Health (WA) | Existing | Space Heating | Natural Gas | Unit Heater | E8 | TRC BC Ratio | 0 | 0 | 0 | 0 | 0 | 0 | 0 | 0 | 0 | 0 | 0 | 0 | 0 | 0 | 0 | 0 | 0 | 0 | 0 | 0 | 0 | 0 | 0 | 0 | 0 | 0 | 0
F2_Commercial_Health (WA)_Existing_Space Heating_Natural Gas_Unit Heater_E9 | F2 | Commercial | Health (WA) | Existing | Space Heating | Natural Gas | Unit Heater | E9 | TRC BC Ratio | 0 | 0 | 0 | 0 | 0 | 0 | 0 | 0 | 0 | 0 | 0 | 0 | 0 | 0 | 0 | 0 | 0 | 0 | 0 | 0 | 0 | 0 | 0 | 0 | 0 | 0 | 0
F2_Commercial_Health (WA)_Existing_Space Heating_Natural Gas_Unit Heater_E10 | F2 | Commercial | Health (WA) | Existing | Space Heating | Natural Gas | Unit Heater | E10 | TRC BC Ratio | 0 | 0 | 0 | 0 | 0 | 0 | 0 | 0 | 0 | 0 | 0 | 0 | 0 | 0 | 0 | 0 | 0 | 0 | 0 | 0 | 0 | 0 | 0 | 0 | 0 | 0 | 0
F3_Commercial_Health (WA)_Existing_Space Heating_Natural Gas_Unit Heater_E1 | F3 | Commercial | Health (WA) | Existing | Space Heating | Natural Gas | Unit Heater | E1 | PACT BC Ratio | [24 empty] | 1 | 1 | 1 | bar: 2019 to 2042
F3_Commercial_Health (WA)_Existing_Space Heating_Natural Gas_Unit Heater_E2 | F3 | Commercial | Health (WA) | Existing | Space Heating | Natural Gas | Unit Heater | E2 | PACT BC Ratio | 80.175 | 81.4928 | 83.2123 | 85.1081 | 87.1953 | 90.0715 | 93.0006 | 96.1024 | 99.0703 | 102.0846 | 104.7831 | 107.2718 | 109.9961 | 112.7937 | 115.3984 | 117.9656 | 120.3614 | 122.8308 | 125.4029 | 128.0412 | 130.7302 | 133.5675 | 136.8522 | 139.7569 | 142.7233 | 145.7526 | 148.8463
F3_Commercial_Health (WA)_Existing_Space Heating_Natural Gas_Unit Heater_E3 | F3 | Commercial | Health (WA) | Existing | Space Heating | Natural Gas | Unit Heater | E3 | PACT BC Ratio | 355.9029 | 365.2834 | 374.4751 | 383.1229 | 391.1916 | 398.4981 | 405.7607 | 413.2777 | 421.6883 | 430.3698 | 439.6206 | 449.3708 | 459.1305 | 468.4883 | 478.2558 | 488.3083 | 498.7632 | 509.4209 | 520.2628 | 531.3251 | 542.6267 | 554.0917 | 565.4761 | 577.4785 | 589.7356 | 602.2529 | 615.0358
F3_Commercial_Health (WA)_Existing_Space Heating_Natural Gas_Unit Heater_E4 | F3 | Commercial | Health (WA) | Existing | Space Heating | Natural Gas | Unit Heater | E4 | PACT BC Ratio | 0 | 0 | 0 | 0 | 0 | 0 | 0 | 0 | 0 | 0 | 0 | 0 | 0 | 0 | 0 | 0 | 0 | 0 | 0 | 0 | 0 | 0 | 0 | 0 | 0 | 0 | 0
F3_Commercial_Health (WA)_Existing_Space Heating_Natural Gas_Unit Heater_E5 | F3 | Commercial | Health (WA) | Existing | Space Heating | Natural Gas | Unit Heater | E5 | PACT BC Ratio | 0 | 0 | 0 | 0 | 0 | 0 | 0 | 0 | 0 | 0 | 0 | 0 | 0 | 0 | 0 | 0 | 0 | 0 | 0 | 0 | 0 | 0 | 0 | 0 | 0 | 0 | 0
F3_Commercial_Health (WA)_Existing_Space Heating_Natural Gas_Unit Heater_E6 | F3 | Commercial | Health (WA) | Existing | Space Heating | Natural Gas | Unit Heater | E6 | PACT BC Ratio | 0 | 0 | 0 | 0 | 0 | 0 | 0 | 0 | 0 | 0 | 0 | 0 | 0 | 0 | 0 | 0 | 0 | 0 | 0 | 0 | 0 | 0 | 0 | 0 | 0 | 0 | 0
F3_Commercial_Health (WA)_Existing_Space Heating_Natural Gas_Unit Heater_E7 | F3 | Commercial | Health (WA) | Existing | Space Heating | Natural Gas | Unit Heater | E7 | PACT BC Ratio | 0 | 0 | 0 | 0 | 0 | 0 | 0 | 0 | 0 | 0 | 0 | 0 | 0 | 0 | 0 | 0 | 0 | 0 | 0 | 0 | 0 | 0 | 0 | 0 | 0 | 0 | 0
F3_Commercial_Health (WA)_Existing_Space Heating_Natural Gas_Unit Heater_E8 | F3 | Commercial | Health (WA) | Existing | Space Heating | Natural Gas | Unit Heater | E8 | PACT BC Ratio | 0 | 0 | 0 | 0 | 0 | 0 | 0 | 0 | 0 | 0 | 0 | 0 | 0 | 0 | 0 | 0 | 0 | 0 | 0 | 0 | 0 | 0 | 0 | 0 | 0 | 0 | 0
F3_Commercial_Health (WA)_Existing_Space Heating_Natural Gas_Unit Heater_E9 | F3 | Commercial | Health (WA) | Existing | Space Heating | Natural Gas | Unit Heater | E9 | PACT BC Ratio | 0 | 0 | 0 | 0 | 0 | 0 | 0 | 0 | 0 | 0 | 0 | 0 | 0 | 0 | 0 | 0 | 0 | 0 | 0 | 0 | 0 | 0 | 0 | 0 | 0 | 0 | 0
F3_Commercial_Health (WA)_Existing_Space Heating_Natural Gas_Unit Heater_E10 | F3 | Commercial | Health (WA) | Existing | Space Heating | Natural Gas | Unit Heater | E10 | PACT BC Ratio | 0 | 0 | 0 | 0 | 0 | 0 | 0 | 0 | 0 | 0 | 0 | 0 | 0 | 0 | 0 | 0 | 0 | 0 | 0 | 0 | 0 | 0 | 0 | 0 | 0 | 0 | 0
F4_Commercial_Health (WA)_Existing_Space Heating_Natural Gas_Unit Heater_E1 | F4 | Commercial | Health (WA) | Existing | Space Heating | Natural Gas | Unit Heater | E1 | RVT BC Ratio | [24 empty] | 1 | 1 | 1 | bar: 2019 to 2042
F4_Commercial_Health (WA)_Existing_Space Heating_Natural Gas_Unit Heater_E2 | F4 | Commercial | Health (WA) | Existing | Space Heating | Natural Gas | Unit Heater | E2 | RVT BC Ratio | 39.8243 | 40.2412 | 40.8379 | 41.496 | 42.2206 | 43.316 | 44.4006 | 45.5406 | 46.5749 | 47.5948 | 48.7427 | 49.7816 | 50.9207 | 52.0828 | 53.1415 | 54.1692 | 55.1018 | 56.0538 | 57.0377 | 58.0353 | 59.0379 | 60.3143 | 61.7919 | 63.0986 | 64.4331 | 65.7958 | 67.1875
F4_Commercial_Health (WA)_Existing_Space Heating_Natural Gas_Unit Heater_E3 | F4 | Commercial | Health (WA) | Existing | Space Heating | Natural Gas | Unit Heater | E3 | RVT BC Ratio | 164.4409 | 168.2303 | 171.8626 | 175.1814 | 178.1666 | 180.7067 | 183.163 | 185.8888 | 189.2196 | 192.8986 | 196.8409 | 201.2946 | 205.7574 | 210.0477 | 214.5362 | 219.1648 | 223.9895 | 228.9169 | 233.939 | 239.0739 | 244.3312 | 249.4888 | 254.6101 | 260.0094 | 265.5233 | 271.1542 | 276.9047
F4_Commercial_Health (WA)_Existing_Space Heating_Natural Gas_Unit Heater_E4 | F4 | Commercial | Health (WA) | Existing | Space Heating | Natural Gas | Unit Heater | E4 | RVT BC Ratio | 0 | 0 | 0 | 0 | 0 | 0 | 0 | 0 | 0 | 0 | 0 | 0 | 0 | 0 | 0 | 0 | 0 | 0 | 0 | 0 | 0 | 0 | 0 | 0 | 0 | 0 | 0
F4_Commercial_Health (WA)_Existing_Space Heating_Natural Gas_Unit Heater_E5 | F4 | Commercial | Health (WA) | Existing | Space Heating | Natural Gas | Unit Heater | E5 | RVT BC Ratio | 0 | 0 | 0 | 0 | 0 | 0 | 0 | 0 | 0 | 0 | 0 | 0 | 0 | 0 | 0 | 0 | 0 | 0 | 0 | 0 | 0 | 0 | 0 | 0 | 0 | 0 | 0
F4_Commercial_Health (WA)_Existing_Space Heating_Natural Gas_Unit Heater_E6 | F4 | Commercial | Health (WA) | Existing | Space Heating | Natural Gas | Unit Heater | E6 | RVT BC Ratio | 0 | 0 | 0 | 0 | 0 | 0 | 0 | 0 | 0 | 0 | 0 | 0 | 0 | 0 | 0 | 0 | 0 | 0 | 0 | 0 | 0 | 0 | 0 | 0 | 0 | 0 | 0
F4_Commercial_Health (WA)_Existing_Space Heating_Natural Gas_Unit Heater_E7 | F4 | Commercial | Health (WA) | Existing | Space Heating | Natural Gas | Unit Heater | E7 | RVT BC Ratio | 0 | 0 | 0 | 0 | 0 | 0 | 0 | 0 | 0 | 0 | 0 | 0 | 0 | 0 | 0 | 0 | 0 | 0 | 0 | 0 | 0 | 0 | 0 | 0 | 0 | 0 | 0
F4_Commercial_Health (WA)_Existing_Space Heating_Natural Gas_Unit Heater_E8 | F4 | Commercial | Health (WA) | Existing | Space Heating | Natural Gas | Unit Heater | E8 | RVT BC Ratio | 0 | 0 | 0 | 0 | 0 | 0 | 0 | 0 | 0 | 0 | 0 | 0 | 0 | 0 | 0 | 0 | 0 | 0 | 0 | 0 | 0 | 0 | 0 | 0 | 0 | 0 | 0
F4_Commercial_Health (WA)_Existing_Space Heating_Natural Gas_Unit Heater_E9 | F4 | Commercial | Health (WA) | Existing | Space Heating | Natural Gas | Unit Heater | E9 | RVT BC Ratio | 0 | 0 | 0 | 0 | 0 | 0 | 0 | 0 | 0 | 0 | 0 | 0 | 0 | 0 | 0 | 0 | 0 | 0 | 0 | 0 | 0 | 0 | 0 | 0 | 0 | 0 | 0
F4_Commercial_Health (WA)_Existing_Space Heating_Natural Gas_Unit Heater_E10 | F4 | Commercial | Health (WA) | Existing | Space Heating | Natural Gas | Unit Heater | E10 | RVT BC Ratio | 0 | 0 | 0 | 0 | 0 | 0 | 0 | 0 | 0 | 0 | 0 | 0 | 0 | 0 | 0 | 0 | 0 | 0 | 0 | 0 | 0 | 0 | 0 | 0 | 0 | 0 | 0
F5_Commercial_Health (WA)_Existing_Space Heating_Natural Gas_Unit Heater_E1 | F5 | Commercial | Health (WA) | Existing | Space Heating | Natural Gas | Unit Heater | E1 | RIM BC Ratio | [24 empty] | 1 | 1 | 1 | bar: 2019 to 2042
F5_Commercial_Health (WA)_Existing_Space Heating_Natural Gas_Unit Heater_E2 | F5 | Commercial | Health (WA) | Existing | Space Heating | Natural Gas | Unit Heater | E2 | RIM BC Ratio | 0.85822 | 0.86333 | 0.86873 | 0.8745 | 0.88064 | 0.88679 | 0.89336 | 0.90015 | 0.90743 | 0.91509 | 0.91725 | 0.91951 | 0.92186 | 0.92429 | 0.92687 | 0.92958 | 0.93246 | 0.93549 | 0.93866 | 0.94199 | 0.94549 | 0.94564 | 0.9458 | 0.94593 | 0.94607 | 0.9462 | 0.94633
F5_Commercial_Health (WA)_Existing_Space Heating_Natural Gas_Unit Heater_E3 | F5 | Commercial | Health (WA) | Existing | Space Heating | Natural Gas | Unit Heater | E3 | RIM BC Ratio | 0.92614 | 0.92916 | 0.93244 | 0.93592 | 0.93963 | 0.94374 | 0.94807 | 0.95149 | 0.95378 | 0.95487 | 0.95588 | 0.95548 | 0.95508 | 0.95466 | 0.95419 | 0.95369 | 0.95315 | 0.95258 | 0.95199 | 0.95137 | 0.95071 | 0.95075 | 0.95078 | 0.95081 | 0.95085 | 0.95088 | 0.95091
F5_Commercial_Health (WA)_Existing_Space Heating_Natural Gas_Unit Heater_E4 | F5 | Commercial | Health (WA) | Existing | Space Heating | Natural Gas | Unit Heater | E4 | RIM BC Ratio | 0 | 0 | 0 | 0 | 0 | 0 | 0 | 0 | 0 | 0 | 0 | 0 | 0 | 0 | 0 | 0 | 0 | 0 | 0 | 0 | 0 | 0 | 0 | 0 | 0 | 0 | 0
F5_Commercial_Health (WA)_Existing_Space Heating_Natural Gas_Unit Heater_E5 | F5 | Commercial | Health (WA) | Existing | Space Heating | Natural Gas | Unit Heater | E5 | RIM BC Ratio | 0 | 0 | 0 | 0 | 0 | 0 | 0 | 0 | 0 | 0 | 0 | 0 | 0 | 0 | 0 | 0 | 0 | 0 | 0 | 0 | 0 | 0 | 0 | 0 | 0 | 0 | 0
F5_Commercial_Health (WA)_Existing_Space Heating_Natural Gas_Unit Heater_E6 | F5 | Commercial | Health (WA) | Existing | Space Heating | Natural Gas | Unit Heater | E6 | RIM BC Ratio | 0 | 0 | 0 | 0 | 0 | 0 | 0 | 0 | 0 | 0 | 0 | 0 | 0 | 0 | 0 | 0 | 0 | 0 | 0 | 0 | 0 | 0 | 0 | 0 | 0 | 0 | 0
F5_Commercial_Health (WA)_Existing_Space Heating_Natural Gas_Unit Heater_E7 | F5 | Commercial | Health (WA) | Existing | Space Heating | Natural Gas | Unit Heater | E7 | RIM BC Ratio | 0 | 0 | 0 | 0 | 0 | 0 | 0 | 0 | 0 | 0 | 0 | 0 | 0 | 0 | 0 | 0 | 0 | 0 | 0 | 0 | 0 | 0 | 0 | 0 | 0 | 0 | 0
F5_Commercial_Health (WA)_Existing_Space Heating_Natural Gas_Unit Heater_E8 | F5 | Commercial | Health (WA) | Existing | Space Heating | Natural Gas | Unit Heater | E8 | RIM BC Ratio | 0 | 0 | 0 | 0 | 0 | 0 | 0 | 0 | 0 | 0 | 0 | 0 | 0 | 0 | 0 | 0 | 0 | 0 | 0 | 0 | 0 | 0 | 0 | 0 | 0 | 0 | 0
F5_Commercial_Health (WA)_Existing_Space Heating_Natural Gas_Unit Heater_E9 | F5 | Commercial | Health (WA) | Existing | Space Heating | Natural Gas | Unit Heater | E9 | RIM BC Ratio | 0 | 0 | 0 | 0 | 0 | 0 | 0 | 0 | 0 | 0 | 0 | 0 | 0 | 0 | 0 | 0 | 0 | 0 | 0 | 0 | 0 | 0 | 0 | 0 | 0 | 0 | 0
F5_Commercial_Health (WA)_Existing_Space Heating_Natural Gas_Unit Heater_E10 | F5 | Commercial | Health (WA) | Existing | Space Heating | Natural Gas | Unit Heater | E10 | RIM BC Ratio | 0 | 0 | 0 | 0 | 0 | 0 | 0 | 0 | 0 | 0 | 0 | 0 | 0 | 0 | 0 | 0 | 0 | 0 | 0 | 0 | 0 | 0 | 0 | 0 | 0 | 0 | 0
F0_Commercial_Health (WA)_Existing_Water Heating_Natural Gas_Water Heater_E0 | F0 | Commercial | Health (WA) | Existing | Water Heating | Natural Gas | Water Heater | E0 | Economic Unit | Gas-Fired Absorption HPWH | Gas-Fired Absorption HPWH | Gas-Fired Absorption HPWH | Gas-Fired Absorption HPWH | Gas-Fired Absorption HPWH | Gas-Fired Absorption HPWH | Gas-Fired Absorption HPWH | Gas-Fired Absorption HPWH | Gas-Fired Absorption HPWH | Gas-Fired Absorption HPWH | Gas-Fired Absorption HPWH | Gas-Fired Absorption HPWH | Gas-Fired Absorption HPWH | Gas-Fired Absorption HPWH | Gas-Fired Absorption HPWH | Gas-Fired Absorption HPWH | Gas-Fired Absorption HPWH | Gas-Fired Absorption HPWH | Gas-Fired Absorption HPWH | Gas-Fired Absorption HPWH | Gas-Fired Absorption HPWH | Gas-Fired Absorption HPWH | Gas-Fired Absorption HPWH | Gas-Fired Absorption HPWH | Gas-Fired Absorption HPWH | Gas-Fired Absorption HPWH | Gas-Fired Absorption HPWH
F1_Commercial_Health (WA)_Existing_Water Heating_Natural Gas_Water Heater_E1 | F1 | Commercial | Health (WA) | Existing | Water Heating | Natural Gas | Water Heater | E1 | CCE | 0 | 0 | 0 | 0 | 0 | 0 | 0 | 0 | 0 | 0 | 0 | 0 | 0 | 0 | 0 | 0 | 0 | 0 | 0 | 0 | 0 | 0 | 0 | 0 | 0 | 0 | 0
F1_Commercial_Health (WA)_Existing_Water Heating_Natural Gas_Water Heater_E2 | F1 | Commercial | Health (WA) | Existing | Water Heating | Natural Gas | Water Heater | E2 | CCE | 0.00078775 | 0.00078775 | 0.00078775 | 0.00078775 | 0.00078775 | 0.00078775 | 0.00078775 | 0.00078775 | 0.00078775 | 0.00078775 | 0.00078775 | 0.00078775 | 0.00078775 | 0.00078775 | 0.00078775 | 0.00078775 | 0.00078775 | 0.00078775 | 0.00078775 | 0.00078775 | 0.00078775 | 0.00078775 | 0.00078775 | 0.00078775 | 0.00078775 | 0.00078775 | 0.00078775
F1_Commercial_Health (WA)_Existing_Water Heating_Natural Gas_Water Heater_E3 | F1 | Commercial | Health (WA) | Existing | Water Heating | Natural Gas | Water Heater | E3 | CCE | 0.0013961 | 0.0013961 | 0.0013961 | 0.0013961 | 0.0013961 | 0.0013961 | 0.0013961 | 0.0013961 | 0.0013961 | 0.0013961 | 0.0013961 | 0.0013961 | 0.0013961 | 0.0013961 | 0.0013961 | 0.0013961 | 0.0013961 | 0.0013961 | 0.0013961 | 0.0013961 | 0.0013961 | 0.0013961 | 0.0013961 | 0.0013961 | 0.0013961 | 0.0013961 | 0.0013961
F1_Commercial_Health (WA)_Existing_Water Heating_Natural Gas_Water Heater_E4 | F1 | Commercial | Health (WA) | Existing | Water Heating | Natural Gas | Water Heater | E4 | CCE | 0.0014218 | 0.0014218 | 0.0014218 | 0.0014218 | 0.0014218 | 0.0014218 | 0.0014218 | 0.0014218 | 0.0014218 | 0.0014218 | 0.0014218 | 0.0014218 | 0.0014218 | 0.0014218 | 0.0014218 | 0.0014218 | 0.0014218 | 0.0014218 | 0.0014218 | 0.0014218 | 0.0014218 | 0.0014218 | 0.0014218 | 0.0014218 | 0.0014218 | 0.0014218 | 0.0014218
F1_Commercial_Health (WA)_Existing_Water Heating_Natural Gas_Water Heater_E5 | F1 | Commercial | Health (WA) | Existing | Water Heating | Natural Gas | Water Heater | E5 | CCE | 0.002072 | 0.002072 | 0.002072 | 0.002072 | 0.002072 | 0.002072 | 0.002072 | 0.002072 | 0.002072 | 0.002072 | 0.002072 | 0.002072 | 0.002072 | 0.002072 | 0.002072 | 0.002072 | 0.002072 | 0.002072 | 0.002072 | 0.002072 | 0.002072 | 0.002072 | 0.002072 | 0.002072 | 0.002072 | 0.002072 | 0.002072
F1_Commercial_Health (WA)_Existing_Water Heating_Natural Gas_Water Heater_E6 | F1 | Commercial | Health (WA) | Existing | Water Heating | Natural Gas | Water Heater | E6 | CCE | 0 | 0 | 0 | 0 | 0 | 0 | 0 | 0 | 0 | 0 | 0 | 0 | 0 | 0 | 0 | 0 | 0 | 0 | 0 | 0 | 0 | 0 | 0 | 0 | 0 | 0 | 0
F1_Commercial_Health (WA)_Existing_Water Heating_Natural Gas_Water Heater_E7 | F1 | Commercial | Health (WA) | Existing | Water Heating | Natural Gas | Water Heater | E7 | CCE | 0 | 0 | 0 | 0 | 0 | 0 | 0 | 0 | 0 | 0 | 0 | 0 | 0 | 0 | 0 | 0 | 0 | 0 | 0 | 0 | 0 | 0 | 0 | 0 | 0 | 0 | 0
F1_Commercial_Health (WA)_Existing_Water Heating_Natural Gas_Water Heater_E8 | F1 | Commercial | Health (WA) | Existing | Water Heating | Natural Gas | Water Heater | E8 | CCE | 0 | 0 | 0 | 0 | 0 | 0 | 0 | 0 | 0 | 0 | 0 | 0 | 0 | 0 | 0 | 0 | 0 | 0 | 0 | 0 | 0 | 0 | 0 | 0 | 0 | 0 | 0
F1_Commercial_Health (WA)_Existing_Water Heating_Natural Gas_Water Heater_E9 | F1 | Commercial | Health (WA) | Existing | Water Heating | Natural Gas | Water Heater | E9 | CCE | 0 | 0 | 0 | 0 | 0 | 0 | 0 | 0 | 0 | 0 | 0 | 0 | 0 | 0 | 0 | 0 | 0 | 0 | 0 | 0 | 0 | 0 | 0 | 0 | 0 | 0 | 0
F1_Commercial_Health (WA)_Existing_Water Heating_Natural Gas_Water Heater_E10 | F1 | Commercial | Health (WA) | Existing | Water Heating | Natural Gas | Water Heater | E10 | CCE | 0 | 0 | 0 | 0 | 0 | 0 | 0 | 0 | 0 | 0 | 0 | 0 | 0 | 0 | 0 | 0 | 0 | 0 | 0 | 0 | 0 | 0 | 0 | 0 | 0 | 0 | 0
F2_Commercial_Health (WA)_Existing_Water Heating_Natural Gas_Water Heater_E1 | F2 | Commercial | Health (WA) | Existing | Water Heating | Natural Gas | Water Heater | E1 | TRC BC Ratio | [24 empty] | 1 | 1 | 1 | bar: 2019 to 2042
F2_Commercial_Health (WA)_Existing_Water Heating_Natural Gas_Water Heater_E2 | F2 | Commercial | Health (WA) | Existing | Water Heating | Natural Gas | Water Heater | E2 | TRC BC Ratio | 4.7066 | 4.8303 | 4.969 | 5.1244 | 5.2975 | 5.5022 | 5.7108 | 5.9162 | 6.1137 | 6.3142 | 6.4774 | 6.6313 | 6.7961 | 6.9581 | 7.1052 | 7.2444 | 7.3715 | 7.4975 | 7.6312 | 7.7624 | 7.897 | 8.0364 | 8.1776 | 8.3228 | 8.4707 | 8.6212 | 8.7744
F2_Commercial_Health (WA)_Existing_Water Heating_Natural Gas_Water Heater_E3 | F2 | Commercial | Health (WA) | Existing | Water Heating | Natural Gas | Water Heater | E3 | TRC BC Ratio | 2.6557 | 2.7255 | 2.8038 | 2.8915 | 2.9891 | 3.1046 | 3.2223 | 3.3382 | 3.4497 | 3.5628 | 3.6548 | 3.7417 | 3.8347 | 3.9261 | 4.0091 | 4.0877 | 4.1594 | 4.2305 | 4.3059 | 4.3799 | 4.4558 | 4.5346 | 4.6142 | 4.6961 | 4.7796 | 4.8645 | 4.9509
F2_Commercial_Health (WA)_Existing_Water Heating_Natural Gas_Water Heater_E4 | F2 | Commercial | Health (WA) | Existing | Water Heating | Natural Gas | Water Heater | E4 | TRC BC Ratio | 1.6762 | 1.7272 | 1.7962 | 1.8864 | 1.998 | 2.1435 | 2.2937 | 2.4397 | 2.5764 | 2.7151 | 2.815 | 2.9041 | 3.0028 | 3.0974 | 3.1759 | 3.2453 | 3.3013 | 3.355 | 3.4151 | 3.4714 | 3.5297 | 3.5916 | 3.6538 | 3.7187 | 3.7847 | 3.852 | 3.9204
F2_Commercial_Health (WA)_Existing_Water Heating_Natural Gas_Water Heater_E5 | F2 | Commercial | Health (WA) | Existing | Water Heating | Natural Gas | Water Heater | E5 | TRC BC Ratio | 1.8359 | 1.884 | 1.9371 | 1.9953 | 2.0591 | 2.1334 | 2.2089 | 2.2834 | 2.3554 | 2.4284 | 2.4889 | 2.5463 | 2.6076 | 2.668 | 2.7234 | 2.7762 | 2.825 | 2.8735 | 2.9247 | 2.9751 | 3.0268 | 3.0803 | 3.1345 | 3.1902 | 3.2469 | 3.3046 | 3.3633
F2_Commercial_Health (WA)_Existing_Water Heating_Natural Gas_Water Heater_E6 | F2 | Commercial | Health (WA) | Existing | Water Heating | Natural Gas | Water Heater | E6 | TRC BC Ratio | 0 | 0 | 0 | 0 | 0 | 0 | 0 | 0 | 0 | 0 | 0 | 0 | 0 | 0 | 0 | 0 | 0 | 0 | 0 | 0 | 0 | 0 | 0 | 0 | 0 | 0 | 0
F2_Commercial_Health (WA)_Existing_Water Heating_Natural Gas_Water Heater_E7 | F2 | Commercial | Health (WA) | Existing | Water Heating | Natural Gas | Water Heater | E7 | TRC BC Ratio | 0 | 0 | 0 | 0 | 0 | 0 | 0 | 0 | 0 | 0 | 0 | 0 | 0 | 0 | 0 | 0 | 0 | 0 | 0 | 0 | 0 | 0 | 0 | 0 | 0 | 0 | 0
F2_Commercial_Health (WA)_Existing_Water Heating_Natural Gas_Water Heater_E8 | F2 | Commercial | Health (WA) | Existing | Water Heating | Natural Gas | Water Heater | E8 | TRC BC Ratio | 0 | 0 | 0 | 0 | 0 | 0 | 0 | 0 | 0 | 0 | 0 | 0 | 0 | 0 | 0 | 0 | 0 | 0 | 0 | 0 | 0 | 0 | 0 | 0 | 0 | 0 | 0
F2_Commercial_Health (WA)_Existing_Water Heating_Natural Gas_Water Heater_E9 | F2 | Commercial | Health (WA) | Existing | Water Heating | Natural Gas | Water Heater | E9 | TRC BC Ratio | 0 | 0 | 0 | 0 | 0 | 0 | 0 | 0 | 0 | 0 | 0 | 0 | 0 | 0 | 0 | 0 | 0 | 0 | 0 | 0 | 0 | 0 | 0 | 0 | 0 | 0 | 0
F2_Commercial_Health (WA)_Existing_Water Heating_Natural Gas_Water Heater_E10 | F2 | Commercial | Health (WA) | Existing | Water Heating | Natural Gas | Water Heater | E10 | TRC BC Ratio | 0 | 0 | 0 | 0 | 0 | 0 | 0 | 0 | 0 | 0 | 0 | 0 | 0 | 0 | 0 | 0 | 0 | 0 | 0 | 0 | 0 | 0 | 0 | 0 | 0 | 0 | 0
F3_Commercial_Health (WA)_Existing_Water Heating_Natural Gas_Water Heater_E1 | F3 | Commercial | Health (WA) | Existing | Water Heating | Natural Gas | Water Heater | E1 | PACT BC Ratio | [24 empty] | 1 | 1 | 1 | bar: 2019 to 2042
F3_Commercial_Health (WA)_Existing_Water Heating_Natural Gas_Water Heater_E2 | F3 | Commercial | Health (WA) | Existing | Water Heating | Natural Gas | Water Heater | E2 | PACT BC Ratio | 11.6779 | 11.9846 | 12.3289 | 12.7145 | 13.144 | 13.6519 | 14.1693 | 14.679 | 15.1691 | 15.6665 | 16.0713 | 16.4534 | 16.8621 | 17.2642 | 17.6292 | 17.9746 | 18.2899 | 18.6026 | 18.9342 | 19.2597 | 19.5936 | 19.9397 | 20.2898 | 20.6503 | 21.0172 | 21.3905 | 21.7706
F3_Commercial_Health (WA)_Existing_Water Heating_Natural Gas_Water Heater_E3 | F3 | Commercial | Health (WA) | Existing | Water Heating | Natural Gas | Water Heater | E3 | PACT BC Ratio | 6.5892 | 6.7623 | 6.9566 | 7.1741 | 7.4165 | 7.7031 | 7.995 | 8.2826 | 8.5591 | 8.8398 | 9.0682 | 9.2838 | 9.5144 | 9.7413 | 9.9472 | 10.1421 | 10.32 | 10.4965 | 10.6836 | 10.8672 | 11.0557 | 11.2509 | 11.4485 | 11.6519 | 11.8589 | 12.0696 | 12.284
F3_Commercial_Health (WA)_Existing_Water Heating_Natural Gas_Water Heater_E4 | F3 | Commercial | Health (WA) | Existing | Water Heating | Natural Gas | Water Heater | E4 | PACT BC Ratio | 4.1588 | 4.2854 | 4.4567 | 4.6806 | 4.9574 | 5.3183 | 5.691 | 6.0533 | 6.3925 | 6.7366 | 6.9844 | 7.2056 | 7.4504 | 7.6851 | 7.8798 | 8.052 | 8.191 | 8.3243 | 8.4733 | 8.613 | 8.7578 | 8.9114 | 9.0656 | 9.2266 | 9.3906 | 9.5574 | 9.7272
F3_Commercial_Health (WA)_Existing_Water Heating_Natural Gas_Water Heater_E5 | F3 | Commercial | Health (WA) | Existing | Water Heating | Natural Gas | Water Heater | E5 | PACT BC Ratio | 4.5551 | 4.6746 | 4.8062 | 4.9507 | 5.1089 | 5.2934 | 5.4806 | 5.6655 | 5.8441 | 6.0253 | 6.1754 | 6.3179 | 6.4698 | 6.6197 | 6.7571 | 6.8882 | 7.0092 | 7.1295 | 7.2565 | 7.3818 | 7.5101 | 7.6428 | 7.7772 | 7.9154 | 8.056 | 8.1991 | 8.3448
F3_Commercial_Health (WA)_Existing_Water Heating_Natural Gas_Water Heater_E6 | F3 | Commercial | Health (WA) | Existing | Water Heating | Natural Gas | Water Heater | E6 | PACT BC Ratio | 0 | 0 | 0 | 0 | 0 | 0 | 0 | 0 | 0 | 0 | 0 | 0 | 0 | 0 | 0 | 0 | 0 | 0 | 0 | 0 | 0 | 0 | 0 | 0 | 0 | 0 | 0
F3_Commercial_Health (WA)_Existing_Water Heating_Natural Gas_Water Heater_E7 | F3 | Commercial | Health (WA) | Existing | Water Heating | Natural Gas | Water Heater | E7 | PACT BC Ratio | 0 | 0 | 0 | 0 | 0 | 0 | 0 | 0 | 0 | 0 | 0 | 0 | 0 | 0 | 0 | 0 | 0 | 0 | 0 | 0 | 0 | 0 | 0 | 0 | 0 | 0 | 0
F3_Commercial_Health (WA)_Existing_Water Heating_Natural Gas_Water Heater_E8 | F3 | Commercial | Health (WA) | Existing | Water Heating | Natural Gas | Water Heater | E8 | PACT BC Ratio | 0 | 0 | 0 | 0 | 0 | 0 | 0 | 0 | 0 | 0 | 0 | 0 | 0 | 0 | 0 | 0 | 0 | 0 | 0 | 0 | 0 | 0 | 0 | 0 | 0 | 0 | 0
F3_Commercial_Health (WA)_Existing_Water Heating_Natural Gas_Water Heater_E9 | F3 | Commercial | Health (WA) | Existing | Water Heating | Natural Gas | Water Heater | E9 | PACT BC Ratio | 0 | 0 | 0 | 0 | 0 | 0 | 0 | 0 | 0 | 0 | 0 | 0 | 0 | 0 | 0 | 0 | 0 | 0 | 0 | 0 | 0 | 0 | 0 | 0 | 0 | 0 | 0
F3_Commercial_Health (WA)_Existing_Water Heating_Natural Gas_Water Heater_E10 | F3 | Commercial | Health (WA) | Existing | Water Heating | Natural Gas | Water Heater | E10 | PACT BC Ratio | 0 | 0 | 0 | 0 | 0 | 0 | 0 | 0 | 0 | 0 | 0 | 0 | 0 | 0 | 0 | 0 | 0 | 0 | 0 | 0 | 0 | 0 | 0 | 0 | 0 | 0 | 0
F4_Commercial_Health (WA)_Existing_Water Heating_Natural Gas_Water Heater_E1 | F4 | Commercial | Health (WA) | Existing | Water Heating | Natural Gas | Water Heater | E1 | RVT BC Ratio | [24 empty] | 1 | 1 | 1 | bar: 2019 to 2042
F4_Commercial_Health (WA)_Existing_Water Heating_Natural Gas_Water Heater_E2 | F4 | Commercial | Health (WA) | Existing | Water Heating | Natural Gas | Water Heater | E2 | RVT BC Ratio | 6.8678 | 7.0001 | 7.149 | 7.3163 | 7.5028 | 7.7282 | 7.952 | 8.1635 | 8.3553 | 8.5421 | 8.7356 | 8.9129 | 9.1023 | 9.2859 | 9.4473 | 9.5957 | 9.7253 | 9.8504 | 9.9824 | 10.1077 | 10.2338 | 10.4096 | 10.5874 | 10.7704 | 10.9567 | 11.1464 | 11.3393
F4_Commercial_Health (WA)_Existing_Water Heating_Natural Gas_Water Heater_E3 | F4 | Commercial | Health (WA) | Existing | Water Heating | Natural Gas | Water Heater | E3 | RVT BC Ratio | 3.9987 | 4.0734 | 4.1574 | 4.2518 | 4.357 | 4.4842 | 4.6105 | 4.7298 | 4.838 | 4.9434 | 5.0526 | 5.1527 | 5.2596 | 5.3632 | 5.4542 | 5.538 | 5.6111 | 5.6817 | 5.7562 | 5.8269 | 5.898 | 5.9972 | 6.0975 | 6.2008 | 6.3059 | 6.4129 | 6.5218
F4_Commercial_Health (WA)_Existing_Water Heating_Natural Gas_Water Heater_E4 | F4 | Commercial | Health (WA) | Existing | Water Heating | Natural Gas | Water Heater | E4 | RVT BC Ratio | 2.9071 | 2.9595 | 3.0337 | 3.1336 | 3.2592 | 3.4283 | 3.5987 | 3.7528 | 3.8821 | 4.0014 | 4.1206 | 4.2163 | 4.3224 | 4.4211 | 4.4961 | 4.5565 | 4.5966 | 4.6307 | 4.67 | 4.701 | 4.7311 | 4.8091 | 4.8874 | 4.9692 | 5.0524 | 5.1371 | 5.2234
F4_Commercial_Health (WA)_Existing_Water Heating_Natural Gas_Water Heater_E5 | F4 | Commercial | Health (WA) | Existing | Water Heating | Natural Gas | Water Heater | E5 | RVT BC Ratio | 2.8336 | 2.8861 | 2.9433 | 3.0054 | 3.0726 | 3.153 | 3.2328 | 3.3088 | 3.3786 | 3.4472 | 3.5187 | 3.5854 | 3.6563 | 3.7254 | 3.7871 | 3.8444 | 3.8954 | 3.9451 | 3.9972 | 4.0471 | 4.0975 | 4.1649 | 4.2331 | 4.3033 | 4.3747 | 4.4474 | 4.5214
F4_Commercial_Health (WA)_Existing_Water Heating_Natural Gas_Water Heater_E6 | F4 | Commercial | Health (WA) | Existing | Water Heating | Natural Gas | Water Heater | E6 | RVT BC Ratio | 0 | 0 | 0 | 0 | 0 | 0 | 0 | 0 | 0 | 0 | 0 | 0 | 0 | 0 | 0 | 0 | 0 | 0 | 0 | 0 | 0 | 0 | 0 | 0 | 0 | 0 | 0
F4_Commercial_Health (WA)_Existing_Water Heating_Natural Gas_Water Heater_E7 | F4 | Commercial | Health (WA) | Existing | Water Heating | Natural Gas | Water Heater | E7 | RVT BC Ratio | 0 | 0 | 0 | 0 | 0 | 0 | 0 | 0 | 0 | 0 | 0 | 0 | 0 | 0 | 0 | 0 | 0 | 0 | 0 | 0 | 0 | 0 | 0 | 0 | 0 | 0 | 0
F4_Commercial_Health (WA)_Existing_Water Heating_Natural Gas_Water Heater_E8 | F4 | Commercial | Health (WA) | Existing | Water Heating | Natural Gas | Water Heater | E8 | RVT BC Ratio | 0 | 0 | 0 | 0 | 0 | 0 | 0 | 0 | 0 | 0 | 0 | 0 | 0 | 0 | 0 | 0 | 0 | 0 | 0 | 0 | 0 | 0 | 0 | 0 | 0 | 0 | 0
F4_Commercial_Health (WA)_Existing_Water Heating_Natural Gas_Water Heater_E9 | F4 | Commercial | Health (WA) | Existing | Water Heating | Natural Gas | Water Heater | E9 | RVT BC Ratio | 0 | 0 | 0 | 0 | 0 | 0 | 0 | 0 | 0 | 0 | 0 | 0 | 0 | 0 | 0 | 0 | 0 | 0 | 0 | 0 | 0 | 0 | 0 | 0 | 0 | 0 | 0
F4_Commercial_Health (WA)_Existing_Water Heating_Natural Gas_Water Heater_E10 | F4 | Commercial | Health (WA) | Existing | Water Heating | Natural Gas | Water Heater | E10 | RVT BC Ratio | 0 | 0 | 0 | 0 | 0 | 0 | 0 | 0 | 0 | 0 | 0 | 0 | 0 | 0 | 0 | 0 | 0 | 0 | 0 | 0 | 0 | 0 | 0 | 0 | 0 | 0 | 0
F5_Commercial_Health (WA)_Existing_Water Heating_Natural Gas_Water Heater_E1 | F5 | Commercial | Health (WA) | Existing | Water Heating | Natural Gas | Water Heater | E1 | RIM BC Ratio | [24 empty] | 1 | 1 | 1 | bar: 2019 to 2042
F5_Commercial_Health (WA)_Existing_Water Heating_Natural Gas_Water Heater_E2 | F5 | Commercial | Health (WA) | Existing | Water Heating | Natural Gas | Water Heater | E2 | RIM BC Ratio | 0.79912 | 0.80503 | 0.81137 | 0.81813 | 0.82529 | 0.83281 | 0.84065 | 0.84886 | 0.85754 | 0.86673 | 0.86988 | 0.87322 | 0.87669 | 0.88022 | 0.88379 | 0.88746 | 0.89124 | 0.89519 | 0.89934 | 0.90368 | 0.90823 | 0.90897 | 0.90968 | 0.91039 | 0.9111 | 0.91179 | 0.91246
F5_Commercial_Health (WA)_Existing_Water Heating_Natural Gas_Water Heater_E3 | F5 | Commercial | Health (WA) | Existing | Water Heating | Natural Gas | Water Heater | E3 | RIM BC Ratio | 0.759 | 0.76533 | 0.77213 | 0.7794 | 0.78712 | 0.79534 | 0.80382 | 0.81257 | 0.82167 | 0.83122 | 0.83497 | 0.83884 | 0.84285 | 0.84688 | 0.85085 | 0.85487 | 0.85892 | 0.86311 | 0.86751 | 0.87208 | 0.87685 | 0.87805 | 0.87924 | 0.88042 | 0.88158 | 0.88273 | 0.88386
F5_Commercial_Health (WA)_Existing_Water Heating_Natural Gas_Water Heater_E4 | F5 | Commercial | Health (WA) | Existing | Water Heating | Natural Gas | Water Heater | E4 | RIM BC Ratio | 0.64736 | 0.656 | 0.66656 | 0.67906 | 0.69312 | 0.70892 | 0.72457 | 0.74064 | 0.75737 | 0.7755 | 0.78184 | 0.78912 | 0.79677 | 0.80433 | 0.81154 | 0.81873 | 0.82591 | 0.83342 | 0.84149 | 0.84996 | 0.85897 | 0.86043 | 0.86184 | 0.86327 | 0.86469 | 0.86608 | 0.86745
F5_Commercial_Health (WA)_Existing_Water Heating_Natural Gas_Water Heater_E5 | F5 | Commercial | Health (WA) | Existing | Water Heating | Natural Gas | Water Heater | E5 | RIM BC Ratio | 0.72621 | 0.73258 | 0.7395 | 0.74698 | 0.75502 | 0.76353 | 0.77217 | 0.78093 | 0.78983 | 0.79901 | 0.80316 | 0.80722 | 0.81141 | 0.8156 | 0.81966 | 0.82371 | 0.82774 | 0.83187 | 0.83618 | 0.8406 | 0.8452 | 0.84685 | 0.84848 | 0.8501 | 0.85169 | 0.85327 | 0.85482
F5_Commercial_Health (WA)_Existing_Water Heating_Natural Gas_Water Heater_E6 | F5 | Commercial | Health (WA) | Existing | Water Heating | Natural Gas | Water Heater | E6 | RIM BC Ratio | 0 | 0 | 0 | 0 | 0 | 0 | 0 | 0 | 0 | 0 | 0 | 0 | 0 | 0 | 0 | 0 | 0 | 0 | 0 | 0 | 0 | 0 | 0 | 0 | 0 | 0 | 0
F5_Commercial_Health (WA)_Existing_Water Heating_Natural Gas_Water Heater_E7 | F5 | Commercial | Health (WA) | Existing | Water Heating | Natural Gas | Water Heater | E7 | RIM BC Ratio | 0 | 0 | 0 | 0 | 0 | 0 | 0 | 0 | 0 | 0 | 0 | 0 | 0 | 0 | 0 | 0 | 0 | 0 | 0 | 0 | 0 | 0 | 0 | 0 | 0 | 0 | 0
F5_Commercial_Health (WA)_Existing_Water Heating_Natural Gas_Water Heater_E8 | F5 | Commercial | Health (WA) | Existing | Water Heating | Natural Gas | Water Heater | E8 | RIM BC Ratio | 0 | 0 | 0 | 0 | 0 | 0 | 0 | 0 | 0 | 0 | 0 | 0 | 0 | 0 | 0 | 0 | 0 | 0 | 0 | 0 | 0 | 0 | 0 | 0 | 0 | 0 | 0
F5_Commercial_Health (WA)_Existing_Water Heating_Natural Gas_Water Heater_E9 | F5 | Commercial | Health (WA) | Existing | Water Heating | Natural Gas | Water Heater | E9 | RIM BC Ratio | 0 | 0 | 0 | 0 | 0 | 0 | 0 | 0 | 0 | 0 | 0 | 0 | 0 | 0 | 0 | 0 | 0 | 0 | 0 | 0 | 0 | 0 | 0 | 0 | 0 | 0 | 0
F5_Commercial_Health (WA)_Existing_Water Heating_Natural Gas_Water Heater_E10 | F5 | Commercial | Health (WA) | Existing | Water Heating | Natural Gas | Water Heater | E10 | RIM BC Ratio | 0 | 0 | 0 | 0 | 0 | 0 | 0 | 0 | 0 | 0 | 0 | 0 | 0 | 0 | 0 | 0 | 0 | 0 | 0 | 0 | 0 | 0 | 0 | 0 | 0 | 0 | 0
F0_Commercial_Health (WA)_Existing_Food Preparation_Natural Gas_Oven_E0 | F0 | Commercial | Health (WA) | Existing | Food Preparation | Natural Gas | Oven | E0 | Economic Unit | ENERGY STAR (>42% Baking Efficiency) | ENERGY STAR (>42% Baking Efficiency) | ENERGY STAR (>42% Baking Efficiency) | ENERGY STAR (>42% Baking Efficiency) | ENERGY STAR (>42% Baking Efficiency) | ENERGY STAR (>42% Baking Efficiency) | ENERGY STAR (>42% Baking Efficiency) | ENERGY STAR (>42% Baking Efficiency) | ENERGY STAR (>42% Baking Efficiency) | ENERGY STAR (>42% Baking Efficiency) | ENERGY STAR (>42% Baking Efficiency) | ENERGY STAR (>42% Baking Efficiency) | ENERGY STAR (>42% Baking Efficiency) | ENERGY STAR (>42% Baking Efficiency) | ENERGY STAR (>42% Baking Efficiency) | ENERGY STAR (>42% Baking Efficiency) | ENERGY STAR (>42% Baking Efficiency) | ENERGY STAR (>42% Baking Efficiency) | ENERGY STAR (>42% Baking Efficiency) | ENERGY STAR (>42% Baking Efficiency) | ENERGY STAR (>42% Baking Efficiency) | ENERGY STAR (>42% Baking Efficiency) | ENERGY STAR (>42% Baking Efficiency) | ENERGY STAR (>42% Baking Efficiency) | ENERGY STAR (>42% Baking Efficiency) | ENERGY STAR (>42% Baking Efficiency) | ENERGY STAR (>42% Baking Efficiency)
F1_Commercial_Health (WA)_Existing_Food Preparation_Natural Gas_Oven_E1 | F1 | Commercial | Health (WA) | Existing | Food Preparation | Natural Gas | Oven | E1 | CCE | 0 | 0 | 0 | 0 | 0 | 0 | 0 | 0 | 0 | 0 | 0 | 0 | 0 | 0 | 0 | 0 | 0 | 0 | 0 | 0 | 0 | 0 | 0 | 0 | 0 | 0 | 0
F1_Commercial_Health (WA)_Existing_Food Preparation_Natural Gas_Oven_E2 | F1 | Commercial | Health (WA) | Existing | Food Preparation | Natural Gas | Oven | E2 | CCE | 2.0796e-05 | 2.0796e-05 | 2.0796e-05 | 2.0796e-05 | 2.0796e-05 | 2.0796e-05 | 2.0796e-05 | 2.0796e-05 | 2.0796e-05 | 2.0796e-05 | 2.0796e-05 | 2.0796e-05 | 2.0796e-05 | 2.0796e-05 | 2.0796e-05 | 2.0796e-05 | 2.0796e-05 | 2.0796e-05 | 2.0796e-05 | 2.0796e-05 | 2.0796e-05 | 2.0796e-05 | 2.0796e-05 | 2.0796e-05 | 2.0796e-05 | 2.0796e-05 | 2.0796e-05
F1_Commercial_Health (WA)_Existing_Food Preparation_Natural Gas_Oven_E3 | F1 | Commercial | Health (WA) | Existing | Food Preparation | Natural Gas | Oven | E3 | CCE | 0 | 0 | 0 | 0 | 0 | 0 | 0 | 0 | 0 | 0 | 0 | 0 | 0 | 0 | 0 | 0 | 0 | 0 | 0 | 0 | 0 | 0 | 0 | 0 | 0 | 0 | 0
F1_Commercial_Health (WA)_Existing_Food Preparation_Natural Gas_Oven_E4 | F1 | Commercial | Health (WA) | Existing | Food Preparation | Natural Gas | Oven | E4 | CCE | 0 | 0 | 0 | 0 | 0 | 0 | 0 | 0 | 0 | 0 | 0 | 0 | 0 | 0 | 0 | 0 | 0 | 0 | 0 | 0 | 0 | 0 | 0 | 0 | 0 | 0 | 0
F1_Commercial_Health (WA)_Existing_Food Preparation_Natural Gas_Oven_E5 | F1 | Commercial | Health (WA) | Existing | Food Preparation | Natural Gas | Oven | E5 | CCE | 0 | 0 | 0 | 0 | 0 | 0 | 0 | 0 | 0 | 0 | 0 | 0 | 0 | 0 | 0 | 0 | 0 | 0 | 0 | 0 | 0 | 0 | 0 | 0 | 0 | 0 | 0
F1_Commercial_Health (WA)_Existing_Food Preparation_Natural Gas_Oven_E6 | F1 | Commercial | Health (WA) | Existing | Food Preparation | Natural Gas | Oven | E6 | CCE | 0 | 0 | 0 | 0 | 0 | 0 | 0 | 0 | 0 | 0 | 0 | 0 | 0 | 0 | 0 | 0 | 0 | 0 | 0 | 0 | 0 | 0 | 0 | 0 | 0 | 0 | 0
F1_Commercial_Health (WA)_Existing_Food Preparation_Natural Gas_Oven_E7 | F1 | Commercial | Health (WA) | Existing | Food Preparation | Natural Gas | Oven | E7 | CCE | 0 | 0 | 0 | 0 | 0 | 0 | 0 | 0 | 0 | 0 | 0 | 0 | 0 | 0 | 0 | 0 | 0 | 0 | 0 | 0 | 0 | 0 | 0 | 0 | 0 | 0 | 0
F1_Commercial_Health (WA)_Existing_Food Preparation_Natural Gas_Oven_E8 | F1 | Commercial | Health (WA) | Existing | Food Preparation | Natural Gas | Oven | E8 | CCE | 0 | 0 | 0 | 0 | 0 | 0 | 0 | 0 | 0 | 0 | 0 | 0 | 0 | 0 | 0 | 0 | 0 | 0 | 0 | 0 | 0 | 0 | 0 | 0 | 0 | 0 | 0
F1_Commercial_Health (WA)_Existing_Food Preparation_Natural Gas_Oven_E9 | F1 | Commercial | Health (WA) | Existing | Food Preparation | Natural Gas | Oven | E9 | CCE | 0 | 0 | 0 | 0 | 0 | 0 | 0 | 0 | 0 | 0 | 0 | 0 | 0 | 0 | 0 | 0 | 0 | 0 | 0 | 0 | 0 | 0 | 0 | 0 | 0 | 0 | 0
F1_Commercial_Health (WA)_Existing_Food Preparation_Natural Gas_Oven_E10 | F1 | Commercial | Health (WA) | Existing | Food Preparation | Natural Gas | Oven | E10 | CCE | 0 | 0 | 0 | 0 | 0 | 0 | 0 | 0 | 0 | 0 | 0 | 0 | 0 | 0 | 0 | 0 | 0 | 0 | 0 | 0 | 0 | 0 | 0 | 0 | 0 | 0 | 0
F2_Commercial_Health (WA)_Existing_Food Preparation_Natural Gas_Oven_E1 | F2 | Commercial | Health (WA) | Existing | Food Preparation | Natural Gas | Oven | E1 | TRC BC Ratio | [24 empty] | 1 | 1 | 1 | bar: 2019 to 2042
F2_Commercial_Health (WA)_Existing_Food Preparation_Natural Gas_Oven_E2 | F2 | Commercial | Health (WA) | Existing | Food Preparation | Natural Gas | Oven | E2 | TRC BC Ratio | 166.7634 | 170.6133 | 175.4561 | 181.1688 | 187.8121 | 196.1906 | 204.9175 | 213.6188 | 222.0115 | 230.5196 | 237.1599 | 243.3369 | 249.9964 | 256.4838 | 262.2052 | 267.5029 | 272.1748 | 276.7671 | 281.7063 | 286.4953 | 291.4219 | 296.5595 | 301.7465 | 307.1072 | 312.5633 | 318.1163 | 323.7679
F2_Commercial_Health (WA)_Existing_Food Preparation_Natural Gas_Oven_E3 | F2 | Commercial | Health (WA) | Existing | Food Preparation | Natural Gas | Oven | E3 | TRC BC Ratio | 0 | 0 | 0 | 0 | 0 | 0 | 0 | 0 | 0 | 0 | 0 | 0 | 0 | 0 | 0 | 0 | 0 | 0 | 0 | 0 | 0 | 0 | 0 | 0 | 0 | 0 | 0
F2_Commercial_Health (WA)_Existing_Food Preparation_Natural Gas_Oven_E4 | F2 | Commercial | Health (WA) | Existing | Food Preparation | Natural Gas | Oven | E4 | TRC BC Ratio | 0 | 0 | 0 | 0 | 0 | 0 | 0 | 0 | 0 | 0 | 0 | 0 | 0 | 0 | 0 | 0 | 0 | 0 | 0 | 0 | 0 | 0 | 0 | 0 | 0 | 0 | 0
F2_Commercial_Health (WA)_Existing_Food Preparation_Natural Gas_Oven_E5 | F2 | Commercial | Health (WA) | Existing | Food Preparation | Natural Gas | Oven | E5 | TRC BC Ratio | 0 | 0 | 0 | 0 | 0 | 0 | 0 | 0 | 0 | 0 | 0 | 0 | 0 | 0 | 0 | 0 | 0 | 0 | 0 | 0 | 0 | 0 | 0 | 0 | 0 | 0 | 0
F2_Commercial_Health (WA)_Existing_Food Preparation_Natural Gas_Oven_E6 | F2 | Commercial | Health (WA) | Existing | Food Preparation | Natural Gas | Oven | E6 | TRC BC Ratio | 0 | 0 | 0 | 0 | 0 | 0 | 0 | 0 | 0 | 0 | 0 | 0 | 0 | 0 | 0 | 0 | 0 | 0 | 0 | 0 | 0 | 0 | 0 | 0 | 0 | 0 | 0
F2_Commercial_Health (WA)_Existing_Food Preparation_Natural Gas_Oven_E7 | F2 | Commercial | Health (WA) | Existing | Food Preparation | Natural Gas | Oven | E7 | TRC BC Ratio | 0 | 0 | 0 | 0 | 0 | 0 | 0 | 0 | 0 | 0 | 0 | 0 | 0 | 0 | 0 | 0 | 0 | 0 | 0 | 0 | 0 | 0 | 0 | 0 | 0 | 0 | 0
F2_Commercial_Health (WA)_Existing_Food Preparation_Natural Gas_Oven_E8 | F2 | Commercial | Health (WA) | Existing | Food Preparation | Natural Gas | Oven | E8 | TRC BC Ratio | 0 | 0 | 0 | 0 | 0 | 0 | 0 | 0 | 0 | 0 | 0 | 0 | 0 | 0 | 0 | 0 | 0 | 0 | 0 | 0 | 0 | 0 | 0 | 0 | 0 | 0 | 0
F2_Commercial_Health (WA)_Existing_Food Preparation_Natural Gas_Oven_E9 | F2 | Commercial | Health (WA) | Existing | Food Preparation | Natural Gas | Oven | E9 | TRC BC Ratio | 0 | 0 | 0 | 0 | 0 | 0 | 0 | 0 | 0 | 0 | 0 | 0 | 0 | 0 | 0 | 0 | 0 | 0 | 0 | 0 | 0 | 0 | 0 | 0 | 0 | 0 | 0
F2_Commercial_Health (WA)_Existing_Food Preparation_Natural Gas_Oven_E10 | F2 | Commercial | Health (WA) | Existing | Food Preparation | Natural Gas | Oven | E10 | TRC BC Ratio | 0 | 0 | 0 | 0 | 0 | 0 | 0 | 0 | 0 | 0 | 0 | 0 | 0 | 0 | 0 | 0 | 0 | 0 | 0 | 0 | 0 | 0 | 0 | 0 | 0 | 0 | 0
F3_Commercial_Health (WA)_Existing_Food Preparation_Natural Gas_Oven_E1 | F3 | Commercial | Health (WA) | Existing | Food Preparation | Natural Gas | Oven | E1 | PACT BC Ratio | [24 empty] | 1 | 1 | 1 | bar: 2019 to 2042
F3_Commercial_Health (WA)_Existing_Food Preparation_Natural Gas_Oven_E2 | F3 | Commercial | Health (WA) | Existing | Food Preparation | Natural Gas | Oven | E2 | PACT BC Ratio | 336.0889 | 343.8479 | 353.6078 | 365.121 | 378.5098 | 395.3955 | 412.9833 | 430.5195 | 447.4338 | 464.5808 | 477.9635 | 490.4123 | 503.8337 | 516.9081 | 528.4389 | 539.1155 | 548.5311 | 557.7863 | 567.7405 | 577.3922 | 587.3211 | 597.6753 | 608.1288 | 618.9328 | 629.9287 | 641.1199 | 652.51
F3_Commercial_Health (WA)_Existing_Food Preparation_Natural Gas_Oven_E3 | F3 | Commercial | Health (WA) | Existing | Food Preparation | Natural Gas | Oven | E3 | PACT BC Ratio | 0 | 0 | 0 | 0 | 0 | 0 | 0 | 0 | 0 | 0 | 0 | 0 | 0 | 0 | 0 | 0 | 0 | 0 | 0 | 0 | 0 | 0 | 0 | 0 | 0 | 0 | 0
F3_Commercial_Health (WA)_Existing_Food Preparation_Natural Gas_Oven_E4 | F3 | Commercial | Health (WA) | Existing | Food Preparation | Natural Gas | Oven | E4 | PACT BC Ratio | 0 | 0 | 0 | 0 | 0 | 0 | 0 | 0 | 0 | 0 | 0 | 0 | 0 | 0 | 0 | 0 | 0 | 0 | 0 | 0 | 0 | 0 | 0 | 0 | 0 | 0 | 0
F3_Commercial_Health (WA)_Existing_Food Preparation_Natural Gas_Oven_E5 | F3 | Commercial | Health (WA) | Existing | Food Preparation | Natural Gas | Oven | E5 | PACT BC Ratio | 0 | 0 | 0 | 0 | 0 | 0 | 0 | 0 | 0 | 0 | 0 | 0 | 0 | 0 | 0 | 0 | 0 | 0 | 0 | 0 | 0 | 0 | 0 | 0 | 0 | 0 | 0
F3_Commercial_Health (WA)_Existing_Food Preparation_Natural Gas_Oven_E6 | F3 | Commercial | Health (WA) | Existing | Food Preparation | Natural Gas | Oven | E6 | PACT BC Ratio | 0 | 0 | 0 | 0 | 0 | 0 | 0 | 0 | 0 | 0 | 0 | 0 | 0 | 0 | 0 | 0 | 0 | 0 | 0 | 0 | 0 | 0 | 0 | 0 | 0 | 0 | 0
F3_Commercial_Health (WA)_Existing_Food Preparation_Natural Gas_Oven_E7 | F3 | Commercial | Health (WA) | Existing | Food Preparation | Natural Gas | Oven | E7 | PACT BC Ratio | 0 | 0 | 0 | 0 | 0 | 0 | 0 | 0 | 0 | 0 | 0 | 0 | 0 | 0 | 0 | 0 | 0 | 0 | 0 | 0 | 0 | 0 | 0 | 0 | 0 | 0 | 0
F3_Commercial_Health (WA)_Existing_Food Preparation_Natural Gas_Oven_E8 | F3 | Commercial | Health (WA) | Existing | Food Preparation | Natural Gas | Oven | E8 | PACT BC Ratio | 0 | 0 | 0 | 0 | 0 | 0 | 0 | 0 | 0 | 0 | 0 | 0 | 0 | 0 | 0 | 0 | 0 | 0 | 0 | 0 | 0 | 0 | 0 | 0 | 0 | 0 | 0
F3_Commercial_Health (WA)_Existing_Food Preparation_Natural Gas_Oven_E9 | F3 | Commercial | Health (WA) | Existing | Food Preparation | Natural Gas | Oven | E9 | PACT BC Ratio | 0 | 0 | 0 | 0 | 0 | 0 | 0 | 0 | 0 | 0 | 0 | 0 | 0 | 0 | 0 | 0 | 0 | 0 | 0 | 0 | 0 | 0 | 0 | 0 | 0 | 0 | 0
F3_Commercial_Health (WA)_Existing_Food Preparation_Natural Gas_Oven_E10 | F3 | Commercial | Health (WA) | Existing | Food Preparation | Natural Gas | Oven | E10 | PACT BC Ratio | 0 | 0 | 0 | 0 | 0 | 0 | 0 | 0 | 0 | 0 | 0 | 0 | 0 | 0 | 0 | 0 | 0 | 0 | 0 | 0 | 0 | 0 | 0 | 0 | 0 | 0 | 0
F4_Commercial_Health (WA)_Existing_Food Preparation_Natural Gas_Oven_E1 | F4 | Commercial | Health (WA) | Existing | Food Preparation | Natural Gas | Oven | E1 | RVT BC Ratio | [24 empty] | 1 | 1 | 1 | bar: 2019 to 2042
F4_Commercial_Health (WA)_Existing_Food Preparation_Natural Gas_Oven_E2 | F4 | Commercial | Health (WA) | Existing | Food Preparation | Natural Gas | Oven | E2 | RVT BC Ratio | 238.4496 | 242.412 | 247.2409 | 253.1102 | 260.0924 | 269.3215 | 278.7888 | 287.947 | 296.3771 | 304.4732 | 312.7895 | 320.2177 | 327.9667 | 335.1281 | 341.1599 | 346.5055 | 350.8886 | 355.0203 | 359.4529 | 363.5193 | 367.587 | 374.0604 | 380.596 | 387.3506 | 394.2252 | 401.2219 | 408.3429
F4_Commercial_Health (WA)_Existing_Food Preparation_Natural Gas_Oven_E3 | F4 | Commercial | Health (WA) | Existing | Food Preparation | Natural Gas | Oven | E3 | RVT BC Ratio | 0 | 0 | 0 | 0 | 0 | 0 | 0 | 0 | 0 | 0 | 0 | 0 | 0 | 0 | 0 | 0 | 0 | 0 | 0 | 0 | 0 | 0 | 0 | 0 | 0 | 0 | 0
F4_Commercial_Health (WA)_Existing_Food Preparation_Natural Gas_Oven_E4 | F4 | Commercial | Health (WA) | Existing | Food Preparation | Natural Gas | Oven | E4 | RVT BC Ratio | 0 | 0 | 0 | 0 | 0 | 0 | 0 | 0 | 0 | 0 | 0 | 0 | 0 | 0 | 0 | 0 | 0 | 0 | 0 | 0 | 0 | 0 | 0 | 0 | 0 | 0 | 0
F4_Commercial_Health (WA)_Existing_Food Preparation_Natural Gas_Oven_E5 | F4 | Commercial | Health (WA) | Existing | Food Preparation | Natural Gas | Oven | E5 | RVT BC Ratio | 0 | 0 | 0 | 0 | 0 | 0 | 0 | 0 | 0 | 0 | 0 | 0 | 0 | 0 | 0 | 0 | 0 | 0 | 0 | 0 | 0 | 0 | 0 | 0 | 0 | 0 | 0
F4_Commercial_Health (WA)_Existing_Food Preparation_Natural Gas_Oven_E6 | F4 | Commercial | Health (WA) | Existing | Food Preparation | Natural Gas | Oven | E6 | RVT BC Ratio | 0 | 0 | 0 | 0 | 0 | 0 | 0 | 0 | 0 | 0 | 0 | 0 | 0 | 0 | 0 | 0 | 0 | 0 | 0 | 0 | 0 | 0 | 0 | 0 | 0 | 0 | 0
F4_Commercial_Health (WA)_Existing_Food Preparation_Natural Gas_Oven_E7 | F4 | Commercial | Health (WA) | Existing | Food Preparation | Natural Gas | Oven | E7 | RVT BC Ratio | 0 | 0 | 0 | 0 | 0 | 0 | 0 | 0 | 0 | 0 | 0 | 0 | 0 | 0 | 0 | 0 | 0 | 0 | 0 | 0 | 0 | 0 | 0 | 0 | 0 | 0 | 0
F4_Commercial_Health (WA)_Existing_Food Preparation_Natural Gas_Oven_E8 | F4 | Commercial | Health (WA) | Existing | Food Preparation | Natural Gas | Oven | E8 | RVT BC Ratio | 0 | 0 | 0 | 0 | 0 | 0 | 0 | 0 | 0 | 0 | 0 | 0 | 0 | 0 | 0 | 0 | 0 | 0 | 0 | 0 | 0 | 0 | 0 | 0 | 0 | 0 | 0
F4_Commercial_Health (WA)_Existing_Food Preparation_Natural Gas_Oven_E9 | F4 | Commercial | Health (WA) | Existing | Food Preparation | Natural Gas | Oven | E9 | RVT BC Ratio | 0 | 0 | 0 | 0 | 0 | 0 | 0 | 0 | 0 | 0 | 0 | 0 | 0 | 0 | 0 | 0 | 0 | 0 | 0 | 0 | 0 | 0 | 0 | 0 | 0 | 0 | 0
F4_Commercial_Health (WA)_Existing_Food Preparation_Natural Gas_Oven_E10 | F4 | Commercial | Health (WA) | Existing | Food Preparation | Natural Gas | Oven | E10 | RVT BC Ratio | 0 | 0 | 0 | 0 | 0 | 0 | 0 | 0 | 0 | 0 | 0 | 0 | 0 | 0 | 0 | 0 | 0 | 0 | 0 | 0 | 0 | 0 | 0 | 0 | 0 | 0 | 0
F5_Commercial_Health (WA)_Existing_Food Preparation_Natural Gas_Oven_E1 | F5 | Commercial | Health (WA) | Existing | Food Preparation | Natural Gas | Oven | E1 | RIM BC Ratio | [24 empty] | 1 | 1 | 1 | bar: 2019 to 2042
F5_Commercial_Health (WA)_Existing_Food Preparation_Natural Gas_Oven_E2 | F5 | Commercial | Health (WA) | Existing | Food Preparation | Natural Gas | Oven | E2 | RIM BC Ratio | 0.83854 | 0.84388 | 0.8509 | 0.85825 | 0.86585 | 0.87351 | 0.8814 | 0.88962 | 0.8983 | 0.90794 | 0.90927 | 0.91132 | 0.91416 | 0.91785 | 0.92174 | 0.92587 | 0.93028 | 0.93497 | 0.93993 | 0.94522 | 0.95084 | 0.95087 | 0.95089 | 0.95092 | 0.95094 | 0.95097 | 0.95099
F5_Commercial_Health (WA)_Existing_Food Preparation_Natural Gas_Oven_E3 | F5 | Commercial | Health (WA) | Existing | Food Preparation | Natural Gas | Oven | E3 | RIM BC Ratio | 0 | 0 | 0 | 0 | 0 | 0 | 0 | 0 | 0 | 0 | 0 | 0 | 0 | 0 | 0 | 0 | 0 | 0 | 0 | 0 | 0 | 0 | 0 | 0 | 0 | 0 | 0
F5_Commercial_Health (WA)_Existing_Food Preparation_Natural Gas_Oven_E4 | F5 | Commercial | Health (WA) | Existing | Food Preparation | Natural Gas | Oven | E4 | RIM BC Ratio | 0 | 0 | 0 | 0 | 0 | 0 | 0 | 0 | 0 | 0 | 0 | 0 | 0 | 0 | 0 | 0 | 0 | 0 | 0 | 0 | 0 | 0 | 0 | 0 | 0 | 0 | 0
F5_Commercial_Health (WA)_Existing_Food Preparation_Natural Gas_Oven_E5 | F5 | Commercial | Health (WA) | Existing | Food Preparation | Natural Gas | Oven | E5 | RIM BC Ratio | 0 | 0 | 0 | 0 | 0 | 0 | 0 | 0 | 0 | 0 | 0 | 0 | 0 | 0 | 0 | 0 | 0 | 0 | 0 | 0 | 0 | 0 | 0 | 0 | 0 | 0 | 0
F5_Commercial_Health (WA)_Existing_Food Preparation_Natural Gas_Oven_E6 | F5 | Commercial | Health (WA) | Existing | Food Preparation | Natural Gas | Oven | E6 | RIM BC Ratio | 0 | 0 | 0 | 0 | 0 | 0 | 0 | 0 | 0 | 0 | 0 | 0 | 0 | 0 | 0 | 0 | 0 | 0 | 0 | 0 | 0 | 0 | 0 | 0 | 0 | 0 | 0
F5_Commercial_Health (WA)_Existing_Food Preparation_Natural Gas_Oven_E7 | F5 | Commercial | Health (WA) | Existing | Food Preparation | Natural Gas | Oven | E7 | RIM BC Ratio | 0 | 0 | 0 | 0 | 0 | 0 | 0 | 0 | 0 | 0 | 0 | 0 | 0 | 0 | 0 | 0 | 0 | 0 | 0 | 0 | 0 | 0 | 0 | 0 | 0 | 0 | 0
F5_Commercial_Health (WA)_Existing_Food Preparation_Natural Gas_Oven_E8 | F5 | Commercial | Health (WA) | Existing | Food Preparation | Natural Gas | Oven | E8 | RIM BC Ratio | 0 | 0 | 0 | 0 | 0 | 0 | 0 | 0 | 0 | 0 | 0 | 0 | 0 | 0 | 0 | 0 | 0 | 0 | 0 | 0 | 0 | 0 | 0 | 0 | 0 | 0 | 0
F5_Commercial_Health (WA)_Existing_Food Preparation_Natural Gas_Oven_E9 | F5 | Commercial | Health (WA) | Existing | Food Preparation | Natural Gas | Oven | E9 | RIM BC Ratio | 0 | 0 | 0 | 0 | 0 | 0 | 0 | 0 | 0 | 0 | 0 | 0 | 0 | 0 | 0 | 0 | 0 | 0 | 0 | 0 | 0 | 0 | 0 | 0 | 0 | 0 | 0
F5_Commercial_Health (WA)_Existing_Food Preparation_Natural Gas_Oven_E10 | F5 | Commercial | Health (WA) | Existing | Food Preparation | Natural Gas | Oven | E10 | RIM BC Ratio | 0 | 0 | 0 | 0 | 0 | 0 | 0 | 0 | 0 | 0 | 0 | 0 | 0 | 0 | 0 | 0 | 0 | 0 | 0 | 0 | 0 | 0 | 0 | 0 | 0 | 0 | 0
F0_Commercial_Health (WA)_Existing_Food Preparation_Natural Gas_Conveyor Oven_E0 | F0 | Commercial | Health (WA) | Existing | Food Preparation | Natural Gas | Conveyor Oven | E0 | Economic Unit | ENERGY STAR (>42% Baking Efficiency) | ENERGY STAR (>42% Baking Efficiency) | ENERGY STAR (>42% Baking Efficiency) | ENERGY STAR (>42% Baking Efficiency) | ENERGY STAR (>42% Baking Efficiency) | ENERGY STAR (>42% Baking Efficiency) | ENERGY STAR (>42% Baking Efficiency) | ENERGY STAR (>42% Baking Efficiency) | ENERGY STAR (>42% Baking Efficiency) | ENERGY STAR (>42% Baking Efficiency) | ENERGY STAR (>42% Baking Efficiency) | ENERGY STAR (>42% Baking Efficiency) | ENERGY STAR (>42% Baking Efficiency) | ENERGY STAR (>42% Baking Efficiency) | ENERGY STAR (>42% Baking Efficiency) | ENERGY STAR (>42% Baking Efficiency) | ENERGY STAR (>42% Baking Efficiency) | ENERGY STAR (>42% Baking Efficiency) | ENERGY STAR (>42% Baking Efficiency) | ENERGY STAR (>42% Baking Efficiency) | ENERGY STAR (>42% Baking Efficiency) | ENERGY STAR (>42% Baking Efficiency) | ENERGY STAR (>42% Baking Efficiency) | ENERGY STAR (>42% Baking Efficiency) | ENERGY STAR (>42% Baking Efficiency) | ENERGY STAR (>42% Baking Efficiency) | ENERGY STAR (>42% Baking Efficiency)
F1_Commercial_Health (WA)_Existing_Food Preparation_Natural Gas_Conveyor Oven_E1 | F1 | Commercial | Health (WA) | Existing | Food Preparation | Natural Gas | Conveyor Oven | E1 | CCE | 0 | 0 | 0 | 0 | 0 | 0 | 0 | 0 | 0 | 0 | 0 | 0 | 0 | 0 | 0 | 0 | 0 | 0 | 0 | 0 | 0 | 0 | 0 | 0 | 0 | 0 | 0
F1_Commercial_Health (WA)_Existing_Food Preparation_Natural Gas_Conveyor Oven_E2 | F1 | Commercial | Health (WA) | Existing | Food Preparation | Natural Gas | Conveyor Oven | E2 | CCE | 3.2524e-05 | 3.2524e-05 | 3.2524e-05 | 3.2524e-05 | 3.2524e-05 | 3.2524e-05 | 3.2524e-05 | 3.2524e-05 | 3.2524e-05 | 3.2524e-05 | 3.2524e-05 | 3.2524e-05 | 3.2524e-05 | 3.2524e-05 | 3.2524e-05 | 3.2524e-05 | 3.2524e-05 | 3.2524e-05 | 3.2524e-05 | 3.2524e-05 | 3.2524e-05 | 3.2524e-05 | 3.2524e-05 | 3.2524e-05 | 3.2524e-05 | 3.2524e-05 | 3.2524e-05
F1_Commercial_Health (WA)_Existing_Food Preparation_Natural Gas_Conveyor Oven_E3 | F1 | Commercial | Health (WA) | Existing | Food Preparation | Natural Gas | Conveyor Oven | E3 | CCE | 0 | 0 | 0 | 0 | 0 | 0 | 0 | 0 | 0 | 0 | 0 | 0 | 0 | 0 | 0 | 0 | 0 | 0 | 0 | 0 | 0 | 0 | 0 | 0 | 0 | 0 | 0
F1_Commercial_Health (WA)_Existing_Food Preparation_Natural Gas_Conveyor Oven_E4 | F1 | Commercial | Health (WA) | Existing | Food Preparation | Natural Gas | Conveyor Oven | E4 | CCE | 0 | 0 | 0 | 0 | 0 | 0 | 0 | 0 | 0 | 0 | 0 | 0 | 0 | 0 | 0 | 0 | 0 | 0 | 0 | 0 | 0 | 0 | 0 | 0 | 0 | 0 | 0
F1_Commercial_Health (WA)_Existing_Food Preparation_Natural Gas_Conveyor Oven_E5 | F1 | Commercial | Health (WA) | Existing | Food Preparation | Natural Gas | Conveyor Oven | E5 | CCE | 0 | 0 | 0 | 0 | 0 | 0 | 0 | 0 | 0 | 0 | 0 | 0 | 0 | 0 | 0 | 0 | 0 | 0 | 0 | 0 | 0 | 0 | 0 | 0 | 0 | 0 | 0
F1_Commercial_Health (WA)_Existing_Food Preparation_Natural Gas_Conveyor Oven_E6 | F1 | Commercial | Health (WA) | Existing | Food Preparation | Natural Gas | Conveyor Oven | E6 | CCE | 0 | 0 | 0 | 0 | 0 | 0 | 0 | 0 | 0 | 0 | 0 | 0 | 0 | 0 | 0 | 0 | 0 | 0 | 0 | 0 | 0 | 0 | 0 | 0 | 0 | 0 | 0
F1_Commercial_Health (WA)_Existing_Food Preparation_Natural Gas_Conveyor Oven_E7 | F1 | Commercial | Health (WA) | Existing | Food Preparation | Natural Gas | Conveyor Oven | E7 | CCE | 0 | 0 | 0 | 0 | 0 | 0 | 0 | 0 | 0 | 0 | 0 | 0 | 0 | 0 | 0 | 0 | 0 | 0 | 0 | 0 | 0 | 0 | 0 | 0 | 0 | 0 | 0
F1_Commercial_Health (WA)_Existing_Food Preparation_Natural Gas_Conveyor Oven_E8 | F1 | Commercial | Health (WA) | Existing | Food Preparation | Natural Gas | Conveyor Oven | E8 | CCE | 0 | 0 | 0 | 0 | 0 | 0 | 0 | 0 | 0 | 0 | 0 | 0 | 0 | 0 | 0 | 0 | 0 | 0 | 0 | 0 | 0 | 0 | 0 | 0 | 0 | 0 | 0
F1_Commercial_Health (WA)_Existing_Food Preparation_Natural Gas_Conveyor Oven_E9 | F1 | Commercial | Health (WA) | Existing | Food Preparation | Natural Gas | Conveyor Oven | E9 | CCE | 0 | 0 | 0 | 0 | 0 | 0 | 0 | 0 | 0 | 0 | 0 | 0 | 0 | 0 | 0 | 0 | 0 | 0 | 0 | 0 | 0 | 0 | 0 | 0 | 0 | 0 | 0
F1_Commercial_Health (WA)_Existing_Food Preparation_Natural Gas_Conveyor Oven_E10 | F1 | Commercial | Health (WA) | Existing | Food Preparation | Natural Gas | Conveyor Oven | E10 | CCE | 0 | 0 | 0 | 0 | 0 | 0 | 0 | 0 | 0 | 0 | 0 | 0 | 0 | 0 | 0 | 0 | 0 | 0 | 0 | 0 | 0 | 0 | 0 | 0 | 0 | 0 | 0
F2_Commercial_Health (WA)_Existing_Food Preparation_Natural Gas_Conveyor Oven_E1 | F2 | Commercial | Health (WA) | Existing | Food Preparation | Natural Gas | Conveyor Oven | E1 | TRC BC Ratio | [24 empty] | 1 | 1 | 1 | bar: 2019 to 2042
F2_Commercial_Health (WA)_Existing_Food Preparation_Natural Gas_Conveyor Oven_E2 | F2 | Commercial | Health (WA) | Existing | Food Preparation | Natural Gas | Conveyor Oven | E2 | TRC BC Ratio | 117.9547 | 121.1199 | 124.5985 | 128.4091 | 132.5837 | 137.4467 | 142.3792 | 147.2456 | 151.9402 | 156.7036 | 160.6334 | 164.3633 | 168.3412 | 172.2649 | 175.8556 | 179.2733 | 182.4213 | 185.5506 | 188.8572 | 192.1134 | 195.4515 | 198.9057 | 202.4019 | 205.9977 | 209.6575 | 213.3822 | 217.1732
F2_Commercial_Health (WA)_Existing_Food Preparation_Natural Gas_Conveyor Oven_E3 | F2 | Commercial | Health (WA) | Existing | Food Preparation | Natural Gas | Conveyor Oven | E3 | TRC BC Ratio | 0 | 0 | 0 | 0 | 0 | 0 | 0 | 0 | 0 | 0 | 0 | 0 | 0 | 0 | 0 | 0 | 0 | 0 | 0 | 0 | 0 | 0 | 0 | 0 | 0 | 0 | 0
F2_Commercial_Health (WA)_Existing_Food Preparation_Natural Gas_Conveyor Oven_E4 | F2 | Commercial | Health (WA) | Existing | Food Preparation | Natural Gas | Conveyor Oven | E4 | TRC BC Ratio | 0 | 0 | 0 | 0 | 0 | 0 | 0 | 0 | 0 | 0 | 0 | 0 | 0 | 0 | 0 | 0 | 0 | 0 | 0 | 0 | 0 | 0 | 0 | 0 | 0 | 0 | 0
F2_Commercial_Health (WA)_Existing_Food Preparation_Natural Gas_Conveyor Oven_E5 | F2 | Commercial | Health (WA) | Existing | Food Preparation | Natural Gas | Conveyor Oven | E5 | TRC BC Ratio | 0 | 0 | 0 | 0 | 0 | 0 | 0 | 0 | 0 | 0 | 0 | 0 | 0 | 0 | 0 | 0 | 0 | 0 | 0 | 0 | 0 | 0 | 0 | 0 | 0 | 0 | 0
F2_Commercial_Health (WA)_Existing_Food Preparation_Natural Gas_Conveyor Oven_E6 | F2 | Commercial | Health (WA) | Existing | Food Preparation | Natural Gas | Conveyor Oven | E6 | TRC BC Ratio | 0 | 0 | 0 | 0 | 0 | 0 | 0 | 0 | 0 | 0 | 0 | 0 | 0 | 0 | 0 | 0 | 0 | 0 | 0 | 0 | 0 | 0 | 0 | 0 | 0 | 0 | 0
F2_Commercial_Health (WA)_Existing_Food Preparation_Natural Gas_Conveyor Oven_E7 | F2 | Commercial | Health (WA) | Existing | Food Preparation | Natural Gas | Conveyor Oven | E7 | TRC BC Ratio | 0 | 0 | 0 | 0 | 0 | 0 | 0 | 0 | 0 | 0 | 0 | 0 | 0 | 0 | 0 | 0 | 0 | 0 | 0 | 0 | 0 | 0 | 0 | 0 | 0 | 0 | 0
F2_Commercial_Health (WA)_Existing_Food Preparation_Natural Gas_Conveyor Oven_E8 | F2 | Commercial | Health (WA) | Existing | Food Preparation | Natural Gas | Conveyor Oven | E8 | TRC BC Ratio | 0 | 0 | 0 | 0 | 0 | 0 | 0 | 0 | 0 | 0 | 0 | 0 | 0 | 0 | 0 | 0 | 0 | 0 | 0 | 0 | 0 | 0 | 0 | 0 | 0 | 0 | 0
F2_Commercial_Health (WA)_Existing_Food Preparation_Natural Gas_Conveyor Oven_E9 | F2 | Commercial | Health (WA) | Existing | Food Preparation | Natural Gas | Conveyor Oven | E9 | TRC BC Ratio | 0 | 0 | 0 | 0 | 0 | 0 | 0 | 0 | 0 | 0 | 0 | 0 | 0 | 0 | 0 | 0 | 0 | 0 | 0 | 0 | 0 | 0 | 0 | 0 | 0 | 0 | 0
F2_Commercial_Health (WA)_Existing_Food Preparation_Natural Gas_Conveyor Oven_E10 | F2 | Commercial | Health (WA) | Existing | Food Preparation | Natural Gas | Conveyor Oven | E10 | TRC BC Ratio | 0 | 0 | 0 | 0 | 0 | 0 | 0 | 0 | 0 | 0 | 0 | 0 | 0 | 0 | 0 | 0 | 0 | 0 | 0 | 0 | 0 | 0 | 0 | 0 | 0 | 0 | 0
F3_Commercial_Health (WA)_Existing_Food Preparation_Natural Gas_Conveyor Oven_E1 | F3 | Commercial | Health (WA) | Existing | Food Preparation | Natural Gas | Conveyor Oven | E1 | PACT BC Ratio | [24 empty] | 1 | 1 | 1 | bar: 2019 to 2042
F3_Commercial_Health (WA)_Existing_Food Preparation_Natural Gas_Conveyor Oven_E2 | F3 | Commercial | Health (WA) | Existing | Food Preparation | Natural Gas | Conveyor Oven | E2 | PACT BC Ratio | 237.7216 | 244.1005 | 251.1112 | 258.791 | 267.2044 | 277.0052 | 286.946 | 296.7533 | 306.2148 | 315.8148 | 323.7347 | 331.2518 | 339.2688 | 347.1764 | 354.413 | 361.3009 | 367.6452 | 373.9519 | 380.6159 | 387.1784 | 393.9059 | 400.8672 | 407.9134 | 415.1603 | 422.536 | 430.0428 | 437.6829
F3_Commercial_Health (WA)_Existing_Food Preparation_Natural Gas_Conveyor Oven_E3 | F3 | Commercial | Health (WA) | Existing | Food Preparation | Natural Gas | Conveyor Oven | E3 | PACT BC Ratio | 0 | 0 | 0 | 0 | 0 | 0 | 0 | 0 | 0 | 0 | 0 | 0 | 0 | 0 | 0 | 0 | 0 | 0 | 0 | 0 | 0 | 0 | 0 | 0 | 0 | 0 | 0
F3_Commercial_Health (WA)_Existing_Food Preparation_Natural Gas_Conveyor Oven_E4 | F3 | Commercial | Health (WA) | Existing | Food Preparation | Natural Gas | Conveyor Oven | E4 | PACT BC Ratio | 0 | 0 | 0 | 0 | 0 | 0 | 0 | 0 | 0 | 0 | 0 | 0 | 0 | 0 | 0 | 0 | 0 | 0 | 0 | 0 | 0 | 0 | 0 | 0 | 0 | 0 | 0
F3_Commercial_Health (WA)_Existing_Food Preparation_Natural Gas_Conveyor Oven_E5 | F3 | Commercial | Health (WA) | Existing | Food Preparation | Natural Gas | Conveyor Oven | E5 | PACT BC Ratio | 0 | 0 | 0 | 0 | 0 | 0 | 0 | 0 | 0 | 0 | 0 | 0 | 0 | 0 | 0 | 0 | 0 | 0 | 0 | 0 | 0 | 0 | 0 | 0 | 0 | 0 | 0
F3_Commercial_Health (WA)_Existing_Food Preparation_Natural Gas_Conveyor Oven_E6 | F3 | Commercial | Health (WA) | Existing | Food Preparation | Natural Gas | Conveyor Oven | E6 | PACT BC Ratio | 0 | 0 | 0 | 0 | 0 | 0 | 0 | 0 | 0 | 0 | 0 | 0 | 0 | 0 | 0 | 0 | 0 | 0 | 0 | 0 | 0 | 0 | 0 | 0 | 0 | 0 | 0
F3_Commercial_Health (WA)_Existing_Food Preparation_Natural Gas_Conveyor Oven_E7 | F3 | Commercial | Health (WA) | Existing | Food Preparation | Natural Gas | Conveyor Oven | E7 | PACT BC Ratio | 0 | 0 | 0 | 0 | 0 | 0 | 0 | 0 | 0 | 0 | 0 | 0 | 0 | 0 | 0 | 0 | 0 | 0 | 0 | 0 | 0 | 0 | 0 | 0 | 0 | 0 | 0
F3_Commercial_Health (WA)_Existing_Food Preparation_Natural Gas_Conveyor Oven_E8 | F3 | Commercial | Health (WA) | Existing | Food Preparation | Natural Gas | Conveyor Oven | E8 | PACT BC Ratio | 0 | 0 | 0 | 0 | 0 | 0 | 0 | 0 | 0 | 0 | 0 | 0 | 0 | 0 | 0 | 0 | 0 | 0 | 0 | 0 | 0 | 0 | 0 | 0 | 0 | 0 | 0
F3_Commercial_Health (WA)_Existing_Food Preparation_Natural Gas_Conveyor Oven_E9 | F3 | Commercial | Health (WA) | Existing | Food Preparation | Natural Gas | Conveyor Oven | E9 | PACT BC Ratio | 0 | 0 | 0 | 0 | 0 | 0 | 0 | 0 | 0 | 0 | 0 | 0 | 0 | 0 | 0 | 0 | 0 | 0 | 0 | 0 | 0 | 0 | 0 | 0 | 0 | 0 | 0
F3_Commercial_Health (WA)_Existing_Food Preparation_Natural Gas_Conveyor Oven_E10 | F3 | Commercial | Health (WA) | Existing | Food Preparation | Natural Gas | Conveyor Oven | E10 | PACT BC Ratio | 0 | 0 | 0 | 0 | 0 | 0 | 0 | 0 | 0 | 0 | 0 | 0 | 0 | 0 | 0 | 0 | 0 | 0 | 0 | 0 | 0 | 0 | 0 | 0 | 0 | 0 | 0
F4_Commercial_Health (WA)_Existing_Food Preparation_Natural Gas_Conveyor Oven_E1 | F4 | Commercial | Health (WA) | Existing | Food Preparation | Natural Gas | Conveyor Oven | E1 | RVT BC Ratio | [24 empty] | 1 | 1 | 1 | bar: 2019 to 2042
F4_Commercial_Health (WA)_Existing_Food Preparation_Natural Gas_Conveyor Oven_E2 | F4 | Commercial | Health (WA) | Existing | Food Preparation | Natural Gas | Conveyor Oven | E2 | RVT BC Ratio | 164.482 | 167.9887 | 171.8029 | 175.9365 | 180.4182 | 185.6976 | 190.8633 | 195.7812 | 200.2888 | 204.7202 | 209.3525 | 213.6758 | 218.2782 | 222.7571 | 226.741 | 230.4371 | 233.7134 | 236.8967 | 240.2411 | 243.4406 | 246.6644 | 251.0166 | 255.4218 | 259.9526 | 264.5638 | 269.257 | 274.0336
F4_Commercial_Health (WA)_Existing_Food Preparation_Natural Gas_Conveyor Oven_E3 | F4 | Commercial | Health (WA) | Existing | Food Preparation | Natural Gas | Conveyor Oven | E3 | RVT BC Ratio | 0 | 0 | 0 | 0 | 0 | 0 | 0 | 0 | 0 | 0 | 0 | 0 | 0 | 0 | 0 | 0 | 0 | 0 | 0 | 0 | 0 | 0 | 0 | 0 | 0 | 0 | 0
F4_Commercial_Health (WA)_Existing_Food Preparation_Natural Gas_Conveyor Oven_E4 | F4 | Commercial | Health (WA) | Existing | Food Preparation | Natural Gas | Conveyor Oven | E4 | RVT BC Ratio | 0 | 0 | 0 | 0 | 0 | 0 | 0 | 0 | 0 | 0 | 0 | 0 | 0 | 0 | 0 | 0 | 0 | 0 | 0 | 0 | 0 | 0 | 0 | 0 | 0 | 0 | 0
F4_Commercial_Health (WA)_Existing_Food Preparation_Natural Gas_Conveyor Oven_E5 | F4 | Commercial | Health (WA) | Existing | Food Preparation | Natural Gas | Conveyor Oven | E5 | RVT BC Ratio | 0 | 0 | 0 | 0 | 0 | 0 | 0 | 0 | 0 | 0 | 0 | 0 | 0 | 0 | 0 | 0 | 0 | 0 | 0 | 0 | 0 | 0 | 0 | 0 | 0 | 0 | 0
F4_Commercial_Health (WA)_Existing_Food Preparation_Natural Gas_Conveyor Oven_E6 | F4 | Commercial | Health (WA) | Existing | Food Preparation | Natural Gas | Conveyor Oven | E6 | RVT BC Ratio | 0 | 0 | 0 | 0 | 0 | 0 | 0 | 0 | 0 | 0 | 0 | 0 | 0 | 0 | 0 | 0 | 0 | 0 | 0 | 0 | 0 | 0 | 0 | 0 | 0 | 0 | 0
F4_Commercial_Health (WA)_Existing_Food Preparation_Natural Gas_Conveyor Oven_E7 | F4 | Commercial | Health (WA) | Existing | Food Preparation | Natural Gas | Conveyor Oven | E7 | RVT BC Ratio | 0 | 0 | 0 | 0 | 0 | 0 | 0 | 0 | 0 | 0 | 0 | 0 | 0 | 0 | 0 | 0 | 0 | 0 | 0 | 0 | 0 | 0 | 0 | 0 | 0 | 0 | 0
F4_Commercial_Health (WA)_Existing_Food Preparation_Natural Gas_Conveyor Oven_E8 | F4 | Commercial | Health (WA) | Existing | Food Preparation | Natural Gas | Conveyor Oven | E8 | RVT BC Ratio | 0 | 0 | 0 | 0 | 0 | 0 | 0 | 0 | 0 | 0 | 0 | 0 | 0 | 0 | 0 | 0 | 0 | 0 | 0 | 0 | 0 | 0 | 0 | 0 | 0 | 0 | 0
F4_Commercial_Health (WA)_Existing_Food Preparation_Natural Gas_Conveyor Oven_E9 | F4 | Commercial | Health (WA) | Existing | Food Preparation | Natural Gas | Conveyor Oven | E9 | RVT BC Ratio | 0 | 0 | 0 | 0 | 0 | 0 | 0 | 0 | 0 | 0 | 0 | 0 | 0 | 0 | 0 | 0 | 0 | 0 | 0 | 0 | 0 | 0 | 0 | 0 | 0 | 0 | 0
F4_Commercial_Health (WA)_Existing_Food Preparation_Natural Gas_Conveyor Oven_E10 | F4 | Commercial | Health (WA) | Existing | Food Preparation | Natural Gas | Conveyor Oven | E10 | RVT BC Ratio | 0 | 0 | 0 | 0 | 0 | 0 | 0 | 0 | 0 | 0 | 0 | 0 | 0 | 0 | 0 | 0 | 0 | 0 | 0 | 0 | 0 | 0 | 0 | 0 | 0 | 0 | 0
F5_Commercial_Health (WA)_Existing_Food Preparation_Natural Gas_Conveyor Oven_E1 | F5 | Commercial | Health (WA) | Existing | Food Preparation | Natural Gas | Conveyor Oven | E1 | RIM BC Ratio | [24 empty] | 1 | 1 | 1 | bar: 2019 to 2042
F5_Commercial_Health (WA)_Existing_Food Preparation_Natural Gas_Conveyor Oven_E2 | F5 | Commercial | Health (WA) | Existing | Food Preparation | Natural Gas | Conveyor Oven | E2 | RIM BC Ratio | 0.85951 | 0.86417 | 0.86928 | 0.87484 | 0.88087 | 0.88724 | 0.89423 | 0.90159 | 0.90942 | 0.91765 | 0.91987 | 0.9222 | 0.92462 | 0.92716 | 0.92987 | 0.93276 | 0.93584 | 0.93911 | 0.94255 | 0.94621 | 0.95008 | 0.95012 | 0.95016 | 0.9502 | 0.95024 | 0.95028 | 0.95031
F5_Commercial_Health (WA)_Existing_Food Preparation_Natural Gas_Conveyor Oven_E3 | F5 | Commercial | Health (WA) | Existing | Food Preparation | Natural Gas | Conveyor Oven | E3 | RIM BC Ratio | 0 | 0 | 0 | 0 | 0 | 0 | 0 | 0 | 0 | 0 | 0 | 0 | 0 | 0 | 0 | 0 | 0 | 0 | 0 | 0 | 0 | 0 | 0 | 0 | 0 | 0 | 0
F5_Commercial_Health (WA)_Existing_Food Preparation_Natural Gas_Conveyor Oven_E4 | F5 | Commercial | Health (WA) | Existing | Food Preparation | Natural Gas | Conveyor Oven | E4 | RIM BC Ratio | 0 | 0 | 0 | 0 | 0 | 0 | 0 | 0 | 0 | 0 | 0 | 0 | 0 | 0 | 0 | 0 | 0 | 0 | 0 | 0 | 0 | 0 | 0 | 0 | 0 | 0 | 0
F5_Commercial_Health (WA)_Existing_Food Preparation_Natural Gas_Conveyor Oven_E5 | F5 | Commercial | Health (WA) | Existing | Food Preparation | Natural Gas | Conveyor Oven | E5 | RIM BC Ratio | 0 | 0 | 0 | 0 | 0 | 0 | 0 | 0 | 0 | 0 | 0 | 0 | 0 | 0 | 0 | 0 | 0 | 0 | 0 | 0 | 0 | 0 | 0 | 0 | 0 | 0 | 0
F5_Commercial_Health (WA)_Existing_Food Preparation_Natural Gas_Conveyor Oven_E6 | F5 | Commercial | Health (WA) | Existing | Food Preparation | Natural Gas | Conveyor Oven | E6 | RIM BC Ratio | 0 | 0 | 0 | 0 | 0 | 0 | 0 | 0 | 0 | 0 | 0 | 0 | 0 | 0 | 0 | 0 | 0 | 0 | 0 | 0 | 0 | 0 | 0 | 0 | 0 | 0 | 0
F5_Commercial_Health (WA)_Existing_Food Preparation_Natural Gas_Conveyor Oven_E7 | F5 | Commercial | Health (WA) | Existing | Food Preparation | Natural Gas | Conveyor Oven | E7 | RIM BC Ratio | 0 | 0 | 0 | 0 | 0 | 0 | 0 | 0 | 0 | 0 | 0 | 0 | 0 | 0 | 0 | 0 | 0 | 0 | 0 | 0 | 0 | 0 | 0 | 0 | 0 | 0 | 0
F5_Commercial_Health (WA)_Existing_Food Preparation_Natural Gas_Conveyor Oven_E8 | F5 | Commercial | Health (WA) | Existing | Food Preparation | Natural Gas | Conveyor Oven | E8 | RIM BC Ratio | 0 | 0 | 0 | 0 | 0 | 0 | 0 | 0 | 0 | 0 | 0 | 0 | 0 | 0 | 0 | 0 | 0 | 0 | 0 | 0 | 0 | 0 | 0 | 0 | 0 | 0 | 0
F5_Commercial_Health (WA)_Existing_Food Preparation_Natural Gas_Conveyor Oven_E9 | F5 | Commercial | Health (WA) | Existing | Food Preparation | Natural Gas | Conveyor Oven | E9 | RIM BC Ratio | 0 | 0 | 0 | 0 | 0 | 0 | 0 | 0 | 0 | 0 | 0 | 0 | 0 | 0 | 0 | 0 | 0 | 0 | 0 | 0 | 0 | 0 | 0 | 0 | 0 | 0 | 0
F5_Commercial_Health (WA)_Existing_Food Preparation_Natural Gas_Conveyor Oven_E10 | F5 | Commercial | Health (WA) | Existing | Food Preparation | Natural Gas | Conveyor Oven | E10 | RIM BC Ratio | 0 | 0 | 0 | 0 | 0 | 0 | 0 | 0 | 0 | 0 | 0 | 0 | 0 | 0 | 0 | 0 | 0 | 0 | 0 | 0 | 0 | 0 | 0 | 0 | 0 | 0 | 0
F0_Commercial_Health (WA)_Existing_Food Preparation_Natural Gas_Double Rack Oven_E0 | F0 | Commercial | Health (WA) | Existing | Food Preparation | Natural Gas | Double Rack Oven | E0 | Economic Unit | FTSC Qualified (>50% Cooking Efficiency) | FTSC Qualified (>50% Cooking Efficiency) | FTSC Qualified (>50% Cooking Efficiency) | FTSC Qualified (>50% Cooking Efficiency) | FTSC Qualified (>50% Cooking Efficiency) | FTSC Qualified (>50% Cooking Efficiency) | FTSC Qualified (>50% Cooking Efficiency) | FTSC Qualified (>50% Cooking Efficiency) | FTSC Qualified (>50% Cooking Efficiency) | FTSC Qualified (>50% Cooking Efficiency) | FTSC Qualified (>50% Cooking Efficiency) | FTSC Qualified (>50% Cooking Efficiency) | FTSC Qualified (>50% Cooking Efficiency) | FTSC Qualified (>50% Cooking Efficiency) | FTSC Qualified (>50% Cooking Efficiency) | FTSC Qualified (>50% Cooking Efficiency) | FTSC Qualified (>50% Cooking Efficiency) | FTSC Qualified (>50% Cooking Efficiency) | FTSC Qualified (>50% Cooking Efficiency) | FTSC Qualified (>50% Cooking Efficiency) | FTSC Qualified (>50% Cooking Efficiency) | FTSC Qualified (>50% Cooking Efficiency) | FTSC Qualified (>50% Cooking Efficiency) | FTSC Qualified (>50% Cooking Efficiency) | FTSC Qualified (>50% Cooking Efficiency) | FTSC Qualified (>50% Cooking Efficiency) | FTSC Qualified (>50% Cooking Efficiency)
F1_Commercial_Health (WA)_Existing_Food Preparation_Natural Gas_Double Rack Oven_E1 | F1 | Commercial | Health (WA) | Existing | Food Preparation | Natural Gas | Double Rack Oven | E1 | CCE | 0 | 0 | 0 | 0 | 0 | 0 | 0 | 0 | 0 | 0 | 0 | 0 | 0 | 0 | 0 | 0 | 0 | 0 | 0 | 0 | 0 | 0 | 0 | 0 | 0 | 0 | 0
F1_Commercial_Health (WA)_Existing_Food Preparation_Natural Gas_Double Rack Oven_E2 | F1 | Commercial | Health (WA) | Existing | Food Preparation | Natural Gas | Double Rack Oven | E2 | CCE | 6.8295e-05 | 6.8295e-05 | 6.8295e-05 | 6.8295e-05 | 6.8295e-05 | 6.8295e-05 | 6.8295e-05 | 6.8295e-05 | 6.8295e-05 | 6.8295e-05 | 6.8295e-05 | 6.8295e-05 | 6.8295e-05 | 6.8295e-05 | 6.8295e-05 | 6.8295e-05 | 6.8295e-05 | 6.8295e-05 | 6.8295e-05 | 6.8295e-05 | 6.8295e-05 | 6.8295e-05 | 6.8295e-05 | 6.8295e-05 | 6.8295e-05 | 6.8295e-05 | 6.8295e-05
F1_Commercial_Health (WA)_Existing_Food Preparation_Natural Gas_Double Rack Oven_E3 | F1 | Commercial | Health (WA) | Existing | Food Preparation | Natural Gas | Double Rack Oven | E3 | CCE | 0 | 0 | 0 | 0 | 0 | 0 | 0 | 0 | 0 | 0 | 0 | 0 | 0 | 0 | 0 | 0 | 0 | 0 | 0 | 0 | 0 | 0 | 0 | 0 | 0 | 0 | 0
F1_Commercial_Health (WA)_Existing_Food Preparation_Natural Gas_Double Rack Oven_E4 | F1 | Commercial | Health (WA) | Existing | Food Preparation | Natural Gas | Double Rack Oven | E4 | CCE | 0 | 0 | 0 | 0 | 0 | 0 | 0 | 0 | 0 | 0 | 0 | 0 | 0 | 0 | 0 | 0 | 0 | 0 | 0 | 0 | 0 | 0 | 0 | 0 | 0 | 0 | 0
F1_Commercial_Health (WA)_Existing_Food Preparation_Natural Gas_Double Rack Oven_E5 | F1 | Commercial | Health (WA) | Existing | Food Preparation | Natural Gas | Double Rack Oven | E5 | CCE | 0 | 0 | 0 | 0 | 0 | 0 | 0 | 0 | 0 | 0 | 0 | 0 | 0 | 0 | 0 | 0 | 0 | 0 | 0 | 0 | 0 | 0 | 0 | 0 | 0 | 0 | 0
F1_Commercial_Health (WA)_Existing_Food Preparation_Natural Gas_Double Rack Oven_E6 | F1 | Commercial | Health (WA) | Existing | Food Preparation | Natural Gas | Double Rack Oven | E6 | CCE | 0 | 0 | 0 | 0 | 0 | 0 | 0 | 0 | 0 | 0 | 0 | 0 | 0 | 0 | 0 | 0 | 0 | 0 | 0 | 0 | 0 | 0 | 0 | 0 | 0 | 0 | 0
F1_Commercial_Health (WA)_Existing_Food Preparation_Natural Gas_Double Rack Oven_E7 | F1 | Commercial | Health (WA) | Existing | Food Preparation | Natural Gas | Double Rack Oven | E7 | CCE | 0 | 0 | 0 | 0 | 0 | 0 | 0 | 0 | 0 | 0 | 0 | 0 | 0 | 0 | 0 | 0 | 0 | 0 | 0 | 0 | 0 | 0 | 0 | 0 | 0 | 0 | 0
F1_Commercial_Health (WA)_Existing_Food Preparation_Natural Gas_Double Rack Oven_E8 | F1 | Commercial | Health (WA) | Existing | Food Preparation | Natural Gas | Double Rack Oven | E8 | CCE | 0 | 0 | 0 | 0 | 0 | 0 | 0 | 0 | 0 | 0 | 0 | 0 | 0 | 0 | 0 | 0 | 0 | 0 | 0 | 0 | 0 | 0 | 0 | 0 | 0 | 0 | 0
F1_Commercial_Health (WA)_Existing_Food Preparation_Natural Gas_Double Rack Oven_E9 | F1 | Commercial | Health (WA) | Existing | Food Preparation | Natural Gas | Double Rack Oven | E9 | CCE | 0 | 0 | 0 | 0 | 0 | 0 | 0 | 0 | 0 | 0 | 0 | 0 | 0 | 0 | 0 | 0 | 0 | 0 | 0 | 0 | 0 | 0 | 0 | 0 | 0 | 0 | 0
F1_Commercial_Health (WA)_Existing_Food Preparation_Natural Gas_Double Rack Oven_E10 | F1 | Commercial | Health (WA) | Existing | Food Preparation | Natural Gas | Double Rack Oven | E10 | CCE | 0 | 0 | 0 | 0 | 0 | 0 | 0 | 0 | 0 | 0 | 0 | 0 | 0 | 0 | 0 | 0 | 0 | 0 | 0 | 0 | 0 | 0 | 0 | 0 | 0 | 0 | 0
F2_Commercial_Health (WA)_Existing_Food Preparation_Natural Gas_Double Rack Oven_E1 | F2 | Commercial | Health (WA) | Existing | Food Preparation | Natural Gas | Double Rack Oven | E1 | TRC BC Ratio | [24 empty] | 1 | 1 | 1 | bar: 2019 to 2042
F2_Commercial_Health (WA)_Existing_Food Preparation_Natural Gas_Double Rack Oven_E2 | F2 | Commercial | Health (WA) | Existing | Food Preparation | Natural Gas | Double Rack Oven | E2 | TRC BC Ratio | 52.112 | 53.4253 | 54.9813 | 56.7644 | 58.7809 | 61.2343 | 63.7596 | 66.2604 | 68.668 | 71.109 | 73.0513 | 74.871 | 76.8261 | 78.7399 | 80.4511 | 82.0524 | 83.4884 | 84.9063 | 86.4207 | 87.898 | 89.4156 | 90.9935 | 92.5881 | 94.233 | 95.9071 | 97.611 | 99.3451
F2_Commercial_Health (WA)_Existing_Food Preparation_Natural Gas_Double Rack Oven_E3 | F2 | Commercial | Health (WA) | Existing | Food Preparation | Natural Gas | Double Rack Oven | E3 | TRC BC Ratio | 0 | 0 | 0 | 0 | 0 | 0 | 0 | 0 | 0 | 0 | 0 | 0 | 0 | 0 | 0 | 0 | 0 | 0 | 0 | 0 | 0 | 0 | 0 | 0 | 0 | 0 | 0
F2_Commercial_Health (WA)_Existing_Food Preparation_Natural Gas_Double Rack Oven_E4 | F2 | Commercial | Health (WA) | Existing | Food Preparation | Natural Gas | Double Rack Oven | E4 | TRC BC Ratio | 0 | 0 | 0 | 0 | 0 | 0 | 0 | 0 | 0 | 0 | 0 | 0 | 0 | 0 | 0 | 0 | 0 | 0 | 0 | 0 | 0 | 0 | 0 | 0 | 0 | 0 | 0
F2_Commercial_Health (WA)_Existing_Food Preparation_Natural Gas_Double Rack Oven_E5 | F2 | Commercial | Health (WA) | Existing | Food Preparation | Natural Gas | Double Rack Oven | E5 | TRC BC Ratio | 0 | 0 | 0 | 0 | 0 | 0 | 0 | 0 | 0 | 0 | 0 | 0 | 0 | 0 | 0 | 0 | 0 | 0 | 0 | 0 | 0 | 0 | 0 | 0 | 0 | 0 | 0
F2_Commercial_Health (WA)_Existing_Food Preparation_Natural Gas_Double Rack Oven_E6 | F2 | Commercial | Health (WA) | Existing | Food Preparation | Natural Gas | Double Rack Oven | E6 | TRC BC Ratio | 0 | 0 | 0 | 0 | 0 | 0 | 0 | 0 | 0 | 0 | 0 | 0 | 0 | 0 | 0 | 0 | 0 | 0 | 0 | 0 | 0 | 0 | 0 | 0 | 0 | 0 | 0
F2_Commercial_Health (WA)_Existing_Food Preparation_Natural Gas_Double Rack Oven_E7 | F2 | Commercial | Health (WA) | Existing | Food Preparation | Natural Gas | Double Rack Oven | E7 | TRC BC Ratio | 0 | 0 | 0 | 0 | 0 | 0 | 0 | 0 | 0 | 0 | 0 | 0 | 0 | 0 | 0 | 0 | 0 | 0 | 0 | 0 | 0 | 0 | 0 | 0 | 0 | 0 | 0
F2_Commercial_Health (WA)_Existing_Food Preparation_Natural Gas_Double Rack Oven_E8 | F2 | Commercial | Health (WA) | Existing | Food Preparation | Natural Gas | Double Rack Oven | E8 | TRC BC Ratio | 0 | 0 | 0 | 0 | 0 | 0 | 0 | 0 | 0 | 0 | 0 | 0 | 0 | 0 | 0 | 0 | 0 | 0 | 0 | 0 | 0 | 0 | 0 | 0 | 0 | 0 | 0
F2_Commercial_Health (WA)_Existing_Food Preparation_Natural Gas_Double Rack Oven_E9 | F2 | Commercial | Health (WA) | Existing | Food Preparation | Natural Gas | Double Rack Oven | E9 | TRC BC Ratio | 0 | 0 | 0 | 0 | 0 | 0 | 0 | 0 | 0 | 0 | 0 | 0 | 0 | 0 | 0 | 0 | 0 | 0 | 0 | 0 | 0 | 0 | 0 | 0 | 0 | 0 | 0
F2_Commercial_Health (WA)_Existing_Food Preparation_Natural Gas_Double Rack Oven_E10 | F2 | Commercial | Health (WA) | Existing | Food Preparation | Natural Gas | Double Rack Oven | E10 | TRC BC Ratio | 0 | 0 | 0 | 0 | 0 | 0 | 0 | 0 | 0 | 0 | 0 | 0 | 0 | 0 | 0 | 0 | 0 | 0 | 0 | 0 | 0 | 0 | 0 | 0 | 0 | 0 | 0
F3_Commercial_Health (WA)_Existing_Food Preparation_Natural Gas_Double Rack Oven_E1 | F3 | Commercial | Health (WA) | Existing | Food Preparation | Natural Gas | Double Rack Oven | E1 | PACT BC Ratio | [24 empty] | 1 | 1 | 1 | bar: 2019 to 2042
F3_Commercial_Health (WA)_Existing_Food Preparation_Natural Gas_Double Rack Oven_E2 | F3 | Commercial | Health (WA) | Existing | Food Preparation | Natural Gas | Double Rack Oven | E2 | PACT BC Ratio | 105.0246 | 107.6714 | 110.8073 | 114.4009 | 118.4648 | 123.4094 | 128.4987 | 133.5388 | 138.3909 | 143.3106 | 147.225 | 150.8922 | 154.8324 | 158.6895 | 162.1381 | 165.3654 | 168.2596 | 171.117 | 174.1691 | 177.1464 | 180.205 | 183.3849 | 186.5986 | 189.9137 | 193.2877 | 196.7216 | 200.2165
F3_Commercial_Health (WA)_Existing_Food Preparation_Natural Gas_Double Rack Oven_E3 | F3 | Commercial | Health (WA) | Existing | Food Preparation | Natural Gas | Double Rack Oven | E3 | PACT BC Ratio | 0 | 0 | 0 | 0 | 0 | 0 | 0 | 0 | 0 | 0 | 0 | 0 | 0 | 0 | 0 | 0 | 0 | 0 | 0 | 0 | 0 | 0 | 0 | 0 | 0 | 0 | 0
F3_Commercial_Health (WA)_Existing_Food Preparation_Natural Gas_Double Rack Oven_E4 | F3 | Commercial | Health (WA) | Existing | Food Preparation | Natural Gas | Double Rack Oven | E4 | PACT BC Ratio | 0 | 0 | 0 | 0 | 0 | 0 | 0 | 0 | 0 | 0 | 0 | 0 | 0 | 0 | 0 | 0 | 0 | 0 | 0 | 0 | 0 | 0 | 0 | 0 | 0 | 0 | 0
F3_Commercial_Health (WA)_Existing_Food Preparation_Natural Gas_Double Rack Oven_E5 | F3 | Commercial | Health (WA) | Existing | Food Preparation | Natural Gas | Double Rack Oven | E5 | PACT BC Ratio | 0 | 0 | 0 | 0 | 0 | 0 | 0 | 0 | 0 | 0 | 0 | 0 | 0 | 0 | 0 | 0 | 0 | 0 | 0 | 0 | 0 | 0 | 0 | 0 | 0 | 0 | 0
F3_Commercial_Health (WA)_Existing_Food Preparation_Natural Gas_Double Rack Oven_E6 | F3 | Commercial | Health (WA) | Existing | Food Preparation | Natural Gas | Double Rack Oven | E6 | PACT BC Ratio | 0 | 0 | 0 | 0 | 0 | 0 | 0 | 0 | 0 | 0 | 0 | 0 | 0 | 0 | 0 | 0 | 0 | 0 | 0 | 0 | 0 | 0 | 0 | 0 | 0 | 0 | 0
F3_Commercial_Health (WA)_Existing_Food Preparation_Natural Gas_Double Rack Oven_E7 | F3 | Commercial | Health (WA) | Existing | Food Preparation | Natural Gas | Double Rack Oven | E7 | PACT BC Ratio | 0 | 0 | 0 | 0 | 0 | 0 | 0 | 0 | 0 | 0 | 0 | 0 | 0 | 0 | 0 | 0 | 0 | 0 | 0 | 0 | 0 | 0 | 0 | 0 | 0 | 0 | 0
F3_Commercial_Health (WA)_Existing_Food Preparation_Natural Gas_Double Rack Oven_E8 | F3 | Commercial | Health (WA) | Existing | Food Preparation | Natural Gas | Double Rack Oven | E8 | PACT BC Ratio | 0 | 0 | 0 | 0 | 0 | 0 | 0 | 0 | 0 | 0 | 0 | 0 | 0 | 0 | 0 | 0 | 0 | 0 | 0 | 0 | 0 | 0 | 0 | 0 | 0 | 0 | 0
F3_Commercial_Health (WA)_Existing_Food Preparation_Natural Gas_Double Rack Oven_E9 | F3 | Commercial | Health (WA) | Existing | Food Preparation | Natural Gas | Double Rack Oven | E9 | PACT BC Ratio | 0 | 0 | 0 | 0 | 0 | 0 | 0 | 0 | 0 | 0 | 0 | 0 | 0 | 0 | 0 | 0 | 0 | 0 | 0 | 0 | 0 | 0 | 0 | 0 | 0 | 0 | 0
F3_Commercial_Health (WA)_Existing_Food Preparation_Natural Gas_Double Rack Oven_E10 | F3 | Commercial | Health (WA) | Existing | Food Preparation | Natural Gas | Double Rack Oven | E10 | PACT BC Ratio | 0 | 0 | 0 | 0 | 0 | 0 | 0 | 0 | 0 | 0 | 0 | 0 | 0 | 0 | 0 | 0 | 0 | 0 | 0 | 0 | 0 | 0 | 0 | 0 | 0 | 0 | 0
F4_Commercial_Health (WA)_Existing_Food Preparation_Natural Gas_Double Rack Oven_E1 | F4 | Commercial | Health (WA) | Existing | Food Preparation | Natural Gas | Double Rack Oven | E1 | RVT BC Ratio | [24 empty] | 1 | 1 | 1 | bar: 2019 to 2042
F4_Commercial_Health (WA)_Existing_Food Preparation_Natural Gas_Double Rack Oven_E2 | F4 | Commercial | Health (WA) | Existing | Food Preparation | Natural Gas | Double Rack Oven | E2 | RVT BC Ratio | 74.0482 | 75.4396 | 77.0728 | 78.9766 | 81.1575 | 83.8796 | 86.6094 | 89.2012 | 91.5473 | 93.8215 | 96.1781 | 98.3198 | 100.5804 | 102.7193 | 104.5586 | 106.2185 | 107.6234 | 108.9646 | 110.3908 | 111.7227 | 113.0591 | 115.0472 | 117.0564 | 119.129 | 121.2384 | 123.3853 | 125.5703
F4_Commercial_Health (WA)_Existing_Food Preparation_Natural Gas_Double Rack Oven_E3 | F4 | Commercial | Health (WA) | Existing | Food Preparation | Natural Gas | Double Rack Oven | E3 | RVT BC Ratio | 0 | 0 | 0 | 0 | 0 | 0 | 0 | 0 | 0 | 0 | 0 | 0 | 0 | 0 | 0 | 0 | 0 | 0 | 0 | 0 | 0 | 0 | 0 | 0 | 0 | 0 | 0
F4_Commercial_Health (WA)_Existing_Food Preparation_Natural Gas_Double Rack Oven_E4 | F4 | Commercial | Health (WA) | Existing | Food Preparation | Natural Gas | Double Rack Oven | E4 | RVT BC Ratio | 0 | 0 | 0 | 0 | 0 | 0 | 0 | 0 | 0 | 0 | 0 | 0 | 0 | 0 | 0 | 0 | 0 | 0 | 0 | 0 | 0 | 0 | 0 | 0 | 0 | 0 | 0
F4_Commercial_Health (WA)_Existing_Food Preparation_Natural Gas_Double Rack Oven_E5 | F4 | Commercial | Health (WA) | Existing | Food Preparation | Natural Gas | Double Rack Oven | E5 | RVT BC Ratio | 0 | 0 | 0 | 0 | 0 | 0 | 0 | 0 | 0 | 0 | 0 | 0 | 0 | 0 | 0 | 0 | 0 | 0 | 0 | 0 | 0 | 0 | 0 | 0 | 0 | 0 | 0
F4_Commercial_Health (WA)_Existing_Food Preparation_Natural Gas_Double Rack Oven_E6 | F4 | Commercial | Health (WA) | Existing | Food Preparation | Natural Gas | Double Rack Oven | E6 | RVT BC Ratio | 0 | 0 | 0 | 0 | 0 | 0 | 0 | 0 | 0 | 0 | 0 | 0 | 0 | 0 | 0 | 0 | 0 | 0 | 0 | 0 | 0 | 0 | 0 | 0 | 0 | 0 | 0
F4_Commercial_Health (WA)_Existing_Food Preparation_Natural Gas_Double Rack Oven_E7 | F4 | Commercial | Health (WA) | Existing | Food Preparation | Natural Gas | Double Rack Oven | E7 | RVT BC Ratio | 0 | 0 | 0 | 0 | 0 | 0 | 0 | 0 | 0 | 0 | 0 | 0 | 0 | 0 | 0 | 0 | 0 | 0 | 0 | 0 | 0 | 0 | 0 | 0 | 0 | 0 | 0
F4_Commercial_Health (WA)_Existing_Food Preparation_Natural Gas_Double Rack Oven_E8 | F4 | Commercial | Health (WA) | Existing | Food Preparation | Natural Gas | Double Rack Oven | E8 | RVT BC Ratio | 0 | 0 | 0 | 0 | 0 | 0 | 0 | 0 | 0 | 0 | 0 | 0 | 0 | 0 | 0 | 0 | 0 | 0 | 0 | 0 | 0 | 0 | 0 | 0 | 0 | 0 | 0
F4_Commercial_Health (WA)_Existing_Food Preparation_Natural Gas_Double Rack Oven_E9 | F4 | Commercial | Health (WA) | Existing | Food Preparation | Natural Gas | Double Rack Oven | E9 | RVT BC Ratio | 0 | 0 | 0 | 0 | 0 | 0 | 0 | 0 | 0 | 0 | 0 | 0 | 0 | 0 | 0 | 0 | 0 | 0 | 0 | 0 | 0 | 0 | 0 | 0 | 0 | 0 | 0
F4_Commercial_Health (WA)_Existing_Food Preparation_Natural Gas_Double Rack Oven_E10 | F4 | Commercial | Health (WA) | Existing | Food Preparation | Natural Gas | Double Rack Oven | E10 | RVT BC Ratio | 0 | 0 | 0 | 0 | 0 | 0 | 0 | 0 | 0 | 0 | 0 | 0 | 0 | 0 | 0 | 0 | 0 | 0 | 0 | 0 | 0 | 0 | 0 | 0 | 0 | 0 | 0
F5_Commercial_Health (WA)_Existing_Food Preparation_Natural Gas_Double Rack Oven_E1 | F5 | Commercial | Health (WA) | Existing | Food Preparation | Natural Gas | Double Rack Oven | E1 | RIM BC Ratio | [24 empty] | 1 | 1 | 1 | bar: 2019 to 2042
F5_Commercial_Health (WA)_Existing_Food Preparation_Natural Gas_Double Rack Oven_E2 | F5 | Commercial | Health (WA) | Existing | Food Preparation | Natural Gas | Double Rack Oven | E2 | RIM BC Ratio | 0.84223 | 0.84758 | 0.85383 | 0.86032 | 0.867 | 0.87395 | 0.88137 | 0.88939 | 0.89814 | 0.90757 | 0.90956 | 0.91195 | 0.91477 | 0.91808 | 0.92156 | 0.92524 | 0.92917 | 0.93334 | 0.93773 | 0.94241 | 0.94737 | 0.94746 | 0.94754 | 0.94763 | 0.94771 | 0.94779 | 0.94787
F5_Commercial_Health (WA)_Existing_Food Preparation_Natural Gas_Double Rack Oven_E3 | F5 | Commercial | Health (WA) | Existing | Food Preparation | Natural Gas | Double Rack Oven | E3 | RIM BC Ratio | 0 | 0 | 0 | 0 | 0 | 0 | 0 | 0 | 0 | 0 | 0 | 0 | 0 | 0 | 0 | 0 | 0 | 0 | 0 | 0 | 0 | 0 | 0 | 0 | 0 | 0 | 0
F5_Commercial_Health (WA)_Existing_Food Preparation_Natural Gas_Double Rack Oven_E4 | F5 | Commercial | Health (WA) | Existing | Food Preparation | Natural Gas | Double Rack Oven | E4 | RIM BC Ratio | 0 | 0 | 0 | 0 | 0 | 0 | 0 | 0 | 0 | 0 | 0 | 0 | 0 | 0 | 0 | 0 | 0 | 0 | 0 | 0 | 0 | 0 | 0 | 0 | 0 | 0 | 0
F5_Commercial_Health (WA)_Existing_Food Preparation_Natural Gas_Double Rack Oven_E5 | F5 | Commercial | Health (WA) | Existing | Food Preparation | Natural Gas | Double Rack Oven | E5 | RIM BC Ratio | 0 | 0 | 0 | 0 | 0 | 0 | 0 | 0 | 0 | 0 | 0 | 0 | 0 | 0 | 0 | 0 | 0 | 0 | 0 | 0 | 0 | 0 | 0 | 0 | 0 | 0 | 0
F5_Commercial_Health (WA)_Existing_Food Preparation_Natural Gas_Double Rack Oven_E6 | F5 | Commercial | Health (WA) | Existing | Food Preparation | Natural Gas | Double Rack Oven | E6 | RIM BC Ratio | 0 | 0 | 0 | 0 | 0 | 0 | 0 | 0 | 0 | 0 | 0 | 0 | 0 | 0 | 0 | 0 | 0 | 0 | 0 | 0 | 0 | 0 | 0 | 0 | 0 | 0 | 0
F5_Commercial_Health (WA)_Existing_Food Preparation_Natural Gas_Double Rack Oven_E7 | F5 | Commercial | Health (WA) | Existing | Food Preparation | Natural Gas | Double Rack Oven | E7 | RIM BC Ratio | 0 | 0 | 0 | 0 | 0 | 0 | 0 | 0 | 0 | 0 | 0 | 0 | 0 | 0 | 0 | 0 | 0 | 0 | 0 | 0 | 0 | 0 | 0 | 0 | 0 | 0 | 0
F5_Commercial_Health (WA)_Existing_Food Preparation_Natural Gas_Double Rack Oven_E8 | F5 | Commercial | Health (WA) | Existing | Food Preparation | Natural Gas | Double Rack Oven | E8 | RIM BC Ratio | 0 | 0 | 0 | 0 | 0 | 0 | 0 | 0 | 0 | 0 | 0 | 0 | 0 | 0 | 0 | 0 | 0 | 0 | 0 | 0 | 0 | 0 | 0 | 0 | 0 | 0 | 0
F5_Commercial_Health (WA)_Existing_Food Preparation_Natural Gas_Double Rack Oven_E9 | F5 | Commercial | Health (WA) | Existing | Food Preparation | Natural Gas | Double Rack Oven | E9 | RIM BC Ratio | 0 | 0 | 0 | 0 | 0 | 0 | 0 | 0 | 0 | 0 | 0 | 0 | 0 | 0 | 0 | 0 | 0 | 0 | 0 | 0 | 0 | 0 | 0 | 0 | 0 | 0 | 0
F5_Commercial_Health (WA)_Existing_Food Preparation_Natural Gas_Double Rack Oven_E10 | F5 | Commercial | Health (WA) | Existing | Food Preparation | Natural Gas | Double Rack Oven | E10 | RIM BC Ratio | 0 | 0 | 0 | 0 | 0 | 0 | 0 | 0 | 0 | 0 | 0 | 0 | 0 | 0 | 0 | 0 | 0 | 0 | 0 | 0 | 0 | 0 | 0 | 0 | 0 | 0 | 0
F0_Commercial_Health (WA)_Existing_Food Preparation_Natural Gas_Fryer_E0 | F0 | Commercial | Health (WA) | Existing | Food Preparation | Natural Gas | Fryer | E0 | Economic Unit | ENERGY STAR | ENERGY STAR | ENERGY STAR | ENERGY STAR | ENERGY STAR | ENERGY STAR | ENERGY STAR | ENERGY STAR | ENERGY STAR | ENERGY STAR | ENERGY STAR | ENERGY STAR | ENERGY STAR | ENERGY STAR | ENERGY STAR | ENERGY STAR | ENERGY STAR | ENERGY STAR | ENERGY STAR | ENERGY STAR | ENERGY STAR | ENERGY STAR | ENERGY STAR | ENERGY STAR | ENERGY STAR | ENERGY STAR | ENERGY STAR
F1_Commercial_Health (WA)_Existing_Food Preparation_Natural Gas_Fryer_E1 | F1 | Commercial | Health (WA) | Existing | Food Preparation | Natural Gas | Fryer | E1 | CCE | 0 | 0 | 0 | 0 | 0 | 0 | 0 | 0 | 0 | 0 | 0 | 0 | 0 | 0 | 0 | 0 | 0 | 0 | 0 | 0 | 0 | 0 | 0 | 0 | 0 | 0 | 0
F1_Commercial_Health (WA)_Existing_Food Preparation_Natural Gas_Fryer_E2 | F1 | Commercial | Health (WA) | Existing | Food Preparation | Natural Gas | Fryer | E2 | CCE | 0.00079724 | 0.00079724 | 0.00079724 | 0.00079724 | 0.00079724 | 0.00079724 | 0.00079724 | 0.00079724 | 0.00079724 | 0.00079724 | 0.00079724 | 0.00079724 | 0.00079724 | 0.00079724 | 0.00079724 | 0.00079724 | 0.00079724 | 0.00079724 | 0.00079724 | 0.00079724 | 0.00079724 | 0.00079724 | 0.00079724 | 0.00079724 | 0.00079724 | 0.00079724 | 0.00079724
F1_Commercial_Health (WA)_Existing_Food Preparation_Natural Gas_Fryer_E3 | F1 | Commercial | Health (WA) | Existing | Food Preparation | Natural Gas | Fryer | E3 | CCE | 0 | 0 | 0 | 0 | 0 | 0 | 0 | 0 | 0 | 0 | 0 | 0 | 0 | 0 | 0 | 0 | 0 | 0 | 0 | 0 | 0 | 0 | 0 | 0 | 0 | 0 | 0
F1_Commercial_Health (WA)_Existing_Food Preparation_Natural Gas_Fryer_E4 | F1 | Commercial | Health (WA) | Existing | Food Preparation | Natural Gas | Fryer | E4 | CCE | 0 | 0 | 0 | 0 | 0 | 0 | 0 | 0 | 0 | 0 | 0 | 0 | 0 | 0 | 0 | 0 | 0 | 0 | 0 | 0 | 0 | 0 | 0 | 0 | 0 | 0 | 0
F1_Commercial_Health (WA)_Existing_Food Preparation_Natural Gas_Fryer_E5 | F1 | Commercial | Health (WA) | Existing | Food Preparation | Natural Gas | Fryer | E5 | CCE | 0 | 0 | 0 | 0 | 0 | 0 | 0 | 0 | 0 | 0 | 0 | 0 | 0 | 0 | 0 | 0 | 0 | 0 | 0 | 0 | 0 | 0 | 0 | 0 | 0 | 0 | 0
F1_Commercial_Health (WA)_Existing_Food Preparation_Natural Gas_Fryer_E6 | F1 | Commercial | Health (WA) | Existing | Food Preparation | Natural Gas | Fryer | E6 | CCE | 0 | 0 | 0 | 0 | 0 | 0 | 0 | 0 | 0 | 0 | 0 | 0 | 0 | 0 | 0 | 0 | 0 | 0 | 0 | 0 | 0 | 0 | 0 | 0 | 0 | 0 | 0
F1_Commercial_Health (WA)_Existing_Food Preparation_Natural Gas_Fryer_E7 | F1 | Commercial | Health (WA) | Existing | Food Preparation | Natural Gas | Fryer | E7 | CCE | 0 | 0 | 0 | 0 | 0 | 0 | 0 | 0 | 0 | 0 | 0 | 0 | 0 | 0 | 0 | 0 | 0 | 0 | 0 | 0 | 0 | 0 | 0 | 0 | 0 | 0 | 0
F1_Commercial_Health (WA)_Existing_Food Preparation_Natural Gas_Fryer_E8 | F1 | Commercial | Health (WA) | Existing | Food Preparation | Natural Gas | Fryer | E8 | CCE | 0 | 0 | 0 | 0 | 0 | 0 | 0 | 0 | 0 | 0 | 0 | 0 | 0 | 0 | 0 | 0 | 0 | 0 | 0 | 0 | 0 | 0 | 0 | 0 | 0 | 0 | 0
F1_Commercial_Health (WA)_Existing_Food Preparation_Natural Gas_Fryer_E9 | F1 | Commercial | Health (WA) | Existing | Food Preparation | Natural Gas | Fryer | E9 | CCE | 0 | 0 | 0 | 0 | 0 | 0 | 0 | 0 | 0 | 0 | 0 | 0 | 0 | 0 | 0 | 0 | 0 | 0 | 0 | 0 | 0 | 0 | 0 | 0 | 0 | 0 | 0
F1_Commercial_Health (WA)_Existing_Food Preparation_Natural Gas_Fryer_E10 | F1 | Commercial | Health (WA) | Existing | Food Preparation | Natural Gas | Fryer | E10 | CCE | 0 | 0 | 0 | 0 | 0 | 0 | 0 | 0 | 0 | 0 | 0 | 0 | 0 | 0 | 0 | 0 | 0 | 0 | 0 | 0 | 0 | 0 | 0 | 0 | 0 | 0 | 0
F2_Commercial_Health (WA)_Existing_Food Preparation_Natural Gas_Fryer_E1 | F2 | Commercial | Health (WA) | Existing | Food Preparation | Natural Gas | Fryer | E1 | TRC BC Ratio | [24 empty] | 1 | 1 | 1 | bar: 2019 to 2042
F2_Commercial_Health (WA)_Existing_Food Preparation_Natural Gas_Fryer_E2 | F2 | Commercial | Health (WA) | Existing | Food Preparation | Natural Gas | Fryer | E2 | TRC BC Ratio | 4.6506 | 4.7727 | 4.9099 | 5.0634 | 5.2344 | 5.4367 | 5.6428 | 5.8457 | 6.0409 | 6.239 | 6.4002 | 6.5524 | 6.7152 | 6.8753 | 7.0206 | 7.1582 | 7.2837 | 7.4083 | 7.5403 | 7.67 | 7.8029 | 7.9408 | 8.0802 | 8.2238 | 8.3699 | 8.5186 | 8.6699
F2_Commercial_Health (WA)_Existing_Food Preparation_Natural Gas_Fryer_E3 | F2 | Commercial | Health (WA) | Existing | Food Preparation | Natural Gas | Fryer | E3 | TRC BC Ratio | 0 | 0 | 0 | 0 | 0 | 0 | 0 | 0 | 0 | 0 | 0 | 0 | 0 | 0 | 0 | 0 | 0 | 0 | 0 | 0 | 0 | 0 | 0 | 0 | 0 | 0 | 0
F2_Commercial_Health (WA)_Existing_Food Preparation_Natural Gas_Fryer_E4 | F2 | Commercial | Health (WA) | Existing | Food Preparation | Natural Gas | Fryer | E4 | TRC BC Ratio | 0 | 0 | 0 | 0 | 0 | 0 | 0 | 0 | 0 | 0 | 0 | 0 | 0 | 0 | 0 | 0 | 0 | 0 | 0 | 0 | 0 | 0 | 0 | 0 | 0 | 0 | 0
F2_Commercial_Health (WA)_Existing_Food Preparation_Natural Gas_Fryer_E5 | F2 | Commercial | Health (WA) | Existing | Food Preparation | Natural Gas | Fryer | E5 | TRC BC Ratio | 0 | 0 | 0 | 0 | 0 | 0 | 0 | 0 | 0 | 0 | 0 | 0 | 0 | 0 | 0 | 0 | 0 | 0 | 0 | 0 | 0 | 0 | 0 | 0 | 0 | 0 | 0
F2_Commercial_Health (WA)_Existing_Food Preparation_Natural Gas_Fryer_E6 | F2 | Commercial | Health (WA) | Existing | Food Preparation | Natural Gas | Fryer | E6 | TRC BC Ratio | 0 | 0 | 0 | 0 | 0 | 0 | 0 | 0 | 0 | 0 | 0 | 0 | 0 | 0 | 0 | 0 | 0 | 0 | 0 | 0 | 0 | 0 | 0 | 0 | 0 | 0 | 0
F2_Commercial_Health (WA)_Existing_Food Preparation_Natural Gas_Fryer_E7 | F2 | Commercial | Health (WA) | Existing | Food Preparation | Natural Gas | Fryer | E7 | TRC BC Ratio | 0 | 0 | 0 | 0 | 0 | 0 | 0 | 0 | 0 | 0 | 0 | 0 | 0 | 0 | 0 | 0 | 0 | 0 | 0 | 0 | 0 | 0 | 0 | 0 | 0 | 0 | 0
F2_Commercial_Health (WA)_Existing_Food Preparation_Natural Gas_Fryer_E8 | F2 | Commercial | Health (WA) | Existing | Food Preparation | Natural Gas | Fryer | E8 | TRC BC Ratio | 0 | 0 | 0 | 0 | 0 | 0 | 0 | 0 | 0 | 0 | 0 | 0 | 0 | 0 | 0 | 0 | 0 | 0 | 0 | 0 | 0 | 0 | 0 | 0 | 0 | 0 | 0
F2_Commercial_Health (WA)_Existing_Food Preparation_Natural Gas_Fryer_E9 | F2 | Commercial | Health (WA) | Existing | Food Preparation | Natural Gas | Fryer | E9 | TRC BC Ratio | 0 | 0 | 0 | 0 | 0 | 0 | 0 | 0 | 0 | 0 | 0 | 0 | 0 | 0 | 0 | 0 | 0 | 0 | 0 | 0 | 0 | 0 | 0 | 0 | 0 | 0 | 0
F2_Commercial_Health (WA)_Existing_Food Preparation_Natural Gas_Fryer_E10 | F2 | Commercial | Health (WA) | Existing | Food Preparation | Natural Gas | Fryer | E10 | TRC BC Ratio | 0 | 0 | 0 | 0 | 0 | 0 | 0 | 0 | 0 | 0 | 0 | 0 | 0 | 0 | 0 | 0 | 0 | 0 | 0 | 0 | 0 | 0 | 0 | 0 | 0 | 0 | 0
F3_Commercial_Health (WA)_Existing_Food Preparation_Natural Gas_Fryer_E1 | F3 | Commercial | Health (WA) | Existing | Food Preparation | Natural Gas | Fryer | E1 | PACT BC Ratio | [24 empty] | 1 | 1 | 1 | bar: 2019 to 2042
F3_Commercial_Health (WA)_Existing_Food Preparation_Natural Gas_Fryer_E2 | F3 | Commercial | Health (WA) | Existing | Food Preparation | Natural Gas | Fryer | E2 | PACT BC Ratio | 9.3726 | 9.6188 | 9.8951 | 10.2046 | 10.5493 | 10.957 | 11.3722 | 11.7813 | 12.1747 | 12.5739 | 12.8988 | 13.2054 | 13.5335 | 13.8562 | 14.1491 | 14.4264 | 14.6794 | 14.9304 | 15.1965 | 15.4577 | 15.7258 | 16.0035 | 16.2845 | 16.5739 | 16.8683 | 17.168 | 17.473
F3_Commercial_Health (WA)_Existing_Food Preparation_Natural Gas_Fryer_E3 | F3 | Commercial | Health (WA) | Existing | Food Preparation | Natural Gas | Fryer | E3 | PACT BC Ratio | 0 | 0 | 0 | 0 | 0 | 0 | 0 | 0 | 0 | 0 | 0 | 0 | 0 | 0 | 0 | 0 | 0 | 0 | 0 | 0 | 0 | 0 | 0 | 0 | 0 | 0 | 0
F3_Commercial_Health (WA)_Existing_Food Preparation_Natural Gas_Fryer_E4 | F3 | Commercial | Health (WA) | Existing | Food Preparation | Natural Gas | Fryer | E4 | PACT BC Ratio | 0 | 0 | 0 | 0 | 0 | 0 | 0 | 0 | 0 | 0 | 0 | 0 | 0 | 0 | 0 | 0 | 0 | 0 | 0 | 0 | 0 | 0 | 0 | 0 | 0 | 0 | 0
F3_Commercial_Health (WA)_Existing_Food Preparation_Natural Gas_Fryer_E5 | F3 | Commercial | Health (WA) | Existing | Food Preparation | Natural Gas | Fryer | E5 | PACT BC Ratio | 0 | 0 | 0 | 0 | 0 | 0 | 0 | 0 | 0 | 0 | 0 | 0 | 0 | 0 | 0 | 0 | 0 | 0 | 0 | 0 | 0 | 0 | 0 | 0 | 0 | 0 | 0
F3_Commercial_Health (WA)_Existing_Food Preparation_Natural Gas_Fryer_E6 | F3 | Commercial | Health (WA) | Existing | Food Preparation | Natural Gas | Fryer | E6 | PACT BC Ratio | 0 | 0 | 0 | 0 | 0 | 0 | 0 | 0 | 0 | 0 | 0 | 0 | 0 | 0 | 0 | 0 | 0 | 0 | 0 | 0 | 0 | 0 | 0 | 0 | 0 | 0 | 0
F3_Commercial_Health (WA)_Existing_Food Preparation_Natural Gas_Fryer_E7 | F3 | Commercial | Health (WA) | Existing | Food Preparation | Natural Gas | Fryer | E7 | PACT BC Ratio | 0 | 0 | 0 | 0 | 0 | 0 | 0 | 0 | 0 | 0 | 0 | 0 | 0 | 0 | 0 | 0 | 0 | 0 | 0 | 0 | 0 | 0 | 0 | 0 | 0 | 0 | 0
F3_Commercial_Health (WA)_Existing_Food Preparation_Natural Gas_Fryer_E8 | F3 | Commercial | Health (WA) | Existing | Food Preparation | Natural Gas | Fryer | E8 | PACT BC Ratio | 0 | 0 | 0 | 0 | 0 | 0 | 0 | 0 | 0 | 0 | 0 | 0 | 0 | 0 | 0 | 0 | 0 | 0 | 0 | 0 | 0 | 0 | 0 | 0 | 0 | 0 | 0
F3_Commercial_Health (WA)_Existing_Food Preparation_Natural Gas_Fryer_E9 | F3 | Commercial | Health (WA) | Existing | Food Preparation | Natural Gas | Fryer | E9 | PACT BC Ratio | 0 | 0 | 0 | 0 | 0 | 0 | 0 | 0 | 0 | 0 | 0 | 0 | 0 | 0 | 0 | 0 | 0 | 0 | 0 | 0 | 0 | 0 | 0 | 0 | 0 | 0 | 0
F3_Commercial_Health (WA)_Existing_Food Preparation_Natural Gas_Fryer_E10 | F3 | Commercial | Health (WA) | Existing | Food Preparation | Natural Gas | Fryer | E10 | PACT BC Ratio | 0 | 0 | 0 | 0 | 0 | 0 | 0 | 0 | 0 | 0 | 0 | 0 | 0 | 0 | 0 | 0 | 0 | 0 | 0 | 0 | 0 | 0 | 0 | 0 | 0 | 0 | 0
F4_Commercial_Health (WA)_Existing_Food Preparation_Natural Gas_Fryer_E1 | F4 | Commercial | Health (WA) | Existing | Food Preparation | Natural Gas | Fryer | E1 | RVT BC Ratio | [24 empty] | 1 | 1 | 1 | bar: 2019 to 2042
F4_Commercial_Health (WA)_Existing_Food Preparation_Natural Gas_Fryer_E2 | F4 | Commercial | Health (WA) | Existing | Food Preparation | Natural Gas | Fryer | E2 | RVT BC Ratio | 6.9012 | 7.0319 | 7.1791 | 7.3443 | 7.5286 | 7.7514 | 7.9724 | 8.1814 | 8.371 | 8.5555 | 8.7467 | 8.9219 | 9.1091 | 9.2905 | 9.45 | 9.5966 | 9.7246 | 9.8483 | 9.9787 | 10.1025 | 10.2271 | 10.4008 | 10.5765 | 10.7574 | 10.9414 | 11.1288 | 11.3195
F4_Commercial_Health (WA)_Existing_Food Preparation_Natural Gas_Fryer_E3 | F4 | Commercial | Health (WA) | Existing | Food Preparation | Natural Gas | Fryer | E3 | RVT BC Ratio | 0 | 0 | 0 | 0 | 0 | 0 | 0 | 0 | 0 | 0 | 0 | 0 | 0 | 0 | 0 | 0 | 0 | 0 | 0 | 0 | 0 | 0 | 0 | 0 | 0 | 0 | 0
F4_Commercial_Health (WA)_Existing_Food Preparation_Natural Gas_Fryer_E4 | F4 | Commercial | Health (WA) | Existing | Food Preparation | Natural Gas | Fryer | E4 | RVT BC Ratio | 0 | 0 | 0 | 0 | 0 | 0 | 0 | 0 | 0 | 0 | 0 | 0 | 0 | 0 | 0 | 0 | 0 | 0 | 0 | 0 | 0 | 0 | 0 | 0 | 0 | 0 | 0
F4_Commercial_Health (WA)_Existing_Food Preparation_Natural Gas_Fryer_E5 | F4 | Commercial | Health (WA) | Existing | Food Preparation | Natural Gas | Fryer | E5 | RVT BC Ratio | 0 | 0 | 0 | 0 | 0 | 0 | 0 | 0 | 0 | 0 | 0 | 0 | 0 | 0 | 0 | 0 | 0 | 0 | 0 | 0 | 0 | 0 | 0 | 0 | 0 | 0 | 0
F4_Commercial_Health (WA)_Existing_Food Preparation_Natural Gas_Fryer_E6 | F4 | Commercial | Health (WA) | Existing | Food Preparation | Natural Gas | Fryer | E6 | RVT BC Ratio | 0 | 0 | 0 | 0 | 0 | 0 | 0 | 0 | 0 | 0 | 0 | 0 | 0 | 0 | 0 | 0 | 0 | 0 | 0 | 0 | 0 | 0 | 0 | 0 | 0 | 0 | 0
F4_Commercial_Health (WA)_Existing_Food Preparation_Natural Gas_Fryer_E7 | F4 | Commercial | Health (WA) | Existing | Food Preparation | Natural Gas | Fryer | E7 | RVT BC Ratio | 0 | 0 | 0 | 0 | 0 | 0 | 0 | 0 | 0 | 0 | 0 | 0 | 0 | 0 | 0 | 0 | 0 | 0 | 0 | 0 | 0 | 0 | 0 | 0 | 0 | 0 | 0
F4_Commercial_Health (WA)_Existing_Food Preparation_Natural Gas_Fryer_E8 | F4 | Commercial | Health (WA) | Existing | Food Preparation | Natural Gas | Fryer | E8 | RVT BC Ratio | 0 | 0 | 0 | 0 | 0 | 0 | 0 | 0 | 0 | 0 | 0 | 0 | 0 | 0 | 0 | 0 | 0 | 0 | 0 | 0 | 0 | 0 | 0 | 0 | 0 | 0 | 0
F4_Commercial_Health (WA)_Existing_Food Preparation_Natural Gas_Fryer_E9 | F4 | Commercial | Health (WA) | Existing | Food Preparation | Natural Gas | Fryer | E9 | RVT BC Ratio | 0 | 0 | 0 | 0 | 0 | 0 | 0 | 0 | 0 | 0 | 0 | 0 | 0 | 0 | 0 | 0 | 0 | 0 | 0 | 0 | 0 | 0 | 0 | 0 | 0 | 0 | 0
F4_Commercial_Health (WA)_Existing_Food Preparation_Natural Gas_Fryer_E10 | F4 | Commercial | Health (WA) | Existing | Food Preparation | Natural Gas | Fryer | E10 | RVT BC Ratio | 0 | 0 | 0 | 0 | 0 | 0 | 0 | 0 | 0 | 0 | 0 | 0 | 0 | 0 | 0 | 0 | 0 | 0 | 0 | 0 | 0 | 0 | 0 | 0 | 0 | 0 | 0
F5_Commercial_Health (WA)_Existing_Food Preparation_Natural Gas_Fryer_E1 | F5 | Commercial | Health (WA) | Existing | Food Preparation | Natural Gas | Fryer | E1 | RIM BC Ratio | [24 empty] | 1 | 1 | 1 | bar: 2019 to 2042
F5_Commercial_Health (WA)_Existing_Food Preparation_Natural Gas_Fryer_E2 | F5 | Commercial | Health (WA) | Existing | Food Preparation | Natural Gas | Fryer | E2 | RIM BC Ratio | 0.78589 | 0.79195 | 0.79845 | 0.80539 | 0.81274 | 0.8205 | 0.82856 | 0.83695 | 0.84578 | 0.8551 | 0.85845 | 0.86197 | 0.86562 | 0.86932 | 0.87303 | 0.87681 | 0.88069 | 0.88472 | 0.88895 | 0.89337 | 0.898 | 0.89889 | 0.89976 | 0.90063 | 0.90148 | 0.90233 | 0.90315
F5_Commercial_Health (WA)_Existing_Food Preparation_Natural Gas_Fryer_E3 | F5 | Commercial | Health (WA) | Existing | Food Preparation | Natural Gas | Fryer | E3 | RIM BC Ratio | 0 | 0 | 0 | 0 | 0 | 0 | 0 | 0 | 0 | 0 | 0 | 0 | 0 | 0 | 0 | 0 | 0 | 0 | 0 | 0 | 0 | 0 | 0 | 0 | 0 | 0 | 0
F5_Commercial_Health (WA)_Existing_Food Preparation_Natural Gas_Fryer_E4 | F5 | Commercial | Health (WA) | Existing | Food Preparation | Natural Gas | Fryer | E4 | RIM BC Ratio | 0 | 0 | 0 | 0 | 0 | 0 | 0 | 0 | 0 | 0 | 0 | 0 | 0 | 0 | 0 | 0 | 0 | 0 | 0 | 0 | 0 | 0 | 0 | 0 | 0 | 0 | 0
F5_Commercial_Health (WA)_Existing_Food Preparation_Natural Gas_Fryer_E5 | F5 | Commercial | Health (WA) | Existing | Food Preparation | Natural Gas | Fryer | E5 | RIM BC Ratio | 0 | 0 | 0 | 0 | 0 | 0 | 0 | 0 | 0 | 0 | 0 | 0 | 0 | 0 | 0 | 0 | 0 | 0 | 0 | 0 | 0 | 0 | 0 | 0 | 0 | 0 | 0
F5_Commercial_Health (WA)_Existing_Food Preparation_Natural Gas_Fryer_E6 | F5 | Commercial | Health (WA) | Existing | Food Preparation | Natural Gas | Fryer | E6 | RIM BC Ratio | 0 | 0 | 0 | 0 | 0 | 0 | 0 | 0 | 0 | 0 | 0 | 0 | 0 | 0 | 0 | 0 | 0 | 0 | 0 | 0 | 0 | 0 | 0 | 0 | 0 | 0 | 0
F5_Commercial_Health (WA)_Existing_Food Preparation_Natural Gas_Fryer_E7 | F5 | Commercial | Health (WA) | Existing | Food Preparation | Natural Gas | Fryer | E7 | RIM BC Ratio | 0 | 0 | 0 | 0 | 0 | 0 | 0 | 0 | 0 | 0 | 0 | 0 | 0 | 0 | 0 | 0 | 0 | 0 | 0 | 0 | 0 | 0 | 0 | 0 | 0 | 0 | 0
F5_Commercial_Health (WA)_Existing_Food Preparation_Natural Gas_Fryer_E8 | F5 | Commercial | Health (WA) | Existing | Food Preparation | Natural Gas | Fryer | E8 | RIM BC Ratio | 0 | 0 | 0 | 0 | 0 | 0 | 0 | 0 | 0 | 0 | 0 | 0 | 0 | 0 | 0 | 0 | 0 | 0 | 0 | 0 | 0 | 0 | 0 | 0 | 0 | 0 | 0
F5_Commercial_Health (WA)_Existing_Food Preparation_Natural Gas_Fryer_E9 | F5 | Commercial | Health (WA) | Existing | Food Preparation | Natural Gas | Fryer | E9 | RIM BC Ratio | 0 | 0 | 0 | 0 | 0 | 0 | 0 | 0 | 0 | 0 | 0 | 0 | 0 | 0 | 0 | 0 | 0 | 0 | 0 | 0 | 0 | 0 | 0 | 0 | 0 | 0 | 0
F5_Commercial_Health (WA)_Existing_Food Preparation_Natural Gas_Fryer_E10 | F5 | Commercial | Health (WA) | Existing | Food Preparation | Natural Gas | Fryer | E10 | RIM BC Ratio | 0 | 0 | 0 | 0 | 0 | 0 | 0 | 0 | 0 | 0 | 0 | 0 | 0 | 0 | 0 | 0 | 0 | 0 | 0 | 0 | 0 | 0 | 0 | 0 | 0 | 0 | 0
F0_Commercial_Health (WA)_Existing_Food Preparation_Natural Gas_Broiler_E0 | F0 | Commercial | Health (WA) | Existing | Food Preparation | Natural Gas | Broiler | E0 | Economic Unit | Infrared Burners | Infrared Burners | Infrared Burners | Infrared Burners | Infrared Burners | Infrared Burners | Infrared Burners | Infrared Burners | Infrared Burners | Infrared Burners | Infrared Burners | Infrared Burners | Infrared Burners | Infrared Burners | Infrared Burners | Infrared Burners | Infrared Burners | Infrared Burners | Infrared Burners | Infrared Burners | Infrared Burners | Infrared Burners | Infrared Burners | Infrared Burners | Infrared Burners | Infrared Burners | Infrared Burners
F1_Commercial_Health (WA)_Existing_Food Preparation_Natural Gas_Broiler_E1 | F1 | Commercial | Health (WA) | Existing | Food Preparation | Natural Gas | Broiler | E1 | CCE | 0 | 0 | 0 | 0 | 0 | 0 | 0 | 0 | 0 | 0 | 0 | 0 | 0 | 0 | 0 | 0 | 0 | 0 | 0 | 0 | 0 | 0 | 0 | 0 | 0 | 0 | 0
F1_Commercial_Health (WA)_Existing_Food Preparation_Natural Gas_Broiler_E2 | F1 | Commercial | Health (WA) | Existing | Food Preparation | Natural Gas | Broiler | E2 | CCE | 0.00035555 | 0.00035555 | 0.00035555 | 0.00035555 | 0.00035555 | 0.00035555 | 0.00035555 | 0.00035555 | 0.00035555 | 0.00035555 | 0.00035555 | 0.00035555 | 0.00035555 | 0.00035555 | 0.00035555 | 0.00035555 | 0.00035555 | 0.00035555 | 0.00035555 | 0.00035555 | 0.00035555 | 0.00035555 | 0.00035555 | 0.00035555 | 0.00035555 | 0.00035555 | 0.00035555
F1_Commercial_Health (WA)_Existing_Food Preparation_Natural Gas_Broiler_E3 | F1 | Commercial | Health (WA) | Existing | Food Preparation | Natural Gas | Broiler | E3 | CCE | 0 | 0 | 0 | 0 | 0 | 0 | 0 | 0 | 0 | 0 | 0 | 0 | 0 | 0 | 0 | 0 | 0 | 0 | 0 | 0 | 0 | 0 | 0 | 0 | 0 | 0 | 0
F1_Commercial_Health (WA)_Existing_Food Preparation_Natural Gas_Broiler_E4 | F1 | Commercial | Health (WA) | Existing | Food Preparation | Natural Gas | Broiler | E4 | CCE | 0 | 0 | 0 | 0 | 0 | 0 | 0 | 0 | 0 | 0 | 0 | 0 | 0 | 0 | 0 | 0 | 0 | 0 | 0 | 0 | 0 | 0 | 0 | 0 | 0 | 0 | 0
F1_Commercial_Health (WA)_Existing_Food Preparation_Natural Gas_Broiler_E5 | F1 | Commercial | Health (WA) | Existing | Food Preparation | Natural Gas | Broiler | E5 | CCE | 0 | 0 | 0 | 0 | 0 | 0 | 0 | 0 | 0 | 0 | 0 | 0 | 0 | 0 | 0 | 0 | 0 | 0 | 0 | 0 | 0 | 0 | 0 | 0 | 0 | 0 | 0
F1_Commercial_Health (WA)_Existing_Food Preparation_Natural Gas_Broiler_E6 | F1 | Commercial | Health (WA) | Existing | Food Preparation | Natural Gas | Broiler | E6 | CCE | 0 | 0 | 0 | 0 | 0 | 0 | 0 | 0 | 0 | 0 | 0 | 0 | 0 | 0 | 0 | 0 | 0 | 0 | 0 | 0 | 0 | 0 | 0 | 0 | 0 | 0 | 0
F1_Commercial_Health (WA)_Existing_Food Preparation_Natural Gas_Broiler_E7 | F1 | Commercial | Health (WA) | Existing | Food Preparation | Natural Gas | Broiler | E7 | CCE | 0 | 0 | 0 | 0 | 0 | 0 | 0 | 0 | 0 | 0 | 0 | 0 | 0 | 0 | 0 | 0 | 0 | 0 | 0 | 0 | 0 | 0 | 0 | 0 | 0 | 0 | 0
F1_Commercial_Health (WA)_Existing_Food Preparation_Natural Gas_Broiler_E8 | F1 | Commercial | Health (WA) | Existing | Food Preparation | Natural Gas | Broiler | E8 | CCE | 0 | 0 | 0 | 0 | 0 | 0 | 0 | 0 | 0 | 0 | 0 | 0 | 0 | 0 | 0 | 0 | 0 | 0 | 0 | 0 | 0 | 0 | 0 | 0 | 0 | 0 | 0
F1_Commercial_Health (WA)_Existing_Food Preparation_Natural Gas_Broiler_E9 | F1 | Commercial | Health (WA) | Existing | Food Preparation | Natural Gas | Broiler | E9 | CCE | 0 | 0 | 0 | 0 | 0 | 0 | 0 | 0 | 0 | 0 | 0 | 0 | 0 | 0 | 0 | 0 | 0 | 0 | 0 | 0 | 0 | 0 | 0 | 0 | 0 | 0 | 0
F1_Commercial_Health (WA)_Existing_Food Preparation_Natural Gas_Broiler_E10 | F1 | Commercial | Health (WA) | Existing | Food Preparation | Natural Gas | Broiler | E10 | CCE | 0 | 0 | 0 | 0 | 0 | 0 | 0 | 0 | 0 | 0 | 0 | 0 | 0 | 0 | 0 | 0 | 0 | 0 | 0 | 0 | 0 | 0 | 0 | 0 | 0 | 0 | 0
F2_Commercial_Health (WA)_Existing_Food Preparation_Natural Gas_Broiler_E1 | F2 | Commercial | Health (WA) | Existing | Food Preparation | Natural Gas | Broiler | E1 | TRC BC Ratio | [24 empty] | 1 | 1 | 1 | bar: 2019 to 2042
F2_Commercial_Health (WA)_Existing_Food Preparation_Natural Gas_Broiler_E2 | F2 | Commercial | Health (WA) | Existing | Food Preparation | Natural Gas | Broiler | E2 | TRC BC Ratio | 10.0098 | 10.2621 | 10.561 | 10.9035 | 11.2908 | 11.7621 | 12.2471 | 12.7275 | 13.19 | 13.6588 | 14.0319 | 14.3814 | 14.757 | 15.1246 | 15.4533 | 15.7609 | 16.0367 | 16.3091 | 16.5999 | 16.8837 | 17.1752 | 17.4783 | 17.7846 | 18.1006 | 18.4221 | 18.7494 | 19.0825
F2_Commercial_Health (WA)_Existing_Food Preparation_Natural Gas_Broiler_E3 | F2 | Commercial | Health (WA) | Existing | Food Preparation | Natural Gas | Broiler | E3 | TRC BC Ratio | 0 | 0 | 0 | 0 | 0 | 0 | 0 | 0 | 0 | 0 | 0 | 0 | 0 | 0 | 0 | 0 | 0 | 0 | 0 | 0 | 0 | 0 | 0 | 0 | 0 | 0 | 0
F2_Commercial_Health (WA)_Existing_Food Preparation_Natural Gas_Broiler_E4 | F2 | Commercial | Health (WA) | Existing | Food Preparation | Natural Gas | Broiler | E4 | TRC BC Ratio | 0 | 0 | 0 | 0 | 0 | 0 | 0 | 0 | 0 | 0 | 0 | 0 | 0 | 0 | 0 | 0 | 0 | 0 | 0 | 0 | 0 | 0 | 0 | 0 | 0 | 0 | 0
F2_Commercial_Health (WA)_Existing_Food Preparation_Natural Gas_Broiler_E5 | F2 | Commercial | Health (WA) | Existing | Food Preparation | Natural Gas | Broiler | E5 | TRC BC Ratio | 0 | 0 | 0 | 0 | 0 | 0 | 0 | 0 | 0 | 0 | 0 | 0 | 0 | 0 | 0 | 0 | 0 | 0 | 0 | 0 | 0 | 0 | 0 | 0 | 0 | 0 | 0
F2_Commercial_Health (WA)_Existing_Food Preparation_Natural Gas_Broiler_E6 | F2 | Commercial | Health (WA) | Existing | Food Preparation | Natural Gas | Broiler | E6 | TRC BC Ratio | 0 | 0 | 0 | 0 | 0 | 0 | 0 | 0 | 0 | 0 | 0 | 0 | 0 | 0 | 0 | 0 | 0 | 0 | 0 | 0 | 0 | 0 | 0 | 0 | 0 | 0 | 0
F2_Commercial_Health (WA)_Existing_Food Preparation_Natural Gas_Broiler_E7 | F2 | Commercial | Health (WA) | Existing | Food Preparation | Natural Gas | Broiler | E7 | TRC BC Ratio | 0 | 0 | 0 | 0 | 0 | 0 | 0 | 0 | 0 | 0 | 0 | 0 | 0 | 0 | 0 | 0 | 0 | 0 | 0 | 0 | 0 | 0 | 0 | 0 | 0 | 0 | 0
F2_Commercial_Health (WA)_Existing_Food Preparation_Natural Gas_Broiler_E8 | F2 | Commercial | Health (WA) | Existing | Food Preparation | Natural Gas | Broiler | E8 | TRC BC Ratio | 0 | 0 | 0 | 0 | 0 | 0 | 0 | 0 | 0 | 0 | 0 | 0 | 0 | 0 | 0 | 0 | 0 | 0 | 0 | 0 | 0 | 0 | 0 | 0 | 0 | 0 | 0
F2_Commercial_Health (WA)_Existing_Food Preparation_Natural Gas_Broiler_E9 | F2 | Commercial | Health (WA) | Existing | Food Preparation | Natural Gas | Broiler | E9 | TRC BC Ratio | 0 | 0 | 0 | 0 | 0 | 0 | 0 | 0 | 0 | 0 | 0 | 0 | 0 | 0 | 0 | 0 | 0 | 0 | 0 | 0 | 0 | 0 | 0 | 0 | 0 | 0 | 0
F2_Commercial_Health (WA)_Existing_Food Preparation_Natural Gas_Broiler_E10 | F2 | Commercial | Health (WA) | Existing | Food Preparation | Natural Gas | Broiler | E10 | TRC BC Ratio | 0 | 0 | 0 | 0 | 0 | 0 | 0 | 0 | 0 | 0 | 0 | 0 | 0 | 0 | 0 | 0 | 0 | 0 | 0 | 0 | 0 | 0 | 0 | 0 | 0 | 0 | 0
F3_Commercial_Health (WA)_Existing_Food Preparation_Natural Gas_Broiler_E1 | F3 | Commercial | Health (WA) | Existing | Food Preparation | Natural Gas | Broiler | E1 | PACT BC Ratio | [24 empty] | 1 | 1 | 1 | bar: 2019 to 2042
F3_Commercial_Health (WA)_Existing_Food Preparation_Natural Gas_Broiler_E2 | F3 | Commercial | Health (WA) | Existing | Food Preparation | Natural Gas | Broiler | E2 | PACT BC Ratio | 20.1734 | 20.6818 | 21.2842 | 21.9745 | 22.7551 | 23.7048 | 24.6824 | 25.6505 | 26.5825 | 27.5275 | 28.2794 | 28.9838 | 29.7407 | 30.4816 | 31.144 | 31.7639 | 32.3198 | 32.8687 | 33.4549 | 34.0268 | 34.6143 | 35.2251 | 35.8424 | 36.4792 | 37.1273 | 37.7869 | 38.4582
F3_Commercial_Health (WA)_Existing_Food Preparation_Natural Gas_Broiler_E3 | F3 | Commercial | Health (WA) | Existing | Food Preparation | Natural Gas | Broiler | E3 | PACT BC Ratio | 0 | 0 | 0 | 0 | 0 | 0 | 0 | 0 | 0 | 0 | 0 | 0 | 0 | 0 | 0 | 0 | 0 | 0 | 0 | 0 | 0 | 0 | 0 | 0 | 0 | 0 | 0
F3_Commercial_Health (WA)_Existing_Food Preparation_Natural Gas_Broiler_E4 | F3 | Commercial | Health (WA) | Existing | Food Preparation | Natural Gas | Broiler | E4 | PACT BC Ratio | 0 | 0 | 0 | 0 | 0 | 0 | 0 | 0 | 0 | 0 | 0 | 0 | 0 | 0 | 0 | 0 | 0 | 0 | 0 | 0 | 0 | 0 | 0 | 0 | 0 | 0 | 0
F3_Commercial_Health (WA)_Existing_Food Preparation_Natural Gas_Broiler_E5 | F3 | Commercial | Health (WA) | Existing | Food Preparation | Natural Gas | Broiler | E5 | PACT BC Ratio | 0 | 0 | 0 | 0 | 0 | 0 | 0 | 0 | 0 | 0 | 0 | 0 | 0 | 0 | 0 | 0 | 0 | 0 | 0 | 0 | 0 | 0 | 0 | 0 | 0 | 0 | 0
F3_Commercial_Health (WA)_Existing_Food Preparation_Natural Gas_Broiler_E6 | F3 | Commercial | Health (WA) | Existing | Food Preparation | Natural Gas | Broiler | E6 | PACT BC Ratio | 0 | 0 | 0 | 0 | 0 | 0 | 0 | 0 | 0 | 0 | 0 | 0 | 0 | 0 | 0 | 0 | 0 | 0 | 0 | 0 | 0 | 0 | 0 | 0 | 0 | 0 | 0
F3_Commercial_Health (WA)_Existing_Food Preparation_Natural Gas_Broiler_E7 | F3 | Commercial | Health (WA) | Existing | Food Preparation | Natural Gas | Broiler | E7 | PACT BC Ratio | 0 | 0 | 0 | 0 | 0 | 0 | 0 | 0 | 0 | 0 | 0 | 0 | 0 | 0 | 0 | 0 | 0 | 0 | 0 | 0 | 0 | 0 | 0 | 0 | 0 | 0 | 0
F3_Commercial_Health (WA)_Existing_Food Preparation_Natural Gas_Broiler_E8 | F3 | Commercial | Health (WA) | Existing | Food Preparation | Natural Gas | Broiler | E8 | PACT BC Ratio | 0 | 0 | 0 | 0 | 0 | 0 | 0 | 0 | 0 | 0 | 0 | 0 | 0 | 0 | 0 | 0 | 0 | 0 | 0 | 0 | 0 | 0 | 0 | 0 | 0 | 0 | 0
F3_Commercial_Health (WA)_Existing_Food Preparation_Natural Gas_Broiler_E9 | F3 | Commercial | Health (WA) | Existing | Food Preparation | Natural Gas | Broiler | E9 | PACT BC Ratio | 0 | 0 | 0 | 0 | 0 | 0 | 0 | 0 | 0 | 0 | 0 | 0 | 0 | 0 | 0 | 0 | 0 | 0 | 0 | 0 | 0 | 0 | 0 | 0 | 0 | 0 | 0
F3_Commercial_Health (WA)_Existing_Food Preparation_Natural Gas_Broiler_E10 | F3 | Commercial | Health (WA) | Existing | Food Preparation | Natural Gas | Broiler | E10 | PACT BC Ratio | 0 | 0 | 0 | 0 | 0 | 0 | 0 | 0 | 0 | 0 | 0 | 0 | 0 | 0 | 0 | 0 | 0 | 0 | 0 | 0 | 0 | 0 | 0 | 0 | 0 | 0 | 0
F4_Commercial_Health (WA)_Existing_Food Preparation_Natural Gas_Broiler_E1 | F4 | Commercial | Health (WA) | Existing | Food Preparation | Natural Gas | Broiler | E1 | RVT BC Ratio | [24 empty] | 1 | 1 | 1 | bar: 2019 to 2042
F4_Commercial_Health (WA)_Existing_Food Preparation_Natural Gas_Broiler_E2 | F4 | Commercial | Health (WA) | Existing | Food Preparation | Natural Gas | Broiler | E2 | RVT BC Ratio | 14.5429 | 14.8101 | 15.1238 | 15.4895 | 15.9084 | 16.4313 | 16.9557 | 17.4535 | 17.9042 | 18.341 | 18.7937 | 19.205 | 19.6393 | 20.0501 | 20.4034 | 20.7222 | 20.9921 | 21.2497 | 21.5237 | 21.7795 | 22.0362 | 22.4181 | 22.804 | 23.2021 | 23.6073 | 24.0197 | 24.4394
F4_Commercial_Health (WA)_Existing_Food Preparation_Natural Gas_Broiler_E3 | F4 | Commercial | Health (WA) | Existing | Food Preparation | Natural Gas | Broiler | E3 | RVT BC Ratio | 0 | 0 | 0 | 0 | 0 | 0 | 0 | 0 | 0 | 0 | 0 | 0 | 0 | 0 | 0 | 0 | 0 | 0 | 0 | 0 | 0 | 0 | 0 | 0 | 0 | 0 | 0
F4_Commercial_Health (WA)_Existing_Food Preparation_Natural Gas_Broiler_E4 | F4 | Commercial | Health (WA) | Existing | Food Preparation | Natural Gas | Broiler | E4 | RVT BC Ratio | 0 | 0 | 0 | 0 | 0 | 0 | 0 | 0 | 0 | 0 | 0 | 0 | 0 | 0 | 0 | 0 | 0 | 0 | 0 | 0 | 0 | 0 | 0 | 0 | 0 | 0 | 0
F4_Commercial_Health (WA)_Existing_Food Preparation_Natural Gas_Broiler_E5 | F4 | Commercial | Health (WA) | Existing | Food Preparation | Natural Gas | Broiler | E5 | RVT BC Ratio | 0 | 0 | 0 | 0 | 0 | 0 | 0 | 0 | 0 | 0 | 0 | 0 | 0 | 0 | 0 | 0 | 0 | 0 | 0 | 0 | 0 | 0 | 0 | 0 | 0 | 0 | 0
F4_Commercial_Health (WA)_Existing_Food Preparation_Natural Gas_Broiler_E6 | F4 | Commercial | Health (WA) | Existing | Food Preparation | Natural Gas | Broiler | E6 | RVT BC Ratio | 0 | 0 | 0 | 0 | 0 | 0 | 0 | 0 | 0 | 0 | 0 | 0 | 0 | 0 | 0 | 0 | 0 | 0 | 0 | 0 | 0 | 0 | 0 | 0 | 0 | 0 | 0
F4_Commercial_Health (WA)_Existing_Food Preparation_Natural Gas_Broiler_E7 | F4 | Commercial | Health (WA) | Existing | Food Preparation | Natural Gas | Broiler | E7 | RVT BC Ratio | 0 | 0 | 0 | 0 | 0 | 0 | 0 | 0 | 0 | 0 | 0 | 0 | 0 | 0 | 0 | 0 | 0 | 0 | 0 | 0 | 0 | 0 | 0 | 0 | 0 | 0 | 0
F4_Commercial_Health (WA)_Existing_Food Preparation_Natural Gas_Broiler_E8 | F4 | Commercial | Health (WA) | Existing | Food Preparation | Natural Gas | Broiler | E8 | RVT BC Ratio | 0 | 0 | 0 | 0 | 0 | 0 | 0 | 0 | 0 | 0 | 0 | 0 | 0 | 0 | 0 | 0 | 0 | 0 | 0 | 0 | 0 | 0 | 0 | 0 | 0 | 0 | 0
F4_Commercial_Health (WA)_Existing_Food Preparation_Natural Gas_Broiler_E9 | F4 | Commercial | Health (WA) | Existing | Food Preparation | Natural Gas | Broiler | E9 | RVT BC Ratio | 0 | 0 | 0 | 0 | 0 | 0 | 0 | 0 | 0 | 0 | 0 | 0 | 0 | 0 | 0 | 0 | 0 | 0 | 0 | 0 | 0 | 0 | 0 | 0 | 0 | 0 | 0
F4_Commercial_Health (WA)_Existing_Food Preparation_Natural Gas_Broiler_E10 | F4 | Commercial | Health (WA) | Existing | Food Preparation | Natural Gas | Broiler | E10 | RVT BC Ratio | 0 | 0 | 0 | 0 | 0 | 0 | 0 | 0 | 0 | 0 | 0 | 0 | 0 | 0 | 0 | 0 | 0 | 0 | 0 | 0 | 0 | 0 | 0 | 0 | 0 | 0 | 0
F5_Commercial_Health (WA)_Existing_Food Preparation_Natural Gas_Broiler_E1 | F5 | Commercial | Health (WA) | Existing | Food Preparation | Natural Gas | Broiler | E1 | RIM BC Ratio | [24 empty] | 1 | 1 | 1 | bar: 2019 to 2042
F5_Commercial_Health (WA)_Existing_Food Preparation_Natural Gas_Broiler_E2 | F5 | Commercial | Health (WA) | Existing | Food Preparation | Natural Gas | Broiler | E2 | RIM BC Ratio | 0.81475 | 0.82041 | 0.82702 | 0.83394 | 0.84111 | 0.84867 | 0.85666 | 0.86515 | 0.87427 | 0.88402 | 0.88652 | 0.88934 | 0.89259 | 0.89627 | 0.90004 | 0.90397 | 0.90808 | 0.91241 | 0.91697 | 0.92179 | 0.92688 | 0.92731 | 0.92773 | 0.92815 | 0.92856 | 0.92897 | 0.92937
F5_Commercial_Health (WA)_Existing_Food Preparation_Natural Gas_Broiler_E3 | F5 | Commercial | Health (WA) | Existing | Food Preparation | Natural Gas | Broiler | E3 | RIM BC Ratio | 0 | 0 | 0 | 0 | 0 | 0 | 0 | 0 | 0 | 0 | 0 | 0 | 0 | 0 | 0 | 0 | 0 | 0 | 0 | 0 | 0 | 0 | 0 | 0 | 0 | 0 | 0
F5_Commercial_Health (WA)_Existing_Food Preparation_Natural Gas_Broiler_E4 | F5 | Commercial | Health (WA) | Existing | Food Preparation | Natural Gas | Broiler | E4 | RIM BC Ratio | 0 | 0 | 0 | 0 | 0 | 0 | 0 | 0 | 0 | 0 | 0 | 0 | 0 | 0 | 0 | 0 | 0 | 0 | 0 | 0 | 0 | 0 | 0 | 0 | 0 | 0 | 0
F5_Commercial_Health (WA)_Existing_Food Preparation_Natural Gas_Broiler_E5 | F5 | Commercial | Health (WA) | Existing | Food Preparation | Natural Gas | Broiler | E5 | RIM BC Ratio | 0 | 0 | 0 | 0 | 0 | 0 | 0 | 0 | 0 | 0 | 0 | 0 | 0 | 0 | 0 | 0 | 0 | 0 | 0 | 0 | 0 | 0 | 0 | 0 | 0 | 0 | 0
F5_Commercial_Health (WA)_Existing_Food Preparation_Natural Gas_Broiler_E6 | F5 | Commercial | Health (WA) | Existing | Food Preparation | Natural Gas | Broiler | E6 | RIM BC Ratio | 0 | 0 | 0 | 0 | 0 | 0 | 0 | 0 | 0 | 0 | 0 | 0 | 0 | 0 | 0 | 0 | 0 | 0 | 0 | 0 | 0 | 0 | 0 | 0 | 0 | 0 | 0
F5_Commercial_Health (WA)_Existing_Food Preparation_Natural Gas_Broiler_E7 | F5 | Commercial | Health (WA) | Existing | Food Preparation | Natural Gas | Broiler | E7 | RIM BC Ratio | 0 | 0 | 0 | 0 | 0 | 0 | 0 | 0 | 0 | 0 | 0 | 0 | 0 | 0 | 0 | 0 | 0 | 0 | 0 | 0 | 0 | 0 | 0 | 0 | 0 | 0 | 0
F5_Commercial_Health (WA)_Existing_Food Preparation_Natural Gas_Broiler_E8 | F5 | Commercial | Health (WA) | Existing | Food Preparation | Natural Gas | Broiler | E8 | RIM BC Ratio | 0 | 0 | 0 | 0 | 0 | 0 | 0 | 0 | 0 | 0 | 0 | 0 | 0 | 0 | 0 | 0 | 0 | 0 | 0 | 0 | 0 | 0 | 0 | 0 | 0 | 0 | 0
F5_Commercial_Health (WA)_Existing_Food Preparation_Natural Gas_Broiler_E9 | F5 | Commercial | Health (WA) | Existing | Food Preparation | Natural Gas | Broiler | E9 | RIM BC Ratio | 0 | 0 | 0 | 0 | 0 | 0 | 0 | 0 | 0 | 0 | 0 | 0 | 0 | 0 | 0 | 0 | 0 | 0 | 0 | 0 | 0 | 0 | 0 | 0 | 0 | 0 | 0
F5_Commercial_Health (WA)_Existing_Food Preparation_Natural Gas_Broiler_E10 | F5 | Commercial | Health (WA) | Existing | Food Preparation | Natural Gas | Broiler | E10 | RIM BC Ratio | 0 | 0 | 0 | 0 | 0 | 0 | 0 | 0 | 0 | 0 | 0 | 0 | 0 | 0 | 0 | 0 | 0 | 0 | 0 | 0 | 0 | 0 | 0 | 0 | 0 | 0 | 0
F0_Commercial_Health (WA)_Existing_Food Preparation_Natural Gas_Griddle_E0 | F0 | Commercial | Health (WA) | Existing | Food Preparation | Natural Gas | Griddle | E0 | Economic Unit | ENERGY STAR | ENERGY STAR | ENERGY STAR | ENERGY STAR | ENERGY STAR | ENERGY STAR | ENERGY STAR | ENERGY STAR | ENERGY STAR | ENERGY STAR | ENERGY STAR | ENERGY STAR | ENERGY STAR | ENERGY STAR | ENERGY STAR | ENERGY STAR | ENERGY STAR | ENERGY STAR | ENERGY STAR | ENERGY STAR | ENERGY STAR | ENERGY STAR | ENERGY STAR | ENERGY STAR | ENERGY STAR | ENERGY STAR | ENERGY STAR
F1_Commercial_Health (WA)_Existing_Food Preparation_Natural Gas_Griddle_E1 | F1 | Commercial | Health (WA) | Existing | Food Preparation | Natural Gas | Griddle | E1 | CCE | 0 | 0 | 0 | 0 | 0 | 0 | 0 | 0 | 0 | 0 | 0 | 0 | 0 | 0 | 0 | 0 | 0 | 0 | 0 | 0 | 0 | 0 | 0 | 0 | 0 | 0 | 0
F1_Commercial_Health (WA)_Existing_Food Preparation_Natural Gas_Griddle_E2 | F1 | Commercial | Health (WA) | Existing | Food Preparation | Natural Gas | Griddle | E2 | CCE | 0.00019918 | 0.00019918 | 0.00019918 | 0.00019918 | 0.00019918 | 0.00019918 | 0.00019918 | 0.00019918 | 0.00019918 | 0.00019918 | 0.00019918 | 0.00019918 | 0.00019918 | 0.00019918 | 0.00019918 | 0.00019918 | 0.00019918 | 0.00019918 | 0.00019918 | 0.00019918 | 0.00019918 | 0.00019918 | 0.00019918 | 0.00019918 | 0.00019918 | 0.00019918 | 0.00019918
F1_Commercial_Health (WA)_Existing_Food Preparation_Natural Gas_Griddle_E3 | F1 | Commercial | Health (WA) | Existing | Food Preparation | Natural Gas | Griddle | E3 | CCE | 0 | 0 | 0 | 0 | 0 | 0 | 0 | 0 | 0 | 0 | 0 | 0 | 0 | 0 | 0 | 0 | 0 | 0 | 0 | 0 | 0 | 0 | 0 | 0 | 0 | 0 | 0
F1_Commercial_Health (WA)_Existing_Food Preparation_Natural Gas_Griddle_E4 | F1 | Commercial | Health (WA) | Existing | Food Preparation | Natural Gas | Griddle | E4 | CCE | 0 | 0 | 0 | 0 | 0 | 0 | 0 | 0 | 0 | 0 | 0 | 0 | 0 | 0 | 0 | 0 | 0 | 0 | 0 | 0 | 0 | 0 | 0 | 0 | 0 | 0 | 0
F1_Commercial_Health (WA)_Existing_Food Preparation_Natural Gas_Griddle_E5 | F1 | Commercial | Health (WA) | Existing | Food Preparation | Natural Gas | Griddle | E5 | CCE | 0 | 0 | 0 | 0 | 0 | 0 | 0 | 0 | 0 | 0 | 0 | 0 | 0 | 0 | 0 | 0 | 0 | 0 | 0 | 0 | 0 | 0 | 0 | 0 | 0 | 0 | 0
F1_Commercial_Health (WA)_Existing_Food Preparation_Natural Gas_Griddle_E6 | F1 | Commercial | Health (WA) | Existing | Food Preparation | Natural Gas | Griddle | E6 | CCE | 0 | 0 | 0 | 0 | 0 | 0 | 0 | 0 | 0 | 0 | 0 | 0 | 0 | 0 | 0 | 0 | 0 | 0 | 0 | 0 | 0 | 0 | 0 | 0 | 0 | 0 | 0
F1_Commercial_Health (WA)_Existing_Food Preparation_Natural Gas_Griddle_E7 | F1 | Commercial | Health (WA) | Existing | Food Preparation | Natural Gas | Griddle | E7 | CCE | 0 | 0 | 0 | 0 | 0 | 0 | 0 | 0 | 0 | 0 | 0 | 0 | 0 | 0 | 0 | 0 | 0 | 0 | 0 | 0 | 0 | 0 | 0 | 0 | 0 | 0 | 0
F1_Commercial_Health (WA)_Existing_Food Preparation_Natural Gas_Griddle_E8 | F1 | Commercial | Health (WA) | Existing | Food Preparation | Natural Gas | Griddle | E8 | CCE | 0 | 0 | 0 | 0 | 0 | 0 | 0 | 0 | 0 | 0 | 0 | 0 | 0 | 0 | 0 | 0 | 0 | 0 | 0 | 0 | 0 | 0 | 0 | 0 | 0 | 0 | 0
F1_Commercial_Health (WA)_Existing_Food Preparation_Natural Gas_Griddle_E9 | F1 | Commercial | Health (WA) | Existing | Food Preparation | Natural Gas | Griddle | E9 | CCE | 0 | 0 | 0 | 0 | 0 | 0 | 0 | 0 | 0 | 0 | 0 | 0 | 0 | 0 | 0 | 0 | 0 | 0 | 0 | 0 | 0 | 0 | 0 | 0 | 0 | 0 | 0
F1_Commercial_Health (WA)_Existing_Food Preparation_Natural Gas_Griddle_E10 | F1 | Commercial | Health (WA) | Existing | Food Preparation | Natural Gas | Griddle | E10 | CCE | 0 | 0 | 0 | 0 | 0 | 0 | 0 | 0 | 0 | 0 | 0 | 0 | 0 | 0 | 0 | 0 | 0 | 0 | 0 | 0 | 0 | 0 | 0 | 0 | 0 | 0 | 0
F2_Commercial_Health (WA)_Existing_Food Preparation_Natural Gas_Griddle_E1 | F2 | Commercial | Health (WA) | Existing | Food Preparation | Natural Gas | Griddle | E1 | TRC BC Ratio | [24 empty] | 1 | 1 | 1 | bar: 2019 to 2042
F2_Commercial_Health (WA)_Existing_Food Preparation_Natural Gas_Griddle_E2 | F2 | Commercial | Health (WA) | Existing | Food Preparation | Natural Gas | Griddle | E2 | TRC BC Ratio | 17.868 | 18.3183 | 18.8518 | 19.4632 | 20.1546 | 20.9958 | 21.8617 | 22.7192 | 23.5447 | 24.3817 | 25.0476 | 25.6716 | 26.3419 | 26.9981 | 27.5848 | 28.1339 | 28.6263 | 29.1124 | 29.6317 | 30.1382 | 30.6586 | 31.1996 | 31.7463 | 32.3103 | 32.8844 | 33.4686 | 34.0632
F2_Commercial_Health (WA)_Existing_Food Preparation_Natural Gas_Griddle_E3 | F2 | Commercial | Health (WA) | Existing | Food Preparation | Natural Gas | Griddle | E3 | TRC BC Ratio | 0 | 0 | 0 | 0 | 0 | 0 | 0 | 0 | 0 | 0 | 0 | 0 | 0 | 0 | 0 | 0 | 0 | 0 | 0 | 0 | 0 | 0 | 0 | 0 | 0 | 0 | 0
F2_Commercial_Health (WA)_Existing_Food Preparation_Natural Gas_Griddle_E4 | F2 | Commercial | Health (WA) | Existing | Food Preparation | Natural Gas | Griddle | E4 | TRC BC Ratio | 0 | 0 | 0 | 0 | 0 | 0 | 0 | 0 | 0 | 0 | 0 | 0 | 0 | 0 | 0 | 0 | 0 | 0 | 0 | 0 | 0 | 0 | 0 | 0 | 0 | 0 | 0
F2_Commercial_Health (WA)_Existing_Food Preparation_Natural Gas_Griddle_E5 | F2 | Commercial | Health (WA) | Existing | Food Preparation | Natural Gas | Griddle | E5 | TRC BC Ratio | 0 | 0 | 0 | 0 | 0 | 0 | 0 | 0 | 0 | 0 | 0 | 0 | 0 | 0 | 0 | 0 | 0 | 0 | 0 | 0 | 0 | 0 | 0 | 0 | 0 | 0 | 0
F2_Commercial_Health (WA)_Existing_Food Preparation_Natural Gas_Griddle_E6 | F2 | Commercial | Health (WA) | Existing | Food Preparation | Natural Gas | Griddle | E6 | TRC BC Ratio | 0 | 0 | 0 | 0 | 0 | 0 | 0 | 0 | 0 | 0 | 0 | 0 | 0 | 0 | 0 | 0 | 0 | 0 | 0 | 0 | 0 | 0 | 0 | 0 | 0 | 0 | 0
F2_Commercial_Health (WA)_Existing_Food Preparation_Natural Gas_Griddle_E7 | F2 | Commercial | Health (WA) | Existing | Food Preparation | Natural Gas | Griddle | E7 | TRC BC Ratio | 0 | 0 | 0 | 0 | 0 | 0 | 0 | 0 | 0 | 0 | 0 | 0 | 0 | 0 | 0 | 0 | 0 | 0 | 0 | 0 | 0 | 0 | 0 | 0 | 0 | 0 | 0
F2_Commercial_Health (WA)_Existing_Food Preparation_Natural Gas_Griddle_E8 | F2 | Commercial | Health (WA) | Existing | Food Preparation | Natural Gas | Griddle | E8 | TRC BC Ratio | 0 | 0 | 0 | 0 | 0 | 0 | 0 | 0 | 0 | 0 | 0 | 0 | 0 | 0 | 0 | 0 | 0 | 0 | 0 | 0 | 0 | 0 | 0 | 0 | 0 | 0 | 0
F2_Commercial_Health (WA)_Existing_Food Preparation_Natural Gas_Griddle_E9 | F2 | Commercial | Health (WA) | Existing | Food Preparation | Natural Gas | Griddle | E9 | TRC BC Ratio | 0 | 0 | 0 | 0 | 0 | 0 | 0 | 0 | 0 | 0 | 0 | 0 | 0 | 0 | 0 | 0 | 0 | 0 | 0 | 0 | 0 | 0 | 0 | 0 | 0 | 0 | 0
F2_Commercial_Health (WA)_Existing_Food Preparation_Natural Gas_Griddle_E10 | F2 | Commercial | Health (WA) | Existing | Food Preparation | Natural Gas | Griddle | E10 | TRC BC Ratio | 0 | 0 | 0 | 0 | 0 | 0 | 0 | 0 | 0 | 0 | 0 | 0 | 0 | 0 | 0 | 0 | 0 | 0 | 0 | 0 | 0 | 0 | 0 | 0 | 0 | 0 | 0
F3_Commercial_Health (WA)_Existing_Food Preparation_Natural Gas_Griddle_E1 | F3 | Commercial | Health (WA) | Existing | Food Preparation | Natural Gas | Griddle | E1 | PACT BC Ratio | [24 empty] | 1 | 1 | 1 | bar: 2019 to 2042
F3_Commercial_Health (WA)_Existing_Food Preparation_Natural Gas_Griddle_E2 | F3 | Commercial | Health (WA) | Existing | Food Preparation | Natural Gas | Griddle | E2 | PACT BC Ratio | 36.0105 | 36.9181 | 37.9933 | 39.2255 | 40.6189 | 42.3143 | 44.0593 | 45.7874 | 47.4511 | 49.1379 | 50.4801 | 51.7375 | 53.0885 | 54.411 | 55.5935 | 56.7 | 57.6924 | 58.6721 | 59.7186 | 60.7395 | 61.7882 | 62.8785 | 63.9804 | 65.1171 | 66.2739 | 67.4514 | 68.6497
F3_Commercial_Health (WA)_Existing_Food Preparation_Natural Gas_Griddle_E3 | F3 | Commercial | Health (WA) | Existing | Food Preparation | Natural Gas | Griddle | E3 | PACT BC Ratio | 0 | 0 | 0 | 0 | 0 | 0 | 0 | 0 | 0 | 0 | 0 | 0 | 0 | 0 | 0 | 0 | 0 | 0 | 0 | 0 | 0 | 0 | 0 | 0 | 0 | 0 | 0
F3_Commercial_Health (WA)_Existing_Food Preparation_Natural Gas_Griddle_E4 | F3 | Commercial | Health (WA) | Existing | Food Preparation | Natural Gas | Griddle | E4 | PACT BC Ratio | 0 | 0 | 0 | 0 | 0 | 0 | 0 | 0 | 0 | 0 | 0 | 0 | 0 | 0 | 0 | 0 | 0 | 0 | 0 | 0 | 0 | 0 | 0 | 0 | 0 | 0 | 0
F3_Commercial_Health (WA)_Existing_Food Preparation_Natural Gas_Griddle_E5 | F3 | Commercial | Health (WA) | Existing | Food Preparation | Natural Gas | Griddle | E5 | PACT BC Ratio | 0 | 0 | 0 | 0 | 0 | 0 | 0 | 0 | 0 | 0 | 0 | 0 | 0 | 0 | 0 | 0 | 0 | 0 | 0 | 0 | 0 | 0 | 0 | 0 | 0 | 0 | 0
F3_Commercial_Health (WA)_Existing_Food Preparation_Natural Gas_Griddle_E6 | F3 | Commercial | Health (WA) | Existing | Food Preparation | Natural Gas | Griddle | E6 | PACT BC Ratio | 0 | 0 | 0 | 0 | 0 | 0 | 0 | 0 | 0 | 0 | 0 | 0 | 0 | 0 | 0 | 0 | 0 | 0 | 0 | 0 | 0 | 0 | 0 | 0 | 0 | 0 | 0
F3_Commercial_Health (WA)_Existing_Food Preparation_Natural Gas_Griddle_E7 | F3 | Commercial | Health (WA) | Existing | Food Preparation | Natural Gas | Griddle | E7 | PACT BC Ratio | 0 | 0 | 0 | 0 | 0 | 0 | 0 | 0 | 0 | 0 | 0 | 0 | 0 | 0 | 0 | 0 | 0 | 0 | 0 | 0 | 0 | 0 | 0 | 0 | 0 | 0 | 0
F3_Commercial_Health (WA)_Existing_Food Preparation_Natural Gas_Griddle_E8 | F3 | Commercial | Health (WA) | Existing | Food Preparation | Natural Gas | Griddle | E8 | PACT BC Ratio | 0 | 0 | 0 | 0 | 0 | 0 | 0 | 0 | 0 | 0 | 0 | 0 | 0 | 0 | 0 | 0 | 0 | 0 | 0 | 0 | 0 | 0 | 0 | 0 | 0 | 0 | 0
F3_Commercial_Health (WA)_Existing_Food Preparation_Natural Gas_Griddle_E9 | F3 | Commercial | Health (WA) | Existing | Food Preparation | Natural Gas | Griddle | E9 | PACT BC Ratio | 0 | 0 | 0 | 0 | 0 | 0 | 0 | 0 | 0 | 0 | 0 | 0 | 0 | 0 | 0 | 0 | 0 | 0 | 0 | 0 | 0 | 0 | 0 | 0 | 0 | 0 | 0
F3_Commercial_Health (WA)_Existing_Food Preparation_Natural Gas_Griddle_E10 | F3 | Commercial | Health (WA) | Existing | Food Preparation | Natural Gas | Griddle | E10 | PACT BC Ratio | 0 | 0 | 0 | 0 | 0 | 0 | 0 | 0 | 0 | 0 | 0 | 0 | 0 | 0 | 0 | 0 | 0 | 0 | 0 | 0 | 0 | 0 | 0 | 0 | 0 | 0 | 0
F4_Commercial_Health (WA)_Existing_Food Preparation_Natural Gas_Griddle_E1 | F4 | Commercial | Health (WA) | Existing | Food Preparation | Natural Gas | Griddle | E1 | RVT BC Ratio | [24 empty] | 1 | 1 | 1 | bar: 2019 to 2042
F4_Commercial_Health (WA)_Existing_Food Preparation_Natural Gas_Griddle_E2 | F4 | Commercial | Health (WA) | Existing | Food Preparation | Natural Gas | Griddle | E2 | RVT BC Ratio | 25.6493 | 26.1264 | 26.6863 | 27.3391 | 28.0869 | 29.0203 | 29.9562 | 30.8449 | 31.6493 | 32.4291 | 33.2371 | 33.9715 | 34.7466 | 35.48 | 36.1106 | 36.6798 | 37.1614 | 37.6213 | 38.1103 | 38.567 | 39.0252 | 39.7069 | 40.3958 | 41.1065 | 41.8297 | 42.5658 | 43.315
F4_Commercial_Health (WA)_Existing_Food Preparation_Natural Gas_Griddle_E3 | F4 | Commercial | Health (WA) | Existing | Food Preparation | Natural Gas | Griddle | E3 | RVT BC Ratio | 0 | 0 | 0 | 0 | 0 | 0 | 0 | 0 | 0 | 0 | 0 | 0 | 0 | 0 | 0 | 0 | 0 | 0 | 0 | 0 | 0 | 0 | 0 | 0 | 0 | 0 | 0
F4_Commercial_Health (WA)_Existing_Food Preparation_Natural Gas_Griddle_E4 | F4 | Commercial | Health (WA) | Existing | Food Preparation | Natural Gas | Griddle | E4 | RVT BC Ratio | 0 | 0 | 0 | 0 | 0 | 0 | 0 | 0 | 0 | 0 | 0 | 0 | 0 | 0 | 0 | 0 | 0 | 0 | 0 | 0 | 0 | 0 | 0 | 0 | 0 | 0 | 0
F4_Commercial_Health (WA)_Existing_Food Preparation_Natural Gas_Griddle_E5 | F4 | Commercial | Health (WA) | Existing | Food Preparation | Natural Gas | Griddle | E5 | RVT BC Ratio | 0 | 0 | 0 | 0 | 0 | 0 | 0 | 0 | 0 | 0 | 0 | 0 | 0 | 0 | 0 | 0 | 0 | 0 | 0 | 0 | 0 | 0 | 0 | 0 | 0 | 0 | 0
F4_Commercial_Health (WA)_Existing_Food Preparation_Natural Gas_Griddle_E6 | F4 | Commercial | Health (WA) | Existing | Food Preparation | Natural Gas | Griddle | E6 | RVT BC Ratio | 0 | 0 | 0 | 0 | 0 | 0 | 0 | 0 | 0 | 0 | 0 | 0 | 0 | 0 | 0 | 0 | 0 | 0 | 0 | 0 | 0 | 0 | 0 | 0 | 0 | 0 | 0
F4_Commercial_Health (WA)_Existing_Food Preparation_Natural Gas_Griddle_E7 | F4 | Commercial | Health (WA) | Existing | Food Preparation | Natural Gas | Griddle | E7 | RVT BC Ratio | 0 | 0 | 0 | 0 | 0 | 0 | 0 | 0 | 0 | 0 | 0 | 0 | 0 | 0 | 0 | 0 | 0 | 0 | 0 | 0 | 0 | 0 | 0 | 0 | 0 | 0 | 0
F4_Commercial_Health (WA)_Existing_Food Preparation_Natural Gas_Griddle_E8 | F4 | Commercial | Health (WA) | Existing | Food Preparation | Natural Gas | Griddle | E8 | RVT BC Ratio | 0 | 0 | 0 | 0 | 0 | 0 | 0 | 0 | 0 | 0 | 0 | 0 | 0 | 0 | 0 | 0 | 0 | 0 | 0 | 0 | 0 | 0 | 0 | 0 | 0 | 0 | 0
F4_Commercial_Health (WA)_Existing_Food Preparation_Natural Gas_Griddle_E9 | F4 | Commercial | Health (WA) | Existing | Food Preparation | Natural Gas | Griddle | E9 | RVT BC Ratio | 0 | 0 | 0 | 0 | 0 | 0 | 0 | 0 | 0 | 0 | 0 | 0 | 0 | 0 | 0 | 0 | 0 | 0 | 0 | 0 | 0 | 0 | 0 | 0 | 0 | 0 | 0
F4_Commercial_Health (WA)_Existing_Food Preparation_Natural Gas_Griddle_E10 | F4 | Commercial | Health (WA) | Existing | Food Preparation | Natural Gas | Griddle | E10 | RVT BC Ratio | 0 | 0 | 0 | 0 | 0 | 0 | 0 | 0 | 0 | 0 | 0 | 0 | 0 | 0 | 0 | 0 | 0 | 0 | 0 | 0 | 0 | 0 | 0 | 0 | 0 | 0 | 0
F5_Commercial_Health (WA)_Existing_Food Preparation_Natural Gas_Griddle_E1 | F5 | Commercial | Health (WA) | Existing | Food Preparation | Natural Gas | Griddle | E1 | RIM BC Ratio | [24 empty] | 1 | 1 | 1 | bar: 2019 to 2042
F5_Commercial_Health (WA)_Existing_Food Preparation_Natural Gas_Griddle_E2 | F5 | Commercial | Health (WA) | Existing | Food Preparation | Natural Gas | Griddle | E2 | RIM BC Ratio | 0.82949 | 0.83498 | 0.8414 | 0.8481 | 0.85501 | 0.86224 | 0.86994 | 0.87818 | 0.8871 | 0.89668 | 0.89892 | 0.90151 | 0.90453 | 0.90801 | 0.91163 | 0.91543 | 0.91944 | 0.92368 | 0.92816 | 0.9329 | 0.93792 | 0.93817 | 0.93841 | 0.93865 | 0.93889 | 0.93912 | 0.93935
F5_Commercial_Health (WA)_Existing_Food Preparation_Natural Gas_Griddle_E3 | F5 | Commercial | Health (WA) | Existing | Food Preparation | Natural Gas | Griddle | E3 | RIM BC Ratio | 0 | 0 | 0 | 0 | 0 | 0 | 0 | 0 | 0 | 0 | 0 | 0 | 0 | 0 | 0 | 0 | 0 | 0 | 0 | 0 | 0 | 0 | 0 | 0 | 0 | 0 | 0
F5_Commercial_Health (WA)_Existing_Food Preparation_Natural Gas_Griddle_E4 | F5 | Commercial | Health (WA) | Existing | Food Preparation | Natural Gas | Griddle | E4 | RIM BC Ratio | 0 | 0 | 0 | 0 | 0 | 0 | 0 | 0 | 0 | 0 | 0 | 0 | 0 | 0 | 0 | 0 | 0 | 0 | 0 | 0 | 0 | 0 | 0 | 0 | 0 | 0 | 0
F5_Commercial_Health (WA)_Existing_Food Preparation_Natural Gas_Griddle_E5 | F5 | Commercial | Health (WA) | Existing | Food Preparation | Natural Gas | Griddle | E5 | RIM BC Ratio | 0 | 0 | 0 | 0 | 0 | 0 | 0 | 0 | 0 | 0 | 0 | 0 | 0 | 0 | 0 | 0 | 0 | 0 | 0 | 0 | 0 | 0 | 0 | 0 | 0 | 0 | 0
F5_Commercial_Health (WA)_Existing_Food Preparation_Natural Gas_Griddle_E6 | F5 | Commercial | Health (WA) | Existing | Food Preparation | Natural Gas | Griddle | E6 | RIM BC Ratio | 0 | 0 | 0 | 0 | 0 | 0 | 0 | 0 | 0 | 0 | 0 | 0 | 0 | 0 | 0 | 0 | 0 | 0 | 0 | 0 | 0 | 0 | 0 | 0 | 0 | 0 | 0
F5_Commercial_Health (WA)_Existing_Food Preparation_Natural Gas_Griddle_E7 | F5 | Commercial | Health (WA) | Existing | Food Preparation | Natural Gas | Griddle | E7 | RIM BC Ratio | 0 | 0 | 0 | 0 | 0 | 0 | 0 | 0 | 0 | 0 | 0 | 0 | 0 | 0 | 0 | 0 | 0 | 0 | 0 | 0 | 0 | 0 | 0 | 0 | 0 | 0 | 0
F5_Commercial_Health (WA)_Existing_Food Preparation_Natural Gas_Griddle_E8 | F5 | Commercial | Health (WA) | Existing | Food Preparation | Natural Gas | Griddle | E8 | RIM BC Ratio | 0 | 0 | 0 | 0 | 0 | 0 | 0 | 0 | 0 | 0 | 0 | 0 | 0 | 0 | 0 | 0 | 0 | 0 | 0 | 0 | 0 | 0 | 0 | 0 | 0 | 0 | 0
F5_Commercial_Health (WA)_Existing_Food Preparation_Natural Gas_Griddle_E9 | F5 | Commercial | Health (WA) | Existing | Food Preparation | Natural Gas | Griddle | E9 | RIM BC Ratio | 0 | 0 | 0 | 0 | 0 | 0 | 0 | 0 | 0 | 0 | 0 | 0 | 0 | 0 | 0 | 0 | 0 | 0 | 0 | 0 | 0 | 0 | 0 | 0 | 0 | 0 | 0
F5_Commercial_Health (WA)_Existing_Food Preparation_Natural Gas_Griddle_E10 | F5 | Commercial | Health (WA) | Existing | Food Preparation | Natural Gas | Griddle | E10 | RIM BC Ratio | 0 | 0 | 0 | 0 | 0 | 0 | 0 | 0 | 0 | 0 | 0 | 0 | 0 | 0 | 0 | 0 | 0 | 0 | 0 | 0 | 0 | 0 | 0 | 0 | 0 | 0 | 0
F0_Commercial_Health (WA)_Existing_Food Preparation_Natural Gas_Range_E0 | F0 | Commercial | Health (WA) | Existing | Food Preparation | Natural Gas | Range | E0 | Economic Unit | High Efficiency | High Efficiency | High Efficiency | High Efficiency | High Efficiency | High Efficiency | High Efficiency | High Efficiency | High Efficiency | High Efficiency | High Efficiency | High Efficiency | High Efficiency | High Efficiency | High Efficiency | High Efficiency | High Efficiency | High Efficiency | High Efficiency | High Efficiency | High Efficiency | High Efficiency | High Efficiency | High Efficiency | High Efficiency | High Efficiency | High Efficiency
F1_Commercial_Health (WA)_Existing_Food Preparation_Natural Gas_Range_E1 | F1 | Commercial | Health (WA) | Existing | Food Preparation | Natural Gas | Range | E1 | CCE | 0 | 0 | 0 | 0 | 0 | 0 | 0 | 0 | 0 | 0 | 0 | 0 | 0 | 0 | 0 | 0 | 0 | 0 | 0 | 0 | 0 | 0 | 0 | 0 | 0 | 0 | 0
F1_Commercial_Health (WA)_Existing_Food Preparation_Natural Gas_Range_E2 | F1 | Commercial | Health (WA) | Existing | Food Preparation | Natural Gas | Range | E2 | CCE | 0.0002258 | 0.0002258 | 0.0002258 | 0.0002258 | 0.0002258 | 0.0002258 | 0.0002258 | 0.0002258 | 0.0002258 | 0.0002258 | 0.0002258 | 0.0002258 | 0.0002258 | 0.0002258 | 0.0002258 | 0.0002258 | 0.0002258 | 0.0002258 | 0.0002258 | 0.0002258 | 0.0002258 | 0.0002258 | 0.0002258 | 0.0002258 | 0.0002258 | 0.0002258 | 0.0002258
F1_Commercial_Health (WA)_Existing_Food Preparation_Natural Gas_Range_E3 | F1 | Commercial | Health (WA) | Existing | Food Preparation | Natural Gas | Range | E3 | CCE | 0 | 0 | 0 | 0 | 0 | 0 | 0 | 0 | 0 | 0 | 0 | 0 | 0 | 0 | 0 | 0 | 0 | 0 | 0 | 0 | 0 | 0 | 0 | 0 | 0 | 0 | 0
F1_Commercial_Health (WA)_Existing_Food Preparation_Natural Gas_Range_E4 | F1 | Commercial | Health (WA) | Existing | Food Preparation | Natural Gas | Range | E4 | CCE | 0 | 0 | 0 | 0 | 0 | 0 | 0 | 0 | 0 | 0 | 0 | 0 | 0 | 0 | 0 | 0 | 0 | 0 | 0 | 0 | 0 | 0 | 0 | 0 | 0 | 0 | 0
F1_Commercial_Health (WA)_Existing_Food Preparation_Natural Gas_Range_E5 | F1 | Commercial | Health (WA) | Existing | Food Preparation | Natural Gas | Range | E5 | CCE | 0 | 0 | 0 | 0 | 0 | 0 | 0 | 0 | 0 | 0 | 0 | 0 | 0 | 0 | 0 | 0 | 0 | 0 | 0 | 0 | 0 | 0 | 0 | 0 | 0 | 0 | 0
F1_Commercial_Health (WA)_Existing_Food Preparation_Natural Gas_Range_E6 | F1 | Commercial | Health (WA) | Existing | Food Preparation | Natural Gas | Range | E6 | CCE | 0 | 0 | 0 | 0 | 0 | 0 | 0 | 0 | 0 | 0 | 0 | 0 | 0 | 0 | 0 | 0 | 0 | 0 | 0 | 0 | 0 | 0 | 0 | 0 | 0 | 0 | 0
F1_Commercial_Health (WA)_Existing_Food Preparation_Natural Gas_Range_E7 | F1 | Commercial | Health (WA) | Existing | Food Preparation | Natural Gas | Range | E7 | CCE | 0 | 0 | 0 | 0 | 0 | 0 | 0 | 0 | 0 | 0 | 0 | 0 | 0 | 0 | 0 | 0 | 0 | 0 | 0 | 0 | 0 | 0 | 0 | 0 | 0 | 0 | 0
F1_Commercial_Health (WA)_Existing_Food Preparation_Natural Gas_Range_E8 | F1 | Commercial | Health (WA) | Existing | Food Preparation | Natural Gas | Range | E8 | CCE | 0 | 0 | 0 | 0 | 0 | 0 | 0 | 0 | 0 | 0 | 0 | 0 | 0 | 0 | 0 | 0 | 0 | 0 | 0 | 0 | 0 | 0 | 0 | 0 | 0 | 0 | 0
F1_Commercial_Health (WA)_Existing_Food Preparation_Natural Gas_Range_E9 | F1 | Commercial | Health (WA) | Existing | Food Preparation | Natural Gas | Range | E9 | CCE | 0 | 0 | 0 | 0 | 0 | 0 | 0 | 0 | 0 | 0 | 0 | 0 | 0 | 0 | 0 | 0 | 0 | 0 | 0 | 0 | 0 | 0 | 0 | 0 | 0 | 0 | 0
F1_Commercial_Health (WA)_Existing_Food Preparation_Natural Gas_Range_E10 | F1 | Commercial | Health (WA) | Existing | Food Preparation | Natural Gas | Range | E10 | CCE | 0 | 0 | 0 | 0 | 0 | 0 | 0 | 0 | 0 | 0 | 0 | 0 | 0 | 0 | 0 | 0 | 0 | 0 | 0 | 0 | 0 | 0 | 0 | 0 | 0 | 0 | 0
F2_Commercial_Health (WA)_Existing_Food Preparation_Natural Gas_Range_E1 | F2 | Commercial | Health (WA) | Existing | Food Preparation | Natural Gas | Range | E1 | TRC BC Ratio | [24 empty] | 1 | 1 | 1 | bar: 2019 to 2042
F2_Commercial_Health (WA)_Existing_Food Preparation_Natural Gas_Range_E2 | F2 | Commercial | Health (WA) | Existing | Food Preparation | Natural Gas | Range | E2 | TRC BC Ratio | 15.3593 | 15.7139 | 16.1599 | 16.6861 | 17.298 | 18.0697 | 18.8734 | 19.6748 | 20.4478 | 21.2314 | 21.843 | 22.4119 | 23.0253 | 23.6228 | 24.1498 | 24.6377 | 25.068 | 25.4909 | 25.9459 | 26.3869 | 26.8407 | 27.3139 | 27.7916 | 28.2854 | 28.7879 | 29.2993 | 29.8198
F2_Commercial_Health (WA)_Existing_Food Preparation_Natural Gas_Range_E3 | F2 | Commercial | Health (WA) | Existing | Food Preparation | Natural Gas | Range | E3 | TRC BC Ratio | 0 | 0 | 0 | 0 | 0 | 0 | 0 | 0 | 0 | 0 | 0 | 0 | 0 | 0 | 0 | 0 | 0 | 0 | 0 | 0 | 0 | 0 | 0 | 0 | 0 | 0 | 0
F2_Commercial_Health (WA)_Existing_Food Preparation_Natural Gas_Range_E4 | F2 | Commercial | Health (WA) | Existing | Food Preparation | Natural Gas | Range | E4 | TRC BC Ratio | 0 | 0 | 0 | 0 | 0 | 0 | 0 | 0 | 0 | 0 | 0 | 0 | 0 | 0 | 0 | 0 | 0 | 0 | 0 | 0 | 0 | 0 | 0 | 0 | 0 | 0 | 0
F2_Commercial_Health (WA)_Existing_Food Preparation_Natural Gas_Range_E5 | F2 | Commercial | Health (WA) | Existing | Food Preparation | Natural Gas | Range | E5 | TRC BC Ratio | 0 | 0 | 0 | 0 | 0 | 0 | 0 | 0 | 0 | 0 | 0 | 0 | 0 | 0 | 0 | 0 | 0 | 0 | 0 | 0 | 0 | 0 | 0 | 0 | 0 | 0 | 0
F2_Commercial_Health (WA)_Existing_Food Preparation_Natural Gas_Range_E6 | F2 | Commercial | Health (WA) | Existing | Food Preparation | Natural Gas | Range | E6 | TRC BC Ratio | 0 | 0 | 0 | 0 | 0 | 0 | 0 | 0 | 0 | 0 | 0 | 0 | 0 | 0 | 0 | 0 | 0 | 0 | 0 | 0 | 0 | 0 | 0 | 0 | 0 | 0 | 0
F2_Commercial_Health (WA)_Existing_Food Preparation_Natural Gas_Range_E7 | F2 | Commercial | Health (WA) | Existing | Food Preparation | Natural Gas | Range | E7 | TRC BC Ratio | 0 | 0 | 0 | 0 | 0 | 0 | 0 | 0 | 0 | 0 | 0 | 0 | 0 | 0 | 0 | 0 | 0 | 0 | 0 | 0 | 0 | 0 | 0 | 0 | 0 | 0 | 0
F2_Commercial_Health (WA)_Existing_Food Preparation_Natural Gas_Range_E8 | F2 | Commercial | Health (WA) | Existing | Food Preparation | Natural Gas | Range | E8 | TRC BC Ratio | 0 | 0 | 0 | 0 | 0 | 0 | 0 | 0 | 0 | 0 | 0 | 0 | 0 | 0 | 0 | 0 | 0 | 0 | 0 | 0 | 0 | 0 | 0 | 0 | 0 | 0 | 0
F2_Commercial_Health (WA)_Existing_Food Preparation_Natural Gas_Range_E9 | F2 | Commercial | Health (WA) | Existing | Food Preparation | Natural Gas | Range | E9 | TRC BC Ratio | 0 | 0 | 0 | 0 | 0 | 0 | 0 | 0 | 0 | 0 | 0 | 0 | 0 | 0 | 0 | 0 | 0 | 0 | 0 | 0 | 0 | 0 | 0 | 0 | 0 | 0 | 0
F2_Commercial_Health (WA)_Existing_Food Preparation_Natural Gas_Range_E10 | F2 | Commercial | Health (WA) | Existing | Food Preparation | Natural Gas | Range | E10 | TRC BC Ratio | 0 | 0 | 0 | 0 | 0 | 0 | 0 | 0 | 0 | 0 | 0 | 0 | 0 | 0 | 0 | 0 | 0 | 0 | 0 | 0 | 0 | 0 | 0 | 0 | 0 | 0 | 0
F3_Commercial_Health (WA)_Existing_Food Preparation_Natural Gas_Range_E1 | F3 | Commercial | Health (WA) | Existing | Food Preparation | Natural Gas | Range | E1 | PACT BC Ratio | [24 empty] | 1 | 1 | 1 | bar: 2019 to 2042
F3_Commercial_Health (WA)_Existing_Food Preparation_Natural Gas_Range_E2 | F3 | Commercial | Health (WA) | Existing | Food Preparation | Natural Gas | Range | E2 | PACT BC Ratio | 30.9546 | 31.6693 | 32.5682 | 33.6286 | 34.8617 | 36.4169 | 38.0368 | 39.6519 | 41.2098 | 42.7891 | 44.0216 | 45.1682 | 46.4044 | 47.6085 | 48.6706 | 49.6539 | 50.5211 | 51.3735 | 52.2903 | 53.1793 | 54.0938 | 55.0474 | 56.0102 | 57.0053 | 58.018 | 59.0488 | 60.0978
F3_Commercial_Health (WA)_Existing_Food Preparation_Natural Gas_Range_E3 | F3 | Commercial | Health (WA) | Existing | Food Preparation | Natural Gas | Range | E3 | PACT BC Ratio | 0 | 0 | 0 | 0 | 0 | 0 | 0 | 0 | 0 | 0 | 0 | 0 | 0 | 0 | 0 | 0 | 0 | 0 | 0 | 0 | 0 | 0 | 0 | 0 | 0 | 0 | 0
F3_Commercial_Health (WA)_Existing_Food Preparation_Natural Gas_Range_E4 | F3 | Commercial | Health (WA) | Existing | Food Preparation | Natural Gas | Range | E4 | PACT BC Ratio | 0 | 0 | 0 | 0 | 0 | 0 | 0 | 0 | 0 | 0 | 0 | 0 | 0 | 0 | 0 | 0 | 0 | 0 | 0 | 0 | 0 | 0 | 0 | 0 | 0 | 0 | 0
F3_Commercial_Health (WA)_Existing_Food Preparation_Natural Gas_Range_E5 | F3 | Commercial | Health (WA) | Existing | Food Preparation | Natural Gas | Range | E5 | PACT BC Ratio | 0 | 0 | 0 | 0 | 0 | 0 | 0 | 0 | 0 | 0 | 0 | 0 | 0 | 0 | 0 | 0 | 0 | 0 | 0 | 0 | 0 | 0 | 0 | 0 | 0 | 0 | 0
F3_Commercial_Health (WA)_Existing_Food Preparation_Natural Gas_Range_E6 | F3 | Commercial | Health (WA) | Existing | Food Preparation | Natural Gas | Range | E6 | PACT BC Ratio | 0 | 0 | 0 | 0 | 0 | 0 | 0 | 0 | 0 | 0 | 0 | 0 | 0 | 0 | 0 | 0 | 0 | 0 | 0 | 0 | 0 | 0 | 0 | 0 | 0 | 0 | 0
F3_Commercial_Health (WA)_Existing_Food Preparation_Natural Gas_Range_E7 | F3 | Commercial | Health (WA) | Existing | Food Preparation | Natural Gas | Range | E7 | PACT BC Ratio | 0 | 0 | 0 | 0 | 0 | 0 | 0 | 0 | 0 | 0 | 0 | 0 | 0 | 0 | 0 | 0 | 0 | 0 | 0 | 0 | 0 | 0 | 0 | 0 | 0 | 0 | 0
F3_Commercial_Health (WA)_Existing_Food Preparation_Natural Gas_Range_E8 | F3 | Commercial | Health (WA) | Existing | Food Preparation | Natural Gas | Range | E8 | PACT BC Ratio | 0 | 0 | 0 | 0 | 0 | 0 | 0 | 0 | 0 | 0 | 0 | 0 | 0 | 0 | 0 | 0 | 0 | 0 | 0 | 0 | 0 | 0 | 0 | 0 | 0 | 0 | 0
F3_Commercial_Health (WA)_Existing_Food Preparation_Natural Gas_Range_E9 | F3 | Commercial | Health (WA) | Existing | Food Preparation | Natural Gas | Range | E9 | PACT BC Ratio | 0 | 0 | 0 | 0 | 0 | 0 | 0 | 0 | 0 | 0 | 0 | 0 | 0 | 0 | 0 | 0 | 0 | 0 | 0 | 0 | 0 | 0 | 0 | 0 | 0 | 0 | 0
F3_Commercial_Health (WA)_Existing_Food Preparation_Natural Gas_Range_E10 | F3 | Commercial | Health (WA) | Existing | Food Preparation | Natural Gas | Range | E10 | PACT BC Ratio | 0 | 0 | 0 | 0 | 0 | 0 | 0 | 0 | 0 | 0 | 0 | 0 | 0 | 0 | 0 | 0 | 0 | 0 | 0 | 0 | 0 | 0 | 0 | 0 | 0 | 0 | 0
F4_Commercial_Health (WA)_Existing_Food Preparation_Natural Gas_Range_E1 | F4 | Commercial | Health (WA) | Existing | Food Preparation | Natural Gas | Range | E1 | RVT BC Ratio | [24 empty] | 1 | 1 | 1 | bar: 2019 to 2042
F4_Commercial_Health (WA)_Existing_Food Preparation_Natural Gas_Range_E2 | F4 | Commercial | Health (WA) | Existing | Food Preparation | Natural Gas | Range | E2 | RVT BC Ratio | 22.3208 | 22.6858 | 23.1305 | 23.6711 | 24.3142 | 25.1642 | 26.0362 | 26.8797 | 27.6561 | 28.4018 | 29.1677 | 29.8519 | 30.5656 | 31.2251 | 31.7807 | 32.273 | 32.6767 | 33.0573 | 33.4655 | 33.8401 | 34.2147 | 34.8109 | 35.4129 | 36.035 | 36.6681 | 37.3126 | 37.9684
F4_Commercial_Health (WA)_Existing_Food Preparation_Natural Gas_Range_E3 | F4 | Commercial | Health (WA) | Existing | Food Preparation | Natural Gas | Range | E3 | RVT BC Ratio | 0 | 0 | 0 | 0 | 0 | 0 | 0 | 0 | 0 | 0 | 0 | 0 | 0 | 0 | 0 | 0 | 0 | 0 | 0 | 0 | 0 | 0 | 0 | 0 | 0 | 0 | 0
F4_Commercial_Health (WA)_Existing_Food Preparation_Natural Gas_Range_E4 | F4 | Commercial | Health (WA) | Existing | Food Preparation | Natural Gas | Range | E4 | RVT BC Ratio | 0 | 0 | 0 | 0 | 0 | 0 | 0 | 0 | 0 | 0 | 0 | 0 | 0 | 0 | 0 | 0 | 0 | 0 | 0 | 0 | 0 | 0 | 0 | 0 | 0 | 0 | 0
F4_Commercial_Health (WA)_Existing_Food Preparation_Natural Gas_Range_E5 | F4 | Commercial | Health (WA) | Existing | Food Preparation | Natural Gas | Range | E5 | RVT BC Ratio | 0 | 0 | 0 | 0 | 0 | 0 | 0 | 0 | 0 | 0 | 0 | 0 | 0 | 0 | 0 | 0 | 0 | 0 | 0 | 0 | 0 | 0 | 0 | 0 | 0 | 0 | 0
F4_Commercial_Health (WA)_Existing_Food Preparation_Natural Gas_Range_E6 | F4 | Commercial | Health (WA) | Existing | Food Preparation | Natural Gas | Range | E6 | RVT BC Ratio | 0 | 0 | 0 | 0 | 0 | 0 | 0 | 0 | 0 | 0 | 0 | 0 | 0 | 0 | 0 | 0 | 0 | 0 | 0 | 0 | 0 | 0 | 0 | 0 | 0 | 0 | 0
F4_Commercial_Health (WA)_Existing_Food Preparation_Natural Gas_Range_E7 | F4 | Commercial | Health (WA) | Existing | Food Preparation | Natural Gas | Range | E7 | RVT BC Ratio | 0 | 0 | 0 | 0 | 0 | 0 | 0 | 0 | 0 | 0 | 0 | 0 | 0 | 0 | 0 | 0 | 0 | 0 | 0 | 0 | 0 | 0 | 0 | 0 | 0 | 0 | 0
F4_Commercial_Health (WA)_Existing_Food Preparation_Natural Gas_Range_E8 | F4 | Commercial | Health (WA) | Existing | Food Preparation | Natural Gas | Range | E8 | RVT BC Ratio | 0 | 0 | 0 | 0 | 0 | 0 | 0 | 0 | 0 | 0 | 0 | 0 | 0 | 0 | 0 | 0 | 0 | 0 | 0 | 0 | 0 | 0 | 0 | 0 | 0 | 0 | 0
F4_Commercial_Health (WA)_Existing_Food Preparation_Natural Gas_Range_E9 | F4 | Commercial | Health (WA) | Existing | Food Preparation | Natural Gas | Range | E9 | RVT BC Ratio | 0 | 0 | 0 | 0 | 0 | 0 | 0 | 0 | 0 | 0 | 0 | 0 | 0 | 0 | 0 | 0 | 0 | 0 | 0 | 0 | 0 | 0 | 0 | 0 | 0 | 0 | 0
F4_Commercial_Health (WA)_Existing_Food Preparation_Natural Gas_Range_E10 | F4 | Commercial | Health (WA) | Existing | Food Preparation | Natural Gas | Range | E10 | RVT BC Ratio | 0 | 0 | 0 | 0 | 0 | 0 | 0 | 0 | 0 | 0 | 0 | 0 | 0 | 0 | 0 | 0 | 0 | 0 | 0 | 0 | 0 | 0 | 0 | 0 | 0 | 0 | 0
F5_Commercial_Health (WA)_Existing_Food Preparation_Natural Gas_Range_E1 | F5 | Commercial | Health (WA) | Existing | Food Preparation | Natural Gas | Range | E1 | RIM BC Ratio | [24 empty] | 1 | 1 | 1 | bar: 2019 to 2042
F5_Commercial_Health (WA)_Existing_Food Preparation_Natural Gas_Range_E2 | F5 | Commercial | Health (WA) | Existing | Food Preparation | Natural Gas | Range | E2 | RIM BC Ratio | 0.81841 | 0.82395 | 0.83118 | 0.83881 | 0.84676 | 0.85489 | 0.86324 | 0.87186 | 0.88086 | 0.89077 | 0.89253 | 0.89493 | 0.89809 | 0.90206 | 0.90616 | 0.91045 | 0.91498 | 0.91977 | 0.92483 | 0.93021 | 0.9359 | 0.93618 | 0.93646 | 0.93673 | 0.937 | 0.93726 | 0.93752
F5_Commercial_Health (WA)_Existing_Food Preparation_Natural Gas_Range_E3 | F5 | Commercial | Health (WA) | Existing | Food Preparation | Natural Gas | Range | E3 | RIM BC Ratio | 0 | 0 | 0 | 0 | 0 | 0 | 0 | 0 | 0 | 0 | 0 | 0 | 0 | 0 | 0 | 0 | 0 | 0 | 0 | 0 | 0 | 0 | 0 | 0 | 0 | 0 | 0
F5_Commercial_Health (WA)_Existing_Food Preparation_Natural Gas_Range_E4 | F5 | Commercial | Health (WA) | Existing | Food Preparation | Natural Gas | Range | E4 | RIM BC Ratio | 0 | 0 | 0 | 0 | 0 | 0 | 0 | 0 | 0 | 0 | 0 | 0 | 0 | 0 | 0 | 0 | 0 | 0 | 0 | 0 | 0 | 0 | 0 | 0 | 0 | 0 | 0
F5_Commercial_Health (WA)_Existing_Food Preparation_Natural Gas_Range_E5 | F5 | Commercial | Health (WA) | Existing | Food Preparation | Natural Gas | Range | E5 | RIM BC Ratio | 0 | 0 | 0 | 0 | 0 | 0 | 0 | 0 | 0 | 0 | 0 | 0 | 0 | 0 | 0 | 0 | 0 | 0 | 0 | 0 | 0 | 0 | 0 | 0 | 0 | 0 | 0
F5_Commercial_Health (WA)_Existing_Food Preparation_Natural Gas_Range_E6 | F5 | Commercial | Health (WA) | Existing | Food Preparation | Natural Gas | Range | E6 | RIM BC Ratio | 0 | 0 | 0 | 0 | 0 | 0 | 0 | 0 | 0 | 0 | 0 | 0 | 0 | 0 | 0 | 0 | 0 | 0 | 0 | 0 | 0 | 0 | 0 | 0 | 0 | 0 | 0
F5_Commercial_Health (WA)_Existing_Food Preparation_Natural Gas_Range_E7 | F5 | Commercial | Health (WA) | Existing | Food Preparation | Natural Gas | Range | E7 | RIM BC Ratio | 0 | 0 | 0 | 0 | 0 | 0 | 0 | 0 | 0 | 0 | 0 | 0 | 0 | 0 | 0 | 0 | 0 | 0 | 0 | 0 | 0 | 0 | 0 | 0 | 0 | 0 | 0
F5_Commercial_Health (WA)_Existing_Food Preparation_Natural Gas_Range_E8 | F5 | Commercial | Health (WA) | Existing | Food Preparation | Natural Gas | Range | E8 | RIM BC Ratio | 0 | 0 | 0 | 0 | 0 | 0 | 0 | 0 | 0 | 0 | 0 | 0 | 0 | 0 | 0 | 0 | 0 | 0 | 0 | 0 | 0 | 0 | 0 | 0 | 0 | 0 | 0
F5_Commercial_Health (WA)_Existing_Food Preparation_Natural Gas_Range_E9 | F5 | Commercial | Health (WA) | Existing | Food Preparation | Natural Gas | Range | E9 | RIM BC Ratio | 0 | 0 | 0 | 0 | 0 | 0 | 0 | 0 | 0 | 0 | 0 | 0 | 0 | 0 | 0 | 0 | 0 | 0 | 0 | 0 | 0 | 0 | 0 | 0 | 0 | 0 | 0
F5_Commercial_Health (WA)_Existing_Food Preparation_Natural Gas_Range_E10 | F5 | Commercial | Health (WA) | Existing | Food Preparation | Natural Gas | Range | E10 | RIM BC Ratio | 0 | 0 | 0 | 0 | 0 | 0 | 0 | 0 | 0 | 0 | 0 | 0 | 0 | 0 | 0 | 0 | 0 | 0 | 0 | 0 | 0 | 0 | 0 | 0 | 0 | 0 | 0
F0_Commercial_Health (WA)_Existing_Food Preparation_Natural Gas_Steamer_E0 | F0 | Commercial | Health (WA) | Existing | Food Preparation | Natural Gas | Steamer | E0 | Economic Unit | ENERGY STAR | ENERGY STAR | ENERGY STAR | ENERGY STAR | ENERGY STAR | ENERGY STAR | ENERGY STAR | ENERGY STAR | ENERGY STAR | ENERGY STAR | ENERGY STAR | ENERGY STAR | ENERGY STAR | ENERGY STAR | ENERGY STAR | ENERGY STAR | ENERGY STAR | ENERGY STAR | ENERGY STAR | ENERGY STAR | ENERGY STAR | ENERGY STAR | ENERGY STAR | ENERGY STAR | ENERGY STAR | ENERGY STAR | ENERGY STAR
F1_Commercial_Health (WA)_Existing_Food Preparation_Natural Gas_Steamer_E1 | F1 | Commercial | Health (WA) | Existing | Food Preparation | Natural Gas | Steamer | E1 | CCE | 0 | 0 | 0 | 0 | 0 | 0 | 0 | 0 | 0 | 0 | 0 | 0 | 0 | 0 | 0 | 0 | 0 | 0 | 0 | 0 | 0 | 0 | 0 | 0 | 0 | 0 | 0
F1_Commercial_Health (WA)_Existing_Food Preparation_Natural Gas_Steamer_E2 | F1 | Commercial | Health (WA) | Existing | Food Preparation | Natural Gas | Steamer | E2 | CCE | 3.7552e-05 | 3.7552e-05 | 3.7552e-05 | 3.7552e-05 | 3.7552e-05 | 3.7552e-05 | 3.7552e-05 | 3.7552e-05 | 3.7552e-05 | 3.7552e-05 | 3.7552e-05 | 3.7552e-05 | 3.7552e-05 | 3.7552e-05 | 3.7552e-05 | 3.7552e-05 | 3.7552e-05 | 3.7552e-05 | 3.7552e-05 | 3.7552e-05 | 3.7552e-05 | 3.7552e-05 | 3.7552e-05 | 3.7552e-05 | 3.7552e-05 | 3.7552e-05 | 3.7552e-05
F1_Commercial_Health (WA)_Existing_Food Preparation_Natural Gas_Steamer_E3 | F1 | Commercial | Health (WA) | Existing | Food Preparation | Natural Gas | Steamer | E3 | CCE | 0 | 0 | 0 | 0 | 0 | 0 | 0 | 0 | 0 | 0 | 0 | 0 | 0 | 0 | 0 | 0 | 0 | 0 | 0 | 0 | 0 | 0 | 0 | 0 | 0 | 0 | 0
F1_Commercial_Health (WA)_Existing_Food Preparation_Natural Gas_Steamer_E4 | F1 | Commercial | Health (WA) | Existing | Food Preparation | Natural Gas | Steamer | E4 | CCE | 0 | 0 | 0 | 0 | 0 | 0 | 0 | 0 | 0 | 0 | 0 | 0 | 0 | 0 | 0 | 0 | 0 | 0 | 0 | 0 | 0 | 0 | 0 | 0 | 0 | 0 | 0
F1_Commercial_Health (WA)_Existing_Food Preparation_Natural Gas_Steamer_E5 | F1 | Commercial | Health (WA) | Existing | Food Preparation | Natural Gas | Steamer | E5 | CCE | 0 | 0 | 0 | 0 | 0 | 0 | 0 | 0 | 0 | 0 | 0 | 0 | 0 | 0 | 0 | 0 | 0 | 0 | 0 | 0 | 0 | 0 | 0 | 0 | 0 | 0 | 0
F1_Commercial_Health (WA)_Existing_Food Preparation_Natural Gas_Steamer_E6 | F1 | Commercial | Health (WA) | Existing | Food Preparation | Natural Gas | Steamer | E6 | CCE | 0 | 0 | 0 | 0 | 0 | 0 | 0 | 0 | 0 | 0 | 0 | 0 | 0 | 0 | 0 | 0 | 0 | 0 | 0 | 0 | 0 | 0 | 0 | 0 | 0 | 0 | 0
F1_Commercial_Health (WA)_Existing_Food Preparation_Natural Gas_Steamer_E7 | F1 | Commercial | Health (WA) | Existing | Food Preparation | Natural Gas | Steamer | E7 | CCE | 0 | 0 | 0 | 0 | 0 | 0 | 0 | 0 | 0 | 0 | 0 | 0 | 0 | 0 | 0 | 0 | 0 | 0 | 0 | 0 | 0 | 0 | 0 | 0 | 0 | 0 | 0
F1_Commercial_Health (WA)_Existing_Food Preparation_Natural Gas_Steamer_E8 | F1 | Commercial | Health (WA) | Existing | Food Preparation | Natural Gas | Steamer | E8 | CCE | 0 | 0 | 0 | 0 | 0 | 0 | 0 | 0 | 0 | 0 | 0 | 0 | 0 | 0 | 0 | 0 | 0 | 0 | 0 | 0 | 0 | 0 | 0 | 0 | 0 | 0 | 0
F1_Commercial_Health (WA)_Existing_Food Preparation_Natural Gas_Steamer_E9 | F1 | Commercial | Health (WA) | Existing | Food Preparation | Natural Gas | Steamer | E9 | CCE | 0 | 0 | 0 | 0 | 0 | 0 | 0 | 0 | 0 | 0 | 0 | 0 | 0 | 0 | 0 | 0 | 0 | 0 | 0 | 0 | 0 | 0 | 0 | 0 | 0 | 0 | 0
F1_Commercial_Health (WA)_Existing_Food Preparation_Natural Gas_Steamer_E10 | F1 | Commercial | Health (WA) | Existing | Food Preparation | Natural Gas | Steamer | E10 | CCE | 0 | 0 | 0 | 0 | 0 | 0 | 0 | 0 | 0 | 0 | 0 | 0 | 0 | 0 | 0 | 0 | 0 | 0 | 0 | 0 | 0 | 0 | 0 | 0 | 0 | 0 | 0
F2_Commercial_Health (WA)_Existing_Food Preparation_Natural Gas_Steamer_E1 | F2 | Commercial | Health (WA) | Existing | Food Preparation | Natural Gas | Steamer | E1 | TRC BC Ratio | [24 empty] | 1 | 1 | 1 | bar: 2019 to 2042
F2_Commercial_Health (WA)_Existing_Food Preparation_Natural Gas_Steamer_E2 | F2 | Commercial | Health (WA) | Existing | Food Preparation | Natural Gas | Steamer | E2 | TRC BC Ratio | 94.775 | 97.1635 | 99.9934 | 103.2363 | 106.9036 | 111.3656 | 115.9582 | 120.5065 | 124.8851 | 129.3246 | 132.857 | 136.1664 | 139.722 | 143.2026 | 146.3147 | 149.227 | 151.8388 | 154.4173 | 157.1715 | 159.8583 | 162.6184 | 165.488 | 168.388 | 171.3796 | 174.4243 | 177.5231 | 180.677
F2_Commercial_Health (WA)_Existing_Food Preparation_Natural Gas_Steamer_E3 | F2 | Commercial | Health (WA) | Existing | Food Preparation | Natural Gas | Steamer | E3 | TRC BC Ratio | 0 | 0 | 0 | 0 | 0 | 0 | 0 | 0 | 0 | 0 | 0 | 0 | 0 | 0 | 0 | 0 | 0 | 0 | 0 | 0 | 0 | 0 | 0 | 0 | 0 | 0 | 0
F2_Commercial_Health (WA)_Existing_Food Preparation_Natural Gas_Steamer_E4 | F2 | Commercial | Health (WA) | Existing | Food Preparation | Natural Gas | Steamer | E4 | TRC BC Ratio | 0 | 0 | 0 | 0 | 0 | 0 | 0 | 0 | 0 | 0 | 0 | 0 | 0 | 0 | 0 | 0 | 0 | 0 | 0 | 0 | 0 | 0 | 0 | 0 | 0 | 0 | 0
F2_Commercial_Health (WA)_Existing_Food Preparation_Natural Gas_Steamer_E5 | F2 | Commercial | Health (WA) | Existing | Food Preparation | Natural Gas | Steamer | E5 | TRC BC Ratio | 0 | 0 | 0 | 0 | 0 | 0 | 0 | 0 | 0 | 0 | 0 | 0 | 0 | 0 | 0 | 0 | 0 | 0 | 0 | 0 | 0 | 0 | 0 | 0 | 0 | 0 | 0
F2_Commercial_Health (WA)_Existing_Food Preparation_Natural Gas_Steamer_E6 | F2 | Commercial | Health (WA) | Existing | Food Preparation | Natural Gas | Steamer | E6 | TRC BC Ratio | 0 | 0 | 0 | 0 | 0 | 0 | 0 | 0 | 0 | 0 | 0 | 0 | 0 | 0 | 0 | 0 | 0 | 0 | 0 | 0 | 0 | 0 | 0 | 0 | 0 | 0 | 0
F2_Commercial_Health (WA)_Existing_Food Preparation_Natural Gas_Steamer_E7 | F2 | Commercial | Health (WA) | Existing | Food Preparation | Natural Gas | Steamer | E7 | TRC BC Ratio | 0 | 0 | 0 | 0 | 0 | 0 | 0 | 0 | 0 | 0 | 0 | 0 | 0 | 0 | 0 | 0 | 0 | 0 | 0 | 0 | 0 | 0 | 0 | 0 | 0 | 0 | 0
F2_Commercial_Health (WA)_Existing_Food Preparation_Natural Gas_Steamer_E8 | F2 | Commercial | Health (WA) | Existing | Food Preparation | Natural Gas | Steamer | E8 | TRC BC Ratio | 0 | 0 | 0 | 0 | 0 | 0 | 0 | 0 | 0 | 0 | 0 | 0 | 0 | 0 | 0 | 0 | 0 | 0 | 0 | 0 | 0 | 0 | 0 | 0 | 0 | 0 | 0
F2_Commercial_Health (WA)_Existing_Food Preparation_Natural Gas_Steamer_E9 | F2 | Commercial | Health (WA) | Existing | Food Preparation | Natural Gas | Steamer | E9 | TRC BC Ratio | 0 | 0 | 0 | 0 | 0 | 0 | 0 | 0 | 0 | 0 | 0 | 0 | 0 | 0 | 0 | 0 | 0 | 0 | 0 | 0 | 0 | 0 | 0 | 0 | 0 | 0 | 0
F2_Commercial_Health (WA)_Existing_Food Preparation_Natural Gas_Steamer_E10 | F2 | Commercial | Health (WA) | Existing | Food Preparation | Natural Gas | Steamer | E10 | TRC BC Ratio | 0 | 0 | 0 | 0 | 0 | 0 | 0 | 0 | 0 | 0 | 0 | 0 | 0 | 0 | 0 | 0 | 0 | 0 | 0 | 0 | 0 | 0 | 0 | 0 | 0 | 0 | 0
F3_Commercial_Health (WA)_Existing_Food Preparation_Natural Gas_Steamer_E1 | F3 | Commercial | Health (WA) | Existing | Food Preparation | Natural Gas | Steamer | E1 | PACT BC Ratio | [24 empty] | 1 | 1 | 1 | bar: 2019 to 2042
F3_Commercial_Health (WA)_Existing_Food Preparation_Natural Gas_Steamer_E2 | F3 | Commercial | Health (WA) | Existing | Food Preparation | Natural Gas | Steamer | E2 | PACT BC Ratio | 191.0061 | 195.8198 | 201.523 | 208.0586 | 215.4496 | 224.4422 | 233.698 | 242.8644 | 251.6888 | 260.636 | 267.7552 | 274.4247 | 281.5906 | 288.6054 | 294.8774 | 300.7467 | 306.0103 | 311.2071 | 316.7578 | 322.1725 | 327.7352 | 333.5185 | 339.3631 | 345.3922 | 351.5284 | 357.7736 | 364.1298
F3_Commercial_Health (WA)_Existing_Food Preparation_Natural Gas_Steamer_E3 | F3 | Commercial | Health (WA) | Existing | Food Preparation | Natural Gas | Steamer | E3 | PACT BC Ratio | 0 | 0 | 0 | 0 | 0 | 0 | 0 | 0 | 0 | 0 | 0 | 0 | 0 | 0 | 0 | 0 | 0 | 0 | 0 | 0 | 0 | 0 | 0 | 0 | 0 | 0 | 0
F3_Commercial_Health (WA)_Existing_Food Preparation_Natural Gas_Steamer_E4 | F3 | Commercial | Health (WA) | Existing | Food Preparation | Natural Gas | Steamer | E4 | PACT BC Ratio | 0 | 0 | 0 | 0 | 0 | 0 | 0 | 0 | 0 | 0 | 0 | 0 | 0 | 0 | 0 | 0 | 0 | 0 | 0 | 0 | 0 | 0 | 0 | 0 | 0 | 0 | 0
F3_Commercial_Health (WA)_Existing_Food Preparation_Natural Gas_Steamer_E5 | F3 | Commercial | Health (WA) | Existing | Food Preparation | Natural Gas | Steamer | E5 | PACT BC Ratio | 0 | 0 | 0 | 0 | 0 | 0 | 0 | 0 | 0 | 0 | 0 | 0 | 0 | 0 | 0 | 0 | 0 | 0 | 0 | 0 | 0 | 0 | 0 | 0 | 0 | 0 | 0
F3_Commercial_Health (WA)_Existing_Food Preparation_Natural Gas_Steamer_E6 | F3 | Commercial | Health (WA) | Existing | Food Preparation | Natural Gas | Steamer | E6 | PACT BC Ratio | 0 | 0 | 0 | 0 | 0 | 0 | 0 | 0 | 0 | 0 | 0 | 0 | 0 | 0 | 0 | 0 | 0 | 0 | 0 | 0 | 0 | 0 | 0 | 0 | 0 | 0 | 0
F3_Commercial_Health (WA)_Existing_Food Preparation_Natural Gas_Steamer_E7 | F3 | Commercial | Health (WA) | Existing | Food Preparation | Natural Gas | Steamer | E7 | PACT BC Ratio | 0 | 0 | 0 | 0 | 0 | 0 | 0 | 0 | 0 | 0 | 0 | 0 | 0 | 0 | 0 | 0 | 0 | 0 | 0 | 0 | 0 | 0 | 0 | 0 | 0 | 0 | 0
F3_Commercial_Health (WA)_Existing_Food Preparation_Natural Gas_Steamer_E8 | F3 | Commercial | Health (WA) | Existing | Food Preparation | Natural Gas | Steamer | E8 | PACT BC Ratio | 0 | 0 | 0 | 0 | 0 | 0 | 0 | 0 | 0 | 0 | 0 | 0 | 0 | 0 | 0 | 0 | 0 | 0 | 0 | 0 | 0 | 0 | 0 | 0 | 0 | 0 | 0
F3_Commercial_Health (WA)_Existing_Food Preparation_Natural Gas_Steamer_E9 | F3 | Commercial | Health (WA) | Existing | Food Preparation | Natural Gas | Steamer | E9 | PACT BC Ratio | 0 | 0 | 0 | 0 | 0 | 0 | 0 | 0 | 0 | 0 | 0 | 0 | 0 | 0 | 0 | 0 | 0 | 0 | 0 | 0 | 0 | 0 | 0 | 0 | 0 | 0 | 0
F3_Commercial_Health (WA)_Existing_Food Preparation_Natural Gas_Steamer_E10 | F3 | Commercial | Health (WA) | Existing | Food Preparation | Natural Gas | Steamer | E10 | PACT BC Ratio | 0 | 0 | 0 | 0 | 0 | 0 | 0 | 0 | 0 | 0 | 0 | 0 | 0 | 0 | 0 | 0 | 0 | 0 | 0 | 0 | 0 | 0 | 0 | 0 | 0 | 0 | 0
F4_Commercial_Health (WA)_Existing_Food Preparation_Natural Gas_Steamer_E1 | F4 | Commercial | Health (WA) | Existing | Food Preparation | Natural Gas | Steamer | E1 | RVT BC Ratio | [24 empty] | 1 | 1 | 1 | bar: 2019 to 2042
F4_Commercial_Health (WA)_Existing_Food Preparation_Natural Gas_Steamer_E2 | F4 | Commercial | Health (WA) | Existing | Food Preparation | Natural Gas | Steamer | E2 | RVT BC Ratio | 134.3463 | 136.8767 | 139.8469 | 143.3095 | 147.2758 | 152.2265 | 157.191 | 161.9046 | 166.1715 | 170.3076 | 174.5935 | 178.4884 | 182.5998 | 186.4898 | 189.8349 | 192.8537 | 195.4087 | 197.848 | 200.4419 | 202.8641 | 205.2946 | 208.9103 | 212.5644 | 216.3337 | 220.1701 | 224.0746 | 228.0484
F4_Commercial_Health (WA)_Existing_Food Preparation_Natural Gas_Steamer_E3 | F4 | Commercial | Health (WA) | Existing | Food Preparation | Natural Gas | Steamer | E3 | RVT BC Ratio | 0 | 0 | 0 | 0 | 0 | 0 | 0 | 0 | 0 | 0 | 0 | 0 | 0 | 0 | 0 | 0 | 0 | 0 | 0 | 0 | 0 | 0 | 0 | 0 | 0 | 0 | 0
F4_Commercial_Health (WA)_Existing_Food Preparation_Natural Gas_Steamer_E4 | F4 | Commercial | Health (WA) | Existing | Food Preparation | Natural Gas | Steamer | E4 | RVT BC Ratio | 0 | 0 | 0 | 0 | 0 | 0 | 0 | 0 | 0 | 0 | 0 | 0 | 0 | 0 | 0 | 0 | 0 | 0 | 0 | 0 | 0 | 0 | 0 | 0 | 0 | 0 | 0
F4_Commercial_Health (WA)_Existing_Food Preparation_Natural Gas_Steamer_E5 | F4 | Commercial | Health (WA) | Existing | Food Preparation | Natural Gas | Steamer | E5 | RVT BC Ratio | 0 | 0 | 0 | 0 | 0 | 0 | 0 | 0 | 0 | 0 | 0 | 0 | 0 | 0 | 0 | 0 | 0 | 0 | 0 | 0 | 0 | 0 | 0 | 0 | 0 | 0 | 0
F4_Commercial_Health (WA)_Existing_Food Preparation_Natural Gas_Steamer_E6 | F4 | Commercial | Health (WA) | Existing | Food Preparation | Natural Gas | Steamer | E6 | RVT BC Ratio | 0 | 0 | 0 | 0 | 0 | 0 | 0 | 0 | 0 | 0 | 0 | 0 | 0 | 0 | 0 | 0 | 0 | 0 | 0 | 0 | 0 | 0 | 0 | 0 | 0 | 0 | 0
F4_Commercial_Health (WA)_Existing_Food Preparation_Natural Gas_Steamer_E7 | F4 | Commercial | Health (WA) | Existing | Food Preparation | Natural Gas | Steamer | E7 | RVT BC Ratio | 0 | 0 | 0 | 0 | 0 | 0 | 0 | 0 | 0 | 0 | 0 | 0 | 0 | 0 | 0 | 0 | 0 | 0 | 0 | 0 | 0 | 0 | 0 | 0 | 0 | 0 | 0
F4_Commercial_Health (WA)_Existing_Food Preparation_Natural Gas_Steamer_E8 | F4 | Commercial | Health (WA) | Existing | Food Preparation | Natural Gas | Steamer | E8 | RVT BC Ratio | 0 | 0 | 0 | 0 | 0 | 0 | 0 | 0 | 0 | 0 | 0 | 0 | 0 | 0 | 0 | 0 | 0 | 0 | 0 | 0 | 0 | 0 | 0 | 0 | 0 | 0 | 0
F4_Commercial_Health (WA)_Existing_Food Preparation_Natural Gas_Steamer_E9 | F4 | Commercial | Health (WA) | Existing | Food Preparation | Natural Gas | Steamer | E9 | RVT BC Ratio | 0 | 0 | 0 | 0 | 0 | 0 | 0 | 0 | 0 | 0 | 0 | 0 | 0 | 0 | 0 | 0 | 0 | 0 | 0 | 0 | 0 | 0 | 0 | 0 | 0 | 0 | 0
F4_Commercial_Health (WA)_Existing_Food Preparation_Natural Gas_Steamer_E10 | F4 | Commercial | Health (WA) | Existing | Food Preparation | Natural Gas | Steamer | E10 | RVT BC Ratio | 0 | 0 | 0 | 0 | 0 | 0 | 0 | 0 | 0 | 0 | 0 | 0 | 0 | 0 | 0 | 0 | 0 | 0 | 0 | 0 | 0 | 0 | 0 | 0 | 0 | 0 | 0
F5_Commercial_Health (WA)_Existing_Food Preparation_Natural Gas_Steamer_E1 | F5 | Commercial | Health (WA) | Existing | Food Preparation | Natural Gas | Steamer | E1 | RIM BC Ratio | [24 empty] | 1 | 1 | 1 | bar: 2019 to 2042
F5_Commercial_Health (WA)_Existing_Food Preparation_Natural Gas_Steamer_E2 | F5 | Commercial | Health (WA) | Existing | Food Preparation | Natural Gas | Steamer | E2 | RIM BC Ratio | 0.84529 | 0.85059 | 0.8568 | 0.86324 | 0.86987 | 0.87674 | 0.8841 | 0.89206 | 0.90077 | 0.91016 | 0.9121 | 0.91444 | 0.91721 | 0.92047 | 0.92392 | 0.92758 | 0.93148 | 0.93564 | 0.94001 | 0.94468 | 0.94962 | 0.94967 | 0.94972 | 0.94976 | 0.94981 | 0.94985 | 0.9499
F5_Commercial_Health (WA)_Existing_Food Preparation_Natural Gas_Steamer_E3 | F5 | Commercial | Health (WA) | Existing | Food Preparation | Natural Gas | Steamer | E3 | RIM BC Ratio | 0 | 0 | 0 | 0 | 0 | 0 | 0 | 0 | 0 | 0 | 0 | 0 | 0 | 0 | 0 | 0 | 0 | 0 | 0 | 0 | 0 | 0 | 0 | 0 | 0 | 0 | 0
F5_Commercial_Health (WA)_Existing_Food Preparation_Natural Gas_Steamer_E4 | F5 | Commercial | Health (WA) | Existing | Food Preparation | Natural Gas | Steamer | E4 | RIM BC Ratio | 0 | 0 | 0 | 0 | 0 | 0 | 0 | 0 | 0 | 0 | 0 | 0 | 0 | 0 | 0 | 0 | 0 | 0 | 0 | 0 | 0 | 0 | 0 | 0 | 0 | 0 | 0
F5_Commercial_Health (WA)_Existing_Food Preparation_Natural Gas_Steamer_E5 | F5 | Commercial | Health (WA) | Existing | Food Preparation | Natural Gas | Steamer | E5 | RIM BC Ratio | 0 | 0 | 0 | 0 | 0 | 0 | 0 | 0 | 0 | 0 | 0 | 0 | 0 | 0 | 0 | 0 | 0 | 0 | 0 | 0 | 0 | 0 | 0 | 0 | 0 | 0 | 0
F5_Commercial_Health (WA)_Existing_Food Preparation_Natural Gas_Steamer_E6 | F5 | Commercial | Health (WA) | Existing | Food Preparation | Natural Gas | Steamer | E6 | RIM BC Ratio | 0 | 0 | 0 | 0 | 0 | 0 | 0 | 0 | 0 | 0 | 0 | 0 | 0 | 0 | 0 | 0 | 0 | 0 | 0 | 0 | 0 | 0 | 0 | 0 | 0 | 0 | 0
F5_Commercial_Health (WA)_Existing_Food Preparation_Natural Gas_Steamer_E7 | F5 | Commercial | Health (WA) | Existing | Food Preparation | Natural Gas | Steamer | E7 | RIM BC Ratio | 0 | 0 | 0 | 0 | 0 | 0 | 0 | 0 | 0 | 0 | 0 | 0 | 0 | 0 | 0 | 0 | 0 | 0 | 0 | 0 | 0 | 0 | 0 | 0 | 0 | 0 | 0
F5_Commercial_Health (WA)_Existing_Food Preparation_Natural Gas_Steamer_E8 | F5 | Commercial | Health (WA) | Existing | Food Preparation | Natural Gas | Steamer | E8 | RIM BC Ratio | 0 | 0 | 0 | 0 | 0 | 0 | 0 | 0 | 0 | 0 | 0 | 0 | 0 | 0 | 0 | 0 | 0 | 0 | 0 | 0 | 0 | 0 | 0 | 0 | 0 | 0 | 0
F5_Commercial_Health (WA)_Existing_Food Preparation_Natural Gas_Steamer_E9 | F5 | Commercial | Health (WA) | Existing | Food Preparation | Natural Gas | Steamer | E9 | RIM BC Ratio | 0 | 0 | 0 | 0 | 0 | 0 | 0 | 0 | 0 | 0 | 0 | 0 | 0 | 0 | 0 | 0 | 0 | 0 | 0 | 0 | 0 | 0 | 0 | 0 | 0 | 0 | 0
F5_Commercial_Health (WA)_Existing_Food Preparation_Natural Gas_Steamer_E10 | F5 | Commercial | Health (WA) | Existing | Food Preparation | Natural Gas | Steamer | E10 | RIM BC Ratio | 0 | 0 | 0 | 0 | 0 | 0 | 0 | 0 | 0 | 0 | 0 | 0 | 0 | 0 | 0 | 0 | 0 | 0 | 0 | 0 | 0 | 0 | 0 | 0 | 0 | 0 | 0
F0_Commercial_Health (WA)_Existing_Food Preparation_Natural Gas_Food Prep Other_E0 | F0 | Commercial | Health (WA) | Existing | Food Preparation | Natural Gas | Food Prep Other | E0 | Economic Unit | Standard | Standard | Standard | Standard | Standard | Standard | Standard | Standard | Standard | Standard | Standard | Standard | Standard | Standard | Standard | Standard | Standard | Standard | Standard | Standard | Standard | Standard | Standard | Standard | Standard | Standard | Standard
F1_Commercial_Health (WA)_Existing_Food Preparation_Natural Gas_Food Prep Other_E1 | F1 | Commercial | Health (WA) | Existing | Food Preparation | Natural Gas | Food Prep Other | E1 | CCE | 0 | 0 | 0 | 0 | 0 | 0 | 0 | 0 | 0 | 0 | 0 | 0 | 0 | 0 | 0 | 0 | 0 | 0 | 0 | 0 | 0 | 0 | 0 | 0 | 0 | 0 | 0
F1_Commercial_Health (WA)_Existing_Food Preparation_Natural Gas_Food Prep Other_E2 | F1 | Commercial | Health (WA) | Existing | Food Preparation | Natural Gas | Food Prep Other | E2 | CCE | 0.19058 | 0.19058 | 0.19058 | 0.19058 | 0.19058 | 0.19058 | 0.19058 | 0.19058 | 0.19058 | 0.19058 | 0.19058 | 0.19058 | 0.19058 | 0.19058 | 0.19058 | 0.19058 | 0.19058 | 0.19058 | 0.19058 | 0.19058 | 0.19058 | 0.19058 | 0.19058 | 0.19058 | 0.19058 | 0.19058 | 0.19058
F1_Commercial_Health (WA)_Existing_Food Preparation_Natural Gas_Food Prep Other_E3 | F1 | Commercial | Health (WA) | Existing | Food Preparation | Natural Gas | Food Prep Other | E3 | CCE | 0 | 0 | 0 | 0 | 0 | 0 | 0 | 0 | 0 | 0 | 0 | 0 | 0 | 0 | 0 | 0 | 0 | 0 | 0 | 0 | 0 | 0 | 0 | 0 | 0 | 0 | 0
F1_Commercial_Health (WA)_Existing_Food Preparation_Natural Gas_Food Prep Other_E4 | F1 | Commercial | Health (WA) | Existing | Food Preparation | Natural Gas | Food Prep Other | E4 | CCE | 0 | 0 | 0 | 0 | 0 | 0 | 0 | 0 | 0 | 0 | 0 | 0 | 0 | 0 | 0 | 0 | 0 | 0 | 0 | 0 | 0 | 0 | 0 | 0 | 0 | 0 | 0
F1_Commercial_Health (WA)_Existing_Food Preparation_Natural Gas_Food Prep Other_E5 | F1 | Commercial | Health (WA) | Existing | Food Preparation | Natural Gas | Food Prep Other | E5 | CCE | 0 | 0 | 0 | 0 | 0 | 0 | 0 | 0 | 0 | 0 | 0 | 0 | 0 | 0 | 0 | 0 | 0 | 0 | 0 | 0 | 0 | 0 | 0 | 0 | 0 | 0 | 0
F1_Commercial_Health (WA)_Existing_Food Preparation_Natural Gas_Food Prep Other_E6 | F1 | Commercial | Health (WA) | Existing | Food Preparation | Natural Gas | Food Prep Other | E6 | CCE | 0 | 0 | 0 | 0 | 0 | 0 | 0 | 0 | 0 | 0 | 0 | 0 | 0 | 0 | 0 | 0 | 0 | 0 | 0 | 0 | 0 | 0 | 0 | 0 | 0 | 0 | 0
F1_Commercial_Health (WA)_Existing_Food Preparation_Natural Gas_Food Prep Other_E7 | F1 | Commercial | Health (WA) | Existing | Food Preparation | Natural Gas | Food Prep Other | E7 | CCE | 0 | 0 | 0 | 0 | 0 | 0 | 0 | 0 | 0 | 0 | 0 | 0 | 0 | 0 | 0 | 0 | 0 | 0 | 0 | 0 | 0 | 0 | 0 | 0 | 0 | 0 | 0
F1_Commercial_Health (WA)_Existing_Food Preparation_Natural Gas_Food Prep Other_E8 | F1 | Commercial | Health (WA) | Existing | Food Preparation | Natural Gas | Food Prep Other | E8 | CCE | 0 | 0 | 0 | 0 | 0 | 0 | 0 | 0 | 0 | 0 | 0 | 0 | 0 | 0 | 0 | 0 | 0 | 0 | 0 | 0 | 0 | 0 | 0 | 0 | 0 | 0 | 0
F1_Commercial_Health (WA)_Existing_Food Preparation_Natural Gas_Food Prep Other_E9 | F1 | Commercial | Health (WA) | Existing | Food Preparation | Natural Gas | Food Prep Other | E9 | CCE | 0 | 0 | 0 | 0 | 0 | 0 | 0 | 0 | 0 | 0 | 0 | 0 | 0 | 0 | 0 | 0 | 0 | 0 | 0 | 0 | 0 | 0 | 0 | 0 | 0 | 0 | 0
F1_Commercial_Health (WA)_Existing_Food Preparation_Natural Gas_Food Prep Other_E10 | F1 | Commercial | Health (WA) | Existing | Food Preparation | Natural Gas | Food Prep Other | E10 | CCE | 0 | 0 | 0 | 0 | 0 | 0 | 0 | 0 | 0 | 0 | 0 | 0 | 0 | 0 | 0 | 0 | 0 | 0 | 0 | 0 | 0 | 0 | 0 | 0 | 0 | 0 | 0
F2_Commercial_Health (WA)_Existing_Food Preparation_Natural Gas_Food Prep Other_E1 | F2 | Commercial | Health (WA) | Existing | Food Preparation | Natural Gas | Food Prep Other | E1 | TRC BC Ratio | [24 empty] | 1 | 1 | 1 | bar: 2019 to 2042
F2_Commercial_Health (WA)_Existing_Food Preparation_Natural Gas_Food Prep Other_E2 | F2 | Commercial | Health (WA) | Existing | Food Preparation | Natural Gas | Food Prep Other | E2 | TRC BC Ratio | 0.018197 | 0.018618 | 0.019146 | 0.019769 | 0.020494 | 0.021409 | 0.022361 | 0.02331 | 0.024226 | 0.025155 | 0.025879 | 0.026553 | 0.02728 | 0.027988 | 0.028612 | 0.02919 | 0.0297 | 0.030201 | 0.03074 | 0.031263 | 0.0318 | 0.032361 | 0.032927 | 0.033512 | 0.034107 | 0.034713 | 0.03533
F2_Commercial_Health (WA)_Existing_Food Preparation_Natural Gas_Food Prep Other_E3 | F2 | Commercial | Health (WA) | Existing | Food Preparation | Natural Gas | Food Prep Other | E3 | TRC BC Ratio | 0 | 0 | 0 | 0 | 0 | 0 | 0 | 0 | 0 | 0 | 0 | 0 | 0 | 0 | 0 | 0 | 0 | 0 | 0 | 0 | 0 | 0 | 0 | 0 | 0 | 0 | 0
F2_Commercial_Health (WA)_Existing_Food Preparation_Natural Gas_Food Prep Other_E4 | F2 | Commercial | Health (WA) | Existing | Food Preparation | Natural Gas | Food Prep Other | E4 | TRC BC Ratio | 0 | 0 | 0 | 0 | 0 | 0 | 0 | 0 | 0 | 0 | 0 | 0 | 0 | 0 | 0 | 0 | 0 | 0 | 0 | 0 | 0 | 0 | 0 | 0 | 0 | 0 | 0
F2_Commercial_Health (WA)_Existing_Food Preparation_Natural Gas_Food Prep Other_E5 | F2 | Commercial | Health (WA) | Existing | Food Preparation | Natural Gas | Food Prep Other | E5 | TRC BC Ratio | 0 | 0 | 0 | 0 | 0 | 0 | 0 | 0 | 0 | 0 | 0 | 0 | 0 | 0 | 0 | 0 | 0 | 0 | 0 | 0 | 0 | 0 | 0 | 0 | 0 | 0 | 0
F2_Commercial_Health (WA)_Existing_Food Preparation_Natural Gas_Food Prep Other_E6 | F2 | Commercial | Health (WA) | Existing | Food Preparation | Natural Gas | Food Prep Other | E6 | TRC BC Ratio | 0 | 0 | 0 | 0 | 0 | 0 | 0 | 0 | 0 | 0 | 0 | 0 | 0 | 0 | 0 | 0 | 0 | 0 | 0 | 0 | 0 | 0 | 0 | 0 | 0 | 0 | 0
F2_Commercial_Health (WA)_Existing_Food Preparation_Natural Gas_Food Prep Other_E7 | F2 | Commercial | Health (WA) | Existing | Food Preparation | Natural Gas | Food Prep Other | E7 | TRC BC Ratio | 0 | 0 | 0 | 0 | 0 | 0 | 0 | 0 | 0 | 0 | 0 | 0 | 0 | 0 | 0 | 0 | 0 | 0 | 0 | 0 | 0 | 0 | 0 | 0 | 0 | 0 | 0
F2_Commercial_Health (WA)_Existing_Food Preparation_Natural Gas_Food Prep Other_E8 | F2 | Commercial | Health (WA) | Existing | Food Preparation | Natural Gas | Food Prep Other | E8 | TRC BC Ratio | 0 | 0 | 0 | 0 | 0 | 0 | 0 | 0 | 0 | 0 | 0 | 0 | 0 | 0 | 0 | 0 | 0 | 0 | 0 | 0 | 0 | 0 | 0 | 0 | 0 | 0 | 0
F2_Commercial_Health (WA)_Existing_Food Preparation_Natural Gas_Food Prep Other_E9 | F2 | Commercial | Health (WA) | Existing | Food Preparation | Natural Gas | Food Prep Other | E9 | TRC BC Ratio | 0 | 0 | 0 | 0 | 0 | 0 | 0 | 0 | 0 | 0 | 0 | 0 | 0 | 0 | 0 | 0 | 0 | 0 | 0 | 0 | 0 | 0 | 0 | 0 | 0 | 0 | 0
F2_Commercial_Health (WA)_Existing_Food Preparation_Natural Gas_Food Prep Other_E10 | F2 | Commercial | Health (WA) | Existing | Food Preparation | Natural Gas | Food Prep Other | E10 | TRC BC Ratio | 0 | 0 | 0 | 0 | 0 | 0 | 0 | 0 | 0 | 0 | 0 | 0 | 0 | 0 | 0 | 0 | 0 | 0 | 0 | 0 | 0 | 0 | 0 | 0 | 0 | 0 | 0
F3_Commercial_Health (WA)_Existing_Food Preparation_Natural Gas_Food Prep Other_E1 | F3 | Commercial | Health (WA) | Existing | Food Preparation | Natural Gas | Food Prep Other | E1 | PACT BC Ratio | [24 empty] | 1 | 1 | 1 | bar: 2019 to 2042
F3_Commercial_Health (WA)_Existing_Food Preparation_Natural Gas_Food Prep Other_E2 | F3 | Commercial | Health (WA) | Existing | Food Preparation | Natural Gas | Food Prep Other | E2 | PACT BC Ratio | 0.036674 | 0.037521 | 0.038586 | 0.039842 | 0.041303 | 0.043146 | 0.045065 | 0.046979 | 0.048825 | 0.050696 | 0.052156 | 0.053514 | 0.054979 | 0.056406 | 0.057664 | 0.058829 | 0.059856 | 0.060866 | 0.061953 | 0.063006 | 0.064089 | 0.065219 | 0.06636 | 0.067539 | 0.068739 | 0.06996 | 0.071203
F3_Commercial_Health (WA)_Existing_Food Preparation_Natural Gas_Food Prep Other_E3 | F3 | Commercial | Health (WA) | Existing | Food Preparation | Natural Gas | Food Prep Other | E3 | PACT BC Ratio | 0 | 0 | 0 | 0 | 0 | 0 | 0 | 0 | 0 | 0 | 0 | 0 | 0 | 0 | 0 | 0 | 0 | 0 | 0 | 0 | 0 | 0 | 0 | 0 | 0 | 0 | 0
F3_Commercial_Health (WA)_Existing_Food Preparation_Natural Gas_Food Prep Other_E4 | F3 | Commercial | Health (WA) | Existing | Food Preparation | Natural Gas | Food Prep Other | E4 | PACT BC Ratio | 0 | 0 | 0 | 0 | 0 | 0 | 0 | 0 | 0 | 0 | 0 | 0 | 0 | 0 | 0 | 0 | 0 | 0 | 0 | 0 | 0 | 0 | 0 | 0 | 0 | 0 | 0
F3_Commercial_Health (WA)_Existing_Food Preparation_Natural Gas_Food Prep Other_E5 | F3 | Commercial | Health (WA) | Existing | Food Preparation | Natural Gas | Food Prep Other | E5 | PACT BC Ratio | 0 | 0 | 0 | 0 | 0 | 0 | 0 | 0 | 0 | 0 | 0 | 0 | 0 | 0 | 0 | 0 | 0 | 0 | 0 | 0 | 0 | 0 | 0 | 0 | 0 | 0 | 0
F3_Commercial_Health (WA)_Existing_Food Preparation_Natural Gas_Food Prep Other_E6 | F3 | Commercial | Health (WA) | Existing | Food Preparation | Natural Gas | Food Prep Other | E6 | PACT BC Ratio | 0 | 0 | 0 | 0 | 0 | 0 | 0 | 0 | 0 | 0 | 0 | 0 | 0 | 0 | 0 | 0 | 0 | 0 | 0 | 0 | 0 | 0 | 0 | 0 | 0 | 0 | 0
F3_Commercial_Health (WA)_Existing_Food Preparation_Natural Gas_Food Prep Other_E7 | F3 | Commercial | Health (WA) | Existing | Food Preparation | Natural Gas | Food Prep Other | E7 | PACT BC Ratio | 0 | 0 | 0 | 0 | 0 | 0 | 0 | 0 | 0 | 0 | 0 | 0 | 0 | 0 | 0 | 0 | 0 | 0 | 0 | 0 | 0 | 0 | 0 | 0 | 0 | 0 | 0
F3_Commercial_Health (WA)_Existing_Food Preparation_Natural Gas_Food Prep Other_E8 | F3 | Commercial | Health (WA) | Existing | Food Preparation | Natural Gas | Food Prep Other | E8 | PACT BC Ratio | 0 | 0 | 0 | 0 | 0 | 0 | 0 | 0 | 0 | 0 | 0 | 0 | 0 | 0 | 0 | 0 | 0 | 0 | 0 | 0 | 0 | 0 | 0 | 0 | 0 | 0 | 0
F3_Commercial_Health (WA)_Existing_Food Preparation_Natural Gas_Food Prep Other_E9 | F3 | Commercial | Health (WA) | Existing | Food Preparation | Natural Gas | Food Prep Other | E9 | PACT BC Ratio | 0 | 0 | 0 | 0 | 0 | 0 | 0 | 0 | 0 | 0 | 0 | 0 | 0 | 0 | 0 | 0 | 0 | 0 | 0 | 0 | 0 | 0 | 0 | 0 | 0 | 0 | 0
F3_Commercial_Health (WA)_Existing_Food Preparation_Natural Gas_Food Prep Other_E10 | F3 | Commercial | Health (WA) | Existing | Food Preparation | Natural Gas | Food Prep Other | E10 | PACT BC Ratio | 0 | 0 | 0 | 0 | 0 | 0 | 0 | 0 | 0 | 0 | 0 | 0 | 0 | 0 | 0 | 0 | 0 | 0 | 0 | 0 | 0 | 0 | 0 | 0 | 0 | 0 | 0
F4_Commercial_Health (WA)_Existing_Food Preparation_Natural Gas_Food Prep Other_E1 | F4 | Commercial | Health (WA) | Existing | Food Preparation | Natural Gas | Food Prep Other | E1 | RVT BC Ratio | [24 empty] | 1 | 1 | 1 | bar: 2019 to 2042
F4_Commercial_Health (WA)_Existing_Food Preparation_Natural Gas_Food Prep Other_E2 | F4 | Commercial | Health (WA) | Existing | Food Preparation | Natural Gas | Food Prep Other | E2 | RVT BC Ratio | 0.4214 | 0.42184 | 0.42236 | 0.423 | 0.42376 | 0.42477 | 0.4258 | 0.4268 | 0.42772 | 0.42861 | 0.42951 | 0.43033 | 0.43117 | 0.43195 | 0.43261 | 0.43319 | 0.43367 | 0.43412 | 0.43461 | 0.43505 | 0.43549 | 0.4362 | 0.43691 | 0.43765 | 0.4384 | 0.43916 | 0.43994
F4_Commercial_Health (WA)_Existing_Food Preparation_Natural Gas_Food Prep Other_E3 | F4 | Commercial | Health (WA) | Existing | Food Preparation | Natural Gas | Food Prep Other | E3 | RVT BC Ratio | 0 | 0 | 0 | 0 | 0 | 0 | 0 | 0 | 0 | 0 | 0 | 0 | 0 | 0 | 0 | 0 | 0 | 0 | 0 | 0 | 0 | 0 | 0 | 0 | 0 | 0 | 0
F4_Commercial_Health (WA)_Existing_Food Preparation_Natural Gas_Food Prep Other_E4 | F4 | Commercial | Health (WA) | Existing | Food Preparation | Natural Gas | Food Prep Other | E4 | RVT BC Ratio | 0 | 0 | 0 | 0 | 0 | 0 | 0 | 0 | 0 | 0 | 0 | 0 | 0 | 0 | 0 | 0 | 0 | 0 | 0 | 0 | 0 | 0 | 0 | 0 | 0 | 0 | 0
F4_Commercial_Health (WA)_Existing_Food Preparation_Natural Gas_Food Prep Other_E5 | F4 | Commercial | Health (WA) | Existing | Food Preparation | Natural Gas | Food Prep Other | E5 | RVT BC Ratio | 0 | 0 | 0 | 0 | 0 | 0 | 0 | 0 | 0 | 0 | 0 | 0 | 0 | 0 | 0 | 0 | 0 | 0 | 0 | 0 | 0 | 0 | 0 | 0 | 0 | 0 | 0
F4_Commercial_Health (WA)_Existing_Food Preparation_Natural Gas_Food Prep Other_E6 | F4 | Commercial | Health (WA) | Existing | Food Preparation | Natural Gas | Food Prep Other | E6 | RVT BC Ratio | 0 | 0 | 0 | 0 | 0 | 0 | 0 | 0 | 0 | 0 | 0 | 0 | 0 | 0 | 0 | 0 | 0 | 0 | 0 | 0 | 0 | 0 | 0 | 0 | 0 | 0 | 0
F4_Commercial_Health (WA)_Existing_Food Preparation_Natural Gas_Food Prep Other_E7 | F4 | Commercial | Health (WA) | Existing | Food Preparation | Natural Gas | Food Prep Other | E7 | RVT BC Ratio | 0 | 0 | 0 | 0 | 0 | 0 | 0 | 0 | 0 | 0 | 0 | 0 | 0 | 0 | 0 | 0 | 0 | 0 | 0 | 0 | 0 | 0 | 0 | 0 | 0 | 0 | 0
F4_Commercial_Health (WA)_Existing_Food Preparation_Natural Gas_Food Prep Other_E8 | F4 | Commercial | Health (WA) | Existing | Food Preparation | Natural Gas | Food Prep Other | E8 | RVT BC Ratio | 0 | 0 | 0 | 0 | 0 | 0 | 0 | 0 | 0 | 0 | 0 | 0 | 0 | 0 | 0 | 0 | 0 | 0 | 0 | 0 | 0 | 0 | 0 | 0 | 0 | 0 | 0
F4_Commercial_Health (WA)_Existing_Food Preparation_Natural Gas_Food Prep Other_E9 | F4 | Commercial | Health (WA) | Existing | Food Preparation | Natural Gas | Food Prep Other | E9 | RVT BC Ratio | 0 | 0 | 0 | 0 | 0 | 0 | 0 | 0 | 0 | 0 | 0 | 0 | 0 | 0 | 0 | 0 | 0 | 0 | 0 | 0 | 0 | 0 | 0 | 0 | 0 | 0 | 0
F4_Commercial_Health (WA)_Existing_Food Preparation_Natural Gas_Food Prep Other_E10 | F4 | Commercial | Health (WA) | Existing | Food Preparation | Natural Gas | Food Prep Other | E10 | RVT BC Ratio | 0 | 0 | 0 | 0 | 0 | 0 | 0 | 0 | 0 | 0 | 0 | 0 | 0 | 0 | 0 | 0 | 0 | 0 | 0 | 0 | 0 | 0 | 0 | 0 | 0 | 0 | 0
F5_Commercial_Health (WA)_Existing_Food Preparation_Natural Gas_Food Prep Other_E1 | F5 | Commercial | Health (WA) | Existing | Food Preparation | Natural Gas | Food Prep Other | E1 | RIM BC Ratio | [24 empty] | 1 | 1 | 1 | bar: 2019 to 2042
F5_Commercial_Health (WA)_Existing_Food Preparation_Natural Gas_Food Prep Other_E2 | F5 | Commercial | Health (WA) | Existing | Food Preparation | Natural Gas | Food Prep Other | E2 | RIM BC Ratio | 0.035141 | 0.035928 | 0.036916 | 0.038079 | 0.039427 | 0.041119 | 0.042878 | 0.044627 | 0.046312 | 0.04802 | 0.049332 | 0.050551 | 0.051865 | 0.053145 | 0.054274 | 0.05532 | 0.056244 | 0.057152 | 0.058128 | 0.059074 | 0.060048 | 0.061039 | 0.062037 | 0.063066 | 0.064111 | 0.065172 | 0.06625
F5_Commercial_Health (WA)_Existing_Food Preparation_Natural Gas_Food Prep Other_E3 | F5 | Commercial | Health (WA) | Existing | Food Preparation | Natural Gas | Food Prep Other | E3 | RIM BC Ratio | 0 | 0 | 0 | 0 | 0 | 0 | 0 | 0 | 0 | 0 | 0 | 0 | 0 | 0 | 0 | 0 | 0 | 0 | 0 | 0 | 0 | 0 | 0 | 0 | 0 | 0 | 0
F5_Commercial_Health (WA)_Existing_Food Preparation_Natural Gas_Food Prep Other_E4 | F5 | Commercial | Health (WA) | Existing | Food Preparation | Natural Gas | Food Prep Other | E4 | RIM BC Ratio | 0 | 0 | 0 | 0 | 0 | 0 | 0 | 0 | 0 | 0 | 0 | 0 | 0 | 0 | 0 | 0 | 0 | 0 | 0 | 0 | 0 | 0 | 0 | 0 | 0 | 0 | 0
F5_Commercial_Health (WA)_Existing_Food Preparation_Natural Gas_Food Prep Other_E5 | F5 | Commercial | Health (WA) | Existing | Food Preparation | Natural Gas | Food Prep Other | E5 | RIM BC Ratio | 0 | 0 | 0 | 0 | 0 | 0 | 0 | 0 | 0 | 0 | 0 | 0 | 0 | 0 | 0 | 0 | 0 | 0 | 0 | 0 | 0 | 0 | 0 | 0 | 0 | 0 | 0
F5_Commercial_Health (WA)_Existing_Food Preparation_Natural Gas_Food Prep Other_E6 | F5 | Commercial | Health (WA) | Existing | Food Preparation | Natural Gas | Food Prep Other | E6 | RIM BC Ratio | 0 | 0 | 0 | 0 | 0 | 0 | 0 | 0 | 0 | 0 | 0 | 0 | 0 | 0 | 0 | 0 | 0 | 0 | 0 | 0 | 0 | 0 | 0 | 0 | 0 | 0 | 0
F5_Commercial_Health (WA)_Existing_Food Preparation_Natural Gas_Food Prep Other_E7 | F5 | Commercial | Health (WA) | Existing | Food Preparation | Natural Gas | Food Prep Other | E7 | RIM BC Ratio | 0 | 0 | 0 | 0 | 0 | 0 | 0 | 0 | 0 | 0 | 0 | 0 | 0 | 0 | 0 | 0 | 0 | 0 | 0 | 0 | 0 | 0 | 0 | 0 | 0 | 0 | 0
F5_Commercial_Health (WA)_Existing_Food Preparation_Natural Gas_Food Prep Other_E8 | F5 | Commercial | Health (WA) | Existing | Food Preparation | Natural Gas | Food Prep Other | E8 | RIM BC Ratio | 0 | 0 | 0 | 0 | 0 | 0 | 0 | 0 | 0 | 0 | 0 | 0 | 0 | 0 | 0 | 0 | 0 | 0 | 0 | 0 | 0 | 0 | 0 | 0 | 0 | 0 | 0
F5_Commercial_Health (WA)_Existing_Food Preparation_Natural Gas_Food Prep Other_E9 | F5 | Commercial | Health (WA) | Existing | Food Preparation | Natural Gas | Food Prep Other | E9 | RIM BC Ratio | 0 | 0 | 0 | 0 | 0 | 0 | 0 | 0 | 0 | 0 | 0 | 0 | 0 | 0 | 0 | 0 | 0 | 0 | 0 | 0 | 0 | 0 | 0 | 0 | 0 | 0 | 0
F5_Commercial_Health (WA)_Existing_Food Preparation_Natural Gas_Food Prep Other_E10 | F5 | Commercial | Health (WA) | Existing | Food Preparation | Natural Gas | Food Prep Other | E10 | RIM BC Ratio | 0 | 0 | 0 | 0 | 0 | 0 | 0 | 0 | 0 | 0 | 0 | 0 | 0 | 0 | 0 | 0 | 0 | 0 | 0 | 0 | 0 | 0 | 0 | 0 | 0 | 0 | 0
F0_Commercial_Health (WA)_Existing_Miscellaneous_Natural Gas_Pool Heater_E0 | F0 | Commercial | Health (WA) | Existing | Miscellaneous | Natural Gas | Pool Heater | E0 | Economic Unit | Standard (EF .82) | Standard (EF .82) | Standard (EF .82) | Standard (EF .82) | Standard (EF .82) | Standard (EF .82) | Standard (EF .82) | Standard (EF .82) | Standard (EF .82) | Standard (EF .82) | Standard (EF .82) | Standard (EF .82) | Standard (EF .82) | Standard (EF .82) | Standard (EF .82) | Standard (EF .82) | Standard (EF .82) | Standard (EF .82) | Standard (EF .82) | Standard (EF .82) | Standard (EF .82) | Standard (EF .82) | Standard (EF .82) | Standard (EF .82) | Standard (EF .82) | Standard (EF .82) | Standard (EF .82)
F1_Commercial_Health (WA)_Existing_Miscellaneous_Natural Gas_Pool Heater_E1 | F1 | Commercial | Health (WA) | Existing | Miscellaneous | Natural Gas | Pool Heater | E1 | CCE | 0 | 0 | 0 | 0 | 0 | 0 | 0 | 0 | 0 | 0 | 0 | 0 | 0 | 0 | 0 | 0 | 0 | 0 | 0 | 0 | 0 | 0 | 0 | 0 | 0 | 0 | 0
F1_Commercial_Health (WA)_Existing_Miscellaneous_Natural Gas_Pool Heater_E2 | F1 | Commercial | Health (WA) | Existing | Miscellaneous | Natural Gas | Pool Heater | E2 | CCE | 0.013474 | 0.013474 | 0.013474 | 0.013474 | 0.013474 | 0.013474 | 0.013474 | 0.013474 | 0.013474 | 0.013474 | 0.013474 | 0.013474 | 0.013474 | 0.013474 | 0.013474 | 0.013474 | 0.013474 | 0.013474 | 0.013474 | 0.013474 | 0.013474 | 0.013474 | 0.013474 | 0.013474 | 0.013474 | 0.013474 | 0.013474
F1_Commercial_Health (WA)_Existing_Miscellaneous_Natural Gas_Pool Heater_E3 | F1 | Commercial | Health (WA) | Existing | Miscellaneous | Natural Gas | Pool Heater | E3 | CCE | 0 | 0 | 0 | 0 | 0 | 0 | 0 | 0 | 0 | 0 | 0 | 0 | 0 | 0 | 0 | 0 | 0 | 0 | 0 | 0 | 0 | 0 | 0 | 0 | 0 | 0 | 0
F1_Commercial_Health (WA)_Existing_Miscellaneous_Natural Gas_Pool Heater_E4 | F1 | Commercial | Health (WA) | Existing | Miscellaneous | Natural Gas | Pool Heater | E4 | CCE | 0 | 0 | 0 | 0 | 0 | 0 | 0 | 0 | 0 | 0 | 0 | 0 | 0 | 0 | 0 | 0 | 0 | 0 | 0 | 0 | 0 | 0 | 0 | 0 | 0 | 0 | 0
F1_Commercial_Health (WA)_Existing_Miscellaneous_Natural Gas_Pool Heater_E5 | F1 | Commercial | Health (WA) | Existing | Miscellaneous | Natural Gas | Pool Heater | E5 | CCE | 0 | 0 | 0 | 0 | 0 | 0 | 0 | 0 | 0 | 0 | 0 | 0 | 0 | 0 | 0 | 0 | 0 | 0 | 0 | 0 | 0 | 0 | 0 | 0 | 0 | 0 | 0
F1_Commercial_Health (WA)_Existing_Miscellaneous_Natural Gas_Pool Heater_E6 | F1 | Commercial | Health (WA) | Existing | Miscellaneous | Natural Gas | Pool Heater | E6 | CCE | 0 | 0 | 0 | 0 | 0 | 0 | 0 | 0 | 0 | 0 | 0 | 0 | 0 | 0 | 0 | 0 | 0 | 0 | 0 | 0 | 0 | 0 | 0 | 0 | 0 | 0 | 0
F1_Commercial_Health (WA)_Existing_Miscellaneous_Natural Gas_Pool Heater_E7 | F1 | Commercial | Health (WA) | Existing | Miscellaneous | Natural Gas | Pool Heater | E7 | CCE | 0 | 0 | 0 | 0 | 0 | 0 | 0 | 0 | 0 | 0 | 0 | 0 | 0 | 0 | 0 | 0 | 0 | 0 | 0 | 0 | 0 | 0 | 0 | 0 | 0 | 0 | 0
F1_Commercial_Health (WA)_Existing_Miscellaneous_Natural Gas_Pool Heater_E8 | F1 | Commercial | Health (WA) | Existing | Miscellaneous | Natural Gas | Pool Heater | E8 | CCE | 0 | 0 | 0 | 0 | 0 | 0 | 0 | 0 | 0 | 0 | 0 | 0 | 0 | 0 | 0 | 0 | 0 | 0 | 0 | 0 | 0 | 0 | 0 | 0 | 0 | 0 | 0
F1_Commercial_Health (WA)_Existing_Miscellaneous_Natural Gas_Pool Heater_E9 | F1 | Commercial | Health (WA) | Existing | Miscellaneous | Natural Gas | Pool Heater | E9 | CCE | 0 | 0 | 0 | 0 | 0 | 0 | 0 | 0 | 0 | 0 | 0 | 0 | 0 | 0 | 0 | 0 | 0 | 0 | 0 | 0 | 0 | 0 | 0 | 0 | 0 | 0 | 0
F1_Commercial_Health (WA)_Existing_Miscellaneous_Natural Gas_Pool Heater_E10 | F1 | Commercial | Health (WA) | Existing | Miscellaneous | Natural Gas | Pool Heater | E10 | CCE | 0 | 0 | 0 | 0 | 0 | 0 | 0 | 0 | 0 | 0 | 0 | 0 | 0 | 0 | 0 | 0 | 0 | 0 | 0 | 0 | 0 | 0 | 0 | 0 | 0 | 0 | 0
F2_Commercial_Health (WA)_Existing_Miscellaneous_Natural Gas_Pool Heater_E1 | F2 | Commercial | Health (WA) | Existing | Miscellaneous | Natural Gas | Pool Heater | E1 | TRC BC Ratio | [24 empty] | 1 | 1 | 1 | bar: 2019 to 2042
F2_Commercial_Health (WA)_Existing_Miscellaneous_Natural Gas_Pool Heater_E2 | F2 | Commercial | Health (WA) | Existing | Miscellaneous | Natural Gas | Pool Heater | E2 | TRC BC Ratio | 0.24558 | 0.24744 | 0.25144 | 0.25792 | 0.26685 | 0.27983 | 0.29405 | 0.30832 | 0.32213 | 0.3369 | 0.34804 | 0.3585 | 0.37033 | 0.38173 | 0.39129 | 0.39986 | 0.40688 | 0.4136 | 0.42102 | 0.42801 | 0.43524 | 0.44289 | 0.45057 | 0.45857 | 0.46672 | 0.47501 | 0.48345
F2_Commercial_Health (WA)_Existing_Miscellaneous_Natural Gas_Pool Heater_E3 | F2 | Commercial | Health (WA) | Existing | Miscellaneous | Natural Gas | Pool Heater | E3 | TRC BC Ratio | 0 | 0 | 0 | 0 | 0 | 0 | 0 | 0 | 0 | 0 | 0 | 0 | 0 | 0 | 0 | 0 | 0 | 0 | 0 | 0 | 0 | 0 | 0 | 0 | 0 | 0 | 0
F2_Commercial_Health (WA)_Existing_Miscellaneous_Natural Gas_Pool Heater_E4 | F2 | Commercial | Health (WA) | Existing | Miscellaneous | Natural Gas | Pool Heater | E4 | TRC BC Ratio | 0 | 0 | 0 | 0 | 0 | 0 | 0 | 0 | 0 | 0 | 0 | 0 | 0 | 0 | 0 | 0 | 0 | 0 | 0 | 0 | 0 | 0 | 0 | 0 | 0 | 0 | 0
F2_Commercial_Health (WA)_Existing_Miscellaneous_Natural Gas_Pool Heater_E5 | F2 | Commercial | Health (WA) | Existing | Miscellaneous | Natural Gas | Pool Heater | E5 | TRC BC Ratio | 0 | 0 | 0 | 0 | 0 | 0 | 0 | 0 | 0 | 0 | 0 | 0 | 0 | 0 | 0 | 0 | 0 | 0 | 0 | 0 | 0 | 0 | 0 | 0 | 0 | 0 | 0
F2_Commercial_Health (WA)_Existing_Miscellaneous_Natural Gas_Pool Heater_E6 | F2 | Commercial | Health (WA) | Existing | Miscellaneous | Natural Gas | Pool Heater | E6 | TRC BC Ratio | 0 | 0 | 0 | 0 | 0 | 0 | 0 | 0 | 0 | 0 | 0 | 0 | 0 | 0 | 0 | 0 | 0 | 0 | 0 | 0 | 0 | 0 | 0 | 0 | 0 | 0 | 0
F2_Commercial_Health (WA)_Existing_Miscellaneous_Natural Gas_Pool Heater_E7 | F2 | Commercial | Health (WA) | Existing | Miscellaneous | Natural Gas | Pool Heater | E7 | TRC BC Ratio | 0 | 0 | 0 | 0 | 0 | 0 | 0 | 0 | 0 | 0 | 0 | 0 | 0 | 0 | 0 | 0 | 0 | 0 | 0 | 0 | 0 | 0 | 0 | 0 | 0 | 0 | 0
F2_Commercial_Health (WA)_Existing_Miscellaneous_Natural Gas_Pool Heater_E8 | F2 | Commercial | Health (WA) | Existing | Miscellaneous | Natural Gas | Pool Heater | E8 | TRC BC Ratio | 0 | 0 | 0 | 0 | 0 | 0 | 0 | 0 | 0 | 0 | 0 | 0 | 0 | 0 | 0 | 0 | 0 | 0 | 0 | 0 | 0 | 0 | 0 | 0 | 0 | 0 | 0
F2_Commercial_Health (WA)_Existing_Miscellaneous_Natural Gas_Pool Heater_E9 | F2 | Commercial | Health (WA) | Existing | Miscellaneous | Natural Gas | Pool Heater | E9 | TRC BC Ratio | 0 | 0 | 0 | 0 | 0 | 0 | 0 | 0 | 0 | 0 | 0 | 0 | 0 | 0 | 0 | 0 | 0 | 0 | 0 | 0 | 0 | 0 | 0 | 0 | 0 | 0 | 0
F2_Commercial_Health (WA)_Existing_Miscellaneous_Natural Gas_Pool Heater_E10 | F2 | Commercial | Health (WA) | Existing | Miscellaneous | Natural Gas | Pool Heater | E10 | TRC BC Ratio | 0 | 0 | 0 | 0 | 0 | 0 | 0 | 0 | 0 | 0 | 0 | 0 | 0 | 0 | 0 | 0 | 0 | 0 | 0 | 0 | 0 | 0 | 0 | 0 | 0 | 0 | 0
F3_Commercial_Health (WA)_Existing_Miscellaneous_Natural Gas_Pool Heater_E1 | F3 | Commercial | Health (WA) | Existing | Miscellaneous | Natural Gas | Pool Heater | E1 | PACT BC Ratio | [24 empty] | 1 | 1 | 1 | bar: 2019 to 2042
F3_Commercial_Health (WA)_Existing_Miscellaneous_Natural Gas_Pool Heater_E2 | F3 | Commercial | Health (WA) | Existing | Miscellaneous | Natural Gas | Pool Heater | E2 | PACT BC Ratio | 0.60931 | 0.61394 | 0.62387 | 0.63995 | 0.66211 | 0.69429 | 0.72958 | 0.76498 | 0.79925 | 0.8359 | 0.86355 | 0.8895 | 0.91884 | 0.94714 | 0.97086 | 0.99213 | 1.0095 | 1.0262 | 1.0446 | 1.062 | 1.0799 | 1.0989 | 1.1179 | 1.1378 | 1.158 | 1.1786 | 1.1995
F3_Commercial_Health (WA)_Existing_Miscellaneous_Natural Gas_Pool Heater_E3 | F3 | Commercial | Health (WA) | Existing | Miscellaneous | Natural Gas | Pool Heater | E3 | PACT BC Ratio | 0 | 0 | 0 | 0 | 0 | 0 | 0 | 0 | 0 | 0 | 0 | 0 | 0 | 0 | 0 | 0 | 0 | 0 | 0 | 0 | 0 | 0 | 0 | 0 | 0 | 0 | 0
F3_Commercial_Health (WA)_Existing_Miscellaneous_Natural Gas_Pool Heater_E4 | F3 | Commercial | Health (WA) | Existing | Miscellaneous | Natural Gas | Pool Heater | E4 | PACT BC Ratio | 0 | 0 | 0 | 0 | 0 | 0 | 0 | 0 | 0 | 0 | 0 | 0 | 0 | 0 | 0 | 0 | 0 | 0 | 0 | 0 | 0 | 0 | 0 | 0 | 0 | 0 | 0
F3_Commercial_Health (WA)_Existing_Miscellaneous_Natural Gas_Pool Heater_E5 | F3 | Commercial | Health (WA) | Existing | Miscellaneous | Natural Gas | Pool Heater | E5 | PACT BC Ratio | 0 | 0 | 0 | 0 | 0 | 0 | 0 | 0 | 0 | 0 | 0 | 0 | 0 | 0 | 0 | 0 | 0 | 0 | 0 | 0 | 0 | 0 | 0 | 0 | 0 | 0 | 0
F3_Commercial_Health (WA)_Existing_Miscellaneous_Natural Gas_Pool Heater_E6 | F3 | Commercial | Health (WA) | Existing | Miscellaneous | Natural Gas | Pool Heater | E6 | PACT BC Ratio | 0 | 0 | 0 | 0 | 0 | 0 | 0 | 0 | 0 | 0 | 0 | 0 | 0 | 0 | 0 | 0 | 0 | 0 | 0 | 0 | 0 | 0 | 0 | 0 | 0 | 0 | 0
F3_Commercial_Health (WA)_Existing_Miscellaneous_Natural Gas_Pool Heater_E7 | F3 | Commercial | Health (WA) | Existing | Miscellaneous | Natural Gas | Pool Heater | E7 | PACT BC Ratio | 0 | 0 | 0 | 0 | 0 | 0 | 0 | 0 | 0 | 0 | 0 | 0 | 0 | 0 | 0 | 0 | 0 | 0 | 0 | 0 | 0 | 0 | 0 | 0 | 0 | 0 | 0
F3_Commercial_Health (WA)_Existing_Miscellaneous_Natural Gas_Pool Heater_E8 | F3 | Commercial | Health (WA) | Existing | Miscellaneous | Natural Gas | Pool Heater | E8 | PACT BC Ratio | 0 | 0 | 0 | 0 | 0 | 0 | 0 | 0 | 0 | 0 | 0 | 0 | 0 | 0 | 0 | 0 | 0 | 0 | 0 | 0 | 0 | 0 | 0 | 0 | 0 | 0 | 0
F3_Commercial_Health (WA)_Existing_Miscellaneous_Natural Gas_Pool Heater_E9 | F3 | Commercial | Health (WA) | Existing | Miscellaneous | Natural Gas | Pool Heater | E9 | PACT BC Ratio | 0 | 0 | 0 | 0 | 0 | 0 | 0 | 0 | 0 | 0 | 0 | 0 | 0 | 0 | 0 | 0 | 0 | 0 | 0 | 0 | 0 | 0 | 0 | 0 | 0 | 0 | 0
F3_Commercial_Health (WA)_Existing_Miscellaneous_Natural Gas_Pool Heater_E10 | F3 | Commercial | Health (WA) | Existing | Miscellaneous | Natural Gas | Pool Heater | E10 | PACT BC Ratio | 0 | 0 | 0 | 0 | 0 | 0 | 0 | 0 | 0 | 0 | 0 | 0 | 0 | 0 | 0 | 0 | 0 | 0 | 0 | 0 | 0 | 0 | 0 | 0 | 0 | 0 | 0
F4_Commercial_Health (WA)_Existing_Miscellaneous_Natural Gas_Pool Heater_E1 | F4 | Commercial | Health (WA) | Existing | Miscellaneous | Natural Gas | Pool Heater | E1 | RVT BC Ratio | [24 empty] | 1 | 1 | 1 | bar: 2019 to 2042
F4_Commercial_Health (WA)_Existing_Miscellaneous_Natural Gas_Pool Heater_E2 | F4 | Commercial | Health (WA) | Existing | Miscellaneous | Natural Gas | Pool Heater | E2 | RVT BC Ratio | 0.63728 | 0.63996 | 0.6448 | 0.65211 | 0.66171 | 0.67568 | 0.68979 | 0.70332 | 0.71552 | 0.72835 | 0.74306 | 0.75687 | 0.77248 | 0.78692 | 0.7982 | 0.80735 | 0.81352 | 0.81821 | 0.82349 | 0.82781 | 0.83205 | 0.84168 | 0.85136 | 0.86145 | 0.87171 | 0.88216 | 0.89279
F4_Commercial_Health (WA)_Existing_Miscellaneous_Natural Gas_Pool Heater_E3 | F4 | Commercial | Health (WA) | Existing | Miscellaneous | Natural Gas | Pool Heater | E3 | RVT BC Ratio | 0 | 0 | 0 | 0 | 0 | 0 | 0 | 0 | 0 | 0 | 0 | 0 | 0 | 0 | 0 | 0 | 0 | 0 | 0 | 0 | 0 | 0 | 0 | 0 | 0 | 0 | 0
F4_Commercial_Health (WA)_Existing_Miscellaneous_Natural Gas_Pool Heater_E4 | F4 | Commercial | Health (WA) | Existing | Miscellaneous | Natural Gas | Pool Heater | E4 | RVT BC Ratio | 0 | 0 | 0 | 0 | 0 | 0 | 0 | 0 | 0 | 0 | 0 | 0 | 0 | 0 | 0 | 0 | 0 | 0 | 0 | 0 | 0 | 0 | 0 | 0 | 0 | 0 | 0
F4_Commercial_Health (WA)_Existing_Miscellaneous_Natural Gas_Pool Heater_E5 | F4 | Commercial | Health (WA) | Existing | Miscellaneous | Natural Gas | Pool Heater | E5 | RVT BC Ratio | 0 | 0 | 0 | 0 | 0 | 0 | 0 | 0 | 0 | 0 | 0 | 0 | 0 | 0 | 0 | 0 | 0 | 0 | 0 | 0 | 0 | 0 | 0 | 0 | 0 | 0 | 0
F4_Commercial_Health (WA)_Existing_Miscellaneous_Natural Gas_Pool Heater_E6 | F4 | Commercial | Health (WA) | Existing | Miscellaneous | Natural Gas | Pool Heater | E6 | RVT BC Ratio | 0 | 0 | 0 | 0 | 0 | 0 | 0 | 0 | 0 | 0 | 0 | 0 | 0 | 0 | 0 | 0 | 0 | 0 | 0 | 0 | 0 | 0 | 0 | 0 | 0 | 0 | 0
F4_Commercial_Health (WA)_Existing_Miscellaneous_Natural Gas_Pool Heater_E7 | F4 | Commercial | Health (WA) | Existing | Miscellaneous | Natural Gas | Pool Heater | E7 | RVT BC Ratio | 0 | 0 | 0 | 0 | 0 | 0 | 0 | 0 | 0 | 0 | 0 | 0 | 0 | 0 | 0 | 0 | 0 | 0 | 0 | 0 | 0 | 0 | 0 | 0 | 0 | 0 | 0
F4_Commercial_Health (WA)_Existing_Miscellaneous_Natural Gas_Pool Heater_E8 | F4 | Commercial | Health (WA) | Existing | Miscellaneous | Natural Gas | Pool Heater | E8 | RVT BC Ratio | 0 | 0 | 0 | 0 | 0 | 0 | 0 | 0 | 0 | 0 | 0 | 0 | 0 | 0 | 0 | 0 | 0 | 0 | 0 | 0 | 0 | 0 | 0 | 0 | 0 | 0 | 0
F4_Commercial_Health (WA)_Existing_Miscellaneous_Natural Gas_Pool Heater_E9 | F4 | Commercial | Health (WA) | Existing | Miscellaneous | Natural Gas | Pool Heater | E9 | RVT BC Ratio | 0 | 0 | 0 | 0 | 0 | 0 | 0 | 0 | 0 | 0 | 0 | 0 | 0 | 0 | 0 | 0 | 0 | 0 | 0 | 0 | 0 | 0 | 0 | 0 | 0 | 0 | 0
F4_Commercial_Health (WA)_Existing_Miscellaneous_Natural Gas_Pool Heater_E10 | F4 | Commercial | Health (WA) | Existing | Miscellaneous | Natural Gas | Pool Heater | E10 | RVT BC Ratio | 0 | 0 | 0 | 0 | 0 | 0 | 0 | 0 | 0 | 0 | 0 | 0 | 0 | 0 | 0 | 0 | 0 | 0 | 0 | 0 | 0 | 0 | 0 | 0 | 0 | 0 | 0
F5_Commercial_Health (WA)_Existing_Miscellaneous_Natural Gas_Pool Heater_E1 | F5 | Commercial | Health (WA) | Existing | Miscellaneous | Natural Gas | Pool Heater | E1 | RIM BC Ratio | [24 empty] | 1 | 1 | 1 | bar: 2019 to 2042
F5_Commercial_Health (WA)_Existing_Miscellaneous_Natural Gas_Pool Heater_E2 | F5 | Commercial | Health (WA) | Existing | Miscellaneous | Natural Gas | Pool Heater | E2 | RIM BC Ratio | 0.35197 | 0.3535 | 0.35717 | 0.36322 | 0.37161 | 0.38346 | 0.39657 | 0.40958 | 0.42222 | 0.43548 | 0.44287 | 0.4496 | 0.45697 | 0.46415 | 0.4704 | 0.47633 | 0.48175 | 0.48744 | 0.49363 | 0.49972 | 0.50607 | 0.5102 | 0.51427 | 0.51843 | 0.52259 | 0.52674 | 0.53088
F5_Commercial_Health (WA)_Existing_Miscellaneous_Natural Gas_Pool Heater_E3 | F5 | Commercial | Health (WA) | Existing | Miscellaneous | Natural Gas | Pool Heater | E3 | RIM BC Ratio | 0 | 0 | 0 | 0 | 0 | 0 | 0 | 0 | 0 | 0 | 0 | 0 | 0 | 0 | 0 | 0 | 0 | 0 | 0 | 0 | 0 | 0 | 0 | 0 | 0 | 0 | 0
F5_Commercial_Health (WA)_Existing_Miscellaneous_Natural Gas_Pool Heater_E4 | F5 | Commercial | Health (WA) | Existing | Miscellaneous | Natural Gas | Pool Heater | E4 | RIM BC Ratio | 0 | 0 | 0 | 0 | 0 | 0 | 0 | 0 | 0 | 0 | 0 | 0 | 0 | 0 | 0 | 0 | 0 | 0 | 0 | 0 | 0 | 0 | 0 | 0 | 0 | 0 | 0
F5_Commercial_Health (WA)_Existing_Miscellaneous_Natural Gas_Pool Heater_E5 | F5 | Commercial | Health (WA) | Existing | Miscellaneous | Natural Gas | Pool Heater | E5 | RIM BC Ratio | 0 | 0 | 0 | 0 | 0 | 0 | 0 | 0 | 0 | 0 | 0 | 0 | 0 | 0 | 0 | 0 | 0 | 0 | 0 | 0 | 0 | 0 | 0 | 0 | 0 | 0 | 0
F5_Commercial_Health (WA)_Existing_Miscellaneous_Natural Gas_Pool Heater_E6 | F5 | Commercial | Health (WA) | Existing | Miscellaneous | Natural Gas | Pool Heater | E6 | RIM BC Ratio | 0 | 0 | 0 | 0 | 0 | 0 | 0 | 0 | 0 | 0 | 0 | 0 | 0 | 0 | 0 | 0 | 0 | 0 | 0 | 0 | 0 | 0 | 0 | 0 | 0 | 0 | 0
F5_Commercial_Health (WA)_Existing_Miscellaneous_Natural Gas_Pool Heater_E7 | F5 | Commercial | Health (WA) | Existing | Miscellaneous | Natural Gas | Pool Heater | E7 | RIM BC Ratio | 0 | 0 | 0 | 0 | 0 | 0 | 0 | 0 | 0 | 0 | 0 | 0 | 0 | 0 | 0 | 0 | 0 | 0 | 0 | 0 | 0 | 0 | 0 | 0 | 0 | 0 | 0
F5_Commercial_Health (WA)_Existing_Miscellaneous_Natural Gas_Pool Heater_E8 | F5 | Commercial | Health (WA) | Existing | Miscellaneous | Natural Gas | Pool Heater | E8 | RIM BC Ratio | 0 | 0 | 0 | 0 | 0 | 0 | 0 | 0 | 0 | 0 | 0 | 0 | 0 | 0 | 0 | 0 | 0 | 0 | 0 | 0 | 0 | 0 | 0 | 0 | 0 | 0 | 0
F5_Commercial_Health (WA)_Existing_Miscellaneous_Natural Gas_Pool Heater_E9 | F5 | Commercial | Health (WA) | Existing | Miscellaneous | Natural Gas | Pool Heater | E9 | RIM BC Ratio | 0 | 0 | 0 | 0 | 0 | 0 | 0 | 0 | 0 | 0 | 0 | 0 | 0 | 0 | 0 | 0 | 0 | 0 | 0 | 0 | 0 | 0 | 0 | 0 | 0 | 0 | 0
F5_Commercial_Health (WA)_Existing_Miscellaneous_Natural Gas_Pool Heater_E10 | F5 | Commercial | Health (WA) | Existing | Miscellaneous | Natural Gas | Pool Heater | E10 | RIM BC Ratio | 0 | 0 | 0 | 0 | 0 | 0 | 0 | 0 | 0 | 0 | 0 | 0 | 0 | 0 | 0 | 0 | 0 | 0 | 0 | 0 | 0 | 0 | 0 | 0 | 0 | 0 | 0
F0_Commercial_Health (WA)_Existing_Miscellaneous_Natural Gas_Miscellaneous_E0 | F0 | Commercial | Health (WA) | Existing | Miscellaneous | Natural Gas | Miscellaneous | E0 | Economic Unit | Standard | Standard | Standard | Standard | Standard | Standard | Standard | Standard | Standard | Standard | Standard | Standard | Standard | Standard | Standard | Standard | Standard | Standard | Standard | Standard | Standard | Standard | Standard | Standard | Standard | Standard | Standard
F1_Commercial_Health (WA)_Existing_Miscellaneous_Natural Gas_Miscellaneous_E1 | F1 | Commercial | Health (WA) | Existing | Miscellaneous | Natural Gas | Miscellaneous | E1 | CCE | 0 | 0 | 0 | 0 | 0 | 0 | 0 | 0 | 0 | 0 | 0 | 0 | 0 | 0 | 0 | 0 | 0 | 0 | 0 | 0 | 0 | 0 | 0 | 0 | 0 | 0 | 0
F1_Commercial_Health (WA)_Existing_Miscellaneous_Natural Gas_Miscellaneous_E2 | F1 | Commercial | Health (WA) | Existing | Miscellaneous | Natural Gas | Miscellaneous | E2 | CCE | 0 | 0 | 0 | 0 | 0 | 0 | 0 | 0 | 0 | 0 | 0 | 0 | 0 | 0 | 0 | 0 | 0 | 0 | 0 | 0 | 0 | 0 | 0 | 0 | 0 | 0 | 0
F1_Commercial_Health (WA)_Existing_Miscellaneous_Natural Gas_Miscellaneous_E3 | F1 | Commercial | Health (WA) | Existing | Miscellaneous | Natural Gas | Miscellaneous | E3 | CCE | 0 | 0 | 0 | 0 | 0 | 0 | 0 | 0 | 0 | 0 | 0 | 0 | 0 | 0 | 0 | 0 | 0 | 0 | 0 | 0 | 0 | 0 | 0 | 0 | 0 | 0 | 0
F1_Commercial_Health (WA)_Existing_Miscellaneous_Natural Gas_Miscellaneous_E4 | F1 | Commercial | Health (WA) | Existing | Miscellaneous | Natural Gas | Miscellaneous | E4 | CCE | 0 | 0 | 0 | 0 | 0 | 0 | 0 | 0 | 0 | 0 | 0 | 0 | 0 | 0 | 0 | 0 | 0 | 0 | 0 | 0 | 0 | 0 | 0 | 0 | 0 | 0 | 0
F1_Commercial_Health (WA)_Existing_Miscellaneous_Natural Gas_Miscellaneous_E5 | F1 | Commercial | Health (WA) | Existing | Miscellaneous | Natural Gas | Miscellaneous | E5 | CCE | 0 | 0 | 0 | 0 | 0 | 0 | 0 | 0 | 0 | 0 | 0 | 0 | 0 | 0 | 0 | 0 | 0 | 0 | 0 | 0 | 0 | 0 | 0 | 0 | 0 | 0 | 0
F1_Commercial_Health (WA)_Existing_Miscellaneous_Natural Gas_Miscellaneous_E6 | F1 | Commercial | Health (WA) | Existing | Miscellaneous | Natural Gas | Miscellaneous | E6 | CCE | 0 | 0 | 0 | 0 | 0 | 0 | 0 | 0 | 0 | 0 | 0 | 0 | 0 | 0 | 0 | 0 | 0 | 0 | 0 | 0 | 0 | 0 | 0 | 0 | 0 | 0 | 0
F1_Commercial_Health (WA)_Existing_Miscellaneous_Natural Gas_Miscellaneous_E7 | F1 | Commercial | Health (WA) | Existing | Miscellaneous | Natural Gas | Miscellaneous | E7 | CCE | 0 | 0 | 0 | 0 | 0 | 0 | 0 | 0 | 0 | 0 | 0 | 0 | 0 | 0 | 0 | 0 | 0 | 0 | 0 | 0 | 0 | 0 | 0 | 0 | 0 | 0 | 0
F1_Commercial_Health (WA)_Existing_Miscellaneous_Natural Gas_Miscellaneous_E8 | F1 | Commercial | Health (WA) | Existing | Miscellaneous | Natural Gas | Miscellaneous | E8 | CCE | 0 | 0 | 0 | 0 | 0 | 0 | 0 | 0 | 0 | 0 | 0 | 0 | 0 | 0 | 0 | 0 | 0 | 0 | 0 | 0 | 0 | 0 | 0 | 0 | 0 | 0 | 0
F1_Commercial_Health (WA)_Existing_Miscellaneous_Natural Gas_Miscellaneous_E9 | F1 | Commercial | Health (WA) | Existing | Miscellaneous | Natural Gas | Miscellaneous | E9 | CCE | 0 | 0 | 0 | 0 | 0 | 0 | 0 | 0 | 0 | 0 | 0 | 0 | 0 | 0 | 0 | 0 | 0 | 0 | 0 | 0 | 0 | 0 | 0 | 0 | 0 | 0 | 0
F1_Commercial_Health (WA)_Existing_Miscellaneous_Natural Gas_Miscellaneous_E10 | F1 | Commercial | Health (WA) | Existing | Miscellaneous | Natural Gas | Miscellaneous | E10 | CCE | 0 | 0 | 0 | 0 | 0 | 0 | 0 | 0 | 0 | 0 | 0 | 0 | 0 | 0 | 0 | 0 | 0 | 0 | 0 | 0 | 0 | 0 | 0 | 0 | 0 | 0 | 0
F2_Commercial_Health (WA)_Existing_Miscellaneous_Natural Gas_Miscellaneous_E1 | F2 | Commercial | Health (WA) | Existing | Miscellaneous | Natural Gas | Miscellaneous | E1 | TRC BC Ratio | [24 empty] | 1 | 1 | 1 | bar: 2019 to 2042
F2_Commercial_Health (WA)_Existing_Miscellaneous_Natural Gas_Miscellaneous_E2 | F2 | Commercial | Health (WA) | Existing | Miscellaneous | Natural Gas | Miscellaneous | E2 | TRC BC Ratio | 0 | 0 | 0 | 0 | 0 | 0 | 0 | 0 | 0 | 0 | 0 | 0 | 0 | 0 | 0 | 0 | 0 | 0 | 0 | 0 | 0 | 0 | 0 | 0 | 0 | 0 | 0
F2_Commercial_Health (WA)_Existing_Miscellaneous_Natural Gas_Miscellaneous_E3 | F2 | Commercial | Health (WA) | Existing | Miscellaneous | Natural Gas | Miscellaneous | E3 | TRC BC Ratio | 0 | 0 | 0 | 0 | 0 | 0 | 0 | 0 | 0 | 0 | 0 | 0 | 0 | 0 | 0 | 0 | 0 | 0 | 0 | 0 | 0 | 0 | 0 | 0 | 0 | 0 | 0
F2_Commercial_Health (WA)_Existing_Miscellaneous_Natural Gas_Miscellaneous_E4 | F2 | Commercial | Health (WA) | Existing | Miscellaneous | Natural Gas | Miscellaneous | E4 | TRC BC Ratio | 0 | 0 | 0 | 0 | 0 | 0 | 0 | 0 | 0 | 0 | 0 | 0 | 0 | 0 | 0 | 0 | 0 | 0 | 0 | 0 | 0 | 0 | 0 | 0 | 0 | 0 | 0
F2_Commercial_Health (WA)_Existing_Miscellaneous_Natural Gas_Miscellaneous_E5 | F2 | Commercial | Health (WA) | Existing | Miscellaneous | Natural Gas | Miscellaneous | E5 | TRC BC Ratio | 0 | 0 | 0 | 0 | 0 | 0 | 0 | 0 | 0 | 0 | 0 | 0 | 0 | 0 | 0 | 0 | 0 | 0 | 0 | 0 | 0 | 0 | 0 | 0 | 0 | 0 | 0
F2_Commercial_Health (WA)_Existing_Miscellaneous_Natural Gas_Miscellaneous_E6 | F2 | Commercial | Health (WA) | Existing | Miscellaneous | Natural Gas | Miscellaneous | E6 | TRC BC Ratio | 0 | 0 | 0 | 0 | 0 | 0 | 0 | 0 | 0 | 0 | 0 | 0 | 0 | 0 | 0 | 0 | 0 | 0 | 0 | 0 | 0 | 0 | 0 | 0 | 0 | 0 | 0
F2_Commercial_Health (WA)_Existing_Miscellaneous_Natural Gas_Miscellaneous_E7 | F2 | Commercial | Health (WA) | Existing | Miscellaneous | Natural Gas | Miscellaneous | E7 | TRC BC Ratio | 0 | 0 | 0 | 0 | 0 | 0 | 0 | 0 | 0 | 0 | 0 | 0 | 0 | 0 | 0 | 0 | 0 | 0 | 0 | 0 | 0 | 0 | 0 | 0 | 0 | 0 | 0
F2_Commercial_Health (WA)_Existing_Miscellaneous_Natural Gas_Miscellaneous_E8 | F2 | Commercial | Health (WA) | Existing | Miscellaneous | Natural Gas | Miscellaneous | E8 | TRC BC Ratio | 0 | 0 | 0 | 0 | 0 | 0 | 0 | 0 | 0 | 0 | 0 | 0 | 0 | 0 | 0 | 0 | 0 | 0 | 0 | 0 | 0 | 0 | 0 | 0 | 0 | 0 | 0
F2_Commercial_Health (WA)_Existing_Miscellaneous_Natural Gas_Miscellaneous_E9 | F2 | Commercial | Health (WA) | Existing | Miscellaneous | Natural Gas | Miscellaneous | E9 | TRC BC Ratio | 0 | 0 | 0 | 0 | 0 | 0 | 0 | 0 | 0 | 0 | 0 | 0 | 0 | 0 | 0 | 0 | 0 | 0 | 0 | 0 | 0 | 0 | 0 | 0 | 0 | 0 | 0
F2_Commercial_Health (WA)_Existing_Miscellaneous_Natural Gas_Miscellaneous_E10 | F2 | Commercial | Health (WA) | Existing | Miscellaneous | Natural Gas | Miscellaneous | E10 | TRC BC Ratio | 0 | 0 | 0 | 0 | 0 | 0 | 0 | 0 | 0 | 0 | 0 | 0 | 0 | 0 | 0 | 0 | 0 | 0 | 0 | 0 | 0 | 0 | 0 | 0 | 0 | 0 | 0
F3_Commercial_Health (WA)_Existing_Miscellaneous_Natural Gas_Miscellaneous_E1 | F3 | Commercial | Health (WA) | Existing | Miscellaneous | Natural Gas | Miscellaneous | E1 | PACT BC Ratio | [24 empty] | 1 | 1 | 1 | bar: 2019 to 2042
F3_Commercial_Health (WA)_Existing_Miscellaneous_Natural Gas_Miscellaneous_E2 | F3 | Commercial | Health (WA) | Existing | Miscellaneous | Natural Gas | Miscellaneous | E2 | PACT BC Ratio | 0 | 0 | 0 | 0 | 0 | 0 | 0 | 0 | 0 | 0 | 0 | 0 | 0 | 0 | 0 | 0 | 0 | 0 | 0 | 0 | 0 | 0 | 0 | 0 | 0 | 0 | 0
F3_Commercial_Health (WA)_Existing_Miscellaneous_Natural Gas_Miscellaneous_E3 | F3 | Commercial | Health (WA) | Existing | Miscellaneous | Natural Gas | Miscellaneous | E3 | PACT BC Ratio | 0 | 0 | 0 | 0 | 0 | 0 | 0 | 0 | 0 | 0 | 0 | 0 | 0 | 0 | 0 | 0 | 0 | 0 | 0 | 0 | 0 | 0 | 0 | 0 | 0 | 0 | 0
F3_Commercial_Health (WA)_Existing_Miscellaneous_Natural Gas_Miscellaneous_E4 | F3 | Commercial | Health (WA) | Existing | Miscellaneous | Natural Gas | Miscellaneous | E4 | PACT BC Ratio | 0 | 0 | 0 | 0 | 0 | 0 | 0 | 0 | 0 | 0 | 0 | 0 | 0 | 0 | 0 | 0 | 0 | 0 | 0 | 0 | 0 | 0 | 0 | 0 | 0 | 0 | 0
F3_Commercial_Health (WA)_Existing_Miscellaneous_Natural Gas_Miscellaneous_E5 | F3 | Commercial | Health (WA) | Existing | Miscellaneous | Natural Gas | Miscellaneous | E5 | PACT BC Ratio | 0 | 0 | 0 | 0 | 0 | 0 | 0 | 0 | 0 | 0 | 0 | 0 | 0 | 0 | 0 | 0 | 0 | 0 | 0 | 0 | 0 | 0 | 0 | 0 | 0 | 0 | 0
F3_Commercial_Health (WA)_Existing_Miscellaneous_Natural Gas_Miscellaneous_E6 | F3 | Commercial | Health (WA) | Existing | Miscellaneous | Natural Gas | Miscellaneous | E6 | PACT BC Ratio | 0 | 0 | 0 | 0 | 0 | 0 | 0 | 0 | 0 | 0 | 0 | 0 | 0 | 0 | 0 | 0 | 0 | 0 | 0 | 0 | 0 | 0 | 0 | 0 | 0 | 0 | 0
F3_Commercial_Health (WA)_Existing_Miscellaneous_Natural Gas_Miscellaneous_E7 | F3 | Commercial | Health (WA) | Existing | Miscellaneous | Natural Gas | Miscellaneous | E7 | PACT BC Ratio | 0 | 0 | 0 | 0 | 0 | 0 | 0 | 0 | 0 | 0 | 0 | 0 | 0 | 0 | 0 | 0 | 0 | 0 | 0 | 0 | 0 | 0 | 0 | 0 | 0 | 0 | 0
F3_Commercial_Health (WA)_Existing_Miscellaneous_Natural Gas_Miscellaneous_E8 | F3 | Commercial | Health (WA) | Existing | Miscellaneous | Natural Gas | Miscellaneous | E8 | PACT BC Ratio | 0 | 0 | 0 | 0 | 0 | 0 | 0 | 0 | 0 | 0 | 0 | 0 | 0 | 0 | 0 | 0 | 0 | 0 | 0 | 0 | 0 | 0 | 0 | 0 | 0 | 0 | 0
F3_Commercial_Health (WA)_Existing_Miscellaneous_Natural Gas_Miscellaneous_E9 | F3 | Commercial | Health (WA) | Existing | Miscellaneous | Natural Gas | Miscellaneous | E9 | PACT BC Ratio | 0 | 0 | 0 | 0 | 0 | 0 | 0 | 0 | 0 | 0 | 0 | 0 | 0 | 0 | 0 | 0 | 0 | 0 | 0 | 0 | 0 | 0 | 0 | 0 | 0 | 0 | 0
F3_Commercial_Health (WA)_Existing_Miscellaneous_Natural Gas_Miscellaneous_E10 | F3 | Commercial | Health (WA) | Existing | Miscellaneous | Natural Gas | Miscellaneous | E10 | PACT BC Ratio | 0 | 0 | 0 | 0 | 0 | 0 | 0 | 0 | 0 | 0 | 0 | 0 | 0 | 0 | 0 | 0 | 0 | 0 | 0 | 0 | 0 | 0 | 0 | 0 | 0 | 0 | 0
F4_Commercial_Health (WA)_Existing_Miscellaneous_Natural Gas_Miscellaneous_E1 | F4 | Commercial | Health (WA) | Existing | Miscellaneous | Natural Gas | Miscellaneous | E1 | RVT BC Ratio | [24 empty] | 1 | 1 | 1 | bar: 2019 to 2042
F4_Commercial_Health (WA)_Existing_Miscellaneous_Natural Gas_Miscellaneous_E2 | F4 | Commercial | Health (WA) | Existing | Miscellaneous | Natural Gas | Miscellaneous | E2 | RVT BC Ratio | 0 | 0 | 0 | 0 | 0 | 0 | 0 | 0 | 0 | 0 | 0 | 0 | 0 | 0 | 0 | 0 | 0 | 0 | 0 | 0 | 0 | 0 | 0 | 0 | 0 | 0 | 0
F4_Commercial_Health (WA)_Existing_Miscellaneous_Natural Gas_Miscellaneous_E3 | F4 | Commercial | Health (WA) | Existing | Miscellaneous | Natural Gas | Miscellaneous | E3 | RVT BC Ratio | 0 | 0 | 0 | 0 | 0 | 0 | 0 | 0 | 0 | 0 | 0 | 0 | 0 | 0 | 0 | 0 | 0 | 0 | 0 | 0 | 0 | 0 | 0 | 0 | 0 | 0 | 0
F4_Commercial_Health (WA)_Existing_Miscellaneous_Natural Gas_Miscellaneous_E4 | F4 | Commercial | Health (WA) | Existing | Miscellaneous | Natural Gas | Miscellaneous | E4 | RVT BC Ratio | 0 | 0 | 0 | 0 | 0 | 0 | 0 | 0 | 0 | 0 | 0 | 0 | 0 | 0 | 0 | 0 | 0 | 0 | 0 | 0 | 0 | 0 | 0 | 0 | 0 | 0 | 0
F4_Commercial_Health (WA)_Existing_Miscellaneous_Natural Gas_Miscellaneous_E5 | F4 | Commercial | Health (WA) | Existing | Miscellaneous | Natural Gas | Miscellaneous | E5 | RVT BC Ratio | 0 | 0 | 0 | 0 | 0 | 0 | 0 | 0 | 0 | 0 | 0 | 0 | 0 | 0 | 0 | 0 | 0 | 0 | 0 | 0 | 0 | 0 | 0 | 0 | 0 | 0 | 0
F4_Commercial_Health (WA)_Existing_Miscellaneous_Natural Gas_Miscellaneous_E6 | F4 | Commercial | Health (WA) | Existing | Miscellaneous | Natural Gas | Miscellaneous | E6 | RVT BC Ratio | 0 | 0 | 0 | 0 | 0 | 0 | 0 | 0 | 0 | 0 | 0 | 0 | 0 | 0 | 0 | 0 | 0 | 0 | 0 | 0 | 0 | 0 | 0 | 0 | 0 | 0 | 0
F4_Commercial_Health (WA)_Existing_Miscellaneous_Natural Gas_Miscellaneous_E7 | F4 | Commercial | Health (WA) | Existing | Miscellaneous | Natural Gas | Miscellaneous | E7 | RVT BC Ratio | 0 | 0 | 0 | 0 | 0 | 0 | 0 | 0 | 0 | 0 | 0 | 0 | 0 | 0 | 0 | 0 | 0 | 0 | 0 | 0 | 0 | 0 | 0 | 0 | 0 | 0 | 0
F4_Commercial_Health (WA)_Existing_Miscellaneous_Natural Gas_Miscellaneous_E8 | F4 | Commercial | Health (WA) | Existing | Miscellaneous | Natural Gas | Miscellaneous | E8 | RVT BC Ratio | 0 | 0 | 0 | 0 | 0 | 0 | 0 | 0 | 0 | 0 | 0 | 0 | 0 | 0 | 0 | 0 | 0 | 0 | 0 | 0 | 0 | 0 | 0 | 0 | 0 | 0 | 0
F4_Commercial_Health (WA)_Existing_Miscellaneous_Natural Gas_Miscellaneous_E9 | F4 | Commercial | Health (WA) | Existing | Miscellaneous | Natural Gas | Miscellaneous | E9 | RVT BC Ratio | 0 | 0 | 0 | 0 | 0 | 0 | 0 | 0 | 0 | 0 | 0 | 0 | 0 | 0 | 0 | 0 | 0 | 0 | 0 | 0 | 0 | 0 | 0 | 0 | 0 | 0 | 0
F4_Commercial_Health (WA)_Existing_Miscellaneous_Natural Gas_Miscellaneous_E10 | F4 | Commercial | Health (WA) | Existing | Miscellaneous | Natural Gas | Miscellaneous | E10 | RVT BC Ratio | 0 | 0 | 0 | 0 | 0 | 0 | 0 | 0 | 0 | 0 | 0 | 0 | 0 | 0 | 0 | 0 | 0 | 0 | 0 | 0 | 0 | 0 | 0 | 0 | 0 | 0 | 0
F5_Commercial_Health (WA)_Existing_Miscellaneous_Natural Gas_Miscellaneous_E1 | F5 | Commercial | Health (WA) | Existing | Miscellaneous | Natural Gas | Miscellaneous | E1 | RIM BC Ratio | [24 empty] | 1 | 1 | 1 | bar: 2019 to 2042
F5_Commercial_Health (WA)_Existing_Miscellaneous_Natural Gas_Miscellaneous_E2 | F5 | Commercial | Health (WA) | Existing | Miscellaneous | Natural Gas | Miscellaneous | E2 | RIM BC Ratio | 0 | 0 | 0 | 0 | 0 | 0 | 0 | 0 | 0 | 0 | 0 | 0 | 0 | 0 | 0 | 0 | 0 | 0 | 0 | 0 | 0 | 0 | 0 | 0 | 0 | 0 | 0
F5_Commercial_Health (WA)_Existing_Miscellaneous_Natural Gas_Miscellaneous_E3 | F5 | Commercial | Health (WA) | Existing | Miscellaneous | Natural Gas | Miscellaneous | E3 | RIM BC Ratio | 0 | 0 | 0 | 0 | 0 | 0 | 0 | 0 | 0 | 0 | 0 | 0 | 0 | 0 | 0 | 0 | 0 | 0 | 0 | 0 | 0 | 0 | 0 | 0 | 0 | 0 | 0
F5_Commercial_Health (WA)_Existing_Miscellaneous_Natural Gas_Miscellaneous_E4 | F5 | Commercial | Health (WA) | Existing | Miscellaneous | Natural Gas | Miscellaneous | E4 | RIM BC Ratio | 0 | 0 | 0 | 0 | 0 | 0 | 0 | 0 | 0 | 0 | 0 | 0 | 0 | 0 | 0 | 0 | 0 | 0 | 0 | 0 | 0 | 0 | 0 | 0 | 0 | 0 | 0
F5_Commercial_Health (WA)_Existing_Miscellaneous_Natural Gas_Miscellaneous_E5 | F5 | Commercial | Health (WA) | Existing | Miscellaneous | Natural Gas | Miscellaneous | E5 | RIM BC Ratio | 0 | 0 | 0 | 0 | 0 | 0 | 0 | 0 | 0 | 0 | 0 | 0 | 0 | 0 | 0 | 0 | 0 | 0 | 0 | 0 | 0 | 0 | 0 | 0 | 0 | 0 | 0
F5_Commercial_Health (WA)_Existing_Miscellaneous_Natural Gas_Miscellaneous_E6 | F5 | Commercial | Health (WA) | Existing | Miscellaneous | Natural Gas | Miscellaneous | E6 | RIM BC Ratio | 0 | 0 | 0 | 0 | 0 | 0 | 0 | 0 | 0 | 0 | 0 | 0 | 0 | 0 | 0 | 0 | 0 | 0 | 0 | 0 | 0 | 0 | 0 | 0 | 0 | 0 | 0
F5_Commercial_Health (WA)_Existing_Miscellaneous_Natural Gas_Miscellaneous_E7 | F5 | Commercial | Health (WA) | Existing | Miscellaneous | Natural Gas | Miscellaneous | E7 | RIM BC Ratio | 0 | 0 | 0 | 0 | 0 | 0 | 0 | 0 | 0 | 0 | 0 | 0 | 0 | 0 | 0 | 0 | 0 | 0 | 0 | 0 | 0 | 0 | 0 | 0 | 0 | 0 | 0
F5_Commercial_Health (WA)_Existing_Miscellaneous_Natural Gas_Miscellaneous_E8 | F5 | Commercial | Health (WA) | Existing | Miscellaneous | Natural Gas | Miscellaneous | E8 | RIM BC Ratio | 0 | 0 | 0 | 0 | 0 | 0 | 0 | 0 | 0 | 0 | 0 | 0 | 0 | 0 | 0 | 0 | 0 | 0 | 0 | 0 | 0 | 0 | 0 | 0 | 0 | 0 | 0
F5_Commercial_Health (WA)_Existing_Miscellaneous_Natural Gas_Miscellaneous_E9 | F5 | Commercial | Health (WA) | Existing | Miscellaneous | Natural Gas | Miscellaneous | E9 | RIM BC Ratio | 0 | 0 | 0 | 0 | 0 | 0 | 0 | 0 | 0 | 0 | 0 | 0 | 0 | 0 | 0 | 0 | 0 | 0 | 0 | 0 | 0 | 0 | 0 | 0 | 0 | 0 | 0
F5_Commercial_Health (WA)_Existing_Miscellaneous_Natural Gas_Miscellaneous_E10 | F5 | Commercial | Health (WA) | Existing | Miscellaneous | Natural Gas | Miscellaneous | E10 | RIM BC Ratio | 0 | 0 | 0 | 0 | 0 | 0 | 0 | 0 | 0 | 0 | 0 | 0 | 0 | 0 | 0 | 0 | 0 | 0 | 0 | 0 | 0 | 0 | 0 | 0 | 0 | 0 | 0
F0_Commercial_Health (WA)_New_Space Heating_Natural Gas_Furnace_E0 | F0 | Commercial | Health (WA) | New | Space Heating | Natural Gas | Furnace | E0 | Economic Unit | AFUE 80% (Standard) | AFUE 80% (Standard) | AFUE 80% (Standard) | AFUE 80% (Standard) | AFUE 80% (Standard) | AFUE 80% (Standard) | AFUE 80% (Standard) | AFUE 80% (Standard) | AFUE 80% (Standard) | AFUE 80% (Standard) | AFUE 80% (Standard) | AFUE 80% (Standard) | AFUE 80% (Standard) | AFUE 80% (Standard) | AFUE 80% (Standard) | AFUE 80% (Standard) | AFUE 80% (Standard) | AFUE 80% (Standard) | AFUE 80% (Standard) | AFUE 80% (Standard) | AFUE 96% | AFUE 96% | AFUE 96% | AFUE 96% | AFUE 96% | AFUE 96% | AFUE 96%
F1_Commercial_Health (WA)_New_Space Heating_Natural Gas_Furnace_E1 | F1 | Commercial | Health (WA) | New | Space Heating | Natural Gas | Furnace | E1 | CCE | 0 | 0 | 0 | 0 | 0 | 0 | 0 | 0 | 0 | 0 | 0 | 0 | 0 | 0 | 0 | 0 | 0 | 0 | 0 | 0 | 0 | 0 | 0 | 0 | 0 | 0 | 0
F1_Commercial_Health (WA)_New_Space Heating_Natural Gas_Furnace_E2 | F1 | Commercial | Health (WA) | New | Space Heating | Natural Gas | Furnace | E2 | CCE | 0.04152 | 0.043088 | 0.043088 | 0.043088 | 0.043088 | 0.043088 | 0.043088 | 0.043088 | 0.043088 | 0.043088 | 0.043088 | 0.043088 | 0.043088 | 0.043088 | 0.043088 | 0.043088 | 0.043088 | 0.043088 | 0.043088 | 0.043088 | 0.043088 | 0.043088 | 0.043088 | 0.043088 | 0.043088 | 0.043088 | 0.043088
F1_Commercial_Health (WA)_New_Space Heating_Natural Gas_Furnace_E3 | F1 | Commercial | Health (WA) | New | Space Heating | Natural Gas | Furnace | E3 | CCE | 0.0061992 | 0.0064332 | 0.0064332 | 0.0064332 | 0.0064332 | 0.0064332 | 0.0064332 | 0.0064332 | 0.0064332 | 0.0064332 | 0.0064332 | 0.0064332 | 0.0064332 | 0.0064332 | 0.0064332 | 0.0064332 | 0.0064332 | 0.0064332 | 0.0064332 | 0.0064332 | 0.0064332 | 0.0064332 | 0.0064332 | 0.0064332 | 0.0064332 | 0.0064332 | 0.0064332
F1_Commercial_Health (WA)_New_Space Heating_Natural Gas_Furnace_E4 | F1 | Commercial | Health (WA) | New | Space Heating | Natural Gas | Furnace | E4 | CCE | 0 | 0 | 0 | 0 | 0 | 0 | 0 | 0 | 0 | 0 | 0 | 0 | 0 | 0 | 0 | 0 | 0 | 0 | 0 | 0 | 0 | 0 | 0 | 0 | 0 | 0 | 0
F1_Commercial_Health (WA)_New_Space Heating_Natural Gas_Furnace_E5 | F1 | Commercial | Health (WA) | New | Space Heating | Natural Gas | Furnace | E5 | CCE | 0 | 0 | 0 | 0 | 0 | 0 | 0 | 0 | 0 | 0 | 0 | 0 | 0 | 0 | 0 | 0 | 0 | 0 | 0 | 0 | 0 | 0 | 0 | 0 | 0 | 0 | 0
F1_Commercial_Health (WA)_New_Space Heating_Natural Gas_Furnace_E6 | F1 | Commercial | Health (WA) | New | Space Heating | Natural Gas | Furnace | E6 | CCE | 0 | 0 | 0 | 0 | 0 | 0 | 0 | 0 | 0 | 0 | 0 | 0 | 0 | 0 | 0 | 0 | 0 | 0 | 0 | 0 | 0 | 0 | 0 | 0 | 0 | 0 | 0
F1_Commercial_Health (WA)_New_Space Heating_Natural Gas_Furnace_E7 | F1 | Commercial | Health (WA) | New | Space Heating | Natural Gas | Furnace | E7 | CCE | 0 | 0 | 0 | 0 | 0 | 0 | 0 | 0 | 0 | 0 | 0 | 0 | 0 | 0 | 0 | 0 | 0 | 0 | 0 | 0 | 0 | 0 | 0 | 0 | 0 | 0 | 0
F1_Commercial_Health (WA)_New_Space Heating_Natural Gas_Furnace_E8 | F1 | Commercial | Health (WA) | New | Space Heating | Natural Gas | Furnace | E8 | CCE | 0 | 0 | 0 | 0 | 0 | 0 | 0 | 0 | 0 | 0 | 0 | 0 | 0 | 0 | 0 | 0 | 0 | 0 | 0 | 0 | 0 | 0 | 0 | 0 | 0 | 0 | 0
F1_Commercial_Health (WA)_New_Space Heating_Natural Gas_Furnace_E9 | F1 | Commercial | Health (WA) | New | Space Heating | Natural Gas | Furnace | E9 | CCE | 0 | 0 | 0 | 0 | 0 | 0 | 0 | 0 | 0 | 0 | 0 | 0 | 0 | 0 | 0 | 0 | 0 | 0 | 0 | 0 | 0 | 0 | 0 | 0 | 0 | 0 | 0
F1_Commercial_Health (WA)_New_Space Heating_Natural Gas_Furnace_E10 | F1 | Commercial | Health (WA) | New | Space Heating | Natural Gas | Furnace | E10 | CCE | 0 | 0 | 0 | 0 | 0 | 0 | 0 | 0 | 0 | 0 | 0 | 0 | 0 | 0 | 0 | 0 | 0 | 0 | 0 | 0 | 0 | 0 | 0 | 0 | 0 | 0 | 0
F2_Commercial_Health (WA)_New_Space Heating_Natural Gas_Furnace_E1 | F2 | Commercial | Health (WA) | New | Space Heating | Natural Gas | Furnace | E1 | TRC BC Ratio | [24 empty] | 1 | 1 | 1 | bar: 2019 to 2042
F2_Commercial_Health (WA)_New_Space Heating_Natural Gas_Furnace_E2 | F2 | Commercial | Health (WA) | New | Space Heating | Natural Gas | Furnace | E2 | TRC BC Ratio | 0.090578 | 0.091894 | 0.093761 | 0.095891 | 0.098308 | 0.10182 | 0.10541 | 0.10922 | 0.11281 | 0.11644 | 0.11962 | 0.1225 | 0.12569 | 0.129 | 0.13203 | 0.13499 | 0.13771 | 0.14052 | 0.14345 | 0.14646 | 0.14953 | 0.15279 | 0.15666 | 0.15998 | 0.16338 | 0.16685 | 0.17039
F2_Commercial_Health (WA)_New_Space Heating_Natural Gas_Furnace_E3 | F2 | Commercial | Health (WA) | New | Space Heating | Natural Gas | Furnace | E3 | TRC BC Ratio | 0.60667 | 0.61548 | 0.62799 | 0.64226 | 0.65844 | 0.68199 | 0.70602 | 0.73154 | 0.75555 | 0.77989 | 0.8012 | 0.82046 | 0.84183 | 0.864 | 0.8843 | 0.90416 | 0.92235 | 0.94113 | 0.96078 | 0.98096 | 1.0015 | 1.0234 | 1.0492 | 1.0715 | 1.0943 | 1.1175 | 1.1412
F2_Commercial_Health (WA)_New_Space Heating_Natural Gas_Furnace_E4 | F2 | Commercial | Health (WA) | New | Space Heating | Natural Gas | Furnace | E4 | TRC BC Ratio | 0 | 0 | 0 | 0 | 0 | 0 | 0 | 0 | 0 | 0 | 0 | 0 | 0 | 0 | 0 | 0 | 0 | 0 | 0 | 0 | 0 | 0 | 0 | 0 | 0 | 0 | 0
F2_Commercial_Health (WA)_New_Space Heating_Natural Gas_Furnace_E5 | F2 | Commercial | Health (WA) | New | Space Heating | Natural Gas | Furnace | E5 | TRC BC Ratio | 0 | 0 | 0 | 0 | 0 | 0 | 0 | 0 | 0 | 0 | 0 | 0 | 0 | 0 | 0 | 0 | 0 | 0 | 0 | 0 | 0 | 0 | 0 | 0 | 0 | 0 | 0
F2_Commercial_Health (WA)_New_Space Heating_Natural Gas_Furnace_E6 | F2 | Commercial | Health (WA) | New | Space Heating | Natural Gas | Furnace | E6 | TRC BC Ratio | 0 | 0 | 0 | 0 | 0 | 0 | 0 | 0 | 0 | 0 | 0 | 0 | 0 | 0 | 0 | 0 | 0 | 0 | 0 | 0 | 0 | 0 | 0 | 0 | 0 | 0 | 0
F2_Commercial_Health (WA)_New_Space Heating_Natural Gas_Furnace_E7 | F2 | Commercial | Health (WA) | New | Space Heating | Natural Gas | Furnace | E7 | TRC BC Ratio | 0 | 0 | 0 | 0 | 0 | 0 | 0 | 0 | 0 | 0 | 0 | 0 | 0 | 0 | 0 | 0 | 0 | 0 | 0 | 0 | 0 | 0 | 0 | 0 | 0 | 0 | 0
F2_Commercial_Health (WA)_New_Space Heating_Natural Gas_Furnace_E8 | F2 | Commercial | Health (WA) | New | Space Heating | Natural Gas | Furnace | E8 | TRC BC Ratio | 0 | 0 | 0 | 0 | 0 | 0 | 0 | 0 | 0 | 0 | 0 | 0 | 0 | 0 | 0 | 0 | 0 | 0 | 0 | 0 | 0 | 0 | 0 | 0 | 0 | 0 | 0
F2_Commercial_Health (WA)_New_Space Heating_Natural Gas_Furnace_E9 | F2 | Commercial | Health (WA) | New | Space Heating | Natural Gas | Furnace | E9 | TRC BC Ratio | 0 | 0 | 0 | 0 | 0 | 0 | 0 | 0 | 0 | 0 | 0 | 0 | 0 | 0 | 0 | 0 | 0 | 0 | 0 | 0 | 0 | 0 | 0 | 0 | 0 | 0 | 0
F2_Commercial_Health (WA)_New_Space Heating_Natural Gas_Furnace_E10 | F2 | Commercial | Health (WA) | New | Space Heating | Natural Gas | Furnace | E10 | TRC BC Ratio | 0 | 0 | 0 | 0 | 0 | 0 | 0 | 0 | 0 | 0 | 0 | 0 | 0 | 0 | 0 | 0 | 0 | 0 | 0 | 0 | 0 | 0 | 0 | 0 | 0 | 0 | 0
F3_Commercial_Health (WA)_New_Space Heating_Natural Gas_Furnace_E1 | F3 | Commercial | Health (WA) | New | Space Heating | Natural Gas | Furnace | E1 | PACT BC Ratio | [24 empty] | 1 | 1 | 1 | bar: 2019 to 2042
F3_Commercial_Health (WA)_New_Space Heating_Natural Gas_Furnace_E2 | F3 | Commercial | Health (WA) | New | Space Heating | Natural Gas | Furnace | E2 | PACT BC Ratio | 0.2537 | 0.25739 | 0.26262 | 0.26858 | 0.27535 | 0.2852 | 0.29525 | 0.30592 | 0.31596 | 0.32614 | 0.33505 | 0.3431 | 0.35204 | 0.36131 | 0.3698 | 0.37811 | 0.38571 | 0.39357 | 0.40179 | 0.41022 | 0.41882 | 0.42795 | 0.43878 | 0.4481 | 0.45761 | 0.46732 | 0.47724
F3_Commercial_Health (WA)_New_Space Heating_Natural Gas_Furnace_E3 | F3 | Commercial | Health (WA) | New | Space Heating | Natural Gas | Furnace | E3 | PACT BC Ratio | 1.6992 | 1.7239 | 1.7589 | 1.7989 | 1.8442 | 1.9102 | 1.9775 | 2.049 | 2.1162 | 2.1844 | 2.2441 | 2.298 | 2.3579 | 2.42 | 2.4768 | 2.5325 | 2.5834 | 2.636 | 2.6911 | 2.7476 | 2.8051 | 2.8663 | 2.9389 | 3.0012 | 3.0649 | 3.13 | 3.1964
F3_Commercial_Health (WA)_New_Space Heating_Natural Gas_Furnace_E4 | F3 | Commercial | Health (WA) | New | Space Heating | Natural Gas | Furnace | E4 | PACT BC Ratio | 0 | 0 | 0 | 0 | 0 | 0 | 0 | 0 | 0 | 0 | 0 | 0 | 0 | 0 | 0 | 0 | 0 | 0 | 0 | 0 | 0 | 0 | 0 | 0 | 0 | 0 | 0
F3_Commercial_Health (WA)_New_Space Heating_Natural Gas_Furnace_E5 | F3 | Commercial | Health (WA) | New | Space Heating | Natural Gas | Furnace | E5 | PACT BC Ratio | 0 | 0 | 0 | 0 | 0 | 0 | 0 | 0 | 0 | 0 | 0 | 0 | 0 | 0 | 0 | 0 | 0 | 0 | 0 | 0 | 0 | 0 | 0 | 0 | 0 | 0 | 0
F3_Commercial_Health (WA)_New_Space Heating_Natural Gas_Furnace_E6 | F3 | Commercial | Health (WA) | New | Space Heating | Natural Gas | Furnace | E6 | PACT BC Ratio | 0 | 0 | 0 | 0 | 0 | 0 | 0 | 0 | 0 | 0 | 0 | 0 | 0 | 0 | 0 | 0 | 0 | 0 | 0 | 0 | 0 | 0 | 0 | 0 | 0 | 0 | 0
F3_Commercial_Health (WA)_New_Space Heating_Natural Gas_Furnace_E7 | F3 | Commercial | Health (WA) | New | Space Heating | Natural Gas | Furnace | E7 | PACT BC Ratio | 0 | 0 | 0 | 0 | 0 | 0 | 0 | 0 | 0 | 0 | 0 | 0 | 0 | 0 | 0 | 0 | 0 | 0 | 0 | 0 | 0 | 0 | 0 | 0 | 0 | 0 | 0
F3_Commercial_Health (WA)_New_Space Heating_Natural Gas_Furnace_E8 | F3 | Commercial | Health (WA) | New | Space Heating | Natural Gas | Furnace | E8 | PACT BC Ratio | 0 | 0 | 0 | 0 | 0 | 0 | 0 | 0 | 0 | 0 | 0 | 0 | 0 | 0 | 0 | 0 | 0 | 0 | 0 | 0 | 0 | 0 | 0 | 0 | 0 | 0 | 0
F3_Commercial_Health (WA)_New_Space Heating_Natural Gas_Furnace_E9 | F3 | Commercial | Health (WA) | New | Space Heating | Natural Gas | Furnace | E9 | PACT BC Ratio | 0 | 0 | 0 | 0 | 0 | 0 | 0 | 0 | 0 | 0 | 0 | 0 | 0 | 0 | 0 | 0 | 0 | 0 | 0 | 0 | 0 | 0 | 0 | 0 | 0 | 0 | 0
F3_Commercial_Health (WA)_New_Space Heating_Natural Gas_Furnace_E10 | F3 | Commercial | Health (WA) | New | Space Heating | Natural Gas | Furnace | E10 | PACT BC Ratio | 0 | 0 | 0 | 0 | 0 | 0 | 0 | 0 | 0 | 0 | 0 | 0 | 0 | 0 | 0 | 0 | 0 | 0 | 0 | 0 | 0 | 0 | 0 | 0 | 0 | 0 | 0
F4_Commercial_Health (WA)_New_Space Heating_Natural Gas_Furnace_E1 | F4 | Commercial | Health (WA) | New | Space Heating | Natural Gas | Furnace | E1 | RVT BC Ratio | [24 empty] | 1 | 1 | 1 | bar: 2019 to 2042
F4_Commercial_Health (WA)_New_Space Heating_Natural Gas_Furnace_E2 | F4 | Commercial | Health (WA) | New | Space Heating | Natural Gas | Furnace | E2 | RVT BC Ratio | 0.3553 | 0.35636 | 0.35811 | 0.36014 | 0.36247 | 0.36625 | 0.37 | 0.37393 | 0.37737 | 0.38072 | 0.38451 | 0.38782 | 0.3915 | 0.3953 | 0.39868 | 0.40192 | 0.40478 | 0.40769 | 0.41072 | 0.41378 | 0.41684 | 0.42095 | 0.42582 | 0.43001 | 0.43429 | 0.43866 | 0.44312
F4_Commercial_Health (WA)_New_Space Heating_Natural Gas_Furnace_E3 | F4 | Commercial | Health (WA) | New | Space Heating | Natural Gas | Furnace | E3 | RVT BC Ratio | 1.0782 | 1.0853 | 1.097 | 1.1106 | 1.1262 | 1.1515 | 1.1766 | 1.2029 | 1.226 | 1.2484 | 1.2738 | 1.2959 | 1.3206 | 1.3461 | 1.3687 | 1.3904 | 1.4095 | 1.4291 | 1.4493 | 1.4698 | 1.4903 | 1.5179 | 1.5505 | 1.5785 | 1.6072 | 1.6365 | 1.6664
F4_Commercial_Health (WA)_New_Space Heating_Natural Gas_Furnace_E4 | F4 | Commercial | Health (WA) | New | Space Heating | Natural Gas | Furnace | E4 | RVT BC Ratio | 0 | 0 | 0 | 0 | 0 | 0 | 0 | 0 | 0 | 0 | 0 | 0 | 0 | 0 | 0 | 0 | 0 | 0 | 0 | 0 | 0 | 0 | 0 | 0 | 0 | 0 | 0
F4_Commercial_Health (WA)_New_Space Heating_Natural Gas_Furnace_E5 | F4 | Commercial | Health (WA) | New | Space Heating | Natural Gas | Furnace | E5 | RVT BC Ratio | 0 | 0 | 0 | 0 | 0 | 0 | 0 | 0 | 0 | 0 | 0 | 0 | 0 | 0 | 0 | 0 | 0 | 0 | 0 | 0 | 0 | 0 | 0 | 0 | 0 | 0 | 0
F4_Commercial_Health (WA)_New_Space Heating_Natural Gas_Furnace_E6 | F4 | Commercial | Health (WA) | New | Space Heating | Natural Gas | Furnace | E6 | RVT BC Ratio | 0 | 0 | 0 | 0 | 0 | 0 | 0 | 0 | 0 | 0 | 0 | 0 | 0 | 0 | 0 | 0 | 0 | 0 | 0 | 0 | 0 | 0 | 0 | 0 | 0 | 0 | 0
F4_Commercial_Health (WA)_New_Space Heating_Natural Gas_Furnace_E7 | F4 | Commercial | Health (WA) | New | Space Heating | Natural Gas | Furnace | E7 | RVT BC Ratio | 0 | 0 | 0 | 0 | 0 | 0 | 0 | 0 | 0 | 0 | 0 | 0 | 0 | 0 | 0 | 0 | 0 | 0 | 0 | 0 | 0 | 0 | 0 | 0 | 0 | 0 | 0
F4_Commercial_Health (WA)_New_Space Heating_Natural Gas_Furnace_E8 | F4 | Commercial | Health (WA) | New | Space Heating | Natural Gas | Furnace | E8 | RVT BC Ratio | 0 | 0 | 0 | 0 | 0 | 0 | 0 | 0 | 0 | 0 | 0 | 0 | 0 | 0 | 0 | 0 | 0 | 0 | 0 | 0 | 0 | 0 | 0 | 0 | 0 | 0 | 0
F4_Commercial_Health (WA)_New_Space Heating_Natural Gas_Furnace_E9 | F4 | Commercial | Health (WA) | New | Space Heating | Natural Gas | Furnace | E9 | RVT BC Ratio | 0 | 0 | 0 | 0 | 0 | 0 | 0 | 0 | 0 | 0 | 0 | 0 | 0 | 0 | 0 | 0 | 0 | 0 | 0 | 0 | 0 | 0 | 0 | 0 | 0 | 0 | 0
F4_Commercial_Health (WA)_New_Space Heating_Natural Gas_Furnace_E10 | F4 | Commercial | Health (WA) | New | Space Heating | Natural Gas | Furnace | E10 | RVT BC Ratio | 0 | 0 | 0 | 0 | 0 | 0 | 0 | 0 | 0 | 0 | 0 | 0 | 0 | 0 | 0 | 0 | 0 | 0 | 0 | 0 | 0 | 0 | 0 | 0 | 0 | 0 | 0
F5_Commercial_Health (WA)_New_Space Heating_Natural Gas_Furnace_E1 | F5 | Commercial | Health (WA) | New | Space Heating | Natural Gas | Furnace | E1 | RIM BC Ratio | [24 empty] | 1 | 1 | 1 | bar: 2019 to 2042
F5_Commercial_Health (WA)_New_Space Heating_Natural Gas_Furnace_E2 | F5 | Commercial | Health (WA) | New | Space Heating | Natural Gas | Furnace | E2 | RIM BC Ratio | 0.19574 | 0.19821 | 0.2016 | 0.20543 | 0.20974 | 0.21579 | 0.22192 | 0.22837 | 0.23445 | 0.24062 | 0.24559 | 0.25007 | 0.25499 | 0.26004 | 0.26464 | 0.26913 | 0.27325 | 0.27747 | 0.28186 | 0.28635 | 0.2909 | 0.29527 | 0.30039 | 0.30472 | 0.30909 | 0.31349 | 0.31793
F5_Commercial_Health (WA)_New_Space Heating_Natural Gas_Furnace_E3 | F5 | Commercial | Health (WA) | New | Space Heating | Natural Gas | Furnace | E3 | RIM BC Ratio | 0.56955 | 0.57466 | 0.58102 | 0.58806 | 0.5958 | 0.60554 | 0.61543 | 0.62572 | 0.6358 | 0.64614 | 0.65237 | 0.65815 | 0.66433 | 0.67061 | 0.67646 | 0.68221 | 0.68766 | 0.69325 | 0.69904 | 0.70495 | 0.71099 | 0.71486 | 0.71929 | 0.72296 | 0.7266 | 0.7302 | 0.73376
F5_Commercial_Health (WA)_New_Space Heating_Natural Gas_Furnace_E4 | F5 | Commercial | Health (WA) | New | Space Heating | Natural Gas | Furnace | E4 | RIM BC Ratio | 0 | 0 | 0 | 0 | 0 | 0 | 0 | 0 | 0 | 0 | 0 | 0 | 0 | 0 | 0 | 0 | 0 | 0 | 0 | 0 | 0 | 0 | 0 | 0 | 0 | 0 | 0
F5_Commercial_Health (WA)_New_Space Heating_Natural Gas_Furnace_E5 | F5 | Commercial | Health (WA) | New | Space Heating | Natural Gas | Furnace | E5 | RIM BC Ratio | 0 | 0 | 0 | 0 | 0 | 0 | 0 | 0 | 0 | 0 | 0 | 0 | 0 | 0 | 0 | 0 | 0 | 0 | 0 | 0 | 0 | 0 | 0 | 0 | 0 | 0 | 0
F5_Commercial_Health (WA)_New_Space Heating_Natural Gas_Furnace_E6 | F5 | Commercial | Health (WA) | New | Space Heating | Natural Gas | Furnace | E6 | RIM BC Ratio | 0 | 0 | 0 | 0 | 0 | 0 | 0 | 0 | 0 | 0 | 0 | 0 | 0 | 0 | 0 | 0 | 0 | 0 | 0 | 0 | 0 | 0 | 0 | 0 | 0 | 0 | 0
F5_Commercial_Health (WA)_New_Space Heating_Natural Gas_Furnace_E7 | F5 | Commercial | Health (WA) | New | Space Heating | Natural Gas | Furnace | E7 | RIM BC Ratio | 0 | 0 | 0 | 0 | 0 | 0 | 0 | 0 | 0 | 0 | 0 | 0 | 0 | 0 | 0 | 0 | 0 | 0 | 0 | 0 | 0 | 0 | 0 | 0 | 0 | 0 | 0
F5_Commercial_Health (WA)_New_Space Heating_Natural Gas_Furnace_E8 | F5 | Commercial | Health (WA) | New | Space Heating | Natural Gas | Furnace | E8 | RIM BC Ratio | 0 | 0 | 0 | 0 | 0 | 0 | 0 | 0 | 0 | 0 | 0 | 0 | 0 | 0 | 0 | 0 | 0 | 0 | 0 | 0 | 0 | 0 | 0 | 0 | 0 | 0 | 0
F5_Commercial_Health (WA)_New_Space Heating_Natural Gas_Furnace_E9 | F5 | Commercial | Health (WA) | New | Space Heating | Natural Gas | Furnace | E9 | RIM BC Ratio | 0 | 0 | 0 | 0 | 0 | 0 | 0 | 0 | 0 | 0 | 0 | 0 | 0 | 0 | 0 | 0 | 0 | 0 | 0 | 0 | 0 | 0 | 0 | 0 | 0 | 0 | 0
F5_Commercial_Health (WA)_New_Space Heating_Natural Gas_Furnace_E10 | F5 | Commercial | Health (WA) | New | Space Heating | Natural Gas | Furnace | E10 | RIM BC Ratio | 0 | 0 | 0 | 0 | 0 | 0 | 0 | 0 | 0 | 0 | 0 | 0 | 0 | 0 | 0 | 0 | 0 | 0 | 0 | 0 | 0 | 0 | 0 | 0 | 0 | 0 | 0
F0_Commercial_Health (WA)_New_Space Heating_Natural Gas_Boiler_E0 | F0 | Commercial | Health (WA) | New | Space Heating | Natural Gas | Boiler | E0 | Economic Unit | AFUE 97% | AFUE 97% | AFUE 97% | AFUE 97% | AFUE 97% | AFUE 97% | AFUE 97% | AFUE 97% | AFUE 97% | AFUE 97% | AFUE 97% | AFUE 97% | AFUE 97% | AFUE 97% | AFUE 97% | AFUE 97% | AFUE 97% | AFUE 97% | AFUE 97% | AFUE 97% | AFUE 97% | AFUE 97% | AFUE 97% | AFUE 97% | AFUE 97% | AFUE 97% | AFUE 97%
F1_Commercial_Health (WA)_New_Space Heating_Natural Gas_Boiler_E1 | F1 | Commercial | Health (WA) | New | Space Heating | Natural Gas | Boiler | E1 | CCE | 0 | 0 | 0 | 0 | 0 | 0 | 0 | 0 | 0 | 0 | 0 | 0 | 0 | 0 | 0 | 0 | 0 | 0 | 0 | 0 | 0 | 0 | 0 | 0 | 0 | 0 | 0
F1_Commercial_Health (WA)_New_Space Heating_Natural Gas_Boiler_E2 | F1 | Commercial | Health (WA) | New | Space Heating | Natural Gas | Boiler | E2 | CCE | 0.0027456 | 0.0028492 | 0.0028492 | 0.0028492 | 0.0028492 | 0.0028492 | 0.0028492 | 0.0028492 | 0.0028492 | 0.0028492 | 0.0028492 | 0.0028492 | 0.0028492 | 0.0028492 | 0.0028492 | 0.0028492 | 0.0028492 | 0.0028492 | 0.0028492 | 0.0028492 | 0.0028492 | 0.0028492 | 0.0028492 | 0.0028492 | 0.0028492 | 0.0028492 | 0.0028492
F1_Commercial_Health (WA)_New_Space Heating_Natural Gas_Boiler_E3 | F1 | Commercial | Health (WA) | New | Space Heating | Natural Gas | Boiler | E3 | CCE | -0.00059983 | -0.00062248 | -0.00062248 | -0.00062248 | -0.00062248 | -0.00062248 | -0.00062248 | -0.00062248 | -0.00062248 | -0.00062248 | -0.00062248 | -0.00062248 | -0.00062248 | -0.00062248 | -0.00062248 | -0.00062248 | -0.00062248 | -0.00062248 | -0.00062248 | -0.00062248 | -0.00062248 | -0.00062248 | -0.00062248 | -0.00062248 | -0.00062248 | -0.00062248 | -0.00062248
F1_Commercial_Health (WA)_New_Space Heating_Natural Gas_Boiler_E4 | F1 | Commercial | Health (WA) | New | Space Heating | Natural Gas | Boiler | E4 | CCE | 0.063075 | 0.065457 | 0.065457 | 0.065457 | 0.065457 | 0.065457 | 0.065457 | 0.065457 | 0.065457 | 0.065457 | 0.065457 | 0.065457 | 0.065457 | 0.065457 | 0.065457 | 0.065457 | 0.065457 | 0.065457 | 0.065457 | 0.065457 | 0.065457 | 0.065457 | 0.065457 | 0.065457 | 0.065457 | 0.065457 | 0.065457
F1_Commercial_Health (WA)_New_Space Heating_Natural Gas_Boiler_E5 | F1 | Commercial | Health (WA) | New | Space Heating | Natural Gas | Boiler | E5 | CCE | 0 | 0 | 0 | 0 | 0 | 0 | 0 | 0 | 0 | 0 | 0 | 0 | 0 | 0 | 0 | 0 | 0 | 0 | 0 | 0 | 0 | 0 | 0 | 0 | 0 | 0 | 0
F1_Commercial_Health (WA)_New_Space Heating_Natural Gas_Boiler_E6 | F1 | Commercial | Health (WA) | New | Space Heating | Natural Gas | Boiler | E6 | CCE | 0 | 0 | 0 | 0 | 0 | 0 | 0 | 0 | 0 | 0 | 0 | 0 | 0 | 0 | 0 | 0 | 0 | 0 | 0 | 0 | 0 | 0 | 0 | 0 | 0 | 0 | 0
F1_Commercial_Health (WA)_New_Space Heating_Natural Gas_Boiler_E7 | F1 | Commercial | Health (WA) | New | Space Heating | Natural Gas | Boiler | E7 | CCE | 0 | 0 | 0 | 0 | 0 | 0 | 0 | 0 | 0 | 0 | 0 | 0 | 0 | 0 | 0 | 0 | 0 | 0 | 0 | 0 | 0 | 0 | 0 | 0 | 0 | 0 | 0
F1_Commercial_Health (WA)_New_Space Heating_Natural Gas_Boiler_E8 | F1 | Commercial | Health (WA) | New | Space Heating | Natural Gas | Boiler | E8 | CCE | 0 | 0 | 0 | 0 | 0 | 0 | 0 | 0 | 0 | 0 | 0 | 0 | 0 | 0 | 0 | 0 | 0 | 0 | 0 | 0 | 0 | 0 | 0 | 0 | 0 | 0 | 0
F1_Commercial_Health (WA)_New_Space Heating_Natural Gas_Boiler_E9 | F1 | Commercial | Health (WA) | New | Space Heating | Natural Gas | Boiler | E9 | CCE | 0 | 0 | 0 | 0 | 0 | 0 | 0 | 0 | 0 | 0 | 0 | 0 | 0 | 0 | 0 | 0 | 0 | 0 | 0 | 0 | 0 | 0 | 0 | 0 | 0 | 0 | 0
F1_Commercial_Health (WA)_New_Space Heating_Natural Gas_Boiler_E10 | F1 | Commercial | Health (WA) | New | Space Heating | Natural Gas | Boiler | E10 | CCE | 0 | 0 | 0 | 0 | 0 | 0 | 0 | 0 | 0 | 0 | 0 | 0 | 0 | 0 | 0 | 0 | 0 | 0 | 0 | 0 | 0 | 0 | 0 | 0 | 0 | 0 | 0
F2_Commercial_Health (WA)_New_Space Heating_Natural Gas_Boiler_E1 | F2 | Commercial | Health (WA) | New | Space Heating | Natural Gas | Boiler | E1 | TRC BC Ratio | [24 empty] | 1 | 1 | 1 | bar: 2019 to 2042
F2_Commercial_Health (WA)_New_Space Heating_Natural Gas_Boiler_E2 | F2 | Commercial | Health (WA) | New | Space Heating | Natural Gas | Boiler | E2 | TRC BC Ratio | 1.5467 | 1.5737 | 1.6071 | 1.6433 | 1.6827 | 1.7344 | 1.787 | 1.8425 | 1.8959 | 1.9501 | 1.9996 | 2.0461 | 2.0964 | 2.148 | 2.1969 | 2.2453 | 2.2913 | 2.3386 | 2.3877 | 2.438 | 2.4893 | 2.5429 | 2.6031 | 2.6572 | 2.7118 | 2.7536 | 2.7912
F2_Commercial_Health (WA)_New_Space Heating_Natural Gas_Boiler_E3 | F2 | Commercial | Health (WA) | New | Space Heating | Natural Gas | Boiler | E3 | TRC BC Ratio | [24 empty] | 1 | 1 | 1 | bar: 2019 to 2042
F2_Commercial_Health (WA)_New_Space Heating_Natural Gas_Boiler_E4 | F2 | Commercial | Health (WA) | New | Space Heating | Natural Gas | Boiler | E4 | TRC BC Ratio | 0.077597 | 0.079182 | 0.080931 | 0.082744 | 0.084623 | 0.086785 | 0.088984 | 0.091274 | 0.093546 | 0.095863 | 0.098103 | 0.1003 | 0.10261 | 0.10495 | 0.10725 | 0.10956 | 0.11185 | 0.1142 | 0.11661 | 0.11907 | 0.12159 | 0.12417 | 0.12689 | 0.12946 | 0.13204 | 0.13323 | 0.13394
F2_Commercial_Health (WA)_New_Space Heating_Natural Gas_Boiler_E5 | F2 | Commercial | Health (WA) | New | Space Heating | Natural Gas | Boiler | E5 | TRC BC Ratio | 0 | 0 | 0 | 0 | 0 | 0 | 0 | 0 | 0 | 0 | 0 | 0 | 0 | 0 | 0 | 0 | 0 | 0 | 0 | 0 | 0 | 0 | 0 | 0 | 0 | 0 | 0
F2_Commercial_Health (WA)_New_Space Heating_Natural Gas_Boiler_E6 | F2 | Commercial | Health (WA) | New | Space Heating | Natural Gas | Boiler | E6 | TRC BC Ratio | 0 | 0 | 0 | 0 | 0 | 0 | 0 | 0 | 0 | 0 | 0 | 0 | 0 | 0 | 0 | 0 | 0 | 0 | 0 | 0 | 0 | 0 | 0 | 0 | 0 | 0 | 0
F2_Commercial_Health (WA)_New_Space Heating_Natural Gas_Boiler_E7 | F2 | Commercial | Health (WA) | New | Space Heating | Natural Gas | Boiler | E7 | TRC BC Ratio | 0 | 0 | 0 | 0 | 0 | 0 | 0 | 0 | 0 | 0 | 0 | 0 | 0 | 0 | 0 | 0 | 0 | 0 | 0 | 0 | 0 | 0 | 0 | 0 | 0 | 0 | 0
F2_Commercial_Health (WA)_New_Space Heating_Natural Gas_Boiler_E8 | F2 | Commercial | Health (WA) | New | Space Heating | Natural Gas | Boiler | E8 | TRC BC Ratio | 0 | 0 | 0 | 0 | 0 | 0 | 0 | 0 | 0 | 0 | 0 | 0 | 0 | 0 | 0 | 0 | 0 | 0 | 0 | 0 | 0 | 0 | 0 | 0 | 0 | 0 | 0
F2_Commercial_Health (WA)_New_Space Heating_Natural Gas_Boiler_E9 | F2 | Commercial | Health (WA) | New | Space Heating | Natural Gas | Boiler | E9 | TRC BC Ratio | 0 | 0 | 0 | 0 | 0 | 0 | 0 | 0 | 0 | 0 | 0 | 0 | 0 | 0 | 0 | 0 | 0 | 0 | 0 | 0 | 0 | 0 | 0 | 0 | 0 | 0 | 0
F2_Commercial_Health (WA)_New_Space Heating_Natural Gas_Boiler_E10 | F2 | Commercial | Health (WA) | New | Space Heating | Natural Gas | Boiler | E10 | TRC BC Ratio | 0 | 0 | 0 | 0 | 0 | 0 | 0 | 0 | 0 | 0 | 0 | 0 | 0 | 0 | 0 | 0 | 0 | 0 | 0 | 0 | 0 | 0 | 0 | 0 | 0 | 0 | 0
F3_Commercial_Health (WA)_New_Space Heating_Natural Gas_Boiler_E1 | F3 | Commercial | Health (WA) | New | Space Heating | Natural Gas | Boiler | E1 | PACT BC Ratio | [24 empty] | 1 | 1 | 1 | bar: 2019 to 2042
F3_Commercial_Health (WA)_New_Space Heating_Natural Gas_Boiler_E2 | F3 | Commercial | Health (WA) | New | Space Heating | Natural Gas | Boiler | E2 | PACT BC Ratio | 4.3323 | 4.4079 | 4.5013 | 4.6028 | 4.7131 | 4.8578 | 5.0054 | 5.1607 | 5.3101 | 5.462 | 5.6008 | 5.7311 | 5.8719 | 6.0165 | 6.1532 | 6.2889 | 6.4177 | 6.5503 | 6.6878 | 6.8287 | 6.9724 | 7.1223 | 7.291 | 7.4425 | 7.5956 | 7.7126 | 7.8179
F3_Commercial_Health (WA)_New_Space Heating_Natural Gas_Boiler_E3 | F3 | Commercial | Health (WA) | New | Space Heating | Natural Gas | Boiler | E3 | PACT BC Ratio | [24 empty] | 1 | 1 | 1 | bar: 2019 to 2042
F3_Commercial_Health (WA)_New_Space Heating_Natural Gas_Boiler_E4 | F3 | Commercial | Health (WA) | New | Space Heating | Natural Gas | Boiler | E4 | PACT BC Ratio | 0.21734 | 0.22178 | 0.22668 | 0.23176 | 0.23702 | 0.24308 | 0.24924 | 0.25565 | 0.26201 | 0.2685 | 0.27478 | 0.28094 | 0.2874 | 0.29394 | 0.30039 | 0.30687 | 0.31328 | 0.31985 | 0.32661 | 0.33352 | 0.34057 | 0.34778 | 0.3554 | 0.36262 | 0.36982 | 0.37318 | 0.37516
F3_Commercial_Health (WA)_New_Space Heating_Natural Gas_Boiler_E5 | F3 | Commercial | Health (WA) | New | Space Heating | Natural Gas | Boiler | E5 | PACT BC Ratio | 0 | 0 | 0 | 0 | 0 | 0 | 0 | 0 | 0 | 0 | 0 | 0 | 0 | 0 | 0 | 0 | 0 | 0 | 0 | 0 | 0 | 0 | 0 | 0 | 0 | 0 | 0
F3_Commercial_Health (WA)_New_Space Heating_Natural Gas_Boiler_E6 | F3 | Commercial | Health (WA) | New | Space Heating | Natural Gas | Boiler | E6 | PACT BC Ratio | 0 | 0 | 0 | 0 | 0 | 0 | 0 | 0 | 0 | 0 | 0 | 0 | 0 | 0 | 0 | 0 | 0 | 0 | 0 | 0 | 0 | 0 | 0 | 0 | 0 | 0 | 0
F3_Commercial_Health (WA)_New_Space Heating_Natural Gas_Boiler_E7 | F3 | Commercial | Health (WA) | New | Space Heating | Natural Gas | Boiler | E7 | PACT BC Ratio | 0 | 0 | 0 | 0 | 0 | 0 | 0 | 0 | 0 | 0 | 0 | 0 | 0 | 0 | 0 | 0 | 0 | 0 | 0 | 0 | 0 | 0 | 0 | 0 | 0 | 0 | 0
F3_Commercial_Health (WA)_New_Space Heating_Natural Gas_Boiler_E8 | F3 | Commercial | Health (WA) | New | Space Heating | Natural Gas | Boiler | E8 | PACT BC Ratio | 0 | 0 | 0 | 0 | 0 | 0 | 0 | 0 | 0 | 0 | 0 | 0 | 0 | 0 | 0 | 0 | 0 | 0 | 0 | 0 | 0 | 0 | 0 | 0 | 0 | 0 | 0
F3_Commercial_Health (WA)_New_Space Heating_Natural Gas_Boiler_E9 | F3 | Commercial | Health (WA) | New | Space Heating | Natural Gas | Boiler | E9 | PACT BC Ratio | 0 | 0 | 0 | 0 | 0 | 0 | 0 | 0 | 0 | 0 | 0 | 0 | 0 | 0 | 0 | 0 | 0 | 0 | 0 | 0 | 0 | 0 | 0 | 0 | 0 | 0 | 0
F3_Commercial_Health (WA)_New_Space Heating_Natural Gas_Boiler_E10 | F3 | Commercial | Health (WA) | New | Space Heating | Natural Gas | Boiler | E10 | PACT BC Ratio | 0 | 0 | 0 | 0 | 0 | 0 | 0 | 0 | 0 | 0 | 0 | 0 | 0 | 0 | 0 | 0 | 0 | 0 | 0 | 0 | 0 | 0 | 0 | 0 | 0 | 0 | 0
F4_Commercial_Health (WA)_New_Space Heating_Natural Gas_Boiler_E1 | F4 | Commercial | Health (WA) | New | Space Heating | Natural Gas | Boiler | E1 | RVT BC Ratio | [24 empty] | 1 | 1 | 1 | bar: 2019 to 2042
F4_Commercial_Health (WA)_New_Space Heating_Natural Gas_Boiler_E2 | F4 | Commercial | Health (WA) | New | Space Heating | Natural Gas | Boiler | E2 | RVT BC Ratio | 2.3326 | 2.358 | 2.3914 | 2.428 | 2.4679 | 2.5241 | 2.5805 | 2.6394 | 2.6937 | 2.7476 | 2.8072 | 2.8623 | 2.9219 | 2.9828 | 3.0395 | 3.095 | 3.1468 | 3.1996 | 3.254 | 3.3093 | 3.365 | 3.4324 | 3.5083 | 3.5765 | 3.6453 | 3.698 | 3.7453
F4_Commercial_Health (WA)_New_Space Heating_Natural Gas_Boiler_E3 | F4 | Commercial | Health (WA) | New | Space Heating | Natural Gas | Boiler | E3 | RVT BC Ratio | [24 empty] | 1 | 1 | 1 | bar: 2019 to 2042
F4_Commercial_Health (WA)_New_Space Heating_Natural Gas_Boiler_E4 | F4 | Commercial | Health (WA) | New | Space Heating | Natural Gas | Boiler | E4 | RVT BC Ratio | 0.33079 | 0.33244 | 0.3343 | 0.33623 | 0.33824 | 0.34064 | 0.34307 | 0.3456 | 0.34809 | 0.35063 | 0.35336 | 0.35605 | 0.35888 | 0.36173 | 0.36452 | 0.36731 | 0.37006 | 0.37286 | 0.37574 | 0.37866 | 0.38164 | 0.38488 | 0.38831 | 0.39156 | 0.3948 | 0.39631 | 0.3972
F4_Commercial_Health (WA)_New_Space Heating_Natural Gas_Boiler_E5 | F4 | Commercial | Health (WA) | New | Space Heating | Natural Gas | Boiler | E5 | RVT BC Ratio | 0 | 0 | 0 | 0 | 0 | 0 | 0 | 0 | 0 | 0 | 0 | 0 | 0 | 0 | 0 | 0 | 0 | 0 | 0 | 0 | 0 | 0 | 0 | 0 | 0 | 0 | 0
F4_Commercial_Health (WA)_New_Space Heating_Natural Gas_Boiler_E6 | F4 | Commercial | Health (WA) | New | Space Heating | Natural Gas | Boiler | E6 | RVT BC Ratio | 0 | 0 | 0 | 0 | 0 | 0 | 0 | 0 | 0 | 0 | 0 | 0 | 0 | 0 | 0 | 0 | 0 | 0 | 0 | 0 | 0 | 0 | 0 | 0 | 0 | 0 | 0
F4_Commercial_Health (WA)_New_Space Heating_Natural Gas_Boiler_E7 | F4 | Commercial | Health (WA) | New | Space Heating | Natural Gas | Boiler | E7 | RVT BC Ratio | 0 | 0 | 0 | 0 | 0 | 0 | 0 | 0 | 0 | 0 | 0 | 0 | 0 | 0 | 0 | 0 | 0 | 0 | 0 | 0 | 0 | 0 | 0 | 0 | 0 | 0 | 0
F4_Commercial_Health (WA)_New_Space Heating_Natural Gas_Boiler_E8 | F4 | Commercial | Health (WA) | New | Space Heating | Natural Gas | Boiler | E8 | RVT BC Ratio | 0 | 0 | 0 | 0 | 0 | 0 | 0 | 0 | 0 | 0 | 0 | 0 | 0 | 0 | 0 | 0 | 0 | 0 | 0 | 0 | 0 | 0 | 0 | 0 | 0 | 0 | 0
F4_Commercial_Health (WA)_New_Space Heating_Natural Gas_Boiler_E9 | F4 | Commercial | Health (WA) | New | Space Heating | Natural Gas | Boiler | E9 | RVT BC Ratio | 0 | 0 | 0 | 0 | 0 | 0 | 0 | 0 | 0 | 0 | 0 | 0 | 0 | 0 | 0 | 0 | 0 | 0 | 0 | 0 | 0 | 0 | 0 | 0 | 0 | 0 | 0
F4_Commercial_Health (WA)_New_Space Heating_Natural Gas_Boiler_E10 | F4 | Commercial | Health (WA) | New | Space Heating | Natural Gas | Boiler | E10 | RVT BC Ratio | 0 | 0 | 0 | 0 | 0 | 0 | 0 | 0 | 0 | 0 | 0 | 0 | 0 | 0 | 0 | 0 | 0 | 0 | 0 | 0 | 0 | 0 | 0 | 0 | 0 | 0 | 0
F5_Commercial_Health (WA)_New_Space Heating_Natural Gas_Boiler_E1 | F5 | Commercial | Health (WA) | New | Space Heating | Natural Gas | Boiler | E1 | RIM BC Ratio | [24 empty] | 1 | 1 | 1 | bar: 2019 to 2042
F5_Commercial_Health (WA)_New_Space Heating_Natural Gas_Boiler_E2 | F5 | Commercial | Health (WA) | New | Space Heating | Natural Gas | Boiler | E2 | RIM BC Ratio | 0.73288 | 0.73827 | 0.74418 | 0.75038 | 0.75688 | 0.76401 | 0.77125 | 0.77869 | 0.78621 | 0.79391 | 0.79795 | 0.80181 | 0.80582 | 0.80986 | 0.81378 | 0.8177 | 0.82156 | 0.8255 | 0.82955 | 0.83369 | 0.83793 | 0.84005 | 0.84235 | 0.84434 | 0.84627 | 0.8477 | 0.84896
F5_Commercial_Health (WA)_New_Space Heating_Natural Gas_Boiler_E3 | F5 | Commercial | Health (WA) | New | Space Heating | Natural Gas | Boiler | E3 | RIM BC Ratio | [24 empty] | 1 | 1 | 1 | bar: 2019 to 2042
F5_Commercial_Health (WA)_New_Space Heating_Natural Gas_Boiler_E4 | F5 | Commercial | Health (WA) | New | Space Heating | Natural Gas | Boiler | E4 | RIM BC Ratio | 0.17543 | 0.17846 | 0.18177 | 0.18517 | 0.18866 | 0.19263 | 0.19663 | 0.20075 | 0.20481 | 0.20892 | 0.21275 | 0.21646 | 0.22032 | 0.22419 | 0.22797 | 0.23175 | 0.23545 | 0.23921 | 0.24304 | 0.24693 | 0.25086 | 0.25475 | 0.25882 | 0.26262 | 0.26638 | 0.26812 | 0.26914
F5_Commercial_Health (WA)_New_Space Heating_Natural Gas_Boiler_E5 | F5 | Commercial | Health (WA) | New | Space Heating | Natural Gas | Boiler | E5 | RIM BC Ratio | 0 | 0 | 0 | 0 | 0 | 0 | 0 | 0 | 0 | 0 | 0 | 0 | 0 | 0 | 0 | 0 | 0 | 0 | 0 | 0 | 0 | 0 | 0 | 0 | 0 | 0 | 0
F5_Commercial_Health (WA)_New_Space Heating_Natural Gas_Boiler_E6 | F5 | Commercial | Health (WA) | New | Space Heating | Natural Gas | Boiler | E6 | RIM BC Ratio | 0 | 0 | 0 | 0 | 0 | 0 | 0 | 0 | 0 | 0 | 0 | 0 | 0 | 0 | 0 | 0 | 0 | 0 | 0 | 0 | 0 | 0 | 0 | 0 | 0 | 0 | 0
F5_Commercial_Health (WA)_New_Space Heating_Natural Gas_Boiler_E7 | F5 | Commercial | Health (WA) | New | Space Heating | Natural Gas | Boiler | E7 | RIM BC Ratio | 0 | 0 | 0 | 0 | 0 | 0 | 0 | 0 | 0 | 0 | 0 | 0 | 0 | 0 | 0 | 0 | 0 | 0 | 0 | 0 | 0 | 0 | 0 | 0 | 0 | 0 | 0
F5_Commercial_Health (WA)_New_Space Heating_Natural Gas_Boiler_E8 | F5 | Commercial | Health (WA) | New | Space Heating | Natural Gas | Boiler | E8 | RIM BC Ratio | 0 | 0 | 0 | 0 | 0 | 0 | 0 | 0 | 0 | 0 | 0 | 0 | 0 | 0 | 0 | 0 | 0 | 0 | 0 | 0 | 0 | 0 | 0 | 0 | 0 | 0 | 0
F5_Commercial_Health (WA)_New_Space Heating_Natural Gas_Boiler_E9 | F5 | Commercial | Health (WA) | New | Space Heating | Natural Gas | Boiler | E9 | RIM BC Ratio | 0 | 0 | 0 | 0 | 0 | 0 | 0 | 0 | 0 | 0 | 0 | 0 | 0 | 0 | 0 | 0 | 0 | 0 | 0 | 0 | 0 | 0 | 0 | 0 | 0 | 0 | 0
F5_Commercial_Health (WA)_New_Space Heating_Natural Gas_Boiler_E10 | F5 | Commercial | Health (WA) | New | Space Heating | Natural Gas | Boiler | E10 | RIM BC Ratio | 0 | 0 | 0 | 0 | 0 | 0 | 0 | 0 | 0 | 0 | 0 | 0 | 0 | 0 | 0 | 0 | 0 | 0 | 0 | 0 | 0 | 0 | 0 | 0 | 0 | 0 | 0
F0_Commercial_Health (WA)_New_Space Heating_Natural Gas_Unit Heater_E0 | F0 | Commercial | Health (WA) | New | Space Heating | Natural Gas | Unit Heater | E0 | Economic Unit | Infrared Radiant | Infrared Radiant | Infrared Radiant | Infrared Radiant | Infrared Radiant | Infrared Radiant | Infrared Radiant | Infrared Radiant | Infrared Radiant | Infrared Radiant | Infrared Radiant | Infrared Radiant | Infrared Radiant | Infrared Radiant | Infrared Radiant | Infrared Radiant | Infrared Radiant | Infrared Radiant | Infrared Radiant | Infrared Radiant | Infrared Radiant | Infrared Radiant | Infrared Radiant | Infrared Radiant | Infrared Radiant | Infrared Radiant | Infrared Radiant
F1_Commercial_Health (WA)_New_Space Heating_Natural Gas_Unit Heater_E1 | F1 | Commercial | Health (WA) | New | Space Heating | Natural Gas | Unit Heater | E1 | CCE | 0 | 0 | 0 | 0 | 0 | 0 | 0 | 0 | 0 | 0 | 0 | 0 | 0 | 0 | 0 | 0 | 0 | 0 | 0 | 0 | 0 | 0 | 0 | 0 | 0 | 0 | 0
F1_Commercial_Health (WA)_New_Space Heating_Natural Gas_Unit Heater_E2 | F1 | Commercial | Health (WA) | New | Space Heating | Natural Gas | Unit Heater | E2 | CCE | 0.00013849 | 0.00014372 | 0.00014372 | 0.00014372 | 0.00014372 | 0.00014372 | 0.00014372 | 0.00014372 | 0.00014372 | 0.00014372 | 0.00014372 | 0.00014372 | 0.00014372 | 0.00014372 | 0.00014372 | 0.00014372 | 0.00014372 | 0.00014372 | 0.00014372 | 0.00014372 | 0.00014372 | 0.00014372 | 0.00014372 | 0.00014372 | 0.00014372 | 0.00014372 | 0.00014372
F1_Commercial_Health (WA)_New_Space Heating_Natural Gas_Unit Heater_E3 | F1 | Commercial | Health (WA) | New | Space Heating | Natural Gas | Unit Heater | E3 | CCE | 4.3466e-05 | 4.5107e-05 | 4.5107e-05 | 4.5107e-05 | 4.5107e-05 | 4.5107e-05 | 4.5107e-05 | 4.5107e-05 | 4.5107e-05 | 4.5107e-05 | 4.5107e-05 | 4.5107e-05 | 4.5107e-05 | 4.5107e-05 | 4.5107e-05 | 4.5107e-05 | 4.5107e-05 | 4.5107e-05 | 4.5107e-05 | 4.5107e-05 | 4.5107e-05 | 4.5107e-05 | 4.5107e-05 | 4.5107e-05 | 4.5107e-05 | 4.5107e-05 | 4.5107e-05
F1_Commercial_Health (WA)_New_Space Heating_Natural Gas_Unit Heater_E4 | F1 | Commercial | Health (WA) | New | Space Heating | Natural Gas | Unit Heater | E4 | CCE | 0 | 0 | 0 | 0 | 0 | 0 | 0 | 0 | 0 | 0 | 0 | 0 | 0 | 0 | 0 | 0 | 0 | 0 | 0 | 0 | 0 | 0 | 0 | 0 | 0 | 0 | 0
F1_Commercial_Health (WA)_New_Space Heating_Natural Gas_Unit Heater_E5 | F1 | Commercial | Health (WA) | New | Space Heating | Natural Gas | Unit Heater | E5 | CCE | 0 | 0 | 0 | 0 | 0 | 0 | 0 | 0 | 0 | 0 | 0 | 0 | 0 | 0 | 0 | 0 | 0 | 0 | 0 | 0 | 0 | 0 | 0 | 0 | 0 | 0 | 0
F1_Commercial_Health (WA)_New_Space Heating_Natural Gas_Unit Heater_E6 | F1 | Commercial | Health (WA) | New | Space Heating | Natural Gas | Unit Heater | E6 | CCE | 0 | 0 | 0 | 0 | 0 | 0 | 0 | 0 | 0 | 0 | 0 | 0 | 0 | 0 | 0 | 0 | 0 | 0 | 0 | 0 | 0 | 0 | 0 | 0 | 0 | 0 | 0
F1_Commercial_Health (WA)_New_Space Heating_Natural Gas_Unit Heater_E7 | F1 | Commercial | Health (WA) | New | Space Heating | Natural Gas | Unit Heater | E7 | CCE | 0 | 0 | 0 | 0 | 0 | 0 | 0 | 0 | 0 | 0 | 0 | 0 | 0 | 0 | 0 | 0 | 0 | 0 | 0 | 0 | 0 | 0 | 0 | 0 | 0 | 0 | 0
F1_Commercial_Health (WA)_New_Space Heating_Natural Gas_Unit Heater_E8 | F1 | Commercial | Health (WA) | New | Space Heating | Natural Gas | Unit Heater | E8 | CCE | 0 | 0 | 0 | 0 | 0 | 0 | 0 | 0 | 0 | 0 | 0 | 0 | 0 | 0 | 0 | 0 | 0 | 0 | 0 | 0 | 0 | 0 | 0 | 0 | 0 | 0 | 0
F1_Commercial_Health (WA)_New_Space Heating_Natural Gas_Unit Heater_E9 | F1 | Commercial | Health (WA) | New | Space Heating | Natural Gas | Unit Heater | E9 | CCE | 0 | 0 | 0 | 0 | 0 | 0 | 0 | 0 | 0 | 0 | 0 | 0 | 0 | 0 | 0 | 0 | 0 | 0 | 0 | 0 | 0 | 0 | 0 | 0 | 0 | 0 | 0
F1_Commercial_Health (WA)_New_Space Heating_Natural Gas_Unit Heater_E10 | F1 | Commercial | Health (WA) | New | Space Heating | Natural Gas | Unit Heater | E10 | CCE | 0 | 0 | 0 | 0 | 0 | 0 | 0 | 0 | 0 | 0 | 0 | 0 | 0 | 0 | 0 | 0 | 0 | 0 | 0 | 0 | 0 | 0 | 0 | 0 | 0 | 0 | 0
F2_Commercial_Health (WA)_New_Space Heating_Natural Gas_Unit Heater_E1 | F2 | Commercial | Health (WA) | New | Space Heating | Natural Gas | Unit Heater | E1 | TRC BC Ratio | [24 empty] | 1 | 1 | 1 | bar: 2019 to 2042
F2_Commercial_Health (WA)_New_Space Heating_Natural Gas_Unit Heater_E2 | F2 | Commercial | Health (WA) | New | Space Heating | Natural Gas | Unit Heater | E2 | TRC BC Ratio | 28.6246 | 29.0951 | 29.709 | 30.3859 | 31.1311 | 32.1579 | 33.2037 | 34.3111 | 35.3707 | 36.4469 | 37.4104 | 38.2989 | 39.2716 | 40.2704 | 41.2003 | 42.1169 | 42.9723 | 43.8539 | 44.7722 | 45.7141 | 46.6742 | 47.6872 | 48.8599 | 49.897 | 50.9561 | 52.0376 | 53.1421
F2_Commercial_Health (WA)_New_Space Heating_Natural Gas_Unit Heater_E3 | F2 | Commercial | Health (WA) | New | Space Heating | Natural Gas | Unit Heater | E3 | TRC BC Ratio | 127.0669 | 130.416 | 133.6977 | 136.7852 | 139.6659 | 142.2745 | 144.8675 | 147.5513 | 150.5541 | 153.6536 | 156.9564 | 160.4375 | 163.922 | 167.2629 | 170.7502 | 174.3392 | 178.0719 | 181.877 | 185.7478 | 189.6974 | 193.7323 | 197.8257 | 201.8902 | 206.1754 | 210.5515 | 215.0205 | 219.5844
F2_Commercial_Health (WA)_New_Space Heating_Natural Gas_Unit Heater_E4 | F2 | Commercial | Health (WA) | New | Space Heating | Natural Gas | Unit Heater | E4 | TRC BC Ratio | 0 | 0 | 0 | 0 | 0 | 0 | 0 | 0 | 0 | 0 | 0 | 0 | 0 | 0 | 0 | 0 | 0 | 0 | 0 | 0 | 0 | 0 | 0 | 0 | 0 | 0 | 0
F2_Commercial_Health (WA)_New_Space Heating_Natural Gas_Unit Heater_E5 | F2 | Commercial | Health (WA) | New | Space Heating | Natural Gas | Unit Heater | E5 | TRC BC Ratio | 0 | 0 | 0 | 0 | 0 | 0 | 0 | 0 | 0 | 0 | 0 | 0 | 0 | 0 | 0 | 0 | 0 | 0 | 0 | 0 | 0 | 0 | 0 | 0 | 0 | 0 | 0
F2_Commercial_Health (WA)_New_Space Heating_Natural Gas_Unit Heater_E6 | F2 | Commercial | Health (WA) | New | Space Heating | Natural Gas | Unit Heater | E6 | TRC BC Ratio | 0 | 0 | 0 | 0 | 0 | 0 | 0 | 0 | 0 | 0 | 0 | 0 | 0 | 0 | 0 | 0 | 0 | 0 | 0 | 0 | 0 | 0 | 0 | 0 | 0 | 0 | 0
F2_Commercial_Health (WA)_New_Space Heating_Natural Gas_Unit Heater_E7 | F2 | Commercial | Health (WA) | New | Space Heating | Natural Gas | Unit Heater | E7 | TRC BC Ratio | 0 | 0 | 0 | 0 | 0 | 0 | 0 | 0 | 0 | 0 | 0 | 0 | 0 | 0 | 0 | 0 | 0 | 0 | 0 | 0 | 0 | 0 | 0 | 0 | 0 | 0 | 0
F2_Commercial_Health (WA)_New_Space Heating_Natural Gas_Unit Heater_E8 | F2 | Commercial | Health (WA) | New | Space Heating | Natural Gas | Unit Heater | E8 | TRC BC Ratio | 0 | 0 | 0 | 0 | 0 | 0 | 0 | 0 | 0 | 0 | 0 | 0 | 0 | 0 | 0 | 0 | 0 | 0 | 0 | 0 | 0 | 0 | 0 | 0 | 0 | 0 | 0
F2_Commercial_Health (WA)_New_Space Heating_Natural Gas_Unit Heater_E9 | F2 | Commercial | Health (WA) | New | Space Heating | Natural Gas | Unit Heater | E9 | TRC BC Ratio | 0 | 0 | 0 | 0 | 0 | 0 | 0 | 0 | 0 | 0 | 0 | 0 | 0 | 0 | 0 | 0 | 0 | 0 | 0 | 0 | 0 | 0 | 0 | 0 | 0 | 0 | 0
F2_Commercial_Health (WA)_New_Space Heating_Natural Gas_Unit Heater_E10 | F2 | Commercial | Health (WA) | New | Space Heating | Natural Gas | Unit Heater | E10 | TRC BC Ratio | 0 | 0 | 0 | 0 | 0 | 0 | 0 | 0 | 0 | 0 | 0 | 0 | 0 | 0 | 0 | 0 | 0 | 0 | 0 | 0 | 0 | 0 | 0 | 0 | 0 | 0 | 0
F3_Commercial_Health (WA)_New_Space Heating_Natural Gas_Unit Heater_E1 | F3 | Commercial | Health (WA) | New | Space Heating | Natural Gas | Unit Heater | E1 | PACT BC Ratio | [24 empty] | 1 | 1 | 1 | bar: 2019 to 2042
F3_Commercial_Health (WA)_New_Space Heating_Natural Gas_Unit Heater_E2 | F3 | Commercial | Health (WA) | New | Space Heating | Natural Gas | Unit Heater | E2 | PACT BC Ratio | 80.175 | 81.4928 | 83.2123 | 85.1081 | 87.1953 | 90.0715 | 93.0006 | 96.1024 | 99.0703 | 102.0846 | 104.7831 | 107.2718 | 109.9961 | 112.7937 | 115.3984 | 117.9656 | 120.3614 | 122.8308 | 125.4029 | 128.0412 | 130.7302 | 133.5675 | 136.8522 | 139.7569 | 142.7233 | 145.7526 | 148.8463
F3_Commercial_Health (WA)_New_Space Heating_Natural Gas_Unit Heater_E3 | F3 | Commercial | Health (WA) | New | Space Heating | Natural Gas | Unit Heater | E3 | PACT BC Ratio | 355.9029 | 365.2834 | 374.4751 | 383.1229 | 391.1916 | 398.4981 | 405.7607 | 413.2777 | 421.6883 | 430.3698 | 439.6206 | 449.3708 | 459.1305 | 468.4883 | 478.2558 | 488.3083 | 498.7632 | 509.4209 | 520.2628 | 531.3251 | 542.6267 | 554.0917 | 565.4761 | 577.4785 | 589.7356 | 602.2529 | 615.0358
F3_Commercial_Health (WA)_New_Space Heating_Natural Gas_Unit Heater_E4 | F3 | Commercial | Health (WA) | New | Space Heating | Natural Gas | Unit Heater | E4 | PACT BC Ratio | 0 | 0 | 0 | 0 | 0 | 0 | 0 | 0 | 0 | 0 | 0 | 0 | 0 | 0 | 0 | 0 | 0 | 0 | 0 | 0 | 0 | 0 | 0 | 0 | 0 | 0 | 0
F3_Commercial_Health (WA)_New_Space Heating_Natural Gas_Unit Heater_E5 | F3 | Commercial | Health (WA) | New | Space Heating | Natural Gas | Unit Heater | E5 | PACT BC Ratio | 0 | 0 | 0 | 0 | 0 | 0 | 0 | 0 | 0 | 0 | 0 | 0 | 0 | 0 | 0 | 0 | 0 | 0 | 0 | 0 | 0 | 0 | 0 | 0 | 0 | 0 | 0
F3_Commercial_Health (WA)_New_Space Heating_Natural Gas_Unit Heater_E6 | F3 | Commercial | Health (WA) | New | Space Heating | Natural Gas | Unit Heater | E6 | PACT BC Ratio | 0 | 0 | 0 | 0 | 0 | 0 | 0 | 0 | 0 | 0 | 0 | 0 | 0 | 0 | 0 | 0 | 0 | 0 | 0 | 0 | 0 | 0 | 0 | 0 | 0 | 0 | 0
F3_Commercial_Health (WA)_New_Space Heating_Natural Gas_Unit Heater_E7 | F3 | Commercial | Health (WA) | New | Space Heating | Natural Gas | Unit Heater | E7 | PACT BC Ratio | 0 | 0 | 0 | 0 | 0 | 0 | 0 | 0 | 0 | 0 | 0 | 0 | 0 | 0 | 0 | 0 | 0 | 0 | 0 | 0 | 0 | 0 | 0 | 0 | 0 | 0 | 0
F3_Commercial_Health (WA)_New_Space Heating_Natural Gas_Unit Heater_E8 | F3 | Commercial | Health (WA) | New | Space Heating | Natural Gas | Unit Heater | E8 | PACT BC Ratio | 0 | 0 | 0 | 0 | 0 | 0 | 0 | 0 | 0 | 0 | 0 | 0 | 0 | 0 | 0 | 0 | 0 | 0 | 0 | 0 | 0 | 0 | 0 | 0 | 0 | 0 | 0
F3_Commercial_Health (WA)_New_Space Heating_Natural Gas_Unit Heater_E9 | F3 | Commercial | Health (WA) | New | Space Heating | Natural Gas | Unit Heater | E9 | PACT BC Ratio | 0 | 0 | 0 | 0 | 0 | 0 | 0 | 0 | 0 | 0 | 0 | 0 | 0 | 0 | 0 | 0 | 0 | 0 | 0 | 0 | 0 | 0 | 0 | 0 | 0 | 0 | 0
F3_Commercial_Health (WA)_New_Space Heating_Natural Gas_Unit Heater_E10 | F3 | Commercial | Health (WA) | New | Space Heating | Natural Gas | Unit Heater | E10 | PACT BC Ratio | 0 | 0 | 0 | 0 | 0 | 0 | 0 | 0 | 0 | 0 | 0 | 0 | 0 | 0 | 0 | 0 | 0 | 0 | 0 | 0 | 0 | 0 | 0 | 0 | 0 | 0 | 0
F4_Commercial_Health (WA)_New_Space Heating_Natural Gas_Unit Heater_E1 | F4 | Commercial | Health (WA) | New | Space Heating | Natural Gas | Unit Heater | E1 | RVT BC Ratio | [24 empty] | 1 | 1 | 1 | bar: 2019 to 2042
F4_Commercial_Health (WA)_New_Space Heating_Natural Gas_Unit Heater_E2 | F4 | Commercial | Health (WA) | New | Space Heating | Natural Gas | Unit Heater | E2 | RVT BC Ratio | 39.8243 | 40.2412 | 40.8379 | 41.496 | 42.2206 | 43.316 | 44.4006 | 45.5406 | 46.5749 | 47.5948 | 48.7427 | 49.7816 | 50.9207 | 52.0828 | 53.1415 | 54.1692 | 55.1018 | 56.0538 | 57.0377 | 58.0353 | 59.0379 | 60.3143 | 61.7919 | 63.0986 | 64.4331 | 65.7958 | 67.1875
F4_Commercial_Health (WA)_New_Space Heating_Natural Gas_Unit Heater_E3 | F4 | Commercial | Health (WA) | New | Space Heating | Natural Gas | Unit Heater | E3 | RVT BC Ratio | 164.4409 | 168.2303 | 171.8626 | 175.1814 | 178.1666 | 180.7067 | 183.163 | 185.8888 | 189.2196 | 192.8986 | 196.8409 | 201.2946 | 205.7574 | 210.0477 | 214.5362 | 219.1648 | 223.9895 | 228.9169 | 233.939 | 239.0739 | 244.3312 | 249.4888 | 254.6101 | 260.0094 | 265.5233 | 271.1542 | 276.9047
F4_Commercial_Health (WA)_New_Space Heating_Natural Gas_Unit Heater_E4 | F4 | Commercial | Health (WA) | New | Space Heating | Natural Gas | Unit Heater | E4 | RVT BC Ratio | 0 | 0 | 0 | 0 | 0 | 0 | 0 | 0 | 0 | 0 | 0 | 0 | 0 | 0 | 0 | 0 | 0 | 0 | 0 | 0 | 0 | 0 | 0 | 0 | 0 | 0 | 0
F4_Commercial_Health (WA)_New_Space Heating_Natural Gas_Unit Heater_E5 | F4 | Commercial | Health (WA) | New | Space Heating | Natural Gas | Unit Heater | E5 | RVT BC Ratio | 0 | 0 | 0 | 0 | 0 | 0 | 0 | 0 | 0 | 0 | 0 | 0 | 0 | 0 | 0 | 0 | 0 | 0 | 0 | 0 | 0 | 0 | 0 | 0 | 0 | 0 | 0
F4_Commercial_Health (WA)_New_Space Heating_Natural Gas_Unit Heater_E6 | F4 | Commercial | Health (WA) | New | Space Heating | Natural Gas | Unit Heater | E6 | RVT BC Ratio | 0 | 0 | 0 | 0 | 0 | 0 | 0 | 0 | 0 | 0 | 0 | 0 | 0 | 0 | 0 | 0 | 0 | 0 | 0 | 0 | 0 | 0 | 0 | 0 | 0 | 0 | 0
F4_Commercial_Health (WA)_New_Space Heating_Natural Gas_Unit Heater_E7 | F4 | Commercial | Health (WA) | New | Space Heating | Natural Gas | Unit Heater | E7 | RVT BC Ratio | 0 | 0 | 0 | 0 | 0 | 0 | 0 | 0 | 0 | 0 | 0 | 0 | 0 | 0 | 0 | 0 | 0 | 0 | 0 | 0 | 0 | 0 | 0 | 0 | 0 | 0 | 0
F4_Commercial_Health (WA)_New_Space Heating_Natural Gas_Unit Heater_E8 | F4 | Commercial | Health (WA) | New | Space Heating | Natural Gas | Unit Heater | E8 | RVT BC Ratio | 0 | 0 | 0 | 0 | 0 | 0 | 0 | 0 | 0 | 0 | 0 | 0 | 0 | 0 | 0 | 0 | 0 | 0 | 0 | 0 | 0 | 0 | 0 | 0 | 0 | 0 | 0
F4_Commercial_Health (WA)_New_Space Heating_Natural Gas_Unit Heater_E9 | F4 | Commercial | Health (WA) | New | Space Heating | Natural Gas | Unit Heater | E9 | RVT BC Ratio | 0 | 0 | 0 | 0 | 0 | 0 | 0 | 0 | 0 | 0 | 0 | 0 | 0 | 0 | 0 | 0 | 0 | 0 | 0 | 0 | 0 | 0 | 0 | 0 | 0 | 0 | 0
F4_Commercial_Health (WA)_New_Space Heating_Natural Gas_Unit Heater_E10 | F4 | Commercial | Health (WA) | New | Space Heating | Natural Gas | Unit Heater | E10 | RVT BC Ratio | 0 | 0 | 0 | 0 | 0 | 0 | 0 | 0 | 0 | 0 | 0 | 0 | 0 | 0 | 0 | 0 | 0 | 0 | 0 | 0 | 0 | 0 | 0 | 0 | 0 | 0 | 0
F5_Commercial_Health (WA)_New_Space Heating_Natural Gas_Unit Heater_E1 | F5 | Commercial | Health (WA) | New | Space Heating | Natural Gas | Unit Heater | E1 | RIM BC Ratio | [24 empty] | 1 | 1 | 1 | bar: 2019 to 2042
F5_Commercial_Health (WA)_New_Space Heating_Natural Gas_Unit Heater_E2 | F5 | Commercial | Health (WA) | New | Space Heating | Natural Gas | Unit Heater | E2 | RIM BC Ratio | 0.85822 | 0.86333 | 0.86873 | 0.8745 | 0.88064 | 0.88679 | 0.89336 | 0.90015 | 0.90743 | 0.91509 | 0.91725 | 0.91951 | 0.92186 | 0.92429 | 0.92687 | 0.92958 | 0.93246 | 0.93549 | 0.93866 | 0.94199 | 0.94549 | 0.94564 | 0.9458 | 0.94593 | 0.94607 | 0.9462 | 0.94633
F5_Commercial_Health (WA)_New_Space Heating_Natural Gas_Unit Heater_E3 | F5 | Commercial | Health (WA) | New | Space Heating | Natural Gas | Unit Heater | E3 | RIM BC Ratio | 0.92614 | 0.92916 | 0.93244 | 0.93592 | 0.93963 | 0.94374 | 0.94807 | 0.95149 | 0.95378 | 0.95487 | 0.95588 | 0.95548 | 0.95508 | 0.95466 | 0.95419 | 0.95369 | 0.95315 | 0.95258 | 0.95199 | 0.95137 | 0.95071 | 0.95075 | 0.95078 | 0.95081 | 0.95085 | 0.95088 | 0.95091
F5_Commercial_Health (WA)_New_Space Heating_Natural Gas_Unit Heater_E4 | F5 | Commercial | Health (WA) | New | Space Heating | Natural Gas | Unit Heater | E4 | RIM BC Ratio | 0 | 0 | 0 | 0 | 0 | 0 | 0 | 0 | 0 | 0 | 0 | 0 | 0 | 0 | 0 | 0 | 0 | 0 | 0 | 0 | 0 | 0 | 0 | 0 | 0 | 0 | 0
F5_Commercial_Health (WA)_New_Space Heating_Natural Gas_Unit Heater_E5 | F5 | Commercial | Health (WA) | New | Space Heating | Natural Gas | Unit Heater | E5 | RIM BC Ratio | 0 | 0 | 0 | 0 | 0 | 0 | 0 | 0 | 0 | 0 | 0 | 0 | 0 | 0 | 0 | 0 | 0 | 0 | 0 | 0 | 0 | 0 | 0 | 0 | 0 | 0 | 0
F5_Commercial_Health (WA)_New_Space Heating_Natural Gas_Unit Heater_E6 | F5 | Commercial | Health (WA) | New | Space Heating | Natural Gas | Unit Heater | E6 | RIM BC Ratio | 0 | 0 | 0 | 0 | 0 | 0 | 0 | 0 | 0 | 0 | 0 | 0 | 0 | 0 | 0 | 0 | 0 | 0 | 0 | 0 | 0 | 0 | 0 | 0 | 0 | 0 | 0
F5_Commercial_Health (WA)_New_Space Heating_Natural Gas_Unit Heater_E7 | F5 | Commercial | Health (WA) | New | Space Heating | Natural Gas | Unit Heater | E7 | RIM BC Ratio | 0 | 0 | 0 | 0 | 0 | 0 | 0 | 0 | 0 | 0 | 0 | 0 | 0 | 0 | 0 | 0 | 0 | 0 | 0 | 0 | 0 | 0 | 0 | 0 | 0 | 0 | 0
F5_Commercial_Health (WA)_New_Space Heating_Natural Gas_Unit Heater_E8 | F5 | Commercial | Health (WA) | New | Space Heating | Natural Gas | Unit Heater | E8 | RIM BC Ratio | 0 | 0 | 0 | 0 | 0 | 0 | 0 | 0 | 0 | 0 | 0 | 0 | 0 | 0 | 0 | 0 | 0 | 0 | 0 | 0 | 0 | 0 | 0 | 0 | 0 | 0 | 0
F5_Commercial_Health (WA)_New_Space Heating_Natural Gas_Unit Heater_E9 | F5 | Commercial | Health (WA) | New | Space Heating | Natural Gas | Unit Heater | E9 | RIM BC Ratio | 0 | 0 | 0 | 0 | 0 | 0 | 0 | 0 | 0 | 0 | 0 | 0 | 0 | 0 | 0 | 0 | 0 | 0 | 0 | 0 | 0 | 0 | 0 | 0 | 0 | 0 | 0
F5_Commercial_Health (WA)_New_Space Heating_Natural Gas_Unit Heater_E10 | F5 | Commercial | Health (WA) | New | Space Heating | Natural Gas | Unit Heater | E10 | RIM BC Ratio | 0 | 0 | 0 | 0 | 0 | 0 | 0 | 0 | 0 | 0 | 0 | 0 | 0 | 0 | 0 | 0 | 0 | 0 | 0 | 0 | 0 | 0 | 0 | 0 | 0 | 0 | 0
F0_Commercial_Health (WA)_New_Water Heating_Natural Gas_Water Heater_E0 | F0 | Commercial | Health (WA) | New | Water Heating | Natural Gas | Water Heater | E0 | Economic Unit | Gas-Fired Absorption HPWH | Gas-Fired Absorption HPWH | Gas-Fired Absorption HPWH | Gas-Fired Absorption HPWH | Gas-Fired Absorption HPWH | Gas-Fired Absorption HPWH | Gas-Fired Absorption HPWH | Gas-Fired Absorption HPWH | Gas-Fired Absorption HPWH | Gas-Fired Absorption HPWH | Gas-Fired Absorption HPWH | Gas-Fired Absorption HPWH | Gas-Fired Absorption HPWH | Gas-Fired Absorption HPWH | Gas-Fired Absorption HPWH | Gas-Fired Absorption HPWH | Gas-Fired Absorption HPWH | Gas-Fired Absorption HPWH | Gas-Fired Absorption HPWH | Gas-Fired Absorption HPWH | Gas-Fired Absorption HPWH | Gas-Fired Absorption HPWH | Gas-Fired Absorption HPWH | Gas-Fired Absorption HPWH | Gas-Fired Absorption HPWH | Gas-Fired Absorption HPWH | Gas-Fired Absorption HPWH
F1_Commercial_Health (WA)_New_Water Heating_Natural Gas_Water Heater_E1 | F1 | Commercial | Health (WA) | New | Water Heating | Natural Gas | Water Heater | E1 | CCE | 0 | 0 | 0 | 0 | 0 | 0 | 0 | 0 | 0 | 0 | 0 | 0 | 0 | 0 | 0 | 0 | 0 | 0 | 0 | 0 | 0 | 0 | 0 | 0 | 0 | 0 | 0
F1_Commercial_Health (WA)_New_Water Heating_Natural Gas_Water Heater_E2 | F1 | Commercial | Health (WA) | New | Water Heating | Natural Gas | Water Heater | E2 | CCE | 0.00060776 | 0.00060776 | 0.00060776 | 0.00060776 | 0.00060776 | 0.00060776 | 0.00060776 | 0.00060776 | 0.00060776 | 0.00060776 | 0.00060776 | 0.00060776 | 0.00060776 | 0.00060776 | 0.00060776 | 0.00060776 | 0.00060776 | 0.00060776 | 0.00060776 | 0.00060776 | 0.00060776 | 0.00060776 | 0.00060776 | 0.00060776 | 0.00060776 | 0.00060776 | 0.00060776
F1_Commercial_Health (WA)_New_Water Heating_Natural Gas_Water Heater_E3 | F1 | Commercial | Health (WA) | New | Water Heating | Natural Gas | Water Heater | E3 | CCE | 0.0010771 | 0.0010771 | 0.0010771 | 0.0010771 | 0.0010771 | 0.0010771 | 0.0010771 | 0.0010771 | 0.0010771 | 0.0010771 | 0.0010771 | 0.0010771 | 0.0010771 | 0.0010771 | 0.0010771 | 0.0010771 | 0.0010771 | 0.0010771 | 0.0010771 | 0.0010771 | 0.0010771 | 0.0010771 | 0.0010771 | 0.0010771 | 0.0010771 | 0.0010771 | 0.0010771
F1_Commercial_Health (WA)_New_Water Heating_Natural Gas_Water Heater_E4 | F1 | Commercial | Health (WA) | New | Water Heating | Natural Gas | Water Heater | E4 | CCE | 0.0010969 | 0.0010969 | 0.0010969 | 0.0010969 | 0.0010969 | 0.0010969 | 0.0010969 | 0.0010969 | 0.0010969 | 0.0010969 | 0.0010969 | 0.0010969 | 0.0010969 | 0.0010969 | 0.0010969 | 0.0010969 | 0.0010969 | 0.0010969 | 0.0010969 | 0.0010969 | 0.0010969 | 0.0010969 | 0.0010969 | 0.0010969 | 0.0010969 | 0.0010969 | 0.0010969
F1_Commercial_Health (WA)_New_Water Heating_Natural Gas_Water Heater_E5 | F1 | Commercial | Health (WA) | New | Water Heating | Natural Gas | Water Heater | E5 | CCE | 0.0015985 | 0.0015985 | 0.0015985 | 0.0015985 | 0.0015985 | 0.0015985 | 0.0015985 | 0.0015985 | 0.0015985 | 0.0015985 | 0.0015985 | 0.0015985 | 0.0015985 | 0.0015985 | 0.0015985 | 0.0015985 | 0.0015985 | 0.0015985 | 0.0015985 | 0.0015985 | 0.0015985 | 0.0015985 | 0.0015985 | 0.0015985 | 0.0015985 | 0.0015985 | 0.0015985
F1_Commercial_Health (WA)_New_Water Heating_Natural Gas_Water Heater_E6 | F1 | Commercial | Health (WA) | New | Water Heating | Natural Gas | Water Heater | E6 | CCE | 0 | 0 | 0 | 0 | 0 | 0 | 0 | 0 | 0 | 0 | 0 | 0 | 0 | 0 | 0 | 0 | 0 | 0 | 0 | 0 | 0 | 0 | 0 | 0 | 0 | 0 | 0
F1_Commercial_Health (WA)_New_Water Heating_Natural Gas_Water Heater_E7 | F1 | Commercial | Health (WA) | New | Water Heating | Natural Gas | Water Heater | E7 | CCE | 0 | 0 | 0 | 0 | 0 | 0 | 0 | 0 | 0 | 0 | 0 | 0 | 0 | 0 | 0 | 0 | 0 | 0 | 0 | 0 | 0 | 0 | 0 | 0 | 0 | 0 | 0
F1_Commercial_Health (WA)_New_Water Heating_Natural Gas_Water Heater_E8 | F1 | Commercial | Health (WA) | New | Water Heating | Natural Gas | Water Heater | E8 | CCE | 0 | 0 | 0 | 0 | 0 | 0 | 0 | 0 | 0 | 0 | 0 | 0 | 0 | 0 | 0 | 0 | 0 | 0 | 0 | 0 | 0 | 0 | 0 | 0 | 0 | 0 | 0
F1_Commercial_Health (WA)_New_Water Heating_Natural Gas_Water Heater_E9 | F1 | Commercial | Health (WA) | New | Water Heating | Natural Gas | Water Heater | E9 | CCE | 0 | 0 | 0 | 0 | 0 | 0 | 0 | 0 | 0 | 0 | 0 | 0 | 0 | 0 | 0 | 0 | 0 | 0 | 0 | 0 | 0 | 0 | 0 | 0 | 0 | 0 | 0
F1_Commercial_Health (WA)_New_Water Heating_Natural Gas_Water Heater_E10 | F1 | Commercial | Health (WA) | New | Water Heating | Natural Gas | Water Heater | E10 | CCE | 0 | 0 | 0 | 0 | 0 | 0 | 0 | 0 | 0 | 0 | 0 | 0 | 0 | 0 | 0 | 0 | 0 | 0 | 0 | 0 | 0 | 0 | 0 | 0 | 0 | 0 | 0
F2_Commercial_Health (WA)_New_Water Heating_Natural Gas_Water Heater_E1 | F2 | Commercial | Health (WA) | New | Water Heating | Natural Gas | Water Heater | E1 | TRC BC Ratio | [24 empty] | 1 | 1 | 1 | bar: 2019 to 2042
F2_Commercial_Health (WA)_New_Water Heating_Natural Gas_Water Heater_E2 | F2 | Commercial | Health (WA) | New | Water Heating | Natural Gas | Water Heater | E2 | TRC BC Ratio | 6.1006 | 6.2608 | 6.4407 | 6.6421 | 6.8665 | 7.1318 | 7.4021 | 7.6683 | 7.9244 | 8.1842 | 8.3957 | 8.5953 | 8.8088 | 9.0189 | 9.2095 | 9.39 | 9.5547 | 9.7181 | 9.8913 | 10.0613 | 10.2358 | 10.4166 | 10.5995 | 10.7878 | 10.9794 | 11.1745 | 11.373
F2_Commercial_Health (WA)_New_Water Heating_Natural Gas_Water Heater_E3 | F2 | Commercial | Health (WA) | New | Water Heating | Natural Gas | Water Heater | E3 | TRC BC Ratio | 3.4422 | 3.5327 | 3.6341 | 3.7478 | 3.8744 | 4.0241 | 4.1766 | 4.3268 | 4.4713 | 4.6179 | 4.7373 | 4.8499 | 4.9704 | 5.0889 | 5.1965 | 5.2983 | 5.3912 | 5.4834 | 5.5811 | 5.6771 | 5.7755 | 5.8775 | 5.9807 | 6.087 | 6.1951 | 6.3052 | 6.4172
F2_Commercial_Health (WA)_New_Water Heating_Natural Gas_Water Heater_E4 | F2 | Commercial | Health (WA) | New | Water Heating | Natural Gas | Water Heater | E4 | TRC BC Ratio | 2.1726 | 2.2387 | 2.3282 | 2.4451 | 2.5898 | 2.7783 | 2.973 | 3.1623 | 3.3395 | 3.5193 | 3.6487 | 3.7642 | 3.8921 | 4.0147 | 4.1165 | 4.2064 | 4.279 | 4.3487 | 4.4265 | 4.4995 | 4.5751 | 4.6553 | 4.7359 | 4.82 | 4.9057 | 4.9928 | 5.0815
F2_Commercial_Health (WA)_New_Water Heating_Natural Gas_Water Heater_E5 | F2 | Commercial | Health (WA) | New | Water Heating | Natural Gas | Water Heater | E5 | TRC BC Ratio | 2.3796 | 2.442 | 2.5108 | 2.5863 | 2.6689 | 2.7653 | 2.8631 | 2.9597 | 3.053 | 3.1477 | 3.226 | 3.3005 | 3.3798 | 3.4581 | 3.53 | 3.5984 | 3.6616 | 3.7245 | 3.7908 | 3.8563 | 3.9233 | 3.9926 | 4.0628 | 4.135 | 4.2085 | 4.2833 | 4.3594
F2_Commercial_Health (WA)_New_Water Heating_Natural Gas_Water Heater_E6 | F2 | Commercial | Health (WA) | New | Water Heating | Natural Gas | Water Heater | E6 | TRC BC Ratio | 0 | 0 | 0 | 0 | 0 | 0 | 0 | 0 | 0 | 0 | 0 | 0 | 0 | 0 | 0 | 0 | 0 | 0 | 0 | 0 | 0 | 0 | 0 | 0 | 0 | 0 | 0
F2_Commercial_Health (WA)_New_Water Heating_Natural Gas_Water Heater_E7 | F2 | Commercial | Health (WA) | New | Water Heating | Natural Gas | Water Heater | E7 | TRC BC Ratio | 0 | 0 | 0 | 0 | 0 | 0 | 0 | 0 | 0 | 0 | 0 | 0 | 0 | 0 | 0 | 0 | 0 | 0 | 0 | 0 | 0 | 0 | 0 | 0 | 0 | 0 | 0
F2_Commercial_Health (WA)_New_Water Heating_Natural Gas_Water Heater_E8 | F2 | Commercial | Health (WA) | New | Water Heating | Natural Gas | Water Heater | E8 | TRC BC Ratio | 0 | 0 | 0 | 0 | 0 | 0 | 0 | 0 | 0 | 0 | 0 | 0 | 0 | 0 | 0 | 0 | 0 | 0 | 0 | 0 | 0 | 0 | 0 | 0 | 0 | 0 | 0
F2_Commercial_Health (WA)_New_Water Heating_Natural Gas_Water Heater_E9 | F2 | Commercial | Health (WA) | New | Water Heating | Natural Gas | Water Heater | E9 | TRC BC Ratio | 0 | 0 | 0 | 0 | 0 | 0 | 0 | 0 | 0 | 0 | 0 | 0 | 0 | 0 | 0 | 0 | 0 | 0 | 0 | 0 | 0 | 0 | 0 | 0 | 0 | 0 | 0
F2_Commercial_Health (WA)_New_Water Heating_Natural Gas_Water Heater_E10 | F2 | Commercial | Health (WA) | New | Water Heating | Natural Gas | Water Heater | E10 | TRC BC Ratio | 0 | 0 | 0 | 0 | 0 | 0 | 0 | 0 | 0 | 0 | 0 | 0 | 0 | 0 | 0 | 0 | 0 | 0 | 0 | 0 | 0 | 0 | 0 | 0 | 0 | 0 | 0
F3_Commercial_Health (WA)_New_Water Heating_Natural Gas_Water Heater_E1 | F3 | Commercial | Health (WA) | New | Water Heating | Natural Gas | Water Heater | E1 | PACT BC Ratio | [24 empty] | 1 | 1 | 1 | bar: 2019 to 2042
F3_Commercial_Health (WA)_New_Water Heating_Natural Gas_Water Heater_E2 | F3 | Commercial | Health (WA) | New | Water Heating | Natural Gas | Water Heater | E2 | PACT BC Ratio | 15.1365 | 15.5341 | 15.9803 | 16.4801 | 17.0368 | 17.6952 | 18.3658 | 19.0264 | 19.6617 | 20.3064 | 20.8311 | 21.3263 | 21.8561 | 22.3773 | 22.8503 | 23.2981 | 23.7067 | 24.112 | 24.5418 | 24.9637 | 25.3966 | 25.8452 | 26.299 | 26.7662 | 27.2417 | 27.7257 | 28.2183
F3_Commercial_Health (WA)_New_Water Heating_Natural Gas_Water Heater_E3 | F3 | Commercial | Health (WA) | New | Water Heating | Natural Gas | Water Heater | E3 | PACT BC Ratio | 8.5407 | 8.7651 | 9.0169 | 9.2989 | 9.613 | 9.9845 | 10.3628 | 10.7356 | 11.0941 | 11.4578 | 11.7539 | 12.0333 | 12.3323 | 12.6263 | 12.8933 | 13.1459 | 13.3765 | 13.6052 | 13.8477 | 14.0858 | 14.33 | 14.5831 | 14.8392 | 15.1028 | 15.3711 | 15.6442 | 15.9221
F3_Commercial_Health (WA)_New_Water Heating_Natural Gas_Water Heater_E4 | F3 | Commercial | Health (WA) | New | Water Heating | Natural Gas | Water Heater | E4 | PACT BC Ratio | 5.3905 | 5.5546 | 5.7767 | 6.0668 | 6.4257 | 6.8934 | 7.3764 | 7.8461 | 8.2858 | 8.7318 | 9.053 | 9.3397 | 9.657 | 9.9612 | 10.2136 | 10.4368 | 10.6169 | 10.7897 | 10.9828 | 11.1639 | 11.3515 | 11.5506 | 11.7505 | 11.9593 | 12.1717 | 12.388 | 12.608
F3_Commercial_Health (WA)_New_Water Heating_Natural Gas_Water Heater_E5 | F3 | Commercial | Health (WA) | New | Water Heating | Natural Gas | Water Heater | E5 | PACT BC Ratio | 5.9041 | 6.059 | 6.2297 | 6.4169 | 6.622 | 6.8611 | 7.1038 | 7.3435 | 7.575 | 7.8099 | 8.0043 | 8.189 | 8.3859 | 8.5802 | 8.7584 | 8.9282 | 9.085 | 9.241 | 9.4057 | 9.568 | 9.7343 | 9.9064 | 10.0806 | 10.2597 | 10.4419 | 10.6274 | 10.8162
F3_Commercial_Health (WA)_New_Water Heating_Natural Gas_Water Heater_E6 | F3 | Commercial | Health (WA) | New | Water Heating | Natural Gas | Water Heater | E6 | PACT BC Ratio | 0 | 0 | 0 | 0 | 0 | 0 | 0 | 0 | 0 | 0 | 0 | 0 | 0 | 0 | 0 | 0 | 0 | 0 | 0 | 0 | 0 | 0 | 0 | 0 | 0 | 0 | 0
F3_Commercial_Health (WA)_New_Water Heating_Natural Gas_Water Heater_E7 | F3 | Commercial | Health (WA) | New | Water Heating | Natural Gas | Water Heater | E7 | PACT BC Ratio | 0 | 0 | 0 | 0 | 0 | 0 | 0 | 0 | 0 | 0 | 0 | 0 | 0 | 0 | 0 | 0 | 0 | 0 | 0 | 0 | 0 | 0 | 0 | 0 | 0 | 0 | 0
F3_Commercial_Health (WA)_New_Water Heating_Natural Gas_Water Heater_E8 | F3 | Commercial | Health (WA) | New | Water Heating | Natural Gas | Water Heater | E8 | PACT BC Ratio | 0 | 0 | 0 | 0 | 0 | 0 | 0 | 0 | 0 | 0 | 0 | 0 | 0 | 0 | 0 | 0 | 0 | 0 | 0 | 0 | 0 | 0 | 0 | 0 | 0 | 0 | 0
F3_Commercial_Health (WA)_New_Water Heating_Natural Gas_Water Heater_E9 | F3 | Commercial | Health (WA) | New | Water Heating | Natural Gas | Water Heater | E9 | PACT BC Ratio | 0 | 0 | 0 | 0 | 0 | 0 | 0 | 0 | 0 | 0 | 0 | 0 | 0 | 0 | 0 | 0 | 0 | 0 | 0 | 0 | 0 | 0 | 0 | 0 | 0 | 0 | 0
F3_Commercial_Health (WA)_New_Water Heating_Natural Gas_Water Heater_E10 | F3 | Commercial | Health (WA) | New | Water Heating | Natural Gas | Water Heater | E10 | PACT BC Ratio | 0 | 0 | 0 | 0 | 0 | 0 | 0 | 0 | 0 | 0 | 0 | 0 | 0 | 0 | 0 | 0 | 0 | 0 | 0 | 0 | 0 | 0 | 0 | 0 | 0 | 0 | 0
F4_Commercial_Health (WA)_New_Water Heating_Natural Gas_Water Heater_E1 | F4 | Commercial | Health (WA) | New | Water Heating | Natural Gas | Water Heater | E1 | RVT BC Ratio | [24 empty] | 1 | 1 | 1 | bar: 2019 to 2042
F4_Commercial_Health (WA)_New_Water Heating_Natural Gas_Water Heater_E2 | F4 | Commercial | Health (WA) | New | Water Heating | Natural Gas | Water Heater | E2 | RVT BC Ratio | 8.8178 | 8.9893 | 9.1823 | 9.3991 | 9.6409 | 9.9331 | 10.2231 | 10.4972 | 10.7458 | 10.9879 | 11.2387 | 11.4686 | 11.7141 | 11.9521 | 12.1613 | 12.3537 | 12.5216 | 12.6838 | 12.8549 | 13.0173 | 13.1807 | 13.4085 | 13.639 | 13.8763 | 14.1177 | 14.3635 | 14.6137
F4_Commercial_Health (WA)_New_Water Heating_Natural Gas_Water Heater_E3 | F4 | Commercial | Health (WA) | New | Water Heating | Natural Gas | Water Heater | E3 | RVT BC Ratio | 5.099 | 5.1958 | 5.3047 | 5.427 | 5.5634 | 5.7283 | 5.8919 | 6.0466 | 6.1869 | 6.3235 | 6.465 | 6.5947 | 6.7333 | 6.8675 | 6.9856 | 7.0941 | 7.1889 | 7.2804 | 7.3769 | 7.4686 | 7.5608 | 7.6893 | 7.8194 | 7.9533 | 8.0895 | 8.2282 | 8.3693
F4_Commercial_Health (WA)_New_Water Heating_Natural Gas_Water Heater_E4 | F4 | Commercial | Health (WA) | New | Water Heating | Natural Gas | Water Heater | E4 | RVT BC Ratio | 3.684 | 3.752 | 3.8482 | 3.9777 | 4.1405 | 4.3596 | 4.5805 | 4.7803 | 4.9479 | 5.1024 | 5.2569 | 5.381 | 5.5186 | 5.6465 | 5.7436 | 5.822 | 5.8739 | 5.9181 | 5.9691 | 6.0093 | 6.0483 | 6.1494 | 6.2509 | 6.3569 | 6.4648 | 6.5746 | 6.6864
F4_Commercial_Health (WA)_New_Water Heating_Natural Gas_Water Heater_E5 | F4 | Commercial | Health (WA) | New | Water Heating | Natural Gas | Water Heater | E5 | RVT BC Ratio | 3.5888 | 3.6569 | 3.7311 | 3.8115 | 3.8986 | 4.0028 | 4.1062 | 4.2047 | 4.2952 | 4.3841 | 4.4768 | 4.5632 | 4.6552 | 4.7448 | 4.8247 | 4.899 | 4.9651 | 5.0295 | 5.097 | 5.1618 | 5.227 | 5.3144 | 5.4028 | 5.4938 | 5.5863 | 5.6805 | 5.7764
F4_Commercial_Health (WA)_New_Water Heating_Natural Gas_Water Heater_E6 | F4 | Commercial | Health (WA) | New | Water Heating | Natural Gas | Water Heater | E6 | RVT BC Ratio | 0 | 0 | 0 | 0 | 0 | 0 | 0 | 0 | 0 | 0 | 0 | 0 | 0 | 0 | 0 | 0 | 0 | 0 | 0 | 0 | 0 | 0 | 0 | 0 | 0 | 0 | 0
F4_Commercial_Health (WA)_New_Water Heating_Natural Gas_Water Heater_E7 | F4 | Commercial | Health (WA) | New | Water Heating | Natural Gas | Water Heater | E7 | RVT BC Ratio | 0 | 0 | 0 | 0 | 0 | 0 | 0 | 0 | 0 | 0 | 0 | 0 | 0 | 0 | 0 | 0 | 0 | 0 | 0 | 0 | 0 | 0 | 0 | 0 | 0 | 0 | 0
F4_Commercial_Health (WA)_New_Water Heating_Natural Gas_Water Heater_E8 | F4 | Commercial | Health (WA) | New | Water Heating | Natural Gas | Water Heater | E8 | RVT BC Ratio | 0 | 0 | 0 | 0 | 0 | 0 | 0 | 0 | 0 | 0 | 0 | 0 | 0 | 0 | 0 | 0 | 0 | 0 | 0 | 0 | 0 | 0 | 0 | 0 | 0 | 0 | 0
F4_Commercial_Health (WA)_New_Water Heating_Natural Gas_Water Heater_E9 | F4 | Commercial | Health (WA) | New | Water Heating | Natural Gas | Water Heater | E9 | RVT BC Ratio | 0 | 0 | 0 | 0 | 0 | 0 | 0 | 0 | 0 | 0 | 0 | 0 | 0 | 0 | 0 | 0 | 0 | 0 | 0 | 0 | 0 | 0 | 0 | 0 | 0 | 0 | 0
F4_Commercial_Health (WA)_New_Water Heating_Natural Gas_Water Heater_E10 | F4 | Commercial | Health (WA) | New | Water Heating | Natural Gas | Water Heater | E10 | RVT BC Ratio | 0 | 0 | 0 | 0 | 0 | 0 | 0 | 0 | 0 | 0 | 0 | 0 | 0 | 0 | 0 | 0 | 0 | 0 | 0 | 0 | 0 | 0 | 0 | 0 | 0 | 0 | 0
F5_Commercial_Health (WA)_New_Water Heating_Natural Gas_Water Heater_E1 | F5 | Commercial | Health (WA) | New | Water Heating | Natural Gas | Water Heater | E1 | RIM BC Ratio | [24 empty] | 1 | 1 | 1 | bar: 2019 to 2042
F5_Commercial_Health (WA)_New_Water Heating_Natural Gas_Water Heater_E2 | F5 | Commercial | Health (WA) | New | Water Heating | Natural Gas | Water Heater | E2 | RIM BC Ratio | 0.81181 | 0.81758 | 0.82376 | 0.83034 | 0.8373 | 0.84458 | 0.8522 | 0.86022 | 0.86876 | 0.87783 | 0.88077 | 0.88394 | 0.88723 | 0.8906 | 0.89404 | 0.89759 | 0.90128 | 0.90514 | 0.9092 | 0.91347 | 0.91796 | 0.91853 | 0.9191 | 0.91966 | 0.92021 | 0.92075 | 0.92129
F5_Commercial_Health (WA)_New_Water Heating_Natural Gas_Water Heater_E3 | F5 | Commercial | Health (WA) | New | Water Heating | Natural Gas | Water Heater | E3 | RIM BC Ratio | 0.77952 | 0.78565 | 0.79222 | 0.79924 | 0.80668 | 0.81456 | 0.82272 | 0.8312 | 0.84009 | 0.84947 | 0.85292 | 0.85653 | 0.86026 | 0.86404 | 0.86781 | 0.87165 | 0.87557 | 0.87964 | 0.88391 | 0.88837 | 0.89303 | 0.894 | 0.89494 | 0.89589 | 0.89682 | 0.89773 | 0.89863
F5_Commercial_Health (WA)_New_Water Heating_Natural Gas_Water Heater_E4 | F5 | Commercial | Health (WA) | New | Water Heating | Natural Gas | Water Heater | E4 | RIM BC Ratio | 0.67124 | 0.67977 | 0.69015 | 0.70235 | 0.716 | 0.73119 | 0.74628 | 0.76194 | 0.77845 | 0.79645 | 0.80236 | 0.80938 | 0.81673 | 0.82404 | 0.8311 | 0.83821 | 0.84539 | 0.85294 | 0.86103 | 0.86956 | 0.87866 | 0.87984 | 0.88098 | 0.88213 | 0.88327 | 0.88439 | 0.88549
F5_Commercial_Health (WA)_New_Water Heating_Natural Gas_Water Heater_E5 | F5 | Commercial | Health (WA) | New | Water Heating | Natural Gas | Water Heater | E5 | RIM BC Ratio | 0.75367 | 0.75979 | 0.76645 | 0.77365 | 0.78141 | 0.78956 | 0.79786 | 0.80632 | 0.815 | 0.82398 | 0.82776 | 0.83149 | 0.83535 | 0.83922 | 0.84303 | 0.84685 | 0.85069 | 0.85465 | 0.85879 | 0.86306 | 0.86751 | 0.86885 | 0.87017 | 0.87148 | 0.87278 | 0.87405 | 0.87531
F5_Commercial_Health (WA)_New_Water Heating_Natural Gas_Water Heater_E6 | F5 | Commercial | Health (WA) | New | Water Heating | Natural Gas | Water Heater | E6 | RIM BC Ratio | 0 | 0 | 0 | 0 | 0 | 0 | 0 | 0 | 0 | 0 | 0 | 0 | 0 | 0 | 0 | 0 | 0 | 0 | 0 | 0 | 0 | 0 | 0 | 0 | 0 | 0 | 0
F5_Commercial_Health (WA)_New_Water Heating_Natural Gas_Water Heater_E7 | F5 | Commercial | Health (WA) | New | Water Heating | Natural Gas | Water Heater | E7 | RIM BC Ratio | 0 | 0 | 0 | 0 | 0 | 0 | 0 | 0 | 0 | 0 | 0 | 0 | 0 | 0 | 0 | 0 | 0 | 0 | 0 | 0 | 0 | 0 | 0 | 0 | 0 | 0 | 0
F5_Commercial_Health (WA)_New_Water Heating_Natural Gas_Water Heater_E8 | F5 | Commercial | Health (WA) | New | Water Heating | Natural Gas | Water Heater | E8 | RIM BC Ratio | 0 | 0 | 0 | 0 | 0 | 0 | 0 | 0 | 0 | 0 | 0 | 0 | 0 | 0 | 0 | 0 | 0 | 0 | 0 | 0 | 0 | 0 | 0 | 0 | 0 | 0 | 0
F5_Commercial_Health (WA)_New_Water Heating_Natural Gas_Water Heater_E9 | F5 | Commercial | Health (WA) | New | Water Heating | Natural Gas | Water Heater | E9 | RIM BC Ratio | 0 | 0 | 0 | 0 | 0 | 0 | 0 | 0 | 0 | 0 | 0 | 0 | 0 | 0 | 0 | 0 | 0 | 0 | 0 | 0 | 0 | 0 | 0 | 0 | 0 | 0 | 0
F5_Commercial_Health (WA)_New_Water Heating_Natural Gas_Water Heater_E10 | F5 | Commercial | Health (WA) | New | Water Heating | Natural Gas | Water Heater | E10 | RIM BC Ratio | 0 | 0 | 0 | 0 | 0 | 0 | 0 | 0 | 0 | 0 | 0 | 0 | 0 | 0 | 0 | 0 | 0 | 0 | 0 | 0 | 0 | 0 | 0 | 0 | 0 | 0 | 0
F0_Commercial_Health (WA)_New_Food Preparation_Natural Gas_Oven_E0 | F0 | Commercial | Health (WA) | New | Food Preparation | Natural Gas | Oven | E0 | Economic Unit | ENERGY STAR (>42% Baking Efficiency) | ENERGY STAR (>42% Baking Efficiency) | ENERGY STAR (>42% Baking Efficiency) | ENERGY STAR (>42% Baking Efficiency) | ENERGY STAR (>42% Baking Efficiency) | ENERGY STAR (>42% Baking Efficiency) | ENERGY STAR (>42% Baking Efficiency) | ENERGY STAR (>42% Baking Efficiency) | ENERGY STAR (>42% Baking Efficiency) | ENERGY STAR (>42% Baking Efficiency) | ENERGY STAR (>42% Baking Efficiency) | ENERGY STAR (>42% Baking Efficiency) | ENERGY STAR (>42% Baking Efficiency) | ENERGY STAR (>42% Baking Efficiency) | ENERGY STAR (>42% Baking Efficiency) | ENERGY STAR (>42% Baking Efficiency) | ENERGY STAR (>42% Baking Efficiency) | ENERGY STAR (>42% Baking Efficiency) | ENERGY STAR (>42% Baking Efficiency) | ENERGY STAR (>42% Baking Efficiency) | ENERGY STAR (>42% Baking Efficiency) | ENERGY STAR (>42% Baking Efficiency) | ENERGY STAR (>42% Baking Efficiency) | ENERGY STAR (>42% Baking Efficiency) | ENERGY STAR (>42% Baking Efficiency) | ENERGY STAR (>42% Baking Efficiency) | ENERGY STAR (>42% Baking Efficiency)
F1_Commercial_Health (WA)_New_Food Preparation_Natural Gas_Oven_E1 | F1 | Commercial | Health (WA) | New | Food Preparation | Natural Gas | Oven | E1 | CCE | 0 | 0 | 0 | 0 | 0 | 0 | 0 | 0 | 0 | 0 | 0 | 0 | 0 | 0 | 0 | 0 | 0 | 0 | 0 | 0 | 0 | 0 | 0 | 0 | 0 | 0 | 0
F1_Commercial_Health (WA)_New_Food Preparation_Natural Gas_Oven_E2 | F1 | Commercial | Health (WA) | New | Food Preparation | Natural Gas | Oven | E2 | CCE | 2.0796e-05 | 2.0796e-05 | 2.0796e-05 | 2.0796e-05 | 2.0796e-05 | 2.0796e-05 | 2.0796e-05 | 2.0796e-05 | 2.0796e-05 | 2.0796e-05 | 2.0796e-05 | 2.0796e-05 | 2.0796e-05 | 2.0796e-05 | 2.0796e-05 | 2.0796e-05 | 2.0796e-05 | 2.0796e-05 | 2.0796e-05 | 2.0796e-05 | 2.0796e-05 | 2.0796e-05 | 2.0796e-05 | 2.0796e-05 | 2.0796e-05 | 2.0796e-05 | 2.0796e-05
F1_Commercial_Health (WA)_New_Food Preparation_Natural Gas_Oven_E3 | F1 | Commercial | Health (WA) | New | Food Preparation | Natural Gas | Oven | E3 | CCE | 0 | 0 | 0 | 0 | 0 | 0 | 0 | 0 | 0 | 0 | 0 | 0 | 0 | 0 | 0 | 0 | 0 | 0 | 0 | 0 | 0 | 0 | 0 | 0 | 0 | 0 | 0
F1_Commercial_Health (WA)_New_Food Preparation_Natural Gas_Oven_E4 | F1 | Commercial | Health (WA) | New | Food Preparation | Natural Gas | Oven | E4 | CCE | 0 | 0 | 0 | 0 | 0 | 0 | 0 | 0 | 0 | 0 | 0 | 0 | 0 | 0 | 0 | 0 | 0 | 0 | 0 | 0 | 0 | 0 | 0 | 0 | 0 | 0 | 0
F1_Commercial_Health (WA)_New_Food Preparation_Natural Gas_Oven_E5 | F1 | Commercial | Health (WA) | New | Food Preparation | Natural Gas | Oven | E5 | CCE | 0 | 0 | 0 | 0 | 0 | 0 | 0 | 0 | 0 | 0 | 0 | 0 | 0 | 0 | 0 | 0 | 0 | 0 | 0 | 0 | 0 | 0 | 0 | 0 | 0 | 0 | 0
F1_Commercial_Health (WA)_New_Food Preparation_Natural Gas_Oven_E6 | F1 | Commercial | Health (WA) | New | Food Preparation | Natural Gas | Oven | E6 | CCE | 0 | 0 | 0 | 0 | 0 | 0 | 0 | 0 | 0 | 0 | 0 | 0 | 0 | 0 | 0 | 0 | 0 | 0 | 0 | 0 | 0 | 0 | 0 | 0 | 0 | 0 | 0
F1_Commercial_Health (WA)_New_Food Preparation_Natural Gas_Oven_E7 | F1 | Commercial | Health (WA) | New | Food Preparation | Natural Gas | Oven | E7 | CCE | 0 | 0 | 0 | 0 | 0 | 0 | 0 | 0 | 0 | 0 | 0 | 0 | 0 | 0 | 0 | 0 | 0 | 0 | 0 | 0 | 0 | 0 | 0 | 0 | 0 | 0 | 0
F1_Commercial_Health (WA)_New_Food Preparation_Natural Gas_Oven_E8 | F1 | Commercial | Health (WA) | New | Food Preparation | Natural Gas | Oven | E8 | CCE | 0 | 0 | 0 | 0 | 0 | 0 | 0 | 0 | 0 | 0 | 0 | 0 | 0 | 0 | 0 | 0 | 0 | 0 | 0 | 0 | 0 | 0 | 0 | 0 | 0 | 0 | 0
F1_Commercial_Health (WA)_New_Food Preparation_Natural Gas_Oven_E9 | F1 | Commercial | Health (WA) | New | Food Preparation | Natural Gas | Oven | E9 | CCE | 0 | 0 | 0 | 0 | 0 | 0 | 0 | 0 | 0 | 0 | 0 | 0 | 0 | 0 | 0 | 0 | 0 | 0 | 0 | 0 | 0 | 0 | 0 | 0 | 0 | 0 | 0
F1_Commercial_Health (WA)_New_Food Preparation_Natural Gas_Oven_E10 | F1 | Commercial | Health (WA) | New | Food Preparation | Natural Gas | Oven | E10 | CCE | 0 | 0 | 0 | 0 | 0 | 0 | 0 | 0 | 0 | 0 | 0 | 0 | 0 | 0 | 0 | 0 | 0 | 0 | 0 | 0 | 0 | 0 | 0 | 0 | 0 | 0 | 0
F2_Commercial_Health (WA)_New_Food Preparation_Natural Gas_Oven_E1 | F2 | Commercial | Health (WA) | New | Food Preparation | Natural Gas | Oven | E1 | TRC BC Ratio | [24 empty] | 1 | 1 | 1 | bar: 2019 to 2042
F2_Commercial_Health (WA)_New_Food Preparation_Natural Gas_Oven_E2 | F2 | Commercial | Health (WA) | New | Food Preparation | Natural Gas | Oven | E2 | TRC BC Ratio | 166.7634 | 170.6133 | 175.4561 | 181.1688 | 187.8121 | 196.1906 | 204.9175 | 213.6188 | 222.0115 | 230.5196 | 237.1599 | 243.3369 | 249.9964 | 256.4838 | 262.2052 | 267.5029 | 272.1748 | 276.7671 | 281.7063 | 286.4953 | 291.4219 | 296.5595 | 301.7465 | 307.1072 | 312.5633 | 318.1163 | 323.7679
F2_Commercial_Health (WA)_New_Food Preparation_Natural Gas_Oven_E3 | F2 | Commercial | Health (WA) | New | Food Preparation | Natural Gas | Oven | E3 | TRC BC Ratio | 0 | 0 | 0 | 0 | 0 | 0 | 0 | 0 | 0 | 0 | 0 | 0 | 0 | 0 | 0 | 0 | 0 | 0 | 0 | 0 | 0 | 0 | 0 | 0 | 0 | 0 | 0
F2_Commercial_Health (WA)_New_Food Preparation_Natural Gas_Oven_E4 | F2 | Commercial | Health (WA) | New | Food Preparation | Natural Gas | Oven | E4 | TRC BC Ratio | 0 | 0 | 0 | 0 | 0 | 0 | 0 | 0 | 0 | 0 | 0 | 0 | 0 | 0 | 0 | 0 | 0 | 0 | 0 | 0 | 0 | 0 | 0 | 0 | 0 | 0 | 0
F2_Commercial_Health (WA)_New_Food Preparation_Natural Gas_Oven_E5 | F2 | Commercial | Health (WA) | New | Food Preparation | Natural Gas | Oven | E5 | TRC BC Ratio | 0 | 0 | 0 | 0 | 0 | 0 | 0 | 0 | 0 | 0 | 0 | 0 | 0 | 0 | 0 | 0 | 0 | 0 | 0 | 0 | 0 | 0 | 0 | 0 | 0 | 0 | 0
F2_Commercial_Health (WA)_New_Food Preparation_Natural Gas_Oven_E6 | F2 | Commercial | Health (WA) | New | Food Preparation | Natural Gas | Oven | E6 | TRC BC Ratio | 0 | 0 | 0 | 0 | 0 | 0 | 0 | 0 | 0 | 0 | 0 | 0 | 0 | 0 | 0 | 0 | 0 | 0 | 0 | 0 | 0 | 0 | 0 | 0 | 0 | 0 | 0
F2_Commercial_Health (WA)_New_Food Preparation_Natural Gas_Oven_E7 | F2 | Commercial | Health (WA) | New | Food Preparation | Natural Gas | Oven | E7 | TRC BC Ratio | 0 | 0 | 0 | 0 | 0 | 0 | 0 | 0 | 0 | 0 | 0 | 0 | 0 | 0 | 0 | 0 | 0 | 0 | 0 | 0 | 0 | 0 | 0 | 0 | 0 | 0 | 0
F2_Commercial_Health (WA)_New_Food Preparation_Natural Gas_Oven_E8 | F2 | Commercial | Health (WA) | New | Food Preparation | Natural Gas | Oven | E8 | TRC BC Ratio | 0 | 0 | 0 | 0 | 0 | 0 | 0 | 0 | 0 | 0 | 0 | 0 | 0 | 0 | 0 | 0 | 0 | 0 | 0 | 0 | 0 | 0 | 0 | 0 | 0 | 0 | 0
F2_Commercial_Health (WA)_New_Food Preparation_Natural Gas_Oven_E9 | F2 | Commercial | Health (WA) | New | Food Preparation | Natural Gas | Oven | E9 | TRC BC Ratio | 0 | 0 | 0 | 0 | 0 | 0 | 0 | 0 | 0 | 0 | 0 | 0 | 0 | 0 | 0 | 0 | 0 | 0 | 0 | 0 | 0 | 0 | 0 | 0 | 0 | 0 | 0
F2_Commercial_Health (WA)_New_Food Preparation_Natural Gas_Oven_E10 | F2 | Commercial | Health (WA) | New | Food Preparation | Natural Gas | Oven | E10 | TRC BC Ratio | 0 | 0 | 0 | 0 | 0 | 0 | 0 | 0 | 0 | 0 | 0 | 0 | 0 | 0 | 0 | 0 | 0 | 0 | 0 | 0 | 0 | 0 | 0 | 0 | 0 | 0 | 0
F3_Commercial_Health (WA)_New_Food Preparation_Natural Gas_Oven_E1 | F3 | Commercial | Health (WA) | New | Food Preparation | Natural Gas | Oven | E1 | PACT BC Ratio | [24 empty] | 1 | 1 | 1 | bar: 2019 to 2042
F3_Commercial_Health (WA)_New_Food Preparation_Natural Gas_Oven_E2 | F3 | Commercial | Health (WA) | New | Food Preparation | Natural Gas | Oven | E2 | PACT BC Ratio | 336.0889 | 343.8479 | 353.6078 | 365.121 | 378.5098 | 395.3955 | 412.9833 | 430.5195 | 447.4338 | 464.5808 | 477.9635 | 490.4123 | 503.8337 | 516.9081 | 528.4389 | 539.1155 | 548.5311 | 557.7863 | 567.7405 | 577.3922 | 587.3211 | 597.6753 | 608.1288 | 618.9328 | 629.9287 | 641.1199 | 652.51
F3_Commercial_Health (WA)_New_Food Preparation_Natural Gas_Oven_E3 | F3 | Commercial | Health (WA) | New | Food Preparation | Natural Gas | Oven | E3 | PACT BC Ratio | 0 | 0 | 0 | 0 | 0 | 0 | 0 | 0 | 0 | 0 | 0 | 0 | 0 | 0 | 0 | 0 | 0 | 0 | 0 | 0 | 0 | 0 | 0 | 0 | 0 | 0 | 0
F3_Commercial_Health (WA)_New_Food Preparation_Natural Gas_Oven_E4 | F3 | Commercial | Health (WA) | New | Food Preparation | Natural Gas | Oven | E4 | PACT BC Ratio | 0 | 0 | 0 | 0 | 0 | 0 | 0 | 0 | 0 | 0 | 0 | 0 | 0 | 0 | 0 | 0 | 0 | 0 | 0 | 0 | 0 | 0 | 0 | 0 | 0 | 0 | 0
F3_Commercial_Health (WA)_New_Food Preparation_Natural Gas_Oven_E5 | F3 | Commercial | Health (WA) | New | Food Preparation | Natural Gas | Oven | E5 | PACT BC Ratio | 0 | 0 | 0 | 0 | 0 | 0 | 0 | 0 | 0 | 0 | 0 | 0 | 0 | 0 | 0 | 0 | 0 | 0 | 0 | 0 | 0 | 0 | 0 | 0 | 0 | 0 | 0
F3_Commercial_Health (WA)_New_Food Preparation_Natural Gas_Oven_E6 | F3 | Commercial | Health (WA) | New | Food Preparation | Natural Gas | Oven | E6 | PACT BC Ratio | 0 | 0 | 0 | 0 | 0 | 0 | 0 | 0 | 0 | 0 | 0 | 0 | 0 | 0 | 0 | 0 | 0 | 0 | 0 | 0 | 0 | 0 | 0 | 0 | 0 | 0 | 0
F3_Commercial_Health (WA)_New_Food Preparation_Natural Gas_Oven_E7 | F3 | Commercial | Health (WA) | New | Food Preparation | Natural Gas | Oven | E7 | PACT BC Ratio | 0 | 0 | 0 | 0 | 0 | 0 | 0 | 0 | 0 | 0 | 0 | 0 | 0 | 0 | 0 | 0 | 0 | 0 | 0 | 0 | 0 | 0 | 0 | 0 | 0 | 0 | 0
F3_Commercial_Health (WA)_New_Food Preparation_Natural Gas_Oven_E8 | F3 | Commercial | Health (WA) | New | Food Preparation | Natural Gas | Oven | E8 | PACT BC Ratio | 0 | 0 | 0 | 0 | 0 | 0 | 0 | 0 | 0 | 0 | 0 | 0 | 0 | 0 | 0 | 0 | 0 | 0 | 0 | 0 | 0 | 0 | 0 | 0 | 0 | 0 | 0
F3_Commercial_Health (WA)_New_Food Preparation_Natural Gas_Oven_E9 | F3 | Commercial | Health (WA) | New | Food Preparation | Natural Gas | Oven | E9 | PACT BC Ratio | 0 | 0 | 0 | 0 | 0 | 0 | 0 | 0 | 0 | 0 | 0 | 0 | 0 | 0 | 0 | 0 | 0 | 0 | 0 | 0 | 0 | 0 | 0 | 0 | 0 | 0 | 0
F3_Commercial_Health (WA)_New_Food Preparation_Natural Gas_Oven_E10 | F3 | Commercial | Health (WA) | New | Food Preparation | Natural Gas | Oven | E10 | PACT BC Ratio | 0 | 0 | 0 | 0 | 0 | 0 | 0 | 0 | 0 | 0 | 0 | 0 | 0 | 0 | 0 | 0 | 0 | 0 | 0 | 0 | 0 | 0 | 0 | 0 | 0 | 0 | 0
F4_Commercial_Health (WA)_New_Food Preparation_Natural Gas_Oven_E1 | F4 | Commercial | Health (WA) | New | Food Preparation | Natural Gas | Oven | E1 | RVT BC Ratio | [24 empty] | 1 | 1 | 1 | bar: 2019 to 2042
F4_Commercial_Health (WA)_New_Food Preparation_Natural Gas_Oven_E2 | F4 | Commercial | Health (WA) | New | Food Preparation | Natural Gas | Oven | E2 | RVT BC Ratio | 238.4496 | 242.412 | 247.2409 | 253.1102 | 260.0924 | 269.3215 | 278.7888 | 287.947 | 296.3771 | 304.4732 | 312.7895 | 320.2177 | 327.9667 | 335.1281 | 341.1599 | 346.5055 | 350.8886 | 355.0203 | 359.4529 | 363.5193 | 367.587 | 374.0604 | 380.596 | 387.3506 | 394.2252 | 401.2219 | 408.3429
F4_Commercial_Health (WA)_New_Food Preparation_Natural Gas_Oven_E3 | F4 | Commercial | Health (WA) | New | Food Preparation | Natural Gas | Oven | E3 | RVT BC Ratio | 0 | 0 | 0 | 0 | 0 | 0 | 0 | 0 | 0 | 0 | 0 | 0 | 0 | 0 | 0 | 0 | 0 | 0 | 0 | 0 | 0 | 0 | 0 | 0 | 0 | 0 | 0
F4_Commercial_Health (WA)_New_Food Preparation_Natural Gas_Oven_E4 | F4 | Commercial | Health (WA) | New | Food Preparation | Natural Gas | Oven | E4 | RVT BC Ratio | 0 | 0 | 0 | 0 | 0 | 0 | 0 | 0 | 0 | 0 | 0 | 0 | 0 | 0 | 0 | 0 | 0 | 0 | 0 | 0 | 0 | 0 | 0 | 0 | 0 | 0 | 0
F4_Commercial_Health (WA)_New_Food Preparation_Natural Gas_Oven_E5 | F4 | Commercial | Health (WA) | New | Food Preparation | Natural Gas | Oven | E5 | RVT BC Ratio | 0 | 0 | 0 | 0 | 0 | 0 | 0 | 0 | 0 | 0 | 0 | 0 | 0 | 0 | 0 | 0 | 0 | 0 | 0 | 0 | 0 | 0 | 0 | 0 | 0 | 0 | 0
F4_Commercial_Health (WA)_New_Food Preparation_Natural Gas_Oven_E6 | F4 | Commercial | Health (WA) | New | Food Preparation | Natural Gas | Oven | E6 | RVT BC Ratio | 0 | 0 | 0 | 0 | 0 | 0 | 0 | 0 | 0 | 0 | 0 | 0 | 0 | 0 | 0 | 0 | 0 | 0 | 0 | 0 | 0 | 0 | 0 | 0 | 0 | 0 | 0
F4_Commercial_Health (WA)_New_Food Preparation_Natural Gas_Oven_E7 | F4 | Commercial | Health (WA) | New | Food Preparation | Natural Gas | Oven | E7 | RVT BC Ratio | 0 | 0 | 0 | 0 | 0 | 0 | 0 | 0 | 0 | 0 | 0 | 0 | 0 | 0 | 0 | 0 | 0 | 0 | 0 | 0 | 0 | 0 | 0 | 0 | 0 | 0 | 0
F4_Commercial_Health (WA)_New_Food Preparation_Natural Gas_Oven_E8 | F4 | Commercial | Health (WA) | New | Food Preparation | Natural Gas | Oven | E8 | RVT BC Ratio | 0 | 0 | 0 | 0 | 0 | 0 | 0 | 0 | 0 | 0 | 0 | 0 | 0 | 0 | 0 | 0 | 0 | 0 | 0 | 0 | 0 | 0 | 0 | 0 | 0 | 0 | 0
F4_Commercial_Health (WA)_New_Food Preparation_Natural Gas_Oven_E9 | F4 | Commercial | Health (WA) | New | Food Preparation | Natural Gas | Oven | E9 | RVT BC Ratio | 0 | 0 | 0 | 0 | 0 | 0 | 0 | 0 | 0 | 0 | 0 | 0 | 0 | 0 | 0 | 0 | 0 | 0 | 0 | 0 | 0 | 0 | 0 | 0 | 0 | 0 | 0
F4_Commercial_Health (WA)_New_Food Preparation_Natural Gas_Oven_E10 | F4 | Commercial | Health (WA) | New | Food Preparation | Natural Gas | Oven | E10 | RVT BC Ratio | 0 | 0 | 0 | 0 | 0 | 0 | 0 | 0 | 0 | 0 | 0 | 0 | 0 | 0 | 0 | 0 | 0 | 0 | 0 | 0 | 0 | 0 | 0 | 0 | 0 | 0 | 0
F5_Commercial_Health (WA)_New_Food Preparation_Natural Gas_Oven_E1 | F5 | Commercial | Health (WA) | New | Food Preparation | Natural Gas | Oven | E1 | RIM BC Ratio | [24 empty] | 1 | 1 | 1 | bar: 2019 to 2042
F5_Commercial_Health (WA)_New_Food Preparation_Natural Gas_Oven_E2 | F5 | Commercial | Health (WA) | New | Food Preparation | Natural Gas | Oven | E2 | RIM BC Ratio | 0.83854 | 0.84388 | 0.8509 | 0.85825 | 0.86585 | 0.87351 | 0.8814 | 0.88962 | 0.8983 | 0.90794 | 0.90927 | 0.91132 | 0.91416 | 0.91785 | 0.92174 | 0.92587 | 0.93028 | 0.93497 | 0.93993 | 0.94522 | 0.95084 | 0.95087 | 0.95089 | 0.95092 | 0.95094 | 0.95097 | 0.95099
F5_Commercial_Health (WA)_New_Food Preparation_Natural Gas_Oven_E3 | F5 | Commercial | Health (WA) | New | Food Preparation | Natural Gas | Oven | E3 | RIM BC Ratio | 0 | 0 | 0 | 0 | 0 | 0 | 0 | 0 | 0 | 0 | 0 | 0 | 0 | 0 | 0 | 0 | 0 | 0 | 0 | 0 | 0 | 0 | 0 | 0 | 0 | 0 | 0
F5_Commercial_Health (WA)_New_Food Preparation_Natural Gas_Oven_E4 | F5 | Commercial | Health (WA) | New | Food Preparation | Natural Gas | Oven | E4 | RIM BC Ratio | 0 | 0 | 0 | 0 | 0 | 0 | 0 | 0 | 0 | 0 | 0 | 0 | 0 | 0 | 0 | 0 | 0 | 0 | 0 | 0 | 0 | 0 | 0 | 0 | 0 | 0 | 0
F5_Commercial_Health (WA)_New_Food Preparation_Natural Gas_Oven_E5 | F5 | Commercial | Health (WA) | New | Food Preparation | Natural Gas | Oven | E5 | RIM BC Ratio | 0 | 0 | 0 | 0 | 0 | 0 | 0 | 0 | 0 | 0 | 0 | 0 | 0 | 0 | 0 | 0 | 0 | 0 | 0 | 0 | 0 | 0 | 0 | 0 | 0 | 0 | 0
F5_Commercial_Health (WA)_New_Food Preparation_Natural Gas_Oven_E6 | F5 | Commercial | Health (WA) | New | Food Preparation | Natural Gas | Oven | E6 | RIM BC Ratio | 0 | 0 | 0 | 0 | 0 | 0 | 0 | 0 | 0 | 0 | 0 | 0 | 0 | 0 | 0 | 0 | 0 | 0 | 0 | 0 | 0 | 0 | 0 | 0 | 0 | 0 | 0
F5_Commercial_Health (WA)_New_Food Preparation_Natural Gas_Oven_E7 | F5 | Commercial | Health (WA) | New | Food Preparation | Natural Gas | Oven | E7 | RIM BC Ratio | 0 | 0 | 0 | 0 | 0 | 0 | 0 | 0 | 0 | 0 | 0 | 0 | 0 | 0 | 0 | 0 | 0 | 0 | 0 | 0 | 0 | 0 | 0 | 0 | 0 | 0 | 0
F5_Commercial_Health (WA)_New_Food Preparation_Natural Gas_Oven_E8 | F5 | Commercial | Health (WA) | New | Food Preparation | Natural Gas | Oven | E8 | RIM BC Ratio | 0 | 0 | 0 | 0 | 0 | 0 | 0 | 0 | 0 | 0 | 0 | 0 | 0 | 0 | 0 | 0 | 0 | 0 | 0 | 0 | 0 | 0 | 0 | 0 | 0 | 0 | 0
F5_Commercial_Health (WA)_New_Food Preparation_Natural Gas_Oven_E9 | F5 | Commercial | Health (WA) | New | Food Preparation | Natural Gas | Oven | E9 | RIM BC Ratio | 0 | 0 | 0 | 0 | 0 | 0 | 0 | 0 | 0 | 0 | 0 | 0 | 0 | 0 | 0 | 0 | 0 | 0 | 0 | 0 | 0 | 0 | 0 | 0 | 0 | 0 | 0
F5_Commercial_Health (WA)_New_Food Preparation_Natural Gas_Oven_E10 | F5 | Commercial | Health (WA) | New | Food Preparation | Natural Gas | Oven | E10 | RIM BC Ratio | 0 | 0 | 0 | 0 | 0 | 0 | 0 | 0 | 0 | 0 | 0 | 0 | 0 | 0 | 0 | 0 | 0 | 0 | 0 | 0 | 0 | 0 | 0 | 0 | 0 | 0 | 0
F0_Commercial_Health (WA)_New_Food Preparation_Natural Gas_Conveyor Oven_E0 | F0 | Commercial | Health (WA) | New | Food Preparation | Natural Gas | Conveyor Oven | E0 | Economic Unit | ENERGY STAR (>42% Baking Efficiency) | ENERGY STAR (>42% Baking Efficiency) | ENERGY STAR (>42% Baking Efficiency) | ENERGY STAR (>42% Baking Efficiency) | ENERGY STAR (>42% Baking Efficiency) | ENERGY STAR (>42% Baking Efficiency) | ENERGY STAR (>42% Baking Efficiency) | ENERGY STAR (>42% Baking Efficiency) | ENERGY STAR (>42% Baking Efficiency) | ENERGY STAR (>42% Baking Efficiency) | ENERGY STAR (>42% Baking Efficiency) | ENERGY STAR (>42% Baking Efficiency) | ENERGY STAR (>42% Baking Efficiency) | ENERGY STAR (>42% Baking Efficiency) | ENERGY STAR (>42% Baking Efficiency) | ENERGY STAR (>42% Baking Efficiency) | ENERGY STAR (>42% Baking Efficiency) | ENERGY STAR (>42% Baking Efficiency) | ENERGY STAR (>42% Baking Efficiency) | ENERGY STAR (>42% Baking Efficiency) | ENERGY STAR (>42% Baking Efficiency) | ENERGY STAR (>42% Baking Efficiency) | ENERGY STAR (>42% Baking Efficiency) | ENERGY STAR (>42% Baking Efficiency) | ENERGY STAR (>42% Baking Efficiency) | ENERGY STAR (>42% Baking Efficiency) | ENERGY STAR (>42% Baking Efficiency)
F1_Commercial_Health (WA)_New_Food Preparation_Natural Gas_Conveyor Oven_E1 | F1 | Commercial | Health (WA) | New | Food Preparation | Natural Gas | Conveyor Oven | E1 | CCE | 0 | 0 | 0 | 0 | 0 | 0 | 0 | 0 | 0 | 0 | 0 | 0 | 0 | 0 | 0 | 0 | 0 | 0 | 0 | 0 | 0 | 0 | 0 | 0 | 0 | 0 | 0
F1_Commercial_Health (WA)_New_Food Preparation_Natural Gas_Conveyor Oven_E2 | F1 | Commercial | Health (WA) | New | Food Preparation | Natural Gas | Conveyor Oven | E2 | CCE | 3.2524e-05 | 3.2524e-05 | 3.2524e-05 | 3.2524e-05 | 3.2524e-05 | 3.2524e-05 | 3.2524e-05 | 3.2524e-05 | 3.2524e-05 | 3.2524e-05 | 3.2524e-05 | 3.2524e-05 | 3.2524e-05 | 3.2524e-05 | 3.2524e-05 | 3.2524e-05 | 3.2524e-05 | 3.2524e-05 | 3.2524e-05 | 3.2524e-05 | 3.2524e-05 | 3.2524e-05 | 3.2524e-05 | 3.2524e-05 | 3.2524e-05 | 3.2524e-05 | 3.2524e-05
F1_Commercial_Health (WA)_New_Food Preparation_Natural Gas_Conveyor Oven_E3 | F1 | Commercial | Health (WA) | New | Food Preparation | Natural Gas | Conveyor Oven | E3 | CCE | 0 | 0 | 0 | 0 | 0 | 0 | 0 | 0 | 0 | 0 | 0 | 0 | 0 | 0 | 0 | 0 | 0 | 0 | 0 | 0 | 0 | 0 | 0 | 0 | 0 | 0 | 0
F1_Commercial_Health (WA)_New_Food Preparation_Natural Gas_Conveyor Oven_E4 | F1 | Commercial | Health (WA) | New | Food Preparation | Natural Gas | Conveyor Oven | E4 | CCE | 0 | 0 | 0 | 0 | 0 | 0 | 0 | 0 | 0 | 0 | 0 | 0 | 0 | 0 | 0 | 0 | 0 | 0 | 0 | 0 | 0 | 0 | 0 | 0 | 0 | 0 | 0
F1_Commercial_Health (WA)_New_Food Preparation_Natural Gas_Conveyor Oven_E5 | F1 | Commercial | Health (WA) | New | Food Preparation | Natural Gas | Conveyor Oven | E5 | CCE | 0 | 0 | 0 | 0 | 0 | 0 | 0 | 0 | 0 | 0 | 0 | 0 | 0 | 0 | 0 | 0 | 0 | 0 | 0 | 0 | 0 | 0 | 0 | 0 | 0 | 0 | 0
F1_Commercial_Health (WA)_New_Food Preparation_Natural Gas_Conveyor Oven_E6 | F1 | Commercial | Health (WA) | New | Food Preparation | Natural Gas | Conveyor Oven | E6 | CCE | 0 | 0 | 0 | 0 | 0 | 0 | 0 | 0 | 0 | 0 | 0 | 0 | 0 | 0 | 0 | 0 | 0 | 0 | 0 | 0 | 0 | 0 | 0 | 0 | 0 | 0 | 0
F1_Commercial_Health (WA)_New_Food Preparation_Natural Gas_Conveyor Oven_E7 | F1 | Commercial | Health (WA) | New | Food Preparation | Natural Gas | Conveyor Oven | E7 | CCE | 0 | 0 | 0 | 0 | 0 | 0 | 0 | 0 | 0 | 0 | 0 | 0 | 0 | 0 | 0 | 0 | 0 | 0 | 0 | 0 | 0 | 0 | 0 | 0 | 0 | 0 | 0
F1_Commercial_Health (WA)_New_Food Preparation_Natural Gas_Conveyor Oven_E8 | F1 | Commercial | Health (WA) | New | Food Preparation | Natural Gas | Conveyor Oven | E8 | CCE | 0 | 0 | 0 | 0 | 0 | 0 | 0 | 0 | 0 | 0 | 0 | 0 | 0 | 0 | 0 | 0 | 0 | 0 | 0 | 0 | 0 | 0 | 0 | 0 | 0 | 0 | 0
F1_Commercial_Health (WA)_New_Food Preparation_Natural Gas_Conveyor Oven_E9 | F1 | Commercial | Health (WA) | New | Food Preparation | Natural Gas | Conveyor Oven | E9 | CCE | 0 | 0 | 0 | 0 | 0 | 0 | 0 | 0 | 0 | 0 | 0 | 0 | 0 | 0 | 0 | 0 | 0 | 0 | 0 | 0 | 0 | 0 | 0 | 0 | 0 | 0 | 0
F1_Commercial_Health (WA)_New_Food Preparation_Natural Gas_Conveyor Oven_E10 | F1 | Commercial | Health (WA) | New | Food Preparation | Natural Gas | Conveyor Oven | E10 | CCE | 0 | 0 | 0 | 0 | 0 | 0 | 0 | 0 | 0 | 0 | 0 | 0 | 0 | 0 | 0 | 0 | 0 | 0 | 0 | 0 | 0 | 0 | 0 | 0 | 0 | 0 | 0
F2_Commercial_Health (WA)_New_Food Preparation_Natural Gas_Conveyor Oven_E1 | F2 | Commercial | Health (WA) | New | Food Preparation | Natural Gas | Conveyor Oven | E1 | TRC BC Ratio | [24 empty] | 1 | 1 | 1 | bar: 2019 to 2042
F2_Commercial_Health (WA)_New_Food Preparation_Natural Gas_Conveyor Oven_E2 | F2 | Commercial | Health (WA) | New | Food Preparation | Natural Gas | Conveyor Oven | E2 | TRC BC Ratio | 117.9547 | 121.1199 | 124.5985 | 128.4091 | 132.5837 | 137.4467 | 142.3792 | 147.2456 | 151.9402 | 156.7036 | 160.6334 | 164.3633 | 168.3412 | 172.2649 | 175.8556 | 179.2733 | 182.4213 | 185.5506 | 188.8572 | 192.1134 | 195.4515 | 198.9057 | 202.4019 | 205.9977 | 209.6575 | 213.3822 | 217.1732
F2_Commercial_Health (WA)_New_Food Preparation_Natural Gas_Conveyor Oven_E3 | F2 | Commercial | Health (WA) | New | Food Preparation | Natural Gas | Conveyor Oven | E3 | TRC BC Ratio | 0 | 0 | 0 | 0 | 0 | 0 | 0 | 0 | 0 | 0 | 0 | 0 | 0 | 0 | 0 | 0 | 0 | 0 | 0 | 0 | 0 | 0 | 0 | 0 | 0 | 0 | 0
F2_Commercial_Health (WA)_New_Food Preparation_Natural Gas_Conveyor Oven_E4 | F2 | Commercial | Health (WA) | New | Food Preparation | Natural Gas | Conveyor Oven | E4 | TRC BC Ratio | 0 | 0 | 0 | 0 | 0 | 0 | 0 | 0 | 0 | 0 | 0 | 0 | 0 | 0 | 0 | 0 | 0 | 0 | 0 | 0 | 0 | 0 | 0 | 0 | 0 | 0 | 0
F2_Commercial_Health (WA)_New_Food Preparation_Natural Gas_Conveyor Oven_E5 | F2 | Commercial | Health (WA) | New | Food Preparation | Natural Gas | Conveyor Oven | E5 | TRC BC Ratio | 0 | 0 | 0 | 0 | 0 | 0 | 0 | 0 | 0 | 0 | 0 | 0 | 0 | 0 | 0 | 0 | 0 | 0 | 0 | 0 | 0 | 0 | 0 | 0 | 0 | 0 | 0
F2_Commercial_Health (WA)_New_Food Preparation_Natural Gas_Conveyor Oven_E6 | F2 | Commercial | Health (WA) | New | Food Preparation | Natural Gas | Conveyor Oven | E6 | TRC BC Ratio | 0 | 0 | 0 | 0 | 0 | 0 | 0 | 0 | 0 | 0 | 0 | 0 | 0 | 0 | 0 | 0 | 0 | 0 | 0 | 0 | 0 | 0 | 0 | 0 | 0 | 0 | 0
F2_Commercial_Health (WA)_New_Food Preparation_Natural Gas_Conveyor Oven_E7 | F2 | Commercial | Health (WA) | New | Food Preparation | Natural Gas | Conveyor Oven | E7 | TRC BC Ratio | 0 | 0 | 0 | 0 | 0 | 0 | 0 | 0 | 0 | 0 | 0 | 0 | 0 | 0 | 0 | 0 | 0 | 0 | 0 | 0 | 0 | 0 | 0 | 0 | 0 | 0 | 0
F2_Commercial_Health (WA)_New_Food Preparation_Natural Gas_Conveyor Oven_E8 | F2 | Commercial | Health (WA) | New | Food Preparation | Natural Gas | Conveyor Oven | E8 | TRC BC Ratio | 0 | 0 | 0 | 0 | 0 | 0 | 0 | 0 | 0 | 0 | 0 | 0 | 0 | 0 | 0 | 0 | 0 | 0 | 0 | 0 | 0 | 0 | 0 | 0 | 0 | 0 | 0
F2_Commercial_Health (WA)_New_Food Preparation_Natural Gas_Conveyor Oven_E9 | F2 | Commercial | Health (WA) | New | Food Preparation | Natural Gas | Conveyor Oven | E9 | TRC BC Ratio | 0 | 0 | 0 | 0 | 0 | 0 | 0 | 0 | 0 | 0 | 0 | 0 | 0 | 0 | 0 | 0 | 0 | 0 | 0 | 0 | 0 | 0 | 0 | 0 | 0 | 0 | 0
F2_Commercial_Health (WA)_New_Food Preparation_Natural Gas_Conveyor Oven_E10 | F2 | Commercial | Health (WA) | New | Food Preparation | Natural Gas | Conveyor Oven | E10 | TRC BC Ratio | 0 | 0 | 0 | 0 | 0 | 0 | 0 | 0 | 0 | 0 | 0 | 0 | 0 | 0 | 0 | 0 | 0 | 0 | 0 | 0 | 0 | 0 | 0 | 0 | 0 | 0 | 0
F3_Commercial_Health (WA)_New_Food Preparation_Natural Gas_Conveyor Oven_E1 | F3 | Commercial | Health (WA) | New | Food Preparation | Natural Gas | Conveyor Oven | E1 | PACT BC Ratio | [24 empty] | 1 | 1 | 1 | bar: 2019 to 2042
F3_Commercial_Health (WA)_New_Food Preparation_Natural Gas_Conveyor Oven_E2 | F3 | Commercial | Health (WA) | New | Food Preparation | Natural Gas | Conveyor Oven | E2 | PACT BC Ratio | 237.7216 | 244.1005 | 251.1112 | 258.791 | 267.2044 | 277.0052 | 286.946 | 296.7533 | 306.2148 | 315.8148 | 323.7347 | 331.2518 | 339.2688 | 347.1764 | 354.413 | 361.3009 | 367.6452 | 373.9519 | 380.6159 | 387.1784 | 393.9059 | 400.8672 | 407.9134 | 415.1603 | 422.536 | 430.0428 | 437.6829
F3_Commercial_Health (WA)_New_Food Preparation_Natural Gas_Conveyor Oven_E3 | F3 | Commercial | Health (WA) | New | Food Preparation | Natural Gas | Conveyor Oven | E3 | PACT BC Ratio | 0 | 0 | 0 | 0 | 0 | 0 | 0 | 0 | 0 | 0 | 0 | 0 | 0 | 0 | 0 | 0 | 0 | 0 | 0 | 0 | 0 | 0 | 0 | 0 | 0 | 0 | 0
F3_Commercial_Health (WA)_New_Food Preparation_Natural Gas_Conveyor Oven_E4 | F3 | Commercial | Health (WA) | New | Food Preparation | Natural Gas | Conveyor Oven | E4 | PACT BC Ratio | 0 | 0 | 0 | 0 | 0 | 0 | 0 | 0 | 0 | 0 | 0 | 0 | 0 | 0 | 0 | 0 | 0 | 0 | 0 | 0 | 0 | 0 | 0 | 0 | 0 | 0 | 0
F3_Commercial_Health (WA)_New_Food Preparation_Natural Gas_Conveyor Oven_E5 | F3 | Commercial | Health (WA) | New | Food Preparation | Natural Gas | Conveyor Oven | E5 | PACT BC Ratio | 0 | 0 | 0 | 0 | 0 | 0 | 0 | 0 | 0 | 0 | 0 | 0 | 0 | 0 | 0 | 0 | 0 | 0 | 0 | 0 | 0 | 0 | 0 | 0 | 0 | 0 | 0
F3_Commercial_Health (WA)_New_Food Preparation_Natural Gas_Conveyor Oven_E6 | F3 | Commercial | Health (WA) | New | Food Preparation | Natural Gas | Conveyor Oven | E6 | PACT BC Ratio | 0 | 0 | 0 | 0 | 0 | 0 | 0 | 0 | 0 | 0 | 0 | 0 | 0 | 0 | 0 | 0 | 0 | 0 | 0 | 0 | 0 | 0 | 0 | 0 | 0 | 0 | 0
F3_Commercial_Health (WA)_New_Food Preparation_Natural Gas_Conveyor Oven_E7 | F3 | Commercial | Health (WA) | New | Food Preparation | Natural Gas | Conveyor Oven | E7 | PACT BC Ratio | 0 | 0 | 0 | 0 | 0 | 0 | 0 | 0 | 0 | 0 | 0 | 0 | 0 | 0 | 0 | 0 | 0 | 0 | 0 | 0 | 0 | 0 | 0 | 0 | 0 | 0 | 0
F3_Commercial_Health (WA)_New_Food Preparation_Natural Gas_Conveyor Oven_E8 | F3 | Commercial | Health (WA) | New | Food Preparation | Natural Gas | Conveyor Oven | E8 | PACT BC Ratio | 0 | 0 | 0 | 0 | 0 | 0 | 0 | 0 | 0 | 0 | 0 | 0 | 0 | 0 | 0 | 0 | 0 | 0 | 0 | 0 | 0 | 0 | 0 | 0 | 0 | 0 | 0
F3_Commercial_Health (WA)_New_Food Preparation_Natural Gas_Conveyor Oven_E9 | F3 | Commercial | Health (WA) | New | Food Preparation | Natural Gas | Conveyor Oven | E9 | PACT BC Ratio | 0 | 0 | 0 | 0 | 0 | 0 | 0 | 0 | 0 | 0 | 0 | 0 | 0 | 0 | 0 | 0 | 0 | 0 | 0 | 0 | 0 | 0 | 0 | 0 | 0 | 0 | 0
F3_Commercial_Health (WA)_New_Food Preparation_Natural Gas_Conveyor Oven_E10 | F3 | Commercial | Health (WA) | New | Food Preparation | Natural Gas | Conveyor Oven | E10 | PACT BC Ratio | 0 | 0 | 0 | 0 | 0 | 0 | 0 | 0 | 0 | 0 | 0 | 0 | 0 | 0 | 0 | 0 | 0 | 0 | 0 | 0 | 0 | 0 | 0 | 0 | 0 | 0 | 0
F4_Commercial_Health (WA)_New_Food Preparation_Natural Gas_Conveyor Oven_E1 | F4 | Commercial | Health (WA) | New | Food Preparation | Natural Gas | Conveyor Oven | E1 | RVT BC Ratio | [24 empty] | 1 | 1 | 1 | bar: 2019 to 2042
F4_Commercial_Health (WA)_New_Food Preparation_Natural Gas_Conveyor Oven_E2 | F4 | Commercial | Health (WA) | New | Food Preparation | Natural Gas | Conveyor Oven | E2 | RVT BC Ratio | 164.482 | 167.9887 | 171.8029 | 175.9365 | 180.4182 | 185.6976 | 190.8633 | 195.7812 | 200.2888 | 204.7202 | 209.3525 | 213.6758 | 218.2782 | 222.7571 | 226.741 | 230.4371 | 233.7134 | 236.8967 | 240.2411 | 243.4406 | 246.6644 | 251.0166 | 255.4218 | 259.9526 | 264.5638 | 269.257 | 274.0336
F4_Commercial_Health (WA)_New_Food Preparation_Natural Gas_Conveyor Oven_E3 | F4 | Commercial | Health (WA) | New | Food Preparation | Natural Gas | Conveyor Oven | E3 | RVT BC Ratio | 0 | 0 | 0 | 0 | 0 | 0 | 0 | 0 | 0 | 0 | 0 | 0 | 0 | 0 | 0 | 0 | 0 | 0 | 0 | 0 | 0 | 0 | 0 | 0 | 0 | 0 | 0
F4_Commercial_Health (WA)_New_Food Preparation_Natural Gas_Conveyor Oven_E4 | F4 | Commercial | Health (WA) | New | Food Preparation | Natural Gas | Conveyor Oven | E4 | RVT BC Ratio | 0 | 0 | 0 | 0 | 0 | 0 | 0 | 0 | 0 | 0 | 0 | 0 | 0 | 0 | 0 | 0 | 0 | 0 | 0 | 0 | 0 | 0 | 0 | 0 | 0 | 0 | 0
F4_Commercial_Health (WA)_New_Food Preparation_Natural Gas_Conveyor Oven_E5 | F4 | Commercial | Health (WA) | New | Food Preparation | Natural Gas | Conveyor Oven | E5 | RVT BC Ratio | 0 | 0 | 0 | 0 | 0 | 0 | 0 | 0 | 0 | 0 | 0 | 0 | 0 | 0 | 0 | 0 | 0 | 0 | 0 | 0 | 0 | 0 | 0 | 0 | 0 | 0 | 0
F4_Commercial_Health (WA)_New_Food Preparation_Natural Gas_Conveyor Oven_E6 | F4 | Commercial | Health (WA) | New | Food Preparation | Natural Gas | Conveyor Oven | E6 | RVT BC Ratio | 0 | 0 | 0 | 0 | 0 | 0 | 0 | 0 | 0 | 0 | 0 | 0 | 0 | 0 | 0 | 0 | 0 | 0 | 0 | 0 | 0 | 0 | 0 | 0 | 0 | 0 | 0
F4_Commercial_Health (WA)_New_Food Preparation_Natural Gas_Conveyor Oven_E7 | F4 | Commercial | Health (WA) | New | Food Preparation | Natural Gas | Conveyor Oven | E7 | RVT BC Ratio | 0 | 0 | 0 | 0 | 0 | 0 | 0 | 0 | 0 | 0 | 0 | 0 | 0 | 0 | 0 | 0 | 0 | 0 | 0 | 0 | 0 | 0 | 0 | 0 | 0 | 0 | 0
F4_Commercial_Health (WA)_New_Food Preparation_Natural Gas_Conveyor Oven_E8 | F4 | Commercial | Health (WA) | New | Food Preparation | Natural Gas | Conveyor Oven | E8 | RVT BC Ratio | 0 | 0 | 0 | 0 | 0 | 0 | 0 | 0 | 0 | 0 | 0 | 0 | 0 | 0 | 0 | 0 | 0 | 0 | 0 | 0 | 0 | 0 | 0 | 0 | 0 | 0 | 0
F4_Commercial_Health (WA)_New_Food Preparation_Natural Gas_Conveyor Oven_E9 | F4 | Commercial | Health (WA) | New | Food Preparation | Natural Gas | Conveyor Oven | E9 | RVT BC Ratio | 0 | 0 | 0 | 0 | 0 | 0 | 0 | 0 | 0 | 0 | 0 | 0 | 0 | 0 | 0 | 0 | 0 | 0 | 0 | 0 | 0 | 0 | 0 | 0 | 0 | 0 | 0
F4_Commercial_Health (WA)_New_Food Preparation_Natural Gas_Conveyor Oven_E10 | F4 | Commercial | Health (WA) | New | Food Preparation | Natural Gas | Conveyor Oven | E10 | RVT BC Ratio | 0 | 0 | 0 | 0 | 0 | 0 | 0 | 0 | 0 | 0 | 0 | 0 | 0 | 0 | 0 | 0 | 0 | 0 | 0 | 0 | 0 | 0 | 0 | 0 | 0 | 0 | 0
F5_Commercial_Health (WA)_New_Food Preparation_Natural Gas_Conveyor Oven_E1 | F5 | Commercial | Health (WA) | New | Food Preparation | Natural Gas | Conveyor Oven | E1 | RIM BC Ratio | [24 empty] | 1 | 1 | 1 | bar: 2019 to 2042
F5_Commercial_Health (WA)_New_Food Preparation_Natural Gas_Conveyor Oven_E2 | F5 | Commercial | Health (WA) | New | Food Preparation | Natural Gas | Conveyor Oven | E2 | RIM BC Ratio | 0.85951 | 0.86417 | 0.86928 | 0.87484 | 0.88087 | 0.88724 | 0.89423 | 0.90159 | 0.90942 | 0.91765 | 0.91987 | 0.9222 | 0.92462 | 0.92716 | 0.92987 | 0.93276 | 0.93584 | 0.93911 | 0.94255 | 0.94621 | 0.95008 | 0.95012 | 0.95016 | 0.9502 | 0.95024 | 0.95028 | 0.95031
F5_Commercial_Health (WA)_New_Food Preparation_Natural Gas_Conveyor Oven_E3 | F5 | Commercial | Health (WA) | New | Food Preparation | Natural Gas | Conveyor Oven | E3 | RIM BC Ratio | 0 | 0 | 0 | 0 | 0 | 0 | 0 | 0 | 0 | 0 | 0 | 0 | 0 | 0 | 0 | 0 | 0 | 0 | 0 | 0 | 0 | 0 | 0 | 0 | 0 | 0 | 0
F5_Commercial_Health (WA)_New_Food Preparation_Natural Gas_Conveyor Oven_E4 | F5 | Commercial | Health (WA) | New | Food Preparation | Natural Gas | Conveyor Oven | E4 | RIM BC Ratio | 0 | 0 | 0 | 0 | 0 | 0 | 0 | 0 | 0 | 0 | 0 | 0 | 0 | 0 | 0 | 0 | 0 | 0 | 0 | 0 | 0 | 0 | 0 | 0 | 0 | 0 | 0
F5_Commercial_Health (WA)_New_Food Preparation_Natural Gas_Conveyor Oven_E5 | F5 | Commercial | Health (WA) | New | Food Preparation | Natural Gas | Conveyor Oven | E5 | RIM BC Ratio | 0 | 0 | 0 | 0 | 0 | 0 | 0 | 0 | 0 | 0 | 0 | 0 | 0 | 0 | 0 | 0 | 0 | 0 | 0 | 0 | 0 | 0 | 0 | 0 | 0 | 0 | 0
F5_Commercial_Health (WA)_New_Food Preparation_Natural Gas_Conveyor Oven_E6 | F5 | Commercial | Health (WA) | New | Food Preparation | Natural Gas | Conveyor Oven | E6 | RIM BC Ratio | 0 | 0 | 0 | 0 | 0 | 0 | 0 | 0 | 0 | 0 | 0 | 0 | 0 | 0 | 0 | 0 | 0 | 0 | 0 | 0 | 0 | 0 | 0 | 0 | 0 | 0 | 0
F5_Commercial_Health (WA)_New_Food Preparation_Natural Gas_Conveyor Oven_E7 | F5 | Commercial | Health (WA) | New | Food Preparation | Natural Gas | Conveyor Oven | E7 | RIM BC Ratio | 0 | 0 | 0 | 0 | 0 | 0 | 0 | 0 | 0 | 0 | 0 | 0 | 0 | 0 | 0 | 0 | 0 | 0 | 0 | 0 | 0 | 0 | 0 | 0 | 0 | 0 | 0
F5_Commercial_Health (WA)_New_Food Preparation_Natural Gas_Conveyor Oven_E8 | F5 | Commercial | Health (WA) | New | Food Preparation | Natural Gas | Conveyor Oven | E8 | RIM BC Ratio | 0 | 0 | 0 | 0 | 0 | 0 | 0 | 0 | 0 | 0 | 0 | 0 | 0 | 0 | 0 | 0 | 0 | 0 | 0 | 0 | 0 | 0 | 0 | 0 | 0 | 0 | 0
F5_Commercial_Health (WA)_New_Food Preparation_Natural Gas_Conveyor Oven_E9 | F5 | Commercial | Health (WA) | New | Food Preparation | Natural Gas | Conveyor Oven | E9 | RIM BC Ratio | 0 | 0 | 0 | 0 | 0 | 0 | 0 | 0 | 0 | 0 | 0 | 0 | 0 | 0 | 0 | 0 | 0 | 0 | 0 | 0 | 0 | 0 | 0 | 0 | 0 | 0 | 0
F5_Commercial_Health (WA)_New_Food Preparation_Natural Gas_Conveyor Oven_E10 | F5 | Commercial | Health (WA) | New | Food Preparation | Natural Gas | Conveyor Oven | E10 | RIM BC Ratio | 0 | 0 | 0 | 0 | 0 | 0 | 0 | 0 | 0 | 0 | 0 | 0 | 0 | 0 | 0 | 0 | 0 | 0 | 0 | 0 | 0 | 0 | 0 | 0 | 0 | 0 | 0
F0_Commercial_Health (WA)_New_Food Preparation_Natural Gas_Double Rack Oven_E0 | F0 | Commercial | Health (WA) | New | Food Preparation | Natural Gas | Double Rack Oven | E0 | Economic Unit | FTSC Qualified (>50% Cooking Efficiency) | FTSC Qualified (>50% Cooking Efficiency) | FTSC Qualified (>50% Cooking Efficiency) | FTSC Qualified (>50% Cooking Efficiency) | FTSC Qualified (>50% Cooking Efficiency) | FTSC Qualified (>50% Cooking Efficiency) | FTSC Qualified (>50% Cooking Efficiency) | FTSC Qualified (>50% Cooking Efficiency) | FTSC Qualified (>50% Cooking Efficiency) | FTSC Qualified (>50% Cooking Efficiency) | FTSC Qualified (>50% Cooking Efficiency) | FTSC Qualified (>50% Cooking Efficiency) | FTSC Qualified (>50% Cooking Efficiency) | FTSC Qualified (>50% Cooking Efficiency) | FTSC Qualified (>50% Cooking Efficiency) | FTSC Qualified (>50% Cooking Efficiency) | FTSC Qualified (>50% Cooking Efficiency) | FTSC Qualified (>50% Cooking Efficiency) | FTSC Qualified (>50% Cooking Efficiency) | FTSC Qualified (>50% Cooking Efficiency) | FTSC Qualified (>50% Cooking Efficiency) | FTSC Qualified (>50% Cooking Efficiency) | FTSC Qualified (>50% Cooking Efficiency) | FTSC Qualified (>50% Cooking Efficiency) | FTSC Qualified (>50% Cooking Efficiency) | FTSC Qualified (>50% Cooking Efficiency) | FTSC Qualified (>50% Cooking Efficiency)
F1_Commercial_Health (WA)_New_Food Preparation_Natural Gas_Double Rack Oven_E1 | F1 | Commercial | Health (WA) | New | Food Preparation | Natural Gas | Double Rack Oven | E1 | CCE | 0 | 0 | 0 | 0 | 0 | 0 | 0 | 0 | 0 | 0 | 0 | 0 | 0 | 0 | 0 | 0 | 0 | 0 | 0 | 0 | 0 | 0 | 0 | 0 | 0 | 0 | 0
F1_Commercial_Health (WA)_New_Food Preparation_Natural Gas_Double Rack Oven_E2 | F1 | Commercial | Health (WA) | New | Food Preparation | Natural Gas | Double Rack Oven | E2 | CCE | 6.8295e-05 | 6.8295e-05 | 6.8295e-05 | 6.8295e-05 | 6.8295e-05 | 6.8295e-05 | 6.8295e-05 | 6.8295e-05 | 6.8295e-05 | 6.8295e-05 | 6.8295e-05 | 6.8295e-05 | 6.8295e-05 | 6.8295e-05 | 6.8295e-05 | 6.8295e-05 | 6.8295e-05 | 6.8295e-05 | 6.8295e-05 | 6.8295e-05 | 6.8295e-05 | 6.8295e-05 | 6.8295e-05 | 6.8295e-05 | 6.8295e-05 | 6.8295e-05 | 6.8295e-05
F1_Commercial_Health (WA)_New_Food Preparation_Natural Gas_Double Rack Oven_E3 | F1 | Commercial | Health (WA) | New | Food Preparation | Natural Gas | Double Rack Oven | E3 | CCE | 0 | 0 | 0 | 0 | 0 | 0 | 0 | 0 | 0 | 0 | 0 | 0 | 0 | 0 | 0 | 0 | 0 | 0 | 0 | 0 | 0 | 0 | 0 | 0 | 0 | 0 | 0
F1_Commercial_Health (WA)_New_Food Preparation_Natural Gas_Double Rack Oven_E4 | F1 | Commercial | Health (WA) | New | Food Preparation | Natural Gas | Double Rack Oven | E4 | CCE | 0 | 0 | 0 | 0 | 0 | 0 | 0 | 0 | 0 | 0 | 0 | 0 | 0 | 0 | 0 | 0 | 0 | 0 | 0 | 0 | 0 | 0 | 0 | 0 | 0 | 0 | 0
F1_Commercial_Health (WA)_New_Food Preparation_Natural Gas_Double Rack Oven_E5 | F1 | Commercial | Health (WA) | New | Food Preparation | Natural Gas | Double Rack Oven | E5 | CCE | 0 | 0 | 0 | 0 | 0 | 0 | 0 | 0 | 0 | 0 | 0 | 0 | 0 | 0 | 0 | 0 | 0 | 0 | 0 | 0 | 0 | 0 | 0 | 0 | 0 | 0 | 0
F1_Commercial_Health (WA)_New_Food Preparation_Natural Gas_Double Rack Oven_E6 | F1 | Commercial | Health (WA) | New | Food Preparation | Natural Gas | Double Rack Oven | E6 | CCE | 0 | 0 | 0 | 0 | 0 | 0 | 0 | 0 | 0 | 0 | 0 | 0 | 0 | 0 | 0 | 0 | 0 | 0 | 0 | 0 | 0 | 0 | 0 | 0 | 0 | 0 | 0
F1_Commercial_Health (WA)_New_Food Preparation_Natural Gas_Double Rack Oven_E7 | F1 | Commercial | Health (WA) | New | Food Preparation | Natural Gas | Double Rack Oven | E7 | CCE | 0 | 0 | 0 | 0 | 0 | 0 | 0 | 0 | 0 | 0 | 0 | 0 | 0 | 0 | 0 | 0 | 0 | 0 | 0 | 0 | 0 | 0 | 0 | 0 | 0 | 0 | 0
F1_Commercial_Health (WA)_New_Food Preparation_Natural Gas_Double Rack Oven_E8 | F1 | Commercial | Health (WA) | New | Food Preparation | Natural Gas | Double Rack Oven | E8 | CCE | 0 | 0 | 0 | 0 | 0 | 0 | 0 | 0 | 0 | 0 | 0 | 0 | 0 | 0 | 0 | 0 | 0 | 0 | 0 | 0 | 0 | 0 | 0 | 0 | 0 | 0 | 0
F1_Commercial_Health (WA)_New_Food Preparation_Natural Gas_Double Rack Oven_E9 | F1 | Commercial | Health (WA) | New | Food Preparation | Natural Gas | Double Rack Oven | E9 | CCE | 0 | 0 | 0 | 0 | 0 | 0 | 0 | 0 | 0 | 0 | 0 | 0 | 0 | 0 | 0 | 0 | 0 | 0 | 0 | 0 | 0 | 0 | 0 | 0 | 0 | 0 | 0
F1_Commercial_Health (WA)_New_Food Preparation_Natural Gas_Double Rack Oven_E10 | F1 | Commercial | Health (WA) | New | Food Preparation | Natural Gas | Double Rack Oven | E10 | CCE | 0 | 0 | 0 | 0 | 0 | 0 | 0 | 0 | 0 | 0 | 0 | 0 | 0 | 0 | 0 | 0 | 0 | 0 | 0 | 0 | 0 | 0 | 0 | 0 | 0 | 0 | 0
F2_Commercial_Health (WA)_New_Food Preparation_Natural Gas_Double Rack Oven_E1 | F2 | Commercial | Health (WA) | New | Food Preparation | Natural Gas | Double Rack Oven | E1 | TRC BC Ratio | [24 empty] | 1 | 1 | 1 | bar: 2019 to 2042
F2_Commercial_Health (WA)_New_Food Preparation_Natural Gas_Double Rack Oven_E2 | F2 | Commercial | Health (WA) | New | Food Preparation | Natural Gas | Double Rack Oven | E2 | TRC BC Ratio | 52.112 | 53.4253 | 54.9813 | 56.7644 | 58.7809 | 61.2343 | 63.7596 | 66.2604 | 68.668 | 71.109 | 73.0513 | 74.871 | 76.8261 | 78.7399 | 80.4511 | 82.0524 | 83.4884 | 84.9063 | 86.4207 | 87.898 | 89.4156 | 90.9935 | 92.5881 | 94.233 | 95.9071 | 97.611 | 99.3451
F2_Commercial_Health (WA)_New_Food Preparation_Natural Gas_Double Rack Oven_E3 | F2 | Commercial | Health (WA) | New | Food Preparation | Natural Gas | Double Rack Oven | E3 | TRC BC Ratio | 0 | 0 | 0 | 0 | 0 | 0 | 0 | 0 | 0 | 0 | 0 | 0 | 0 | 0 | 0 | 0 | 0 | 0 | 0 | 0 | 0 | 0 | 0 | 0 | 0 | 0 | 0
F2_Commercial_Health (WA)_New_Food Preparation_Natural Gas_Double Rack Oven_E4 | F2 | Commercial | Health (WA) | New | Food Preparation | Natural Gas | Double Rack Oven | E4 | TRC BC Ratio | 0 | 0 | 0 | 0 | 0 | 0 | 0 | 0 | 0 | 0 | 0 | 0 | 0 | 0 | 0 | 0 | 0 | 0 | 0 | 0 | 0 | 0 | 0 | 0 | 0 | 0 | 0
F2_Commercial_Health (WA)_New_Food Preparation_Natural Gas_Double Rack Oven_E5 | F2 | Commercial | Health (WA) | New | Food Preparation | Natural Gas | Double Rack Oven | E5 | TRC BC Ratio | 0 | 0 | 0 | 0 | 0 | 0 | 0 | 0 | 0 | 0 | 0 | 0 | 0 | 0 | 0 | 0 | 0 | 0 | 0 | 0 | 0 | 0 | 0 | 0 | 0 | 0 | 0
F2_Commercial_Health (WA)_New_Food Preparation_Natural Gas_Double Rack Oven_E6 | F2 | Commercial | Health (WA) | New | Food Preparation | Natural Gas | Double Rack Oven | E6 | TRC BC Ratio | 0 | 0 | 0 | 0 | 0 | 0 | 0 | 0 | 0 | 0 | 0 | 0 | 0 | 0 | 0 | 0 | 0 | 0 | 0 | 0 | 0 | 0 | 0 | 0 | 0 | 0 | 0
F2_Commercial_Health (WA)_New_Food Preparation_Natural Gas_Double Rack Oven_E7 | F2 | Commercial | Health (WA) | New | Food Preparation | Natural Gas | Double Rack Oven | E7 | TRC BC Ratio | 0 | 0 | 0 | 0 | 0 | 0 | 0 | 0 | 0 | 0 | 0 | 0 | 0 | 0 | 0 | 0 | 0 | 0 | 0 | 0 | 0 | 0 | 0 | 0 | 0 | 0 | 0
F2_Commercial_Health (WA)_New_Food Preparation_Natural Gas_Double Rack Oven_E8 | F2 | Commercial | Health (WA) | New | Food Preparation | Natural Gas | Double Rack Oven | E8 | TRC BC Ratio | 0 | 0 | 0 | 0 | 0 | 0 | 0 | 0 | 0 | 0 | 0 | 0 | 0 | 0 | 0 | 0 | 0 | 0 | 0 | 0 | 0 | 0 | 0 | 0 | 0 | 0 | 0
F2_Commercial_Health (WA)_New_Food Preparation_Natural Gas_Double Rack Oven_E9 | F2 | Commercial | Health (WA) | New | Food Preparation | Natural Gas | Double Rack Oven | E9 | TRC BC Ratio | 0 | 0 | 0 | 0 | 0 | 0 | 0 | 0 | 0 | 0 | 0 | 0 | 0 | 0 | 0 | 0 | 0 | 0 | 0 | 0 | 0 | 0 | 0 | 0 | 0 | 0 | 0
F2_Commercial_Health (WA)_New_Food Preparation_Natural Gas_Double Rack Oven_E10 | F2 | Commercial | Health (WA) | New | Food Preparation | Natural Gas | Double Rack Oven | E10 | TRC BC Ratio | 0 | 0 | 0 | 0 | 0 | 0 | 0 | 0 | 0 | 0 | 0 | 0 | 0 | 0 | 0 | 0 | 0 | 0 | 0 | 0 | 0 | 0 | 0 | 0 | 0 | 0 | 0
F3_Commercial_Health (WA)_New_Food Preparation_Natural Gas_Double Rack Oven_E1 | F3 | Commercial | Health (WA) | New | Food Preparation | Natural Gas | Double Rack Oven | E1 | PACT BC Ratio | [24 empty] | 1 | 1 | 1 | bar: 2019 to 2042
F3_Commercial_Health (WA)_New_Food Preparation_Natural Gas_Double Rack Oven_E2 | F3 | Commercial | Health (WA) | New | Food Preparation | Natural Gas | Double Rack Oven | E2 | PACT BC Ratio | 105.0246 | 107.6714 | 110.8073 | 114.4009 | 118.4648 | 123.4094 | 128.4987 | 133.5388 | 138.3909 | 143.3106 | 147.225 | 150.8922 | 154.8324 | 158.6895 | 162.1381 | 165.3654 | 168.2596 | 171.117 | 174.1691 | 177.1464 | 180.205 | 183.3849 | 186.5986 | 189.9137 | 193.2877 | 196.7216 | 200.2165
F3_Commercial_Health (WA)_New_Food Preparation_Natural Gas_Double Rack Oven_E3 | F3 | Commercial | Health (WA) | New | Food Preparation | Natural Gas | Double Rack Oven | E3 | PACT BC Ratio | 0 | 0 | 0 | 0 | 0 | 0 | 0 | 0 | 0 | 0 | 0 | 0 | 0 | 0 | 0 | 0 | 0 | 0 | 0 | 0 | 0 | 0 | 0 | 0 | 0 | 0 | 0
F3_Commercial_Health (WA)_New_Food Preparation_Natural Gas_Double Rack Oven_E4 | F3 | Commercial | Health (WA) | New | Food Preparation | Natural Gas | Double Rack Oven | E4 | PACT BC Ratio | 0 | 0 | 0 | 0 | 0 | 0 | 0 | 0 | 0 | 0 | 0 | 0 | 0 | 0 | 0 | 0 | 0 | 0 | 0 | 0 | 0 | 0 | 0 | 0 | 0 | 0 | 0
F3_Commercial_Health (WA)_New_Food Preparation_Natural Gas_Double Rack Oven_E5 | F3 | Commercial | Health (WA) | New | Food Preparation | Natural Gas | Double Rack Oven | E5 | PACT BC Ratio | 0 | 0 | 0 | 0 | 0 | 0 | 0 | 0 | 0 | 0 | 0 | 0 | 0 | 0 | 0 | 0 | 0 | 0 | 0 | 0 | 0 | 0 | 0 | 0 | 0 | 0 | 0
F3_Commercial_Health (WA)_New_Food Preparation_Natural Gas_Double Rack Oven_E6 | F3 | Commercial | Health (WA) | New | Food Preparation | Natural Gas | Double Rack Oven | E6 | PACT BC Ratio | 0 | 0 | 0 | 0 | 0 | 0 | 0 | 0 | 0 | 0 | 0 | 0 | 0 | 0 | 0 | 0 | 0 | 0 | 0 | 0 | 0 | 0 | 0 | 0 | 0 | 0 | 0
F3_Commercial_Health (WA)_New_Food Preparation_Natural Gas_Double Rack Oven_E7 | F3 | Commercial | Health (WA) | New | Food Preparation | Natural Gas | Double Rack Oven | E7 | PACT BC Ratio | 0 | 0 | 0 | 0 | 0 | 0 | 0 | 0 | 0 | 0 | 0 | 0 | 0 | 0 | 0 | 0 | 0 | 0 | 0 | 0 | 0 | 0 | 0 | 0 | 0 | 0 | 0
F3_Commercial_Health (WA)_New_Food Preparation_Natural Gas_Double Rack Oven_E8 | F3 | Commercial | Health (WA) | New | Food Preparation | Natural Gas | Double Rack Oven | E8 | PACT BC Ratio | 0 | 0 | 0 | 0 | 0 | 0 | 0 | 0 | 0 | 0 | 0 | 0 | 0 | 0 | 0 | 0 | 0 | 0 | 0 | 0 | 0 | 0 | 0 | 0 | 0 | 0 | 0
F3_Commercial_Health (WA)_New_Food Preparation_Natural Gas_Double Rack Oven_E9 | F3 | Commercial | Health (WA) | New | Food Preparation | Natural Gas | Double Rack Oven | E9 | PACT BC Ratio | 0 | 0 | 0 | 0 | 0 | 0 | 0 | 0 | 0 | 0 | 0 | 0 | 0 | 0 | 0 | 0 | 0 | 0 | 0 | 0 | 0 | 0 | 0 | 0 | 0 | 0 | 0
F3_Commercial_Health (WA)_New_Food Preparation_Natural Gas_Double Rack Oven_E10 | F3 | Commercial | Health (WA) | New | Food Preparation | Natural Gas | Double Rack Oven | E10 | PACT BC Ratio | 0 | 0 | 0 | 0 | 0 | 0 | 0 | 0 | 0 | 0 | 0 | 0 | 0 | 0 | 0 | 0 | 0 | 0 | 0 | 0 | 0 | 0 | 0 | 0 | 0 | 0 | 0
F4_Commercial_Health (WA)_New_Food Preparation_Natural Gas_Double Rack Oven_E1 | F4 | Commercial | Health (WA) | New | Food Preparation | Natural Gas | Double Rack Oven | E1 | RVT BC Ratio | [24 empty] | 1 | 1 | 1 | bar: 2019 to 2042
F4_Commercial_Health (WA)_New_Food Preparation_Natural Gas_Double Rack Oven_E2 | F4 | Commercial | Health (WA) | New | Food Preparation | Natural Gas | Double Rack Oven | E2 | RVT BC Ratio | 74.0482 | 75.4396 | 77.0728 | 78.9766 | 81.1575 | 83.8796 | 86.6094 | 89.2012 | 91.5473 | 93.8215 | 96.1781 | 98.3198 | 100.5804 | 102.7193 | 104.5586 | 106.2185 | 107.6234 | 108.9646 | 110.3908 | 111.7227 | 113.0591 | 115.0472 | 117.0564 | 119.129 | 121.2384 | 123.3853 | 125.5703
F4_Commercial_Health (WA)_New_Food Preparation_Natural Gas_Double Rack Oven_E3 | F4 | Commercial | Health (WA) | New | Food Preparation | Natural Gas | Double Rack Oven | E3 | RVT BC Ratio | 0 | 0 | 0 | 0 | 0 | 0 | 0 | 0 | 0 | 0 | 0 | 0 | 0 | 0 | 0 | 0 | 0 | 0 | 0 | 0 | 0 | 0 | 0 | 0 | 0 | 0 | 0
F4_Commercial_Health (WA)_New_Food Preparation_Natural Gas_Double Rack Oven_E4 | F4 | Commercial | Health (WA) | New | Food Preparation | Natural Gas | Double Rack Oven | E4 | RVT BC Ratio | 0 | 0 | 0 | 0 | 0 | 0 | 0 | 0 | 0 | 0 | 0 | 0 | 0 | 0 | 0 | 0 | 0 | 0 | 0 | 0 | 0 | 0 | 0 | 0 | 0 | 0 | 0
F4_Commercial_Health (WA)_New_Food Preparation_Natural Gas_Double Rack Oven_E5 | F4 | Commercial | Health (WA) | New | Food Preparation | Natural Gas | Double Rack Oven | E5 | RVT BC Ratio | 0 | 0 | 0 | 0 | 0 | 0 | 0 | 0 | 0 | 0 | 0 | 0 | 0 | 0 | 0 | 0 | 0 | 0 | 0 | 0 | 0 | 0 | 0 | 0 | 0 | 0 | 0
F4_Commercial_Health (WA)_New_Food Preparation_Natural Gas_Double Rack Oven_E6 | F4 | Commercial | Health (WA) | New | Food Preparation | Natural Gas | Double Rack Oven | E6 | RVT BC Ratio | 0 | 0 | 0 | 0 | 0 | 0 | 0 | 0 | 0 | 0 | 0 | 0 | 0 | 0 | 0 | 0 | 0 | 0 | 0 | 0 | 0 | 0 | 0 | 0 | 0 | 0 | 0
F4_Commercial_Health (WA)_New_Food Preparation_Natural Gas_Double Rack Oven_E7 | F4 | Commercial | Health (WA) | New | Food Preparation | Natural Gas | Double Rack Oven | E7 | RVT BC Ratio | 0 | 0 | 0 | 0 | 0 | 0 | 0 | 0 | 0 | 0 | 0 | 0 | 0 | 0 | 0 | 0 | 0 | 0 | 0 | 0 | 0 | 0 | 0 | 0 | 0 | 0 | 0
F4_Commercial_Health (WA)_New_Food Preparation_Natural Gas_Double Rack Oven_E8 | F4 | Commercial | Health (WA) | New | Food Preparation | Natural Gas | Double Rack Oven | E8 | RVT BC Ratio | 0 | 0 | 0 | 0 | 0 | 0 | 0 | 0 | 0 | 0 | 0 | 0 | 0 | 0 | 0 | 0 | 0 | 0 | 0 | 0 | 0 | 0 | 0 | 0 | 0 | 0 | 0
F4_Commercial_Health (WA)_New_Food Preparation_Natural Gas_Double Rack Oven_E9 | F4 | Commercial | Health (WA) | New | Food Preparation | Natural Gas | Double Rack Oven | E9 | RVT BC Ratio | 0 | 0 | 0 | 0 | 0 | 0 | 0 | 0 | 0 | 0 | 0 | 0 | 0 | 0 | 0 | 0 | 0 | 0 | 0 | 0 | 0 | 0 | 0 | 0 | 0 | 0 | 0
F4_Commercial_Health (WA)_New_Food Preparation_Natural Gas_Double Rack Oven_E10 | F4 | Commercial | Health (WA) | New | Food Preparation | Natural Gas | Double Rack Oven | E10 | RVT BC Ratio | 0 | 0 | 0 | 0 | 0 | 0 | 0 | 0 | 0 | 0 | 0 | 0 | 0 | 0 | 0 | 0 | 0 | 0 | 0 | 0 | 0 | 0 | 0 | 0 | 0 | 0 | 0
F5_Commercial_Health (WA)_New_Food Preparation_Natural Gas_Double Rack Oven_E1 | F5 | Commercial | Health (WA) | New | Food Preparation | Natural Gas | Double Rack Oven | E1 | RIM BC Ratio | [24 empty] | 1 | 1 | 1 | bar: 2019 to 2042
F5_Commercial_Health (WA)_New_Food Preparation_Natural Gas_Double Rack Oven_E2 | F5 | Commercial | Health (WA) | New | Food Preparation | Natural Gas | Double Rack Oven | E2 | RIM BC Ratio | 0.84223 | 0.84758 | 0.85383 | 0.86032 | 0.867 | 0.87395 | 0.88137 | 0.88939 | 0.89814 | 0.90757 | 0.90956 | 0.91195 | 0.91477 | 0.91808 | 0.92156 | 0.92524 | 0.92917 | 0.93334 | 0.93773 | 0.94241 | 0.94737 | 0.94746 | 0.94754 | 0.94763 | 0.94771 | 0.94779 | 0.94787
F5_Commercial_Health (WA)_New_Food Preparation_Natural Gas_Double Rack Oven_E3 | F5 | Commercial | Health (WA) | New | Food Preparation | Natural Gas | Double Rack Oven | E3 | RIM BC Ratio | 0 | 0 | 0 | 0 | 0 | 0 | 0 | 0 | 0 | 0 | 0 | 0 | 0 | 0 | 0 | 0 | 0 | 0 | 0 | 0 | 0 | 0 | 0 | 0 | 0 | 0 | 0
F5_Commercial_Health (WA)_New_Food Preparation_Natural Gas_Double Rack Oven_E4 | F5 | Commercial | Health (WA) | New | Food Preparation | Natural Gas | Double Rack Oven | E4 | RIM BC Ratio | 0 | 0 | 0 | 0 | 0 | 0 | 0 | 0 | 0 | 0 | 0 | 0 | 0 | 0 | 0 | 0 | 0 | 0 | 0 | 0 | 0 | 0 | 0 | 0 | 0 | 0 | 0
F5_Commercial_Health (WA)_New_Food Preparation_Natural Gas_Double Rack Oven_E5 | F5 | Commercial | Health (WA) | New | Food Preparation | Natural Gas | Double Rack Oven | E5 | RIM BC Ratio | 0 | 0 | 0 | 0 | 0 | 0 | 0 | 0 | 0 | 0 | 0 | 0 | 0 | 0 | 0 | 0 | 0 | 0 | 0 | 0 | 0 | 0 | 0 | 0 | 0 | 0 | 0
F5_Commercial_Health (WA)_New_Food Preparation_Natural Gas_Double Rack Oven_E6 | F5 | Commercial | Health (WA) | New | Food Preparation | Natural Gas | Double Rack Oven | E6 | RIM BC Ratio | 0 | 0 | 0 | 0 | 0 | 0 | 0 | 0 | 0 | 0 | 0 | 0 | 0 | 0 | 0 | 0 | 0 | 0 | 0 | 0 | 0 | 0 | 0 | 0 | 0 | 0 | 0
F5_Commercial_Health (WA)_New_Food Preparation_Natural Gas_Double Rack Oven_E7 | F5 | Commercial | Health (WA) | New | Food Preparation | Natural Gas | Double Rack Oven | E7 | RIM BC Ratio | 0 | 0 | 0 | 0 | 0 | 0 | 0 | 0 | 0 | 0 | 0 | 0 | 0 | 0 | 0 | 0 | 0 | 0 | 0 | 0 | 0 | 0 | 0 | 0 | 0 | 0 | 0
F5_Commercial_Health (WA)_New_Food Preparation_Natural Gas_Double Rack Oven_E8 | F5 | Commercial | Health (WA) | New | Food Preparation | Natural Gas | Double Rack Oven | E8 | RIM BC Ratio | 0 | 0 | 0 | 0 | 0 | 0 | 0 | 0 | 0 | 0 | 0 | 0 | 0 | 0 | 0 | 0 | 0 | 0 | 0 | 0 | 0 | 0 | 0 | 0 | 0 | 0 | 0
F5_Commercial_Health (WA)_New_Food Preparation_Natural Gas_Double Rack Oven_E9 | F5 | Commercial | Health (WA) | New | Food Preparation | Natural Gas | Double Rack Oven | E9 | RIM BC Ratio | 0 | 0 | 0 | 0 | 0 | 0 | 0 | 0 | 0 | 0 | 0 | 0 | 0 | 0 | 0 | 0 | 0 | 0 | 0 | 0 | 0 | 0 | 0 | 0 | 0 | 0 | 0
F5_Commercial_Health (WA)_New_Food Preparation_Natural Gas_Double Rack Oven_E10 | F5 | Commercial | Health (WA) | New | Food Preparation | Natural Gas | Double Rack Oven | E10 | RIM BC Ratio | 0 | 0 | 0 | 0 | 0 | 0 | 0 | 0 | 0 | 0 | 0 | 0 | 0 | 0 | 0 | 0 | 0 | 0 | 0 | 0 | 0 | 0 | 0 | 0 | 0 | 0 | 0
F0_Commercial_Health (WA)_New_Food Preparation_Natural Gas_Fryer_E0 | F0 | Commercial | Health (WA) | New | Food Preparation | Natural Gas | Fryer | E0 | Economic Unit | ENERGY STAR | ENERGY STAR | ENERGY STAR | ENERGY STAR | ENERGY STAR | ENERGY STAR | ENERGY STAR | ENERGY STAR | ENERGY STAR | ENERGY STAR | ENERGY STAR | ENERGY STAR | ENERGY STAR | ENERGY STAR | ENERGY STAR | ENERGY STAR | ENERGY STAR | ENERGY STAR | ENERGY STAR | ENERGY STAR | ENERGY STAR | ENERGY STAR | ENERGY STAR | ENERGY STAR | ENERGY STAR | ENERGY STAR | ENERGY STAR
F1_Commercial_Health (WA)_New_Food Preparation_Natural Gas_Fryer_E1 | F1 | Commercial | Health (WA) | New | Food Preparation | Natural Gas | Fryer | E1 | CCE | 0 | 0 | 0 | 0 | 0 | 0 | 0 | 0 | 0 | 0 | 0 | 0 | 0 | 0 | 0 | 0 | 0 | 0 | 0 | 0 | 0 | 0 | 0 | 0 | 0 | 0 | 0
F1_Commercial_Health (WA)_New_Food Preparation_Natural Gas_Fryer_E2 | F1 | Commercial | Health (WA) | New | Food Preparation | Natural Gas | Fryer | E2 | CCE | 0.00079724 | 0.00079724 | 0.00079724 | 0.00079724 | 0.00079724 | 0.00079724 | 0.00079724 | 0.00079724 | 0.00079724 | 0.00079724 | 0.00079724 | 0.00079724 | 0.00079724 | 0.00079724 | 0.00079724 | 0.00079724 | 0.00079724 | 0.00079724 | 0.00079724 | 0.00079724 | 0.00079724 | 0.00079724 | 0.00079724 | 0.00079724 | 0.00079724 | 0.00079724 | 0.00079724
F1_Commercial_Health (WA)_New_Food Preparation_Natural Gas_Fryer_E3 | F1 | Commercial | Health (WA) | New | Food Preparation | Natural Gas | Fryer | E3 | CCE | 0 | 0 | 0 | 0 | 0 | 0 | 0 | 0 | 0 | 0 | 0 | 0 | 0 | 0 | 0 | 0 | 0 | 0 | 0 | 0 | 0 | 0 | 0 | 0 | 0 | 0 | 0
F1_Commercial_Health (WA)_New_Food Preparation_Natural Gas_Fryer_E4 | F1 | Commercial | Health (WA) | New | Food Preparation | Natural Gas | Fryer | E4 | CCE | 0 | 0 | 0 | 0 | 0 | 0 | 0 | 0 | 0 | 0 | 0 | 0 | 0 | 0 | 0 | 0 | 0 | 0 | 0 | 0 | 0 | 0 | 0 | 0 | 0 | 0 | 0
F1_Commercial_Health (WA)_New_Food Preparation_Natural Gas_Fryer_E5 | F1 | Commercial | Health (WA) | New | Food Preparation | Natural Gas | Fryer | E5 | CCE | 0 | 0 | 0 | 0 | 0 | 0 | 0 | 0 | 0 | 0 | 0 | 0 | 0 | 0 | 0 | 0 | 0 | 0 | 0 | 0 | 0 | 0 | 0 | 0 | 0 | 0 | 0
F1_Commercial_Health (WA)_New_Food Preparation_Natural Gas_Fryer_E6 | F1 | Commercial | Health (WA) | New | Food Preparation | Natural Gas | Fryer | E6 | CCE | 0 | 0 | 0 | 0 | 0 | 0 | 0 | 0 | 0 | 0 | 0 | 0 | 0 | 0 | 0 | 0 | 0 | 0 | 0 | 0 | 0 | 0 | 0 | 0 | 0 | 0 | 0
F1_Commercial_Health (WA)_New_Food Preparation_Natural Gas_Fryer_E7 | F1 | Commercial | Health (WA) | New | Food Preparation | Natural Gas | Fryer | E7 | CCE | 0 | 0 | 0 | 0 | 0 | 0 | 0 | 0 | 0 | 0 | 0 | 0 | 0 | 0 | 0 | 0 | 0 | 0 | 0 | 0 | 0 | 0 | 0 | 0 | 0 | 0 | 0
F1_Commercial_Health (WA)_New_Food Preparation_Natural Gas_Fryer_E8 | F1 | Commercial | Health (WA) | New | Food Preparation | Natural Gas | Fryer | E8 | CCE | 0 | 0 | 0 | 0 | 0 | 0 | 0 | 0 | 0 | 0 | 0 | 0 | 0 | 0 | 0 | 0 | 0 | 0 | 0 | 0 | 0 | 0 | 0 | 0 | 0 | 0 | 0
F1_Commercial_Health (WA)_New_Food Preparation_Natural Gas_Fryer_E9 | F1 | Commercial | Health (WA) | New | Food Preparation | Natural Gas | Fryer | E9 | CCE | 0 | 0 | 0 | 0 | 0 | 0 | 0 | 0 | 0 | 0 | 0 | 0 | 0 | 0 | 0 | 0 | 0 | 0 | 0 | 0 | 0 | 0 | 0 | 0 | 0 | 0 | 0
F1_Commercial_Health (WA)_New_Food Preparation_Natural Gas_Fryer_E10 | F1 | Commercial | Health (WA) | New | Food Preparation | Natural Gas | Fryer | E10 | CCE | 0 | 0 | 0 | 0 | 0 | 0 | 0 | 0 | 0 | 0 | 0 | 0 | 0 | 0 | 0 | 0 | 0 | 0 | 0 | 0 | 0 | 0 | 0 | 0 | 0 | 0 | 0
F2_Commercial_Health (WA)_New_Food Preparation_Natural Gas_Fryer_E1 | F2 | Commercial | Health (WA) | New | Food Preparation | Natural Gas | Fryer | E1 | TRC BC Ratio | [24 empty] | 1 | 1 | 1 | bar: 2019 to 2042
F2_Commercial_Health (WA)_New_Food Preparation_Natural Gas_Fryer_E2 | F2 | Commercial | Health (WA) | New | Food Preparation | Natural Gas | Fryer | E2 | TRC BC Ratio | 4.6506 | 4.7727 | 4.9099 | 5.0634 | 5.2344 | 5.4367 | 5.6428 | 5.8457 | 6.0409 | 6.239 | 6.4002 | 6.5524 | 6.7152 | 6.8753 | 7.0206 | 7.1582 | 7.2837 | 7.4083 | 7.5403 | 7.67 | 7.8029 | 7.9408 | 8.0802 | 8.2238 | 8.3699 | 8.5186 | 8.6699
F2_Commercial_Health (WA)_New_Food Preparation_Natural Gas_Fryer_E3 | F2 | Commercial | Health (WA) | New | Food Preparation | Natural Gas | Fryer | E3 | TRC BC Ratio | 0 | 0 | 0 | 0 | 0 | 0 | 0 | 0 | 0 | 0 | 0 | 0 | 0 | 0 | 0 | 0 | 0 | 0 | 0 | 0 | 0 | 0 | 0 | 0 | 0 | 0 | 0
F2_Commercial_Health (WA)_New_Food Preparation_Natural Gas_Fryer_E4 | F2 | Commercial | Health (WA) | New | Food Preparation | Natural Gas | Fryer | E4 | TRC BC Ratio | 0 | 0 | 0 | 0 | 0 | 0 | 0 | 0 | 0 | 0 | 0 | 0 | 0 | 0 | 0 | 0 | 0 | 0 | 0 | 0 | 0 | 0 | 0 | 0 | 0 | 0 | 0
F2_Commercial_Health (WA)_New_Food Preparation_Natural Gas_Fryer_E5 | F2 | Commercial | Health (WA) | New | Food Preparation | Natural Gas | Fryer | E5 | TRC BC Ratio | 0 | 0 | 0 | 0 | 0 | 0 | 0 | 0 | 0 | 0 | 0 | 0 | 0 | 0 | 0 | 0 | 0 | 0 | 0 | 0 | 0 | 0 | 0 | 0 | 0 | 0 | 0
F2_Commercial_Health (WA)_New_Food Preparation_Natural Gas_Fryer_E6 | F2 | Commercial | Health (WA) | New | Food Preparation | Natural Gas | Fryer | E6 | TRC BC Ratio | 0 | 0 | 0 | 0 | 0 | 0 | 0 | 0 | 0 | 0 | 0 | 0 | 0 | 0 | 0 | 0 | 0 | 0 | 0 | 0 | 0 | 0 | 0 | 0 | 0 | 0 | 0
F2_Commercial_Health (WA)_New_Food Preparation_Natural Gas_Fryer_E7 | F2 | Commercial | Health (WA) | New | Food Preparation | Natural Gas | Fryer | E7 | TRC BC Ratio | 0 | 0 | 0 | 0 | 0 | 0 | 0 | 0 | 0 | 0 | 0 | 0 | 0 | 0 | 0 | 0 | 0 | 0 | 0 | 0 | 0 | 0 | 0 | 0 | 0 | 0 | 0
F2_Commercial_Health (WA)_New_Food Preparation_Natural Gas_Fryer_E8 | F2 | Commercial | Health (WA) | New | Food Preparation | Natural Gas | Fryer | E8 | TRC BC Ratio | 0 | 0 | 0 | 0 | 0 | 0 | 0 | 0 | 0 | 0 | 0 | 0 | 0 | 0 | 0 | 0 | 0 | 0 | 0 | 0 | 0 | 0 | 0 | 0 | 0 | 0 | 0
F2_Commercial_Health (WA)_New_Food Preparation_Natural Gas_Fryer_E9 | F2 | Commercial | Health (WA) | New | Food Preparation | Natural Gas | Fryer | E9 | TRC BC Ratio | 0 | 0 | 0 | 0 | 0 | 0 | 0 | 0 | 0 | 0 | 0 | 0 | 0 | 0 | 0 | 0 | 0 | 0 | 0 | 0 | 0 | 0 | 0 | 0 | 0 | 0 | 0
F2_Commercial_Health (WA)_New_Food Preparation_Natural Gas_Fryer_E10 | F2 | Commercial | Health (WA) | New | Food Preparation | Natural Gas | Fryer | E10 | TRC BC Ratio | 0 | 0 | 0 | 0 | 0 | 0 | 0 | 0 | 0 | 0 | 0 | 0 | 0 | 0 | 0 | 0 | 0 | 0 | 0 | 0 | 0 | 0 | 0 | 0 | 0 | 0 | 0
F3_Commercial_Health (WA)_New_Food Preparation_Natural Gas_Fryer_E1 | F3 | Commercial | Health (WA) | New | Food Preparation | Natural Gas | Fryer | E1 | PACT BC Ratio | [24 empty] | 1 | 1 | 1 | bar: 2019 to 2042
F3_Commercial_Health (WA)_New_Food Preparation_Natural Gas_Fryer_E2 | F3 | Commercial | Health (WA) | New | Food Preparation | Natural Gas | Fryer | E2 | PACT BC Ratio | 9.3726 | 9.6188 | 9.8951 | 10.2046 | 10.5493 | 10.957 | 11.3722 | 11.7813 | 12.1747 | 12.5739 | 12.8988 | 13.2054 | 13.5335 | 13.8562 | 14.1491 | 14.4264 | 14.6794 | 14.9304 | 15.1965 | 15.4577 | 15.7258 | 16.0035 | 16.2845 | 16.5739 | 16.8683 | 17.168 | 17.473
F3_Commercial_Health (WA)_New_Food Preparation_Natural Gas_Fryer_E3 | F3 | Commercial | Health (WA) | New | Food Preparation | Natural Gas | Fryer | E3 | PACT BC Ratio | 0 | 0 | 0 | 0 | 0 | 0 | 0 | 0 | 0 | 0 | 0 | 0 | 0 | 0 | 0 | 0 | 0 | 0 | 0 | 0 | 0 | 0 | 0 | 0 | 0 | 0 | 0
F3_Commercial_Health (WA)_New_Food Preparation_Natural Gas_Fryer_E4 | F3 | Commercial | Health (WA) | New | Food Preparation | Natural Gas | Fryer | E4 | PACT BC Ratio | 0 | 0 | 0 | 0 | 0 | 0 | 0 | 0 | 0 | 0 | 0 | 0 | 0 | 0 | 0 | 0 | 0 | 0 | 0 | 0 | 0 | 0 | 0 | 0 | 0 | 0 | 0
F3_Commercial_Health (WA)_New_Food Preparation_Natural Gas_Fryer_E5 | F3 | Commercial | Health (WA) | New | Food Preparation | Natural Gas | Fryer | E5 | PACT BC Ratio | 0 | 0 | 0 | 0 | 0 | 0 | 0 | 0 | 0 | 0 | 0 | 0 | 0 | 0 | 0 | 0 | 0 | 0 | 0 | 0 | 0 | 0 | 0 | 0 | 0 | 0 | 0
F3_Commercial_Health (WA)_New_Food Preparation_Natural Gas_Fryer_E6 | F3 | Commercial | Health (WA) | New | Food Preparation | Natural Gas | Fryer | E6 | PACT BC Ratio | 0 | 0 | 0 | 0 | 0 | 0 | 0 | 0 | 0 | 0 | 0 | 0 | 0 | 0 | 0 | 0 | 0 | 0 | 0 | 0 | 0 | 0 | 0 | 0 | 0 | 0 | 0
F3_Commercial_Health (WA)_New_Food Preparation_Natural Gas_Fryer_E7 | F3 | Commercial | Health (WA) | New | Food Preparation | Natural Gas | Fryer | E7 | PACT BC Ratio | 0 | 0 | 0 | 0 | 0 | 0 | 0 | 0 | 0 | 0 | 0 | 0 | 0 | 0 | 0 | 0 | 0 | 0 | 0 | 0 | 0 | 0 | 0 | 0 | 0 | 0 | 0
F3_Commercial_Health (WA)_New_Food Preparation_Natural Gas_Fryer_E8 | F3 | Commercial | Health (WA) | New | Food Preparation | Natural Gas | Fryer | E8 | PACT BC Ratio | 0 | 0 | 0 | 0 | 0 | 0 | 0 | 0 | 0 | 0 | 0 | 0 | 0 | 0 | 0 | 0 | 0 | 0 | 0 | 0 | 0 | 0 | 0 | 0 | 0 | 0 | 0
F3_Commercial_Health (WA)_New_Food Preparation_Natural Gas_Fryer_E9 | F3 | Commercial | Health (WA) | New | Food Preparation | Natural Gas | Fryer | E9 | PACT BC Ratio | 0 | 0 | 0 | 0 | 0 | 0 | 0 | 0 | 0 | 0 | 0 | 0 | 0 | 0 | 0 | 0 | 0 | 0 | 0 | 0 | 0 | 0 | 0 | 0 | 0 | 0 | 0
F3_Commercial_Health (WA)_New_Food Preparation_Natural Gas_Fryer_E10 | F3 | Commercial | Health (WA) | New | Food Preparation | Natural Gas | Fryer | E10 | PACT BC Ratio | 0 | 0 | 0 | 0 | 0 | 0 | 0 | 0 | 0 | 0 | 0 | 0 | 0 | 0 | 0 | 0 | 0 | 0 | 0 | 0 | 0 | 0 | 0 | 0 | 0 | 0 | 0
F4_Commercial_Health (WA)_New_Food Preparation_Natural Gas_Fryer_E1 | F4 | Commercial | Health (WA) | New | Food Preparation | Natural Gas | Fryer | E1 | RVT BC Ratio | [24 empty] | 1 | 1 | 1 | bar: 2019 to 2042
F4_Commercial_Health (WA)_New_Food Preparation_Natural Gas_Fryer_E2 | F4 | Commercial | Health (WA) | New | Food Preparation | Natural Gas | Fryer | E2 | RVT BC Ratio | 6.9012 | 7.0319 | 7.1791 | 7.3443 | 7.5286 | 7.7514 | 7.9724 | 8.1814 | 8.371 | 8.5555 | 8.7467 | 8.9219 | 9.1091 | 9.2905 | 9.45 | 9.5966 | 9.7246 | 9.8483 | 9.9787 | 10.1025 | 10.2271 | 10.4008 | 10.5765 | 10.7574 | 10.9414 | 11.1288 | 11.3195
F4_Commercial_Health (WA)_New_Food Preparation_Natural Gas_Fryer_E3 | F4 | Commercial | Health (WA) | New | Food Preparation | Natural Gas | Fryer | E3 | RVT BC Ratio | 0 | 0 | 0 | 0 | 0 | 0 | 0 | 0 | 0 | 0 | 0 | 0 | 0 | 0 | 0 | 0 | 0 | 0 | 0 | 0 | 0 | 0 | 0 | 0 | 0 | 0 | 0
F4_Commercial_Health (WA)_New_Food Preparation_Natural Gas_Fryer_E4 | F4 | Commercial | Health (WA) | New | Food Preparation | Natural Gas | Fryer | E4 | RVT BC Ratio | 0 | 0 | 0 | 0 | 0 | 0 | 0 | 0 | 0 | 0 | 0 | 0 | 0 | 0 | 0 | 0 | 0 | 0 | 0 | 0 | 0 | 0 | 0 | 0 | 0 | 0 | 0
F4_Commercial_Health (WA)_New_Food Preparation_Natural Gas_Fryer_E5 | F4 | Commercial | Health (WA) | New | Food Preparation | Natural Gas | Fryer | E5 | RVT BC Ratio | 0 | 0 | 0 | 0 | 0 | 0 | 0 | 0 | 0 | 0 | 0 | 0 | 0 | 0 | 0 | 0 | 0 | 0 | 0 | 0 | 0 | 0 | 0 | 0 | 0 | 0 | 0
F4_Commercial_Health (WA)_New_Food Preparation_Natural Gas_Fryer_E6 | F4 | Commercial | Health (WA) | New | Food Preparation | Natural Gas | Fryer | E6 | RVT BC Ratio | 0 | 0 | 0 | 0 | 0 | 0 | 0 | 0 | 0 | 0 | 0 | 0 | 0 | 0 | 0 | 0 | 0 | 0 | 0 | 0 | 0 | 0 | 0 | 0 | 0 | 0 | 0
F4_Commercial_Health (WA)_New_Food Preparation_Natural Gas_Fryer_E7 | F4 | Commercial | Health (WA) | New | Food Preparation | Natural Gas | Fryer | E7 | RVT BC Ratio | 0 | 0 | 0 | 0 | 0 | 0 | 0 | 0 | 0 | 0 | 0 | 0 | 0 | 0 | 0 | 0 | 0 | 0 | 0 | 0 | 0 | 0 | 0 | 0 | 0 | 0 | 0
F4_Commercial_Health (WA)_New_Food Preparation_Natural Gas_Fryer_E8 | F4 | Commercial | Health (WA) | New | Food Preparation | Natural Gas | Fryer | E8 | RVT BC Ratio | 0 | 0 | 0 | 0 | 0 | 0 | 0 | 0 | 0 | 0 | 0 | 0 | 0 | 0 | 0 | 0 | 0 | 0 | 0 | 0 | 0 | 0 | 0 | 0 | 0 | 0 | 0
F4_Commercial_Health (WA)_New_Food Preparation_Natural Gas_Fryer_E9 | F4 | Commercial | Health (WA) | New | Food Preparation | Natural Gas | Fryer | E9 | RVT BC Ratio | 0 | 0 | 0 | 0 | 0 | 0 | 0 | 0 | 0 | 0 | 0 | 0 | 0 | 0 | 0 | 0 | 0 | 0 | 0 | 0 | 0 | 0 | 0 | 0 | 0 | 0 | 0
F4_Commercial_Health (WA)_New_Food Preparation_Natural Gas_Fryer_E10 | F4 | Commercial | Health (WA) | New | Food Preparation | Natural Gas | Fryer | E10 | RVT BC Ratio | 0 | 0 | 0 | 0 | 0 | 0 | 0 | 0 | 0 | 0 | 0 | 0 | 0 | 0 | 0 | 0 | 0 | 0 | 0 | 0 | 0 | 0 | 0 | 0 | 0 | 0 | 0
F5_Commercial_Health (WA)_New_Food Preparation_Natural Gas_Fryer_E1 | F5 | Commercial | Health (WA) | New | Food Preparation | Natural Gas | Fryer | E1 | RIM BC Ratio | [24 empty] | 1 | 1 | 1 | bar: 2019 to 2042
F5_Commercial_Health (WA)_New_Food Preparation_Natural Gas_Fryer_E2 | F5 | Commercial | Health (WA) | New | Food Preparation | Natural Gas | Fryer | E2 | RIM BC Ratio | 0.78589 | 0.79195 | 0.79845 | 0.80539 | 0.81274 | 0.8205 | 0.82856 | 0.83695 | 0.84578 | 0.8551 | 0.85845 | 0.86197 | 0.86562 | 0.86932 | 0.87303 | 0.87681 | 0.88069 | 0.88472 | 0.88895 | 0.89337 | 0.898 | 0.89889 | 0.89976 | 0.90063 | 0.90148 | 0.90233 | 0.90315
F5_Commercial_Health (WA)_New_Food Preparation_Natural Gas_Fryer_E3 | F5 | Commercial | Health (WA) | New | Food Preparation | Natural Gas | Fryer | E3 | RIM BC Ratio | 0 | 0 | 0 | 0 | 0 | 0 | 0 | 0 | 0 | 0 | 0 | 0 | 0 | 0 | 0 | 0 | 0 | 0 | 0 | 0 | 0 | 0 | 0 | 0 | 0 | 0 | 0
F5_Commercial_Health (WA)_New_Food Preparation_Natural Gas_Fryer_E4 | F5 | Commercial | Health (WA) | New | Food Preparation | Natural Gas | Fryer | E4 | RIM BC Ratio | 0 | 0 | 0 | 0 | 0 | 0 | 0 | 0 | 0 | 0 | 0 | 0 | 0 | 0 | 0 | 0 | 0 | 0 | 0 | 0 | 0 | 0 | 0 | 0 | 0 | 0 | 0
F5_Commercial_Health (WA)_New_Food Preparation_Natural Gas_Fryer_E5 | F5 | Commercial | Health (WA) | New | Food Preparation | Natural Gas | Fryer | E5 | RIM BC Ratio | 0 | 0 | 0 | 0 | 0 | 0 | 0 | 0 | 0 | 0 | 0 | 0 | 0 | 0 | 0 | 0 | 0 | 0 | 0 | 0 | 0 | 0 | 0 | 0 | 0 | 0 | 0
F5_Commercial_Health (WA)_New_Food Preparation_Natural Gas_Fryer_E6 | F5 | Commercial | Health (WA) | New | Food Preparation | Natural Gas | Fryer | E6 | RIM BC Ratio | 0 | 0 | 0 | 0 | 0 | 0 | 0 | 0 | 0 | 0 | 0 | 0 | 0 | 0 | 0 | 0 | 0 | 0 | 0 | 0 | 0 | 0 | 0 | 0 | 0 | 0 | 0
F5_Commercial_Health (WA)_New_Food Preparation_Natural Gas_Fryer_E7 | F5 | Commercial | Health (WA) | New | Food Preparation | Natural Gas | Fryer | E7 | RIM BC Ratio | 0 | 0 | 0 | 0 | 0 | 0 | 0 | 0 | 0 | 0 | 0 | 0 | 0 | 0 | 0 | 0 | 0 | 0 | 0 | 0 | 0 | 0 | 0 | 0 | 0 | 0 | 0
F5_Commercial_Health (WA)_New_Food Preparation_Natural Gas_Fryer_E8 | F5 | Commercial | Health (WA) | New | Food Preparation | Natural Gas | Fryer | E8 | RIM BC Ratio | 0 | 0 | 0 | 0 | 0 | 0 | 0 | 0 | 0 | 0 | 0 | 0 | 0 | 0 | 0 | 0 | 0 | 0 | 0 | 0 | 0 | 0 | 0 | 0 | 0 | 0 | 0
F5_Commercial_Health (WA)_New_Food Preparation_Natural Gas_Fryer_E9 | F5 | Commercial | Health (WA) | New | Food Preparation | Natural Gas | Fryer | E9 | RIM BC Ratio | 0 | 0 | 0 | 0 | 0 | 0 | 0 | 0 | 0 | 0 | 0 | 0 | 0 | 0 | 0 | 0 | 0 | 0 | 0 | 0 | 0 | 0 | 0 | 0 | 0 | 0 | 0
F5_Commercial_Health (WA)_New_Food Preparation_Natural Gas_Fryer_E10 | F5 | Commercial | Health (WA) | New | Food Preparation | Natural Gas | Fryer | E10 | RIM BC Ratio | 0 | 0 | 0 | 0 | 0 | 0 | 0 | 0 | 0 | 0 | 0 | 0 | 0 | 0 | 0 | 0 | 0 | 0 | 0 | 0 | 0 | 0 | 0 | 0 | 0 | 0 | 0
F0_Commercial_Health (WA)_New_Food Preparation_Natural Gas_Broiler_E0 | F0 | Commercial | Health (WA) | New | Food Preparation | Natural Gas | Broiler | E0 | Economic Unit | Infrared Burners | Infrared Burners | Infrared Burners | Infrared Burners | Infrared Burners | Infrared Burners | Infrared Burners | Infrared Burners | Infrared Burners | Infrared Burners | Infrared Burners | Infrared Burners | Infrared Burners | Infrared Burners | Infrared Burners | Infrared Burners | Infrared Burners | Infrared Burners | Infrared Burners | Infrared Burners | Infrared Burners | Infrared Burners | Infrared Burners | Infrared Burners | Infrared Burners | Infrared Burners | Infrared Burners
F1_Commercial_Health (WA)_New_Food Preparation_Natural Gas_Broiler_E1 | F1 | Commercial | Health (WA) | New | Food Preparation | Natural Gas | Broiler | E1 | CCE | 0 | 0 | 0 | 0 | 0 | 0 | 0 | 0 | 0 | 0 | 0 | 0 | 0 | 0 | 0 | 0 | 0 | 0 | 0 | 0 | 0 | 0 | 0 | 0 | 0 | 0 | 0
F1_Commercial_Health (WA)_New_Food Preparation_Natural Gas_Broiler_E2 | F1 | Commercial | Health (WA) | New | Food Preparation | Natural Gas | Broiler | E2 | CCE | 0.00035555 | 0.00035555 | 0.00035555 | 0.00035555 | 0.00035555 | 0.00035555 | 0.00035555 | 0.00035555 | 0.00035555 | 0.00035555 | 0.00035555 | 0.00035555 | 0.00035555 | 0.00035555 | 0.00035555 | 0.00035555 | 0.00035555 | 0.00035555 | 0.00035555 | 0.00035555 | 0.00035555 | 0.00035555 | 0.00035555 | 0.00035555 | 0.00035555 | 0.00035555 | 0.00035555
F1_Commercial_Health (WA)_New_Food Preparation_Natural Gas_Broiler_E3 | F1 | Commercial | Health (WA) | New | Food Preparation | Natural Gas | Broiler | E3 | CCE | 0 | 0 | 0 | 0 | 0 | 0 | 0 | 0 | 0 | 0 | 0 | 0 | 0 | 0 | 0 | 0 | 0 | 0 | 0 | 0 | 0 | 0 | 0 | 0 | 0 | 0 | 0
F1_Commercial_Health (WA)_New_Food Preparation_Natural Gas_Broiler_E4 | F1 | Commercial | Health (WA) | New | Food Preparation | Natural Gas | Broiler | E4 | CCE | 0 | 0 | 0 | 0 | 0 | 0 | 0 | 0 | 0 | 0 | 0 | 0 | 0 | 0 | 0 | 0 | 0 | 0 | 0 | 0 | 0 | 0 | 0 | 0 | 0 | 0 | 0
F1_Commercial_Health (WA)_New_Food Preparation_Natural Gas_Broiler_E5 | F1 | Commercial | Health (WA) | New | Food Preparation | Natural Gas | Broiler | E5 | CCE | 0 | 0 | 0 | 0 | 0 | 0 | 0 | 0 | 0 | 0 | 0 | 0 | 0 | 0 | 0 | 0 | 0 | 0 | 0 | 0 | 0 | 0 | 0 | 0 | 0 | 0 | 0
F1_Commercial_Health (WA)_New_Food Preparation_Natural Gas_Broiler_E6 | F1 | Commercial | Health (WA) | New | Food Preparation | Natural Gas | Broiler | E6 | CCE | 0 | 0 | 0 | 0 | 0 | 0 | 0 | 0 | 0 | 0 | 0 | 0 | 0 | 0 | 0 | 0 | 0 | 0 | 0 | 0 | 0 | 0 | 0 | 0 | 0 | 0 | 0
F1_Commercial_Health (WA)_New_Food Preparation_Natural Gas_Broiler_E7 | F1 | Commercial | Health (WA) | New | Food Preparation | Natural Gas | Broiler | E7 | CCE | 0 | 0 | 0 | 0 | 0 | 0 | 0 | 0 | 0 | 0 | 0 | 0 | 0 | 0 | 0 | 0 | 0 | 0 | 0 | 0 | 0 | 0 | 0 | 0 | 0 | 0 | 0
F1_Commercial_Health (WA)_New_Food Preparation_Natural Gas_Broiler_E8 | F1 | Commercial | Health (WA) | New | Food Preparation | Natural Gas | Broiler | E8 | CCE | 0 | 0 | 0 | 0 | 0 | 0 | 0 | 0 | 0 | 0 | 0 | 0 | 0 | 0 | 0 | 0 | 0 | 0 | 0 | 0 | 0 | 0 | 0 | 0 | 0 | 0 | 0
F1_Commercial_Health (WA)_New_Food Preparation_Natural Gas_Broiler_E9 | F1 | Commercial | Health (WA) | New | Food Preparation | Natural Gas | Broiler | E9 | CCE | 0 | 0 | 0 | 0 | 0 | 0 | 0 | 0 | 0 | 0 | 0 | 0 | 0 | 0 | 0 | 0 | 0 | 0 | 0 | 0 | 0 | 0 | 0 | 0 | 0 | 0 | 0
F1_Commercial_Health (WA)_New_Food Preparation_Natural Gas_Broiler_E10 | F1 | Commercial | Health (WA) | New | Food Preparation | Natural Gas | Broiler | E10 | CCE | 0 | 0 | 0 | 0 | 0 | 0 | 0 | 0 | 0 | 0 | 0 | 0 | 0 | 0 | 0 | 0 | 0 | 0 | 0 | 0 | 0 | 0 | 0 | 0 | 0 | 0 | 0
F2_Commercial_Health (WA)_New_Food Preparation_Natural Gas_Broiler_E1 | F2 | Commercial | Health (WA) | New | Food Preparation | Natural Gas | Broiler | E1 | TRC BC Ratio | [24 empty] | 1 | 1 | 1 | bar: 2019 to 2042
F2_Commercial_Health (WA)_New_Food Preparation_Natural Gas_Broiler_E2 | F2 | Commercial | Health (WA) | New | Food Preparation | Natural Gas | Broiler | E2 | TRC BC Ratio | 10.0098 | 10.2621 | 10.561 | 10.9035 | 11.2908 | 11.7621 | 12.2471 | 12.7275 | 13.19 | 13.6588 | 14.0319 | 14.3814 | 14.757 | 15.1246 | 15.4533 | 15.7609 | 16.0367 | 16.3091 | 16.5999 | 16.8837 | 17.1752 | 17.4783 | 17.7846 | 18.1006 | 18.4221 | 18.7494 | 19.0825
F2_Commercial_Health (WA)_New_Food Preparation_Natural Gas_Broiler_E3 | F2 | Commercial | Health (WA) | New | Food Preparation | Natural Gas | Broiler | E3 | TRC BC Ratio | 0 | 0 | 0 | 0 | 0 | 0 | 0 | 0 | 0 | 0 | 0 | 0 | 0 | 0 | 0 | 0 | 0 | 0 | 0 | 0 | 0 | 0 | 0 | 0 | 0 | 0 | 0
F2_Commercial_Health (WA)_New_Food Preparation_Natural Gas_Broiler_E4 | F2 | Commercial | Health (WA) | New | Food Preparation | Natural Gas | Broiler | E4 | TRC BC Ratio | 0 | 0 | 0 | 0 | 0 | 0 | 0 | 0 | 0 | 0 | 0 | 0 | 0 | 0 | 0 | 0 | 0 | 0 | 0 | 0 | 0 | 0 | 0 | 0 | 0 | 0 | 0
F2_Commercial_Health (WA)_New_Food Preparation_Natural Gas_Broiler_E5 | F2 | Commercial | Health (WA) | New | Food Preparation | Natural Gas | Broiler | E5 | TRC BC Ratio | 0 | 0 | 0 | 0 | 0 | 0 | 0 | 0 | 0 | 0 | 0 | 0 | 0 | 0 | 0 | 0 | 0 | 0 | 0 | 0 | 0 | 0 | 0 | 0 | 0 | 0 | 0
F2_Commercial_Health (WA)_New_Food Preparation_Natural Gas_Broiler_E6 | F2 | Commercial | Health (WA) | New | Food Preparation | Natural Gas | Broiler | E6 | TRC BC Ratio | 0 | 0 | 0 | 0 | 0 | 0 | 0 | 0 | 0 | 0 | 0 | 0 | 0 | 0 | 0 | 0 | 0 | 0 | 0 | 0 | 0 | 0 | 0 | 0 | 0 | 0 | 0
F2_Commercial_Health (WA)_New_Food Preparation_Natural Gas_Broiler_E7 | F2 | Commercial | Health (WA) | New | Food Preparation | Natural Gas | Broiler | E7 | TRC BC Ratio | 0 | 0 | 0 | 0 | 0 | 0 | 0 | 0 | 0 | 0 | 0 | 0 | 0 | 0 | 0 | 0 | 0 | 0 | 0 | 0 | 0 | 0 | 0 | 0 | 0 | 0 | 0
F2_Commercial_Health (WA)_New_Food Preparation_Natural Gas_Broiler_E8 | F2 | Commercial | Health (WA) | New | Food Preparation | Natural Gas | Broiler | E8 | TRC BC Ratio | 0 | 0 | 0 | 0 | 0 | 0 | 0 | 0 | 0 | 0 | 0 | 0 | 0 | 0 | 0 | 0 | 0 | 0 | 0 | 0 | 0 | 0 | 0 | 0 | 0 | 0 | 0
F2_Commercial_Health (WA)_New_Food Preparation_Natural Gas_Broiler_E9 | F2 | Commercial | Health (WA) | New | Food Preparation | Natural Gas | Broiler | E9 | TRC BC Ratio | 0 | 0 | 0 | 0 | 0 | 0 | 0 | 0 | 0 | 0 | 0 | 0 | 0 | 0 | 0 | 0 | 0 | 0 | 0 | 0 | 0 | 0 | 0 | 0 | 0 | 0 | 0
F2_Commercial_Health (WA)_New_Food Preparation_Natural Gas_Broiler_E10 | F2 | Commercial | Health (WA) | New | Food Preparation | Natural Gas | Broiler | E10 | TRC BC Ratio | 0 | 0 | 0 | 0 | 0 | 0 | 0 | 0 | 0 | 0 | 0 | 0 | 0 | 0 | 0 | 0 | 0 | 0 | 0 | 0 | 0 | 0 | 0 | 0 | 0 | 0 | 0
F3_Commercial_Health (WA)_New_Food Preparation_Natural Gas_Broiler_E1 | F3 | Commercial | Health (WA) | New | Food Preparation | Natural Gas | Broiler | E1 | PACT BC Ratio | [24 empty] | 1 | 1 | 1 | bar: 2019 to 2042
F3_Commercial_Health (WA)_New_Food Preparation_Natural Gas_Broiler_E2 | F3 | Commercial | Health (WA) | New | Food Preparation | Natural Gas | Broiler | E2 | PACT BC Ratio | 20.1734 | 20.6818 | 21.2842 | 21.9745 | 22.7551 | 23.7048 | 24.6824 | 25.6505 | 26.5825 | 27.5275 | 28.2794 | 28.9838 | 29.7407 | 30.4816 | 31.144 | 31.7639 | 32.3198 | 32.8687 | 33.4549 | 34.0268 | 34.6143 | 35.2251 | 35.8424 | 36.4792 | 37.1273 | 37.7869 | 38.4582
F3_Commercial_Health (WA)_New_Food Preparation_Natural Gas_Broiler_E3 | F3 | Commercial | Health (WA) | New | Food Preparation | Natural Gas | Broiler | E3 | PACT BC Ratio | 0 | 0 | 0 | 0 | 0 | 0 | 0 | 0 | 0 | 0 | 0 | 0 | 0 | 0 | 0 | 0 | 0 | 0 | 0 | 0 | 0 | 0 | 0 | 0 | 0 | 0 | 0
F3_Commercial_Health (WA)_New_Food Preparation_Natural Gas_Broiler_E4 | F3 | Commercial | Health (WA) | New | Food Preparation | Natural Gas | Broiler | E4 | PACT BC Ratio | 0 | 0 | 0 | 0 | 0 | 0 | 0 | 0 | 0 | 0 | 0 | 0 | 0 | 0 | 0 | 0 | 0 | 0 | 0 | 0 | 0 | 0 | 0 | 0 | 0 | 0 | 0
F3_Commercial_Health (WA)_New_Food Preparation_Natural Gas_Broiler_E5 | F3 | Commercial | Health (WA) | New | Food Preparation | Natural Gas | Broiler | E5 | PACT BC Ratio | 0 | 0 | 0 | 0 | 0 | 0 | 0 | 0 | 0 | 0 | 0 | 0 | 0 | 0 | 0 | 0 | 0 | 0 | 0 | 0 | 0 | 0 | 0 | 0 | 0 | 0 | 0
F3_Commercial_Health (WA)_New_Food Preparation_Natural Gas_Broiler_E6 | F3 | Commercial | Health (WA) | New | Food Preparation | Natural Gas | Broiler | E6 | PACT BC Ratio | 0 | 0 | 0 | 0 | 0 | 0 | 0 | 0 | 0 | 0 | 0 | 0 | 0 | 0 | 0 | 0 | 0 | 0 | 0 | 0 | 0 | 0 | 0 | 0 | 0 | 0 | 0
F3_Commercial_Health (WA)_New_Food Preparation_Natural Gas_Broiler_E7 | F3 | Commercial | Health (WA) | New | Food Preparation | Natural Gas | Broiler | E7 | PACT BC Ratio | 0 | 0 | 0 | 0 | 0 | 0 | 0 | 0 | 0 | 0 | 0 | 0 | 0 | 0 | 0 | 0 | 0 | 0 | 0 | 0 | 0 | 0 | 0 | 0 | 0 | 0 | 0
F3_Commercial_Health (WA)_New_Food Preparation_Natural Gas_Broiler_E8 | F3 | Commercial | Health (WA) | New | Food Preparation | Natural Gas | Broiler | E8 | PACT BC Ratio | 0 | 0 | 0 | 0 | 0 | 0 | 0 | 0 | 0 | 0 | 0 | 0 | 0 | 0 | 0 | 0 | 0 | 0 | 0 | 0 | 0 | 0 | 0 | 0 | 0 | 0 | 0
F3_Commercial_Health (WA)_New_Food Preparation_Natural Gas_Broiler_E9 | F3 | Commercial | Health (WA) | New | Food Preparation | Natural Gas | Broiler | E9 | PACT BC Ratio | 0 | 0 | 0 | 0 | 0 | 0 | 0 | 0 | 0 | 0 | 0 | 0 | 0 | 0 | 0 | 0 | 0 | 0 | 0 | 0 | 0 | 0 | 0 | 0 | 0 | 0 | 0
F3_Commercial_Health (WA)_New_Food Preparation_Natural Gas_Broiler_E10 | F3 | Commercial | Health (WA) | New | Food Preparation | Natural Gas | Broiler | E10 | PACT BC Ratio | 0 | 0 | 0 | 0 | 0 | 0 | 0 | 0 | 0 | 0 | 0 | 0 | 0 | 0 | 0 | 0 | 0 | 0 | 0 | 0 | 0 | 0 | 0 | 0 | 0 | 0 | 0
F4_Commercial_Health (WA)_New_Food Preparation_Natural Gas_Broiler_E1 | F4 | Commercial | Health (WA) | New | Food Preparation | Natural Gas | Broiler | E1 | RVT BC Ratio | [24 empty] | 1 | 1 | 1 | bar: 2019 to 2042
F4_Commercial_Health (WA)_New_Food Preparation_Natural Gas_Broiler_E2 | F4 | Commercial | Health (WA) | New | Food Preparation | Natural Gas | Broiler | E2 | RVT BC Ratio | 14.5429 | 14.8101 | 15.1238 | 15.4895 | 15.9084 | 16.4313 | 16.9557 | 17.4535 | 17.9042 | 18.341 | 18.7937 | 19.205 | 19.6393 | 20.0501 | 20.4034 | 20.7222 | 20.9921 | 21.2497 | 21.5237 | 21.7795 | 22.0362 | 22.4181 | 22.804 | 23.2021 | 23.6073 | 24.0197 | 24.4394
F4_Commercial_Health (WA)_New_Food Preparation_Natural Gas_Broiler_E3 | F4 | Commercial | Health (WA) | New | Food Preparation | Natural Gas | Broiler | E3 | RVT BC Ratio | 0 | 0 | 0 | 0 | 0 | 0 | 0 | 0 | 0 | 0 | 0 | 0 | 0 | 0 | 0 | 0 | 0 | 0 | 0 | 0 | 0 | 0 | 0 | 0 | 0 | 0 | 0
F4_Commercial_Health (WA)_New_Food Preparation_Natural Gas_Broiler_E4 | F4 | Commercial | Health (WA) | New | Food Preparation | Natural Gas | Broiler | E4 | RVT BC Ratio | 0 | 0 | 0 | 0 | 0 | 0 | 0 | 0 | 0 | 0 | 0 | 0 | 0 | 0 | 0 | 0 | 0 | 0 | 0 | 0 | 0 | 0 | 0 | 0 | 0 | 0 | 0
F4_Commercial_Health (WA)_New_Food Preparation_Natural Gas_Broiler_E5 | F4 | Commercial | Health (WA) | New | Food Preparation | Natural Gas | Broiler | E5 | RVT BC Ratio | 0 | 0 | 0 | 0 | 0 | 0 | 0 | 0 | 0 | 0 | 0 | 0 | 0 | 0 | 0 | 0 | 0 | 0 | 0 | 0 | 0 | 0 | 0 | 0 | 0 | 0 | 0
F4_Commercial_Health (WA)_New_Food Preparation_Natural Gas_Broiler_E6 | F4 | Commercial | Health (WA) | New | Food Preparation | Natural Gas | Broiler | E6 | RVT BC Ratio | 0 | 0 | 0 | 0 | 0 | 0 | 0 | 0 | 0 | 0 | 0 | 0 | 0 | 0 | 0 | 0 | 0 | 0 | 0 | 0 | 0 | 0 | 0 | 0 | 0 | 0 | 0
F4_Commercial_Health (WA)_New_Food Preparation_Natural Gas_Broiler_E7 | F4 | Commercial | Health (WA) | New | Food Preparation | Natural Gas | Broiler | E7 | RVT BC Ratio | 0 | 0 | 0 | 0 | 0 | 0 | 0 | 0 | 0 | 0 | 0 | 0 | 0 | 0 | 0 | 0 | 0 | 0 | 0 | 0 | 0 | 0 | 0 | 0 | 0 | 0 | 0
F4_Commercial_Health (WA)_New_Food Preparation_Natural Gas_Broiler_E8 | F4 | Commercial | Health (WA) | New | Food Preparation | Natural Gas | Broiler | E8 | RVT BC Ratio | 0 | 0 | 0 | 0 | 0 | 0 | 0 | 0 | 0 | 0 | 0 | 0 | 0 | 0 | 0 | 0 | 0 | 0 | 0 | 0 | 0 | 0 | 0 | 0 | 0 | 0 | 0
F4_Commercial_Health (WA)_New_Food Preparation_Natural Gas_Broiler_E9 | F4 | Commercial | Health (WA) | New | Food Preparation | Natural Gas | Broiler | E9 | RVT BC Ratio | 0 | 0 | 0 | 0 | 0 | 0 | 0 | 0 | 0 | 0 | 0 | 0 | 0 | 0 | 0 | 0 | 0 | 0 | 0 | 0 | 0 | 0 | 0 | 0 | 0 | 0 | 0
F4_Commercial_Health (WA)_New_Food Preparation_Natural Gas_Broiler_E10 | F4 | Commercial | Health (WA) | New | Food Preparation | Natural Gas | Broiler | E10 | RVT BC Ratio | 0 | 0 | 0 | 0 | 0 | 0 | 0 | 0 | 0 | 0 | 0 | 0 | 0 | 0 | 0 | 0 | 0 | 0 | 0 | 0 | 0 | 0 | 0 | 0 | 0 | 0 | 0
F5_Commercial_Health (WA)_New_Food Preparation_Natural Gas_Broiler_E1 | F5 | Commercial | Health (WA) | New | Food Preparation | Natural Gas | Broiler | E1 | RIM BC Ratio | [24 empty] | 1 | 1 | 1 | bar: 2019 to 2042
F5_Commercial_Health (WA)_New_Food Preparation_Natural Gas_Broiler_E2 | F5 | Commercial | Health (WA) | New | Food Preparation | Natural Gas | Broiler | E2 | RIM BC Ratio | 0.81475 | 0.82041 | 0.82702 | 0.83394 | 0.84111 | 0.84867 | 0.85666 | 0.86515 | 0.87427 | 0.88402 | 0.88652 | 0.88934 | 0.89259 | 0.89627 | 0.90004 | 0.90397 | 0.90808 | 0.91241 | 0.91697 | 0.92179 | 0.92688 | 0.92731 | 0.92773 | 0.92815 | 0.92856 | 0.92897 | 0.92937
F5_Commercial_Health (WA)_New_Food Preparation_Natural Gas_Broiler_E3 | F5 | Commercial | Health (WA) | New | Food Preparation | Natural Gas | Broiler | E3 | RIM BC Ratio | 0 | 0 | 0 | 0 | 0 | 0 | 0 | 0 | 0 | 0 | 0 | 0 | 0 | 0 | 0 | 0 | 0 | 0 | 0 | 0 | 0 | 0 | 0 | 0 | 0 | 0 | 0
F5_Commercial_Health (WA)_New_Food Preparation_Natural Gas_Broiler_E4 | F5 | Commercial | Health (WA) | New | Food Preparation | Natural Gas | Broiler | E4 | RIM BC Ratio | 0 | 0 | 0 | 0 | 0 | 0 | 0 | 0 | 0 | 0 | 0 | 0 | 0 | 0 | 0 | 0 | 0 | 0 | 0 | 0 | 0 | 0 | 0 | 0 | 0 | 0 | 0
F5_Commercial_Health (WA)_New_Food Preparation_Natural Gas_Broiler_E5 | F5 | Commercial | Health (WA) | New | Food Preparation | Natural Gas | Broiler | E5 | RIM BC Ratio | 0 | 0 | 0 | 0 | 0 | 0 | 0 | 0 | 0 | 0 | 0 | 0 | 0 | 0 | 0 | 0 | 0 | 0 | 0 | 0 | 0 | 0 | 0 | 0 | 0 | 0 | 0
F5_Commercial_Health (WA)_New_Food Preparation_Natural Gas_Broiler_E6 | F5 | Commercial | Health (WA) | New | Food Preparation | Natural Gas | Broiler | E6 | RIM BC Ratio | 0 | 0 | 0 | 0 | 0 | 0 | 0 | 0 | 0 | 0 | 0 | 0 | 0 | 0 | 0 | 0 | 0 | 0 | 0 | 0 | 0 | 0 | 0 | 0 | 0 | 0 | 0
F5_Commercial_Health (WA)_New_Food Preparation_Natural Gas_Broiler_E7 | F5 | Commercial | Health (WA) | New | Food Preparation | Natural Gas | Broiler | E7 | RIM BC Ratio | 0 | 0 | 0 | 0 | 0 | 0 | 0 | 0 | 0 | 0 | 0 | 0 | 0 | 0 | 0 | 0 | 0 | 0 | 0 | 0 | 0 | 0 | 0 | 0 | 0 | 0 | 0
F5_Commercial_Health (WA)_New_Food Preparation_Natural Gas_Broiler_E8 | F5 | Commercial | Health (WA) | New | Food Preparation | Natural Gas | Broiler | E8 | RIM BC Ratio | 0 | 0 | 0 | 0 | 0 | 0 | 0 | 0 | 0 | 0 | 0 | 0 | 0 | 0 | 0 | 0 | 0 | 0 | 0 | 0 | 0 | 0 | 0 | 0 | 0 | 0 | 0
F5_Commercial_Health (WA)_New_Food Preparation_Natural Gas_Broiler_E9 | F5 | Commercial | Health (WA) | New | Food Preparation | Natural Gas | Broiler | E9 | RIM BC Ratio | 0 | 0 | 0 | 0 | 0 | 0 | 0 | 0 | 0 | 0 | 0 | 0 | 0 | 0 | 0 | 0 | 0 | 0 | 0 | 0 | 0 | 0 | 0 | 0 | 0 | 0 | 0
F5_Commercial_Health (WA)_New_Food Preparation_Natural Gas_Broiler_E10 | F5 | Commercial | Health (WA) | New | Food Preparation | Natural Gas | Broiler | E10 | RIM BC Ratio | 0 | 0 | 0 | 0 | 0 | 0 | 0 | 0 | 0 | 0 | 0 | 0 | 0 | 0 | 0 | 0 | 0 | 0 | 0 | 0 | 0 | 0 | 0 | 0 | 0 | 0 | 0
F0_Commercial_Health (WA)_New_Food Preparation_Natural Gas_Griddle_E0 | F0 | Commercial | Health (WA) | New | Food Preparation | Natural Gas | Griddle | E0 | Economic Unit | ENERGY STAR | ENERGY STAR | ENERGY STAR | ENERGY STAR | ENERGY STAR | ENERGY STAR | ENERGY STAR | ENERGY STAR | ENERGY STAR | ENERGY STAR | ENERGY STAR | ENERGY STAR | ENERGY STAR | ENERGY STAR | ENERGY STAR | ENERGY STAR | ENERGY STAR | ENERGY STAR | ENERGY STAR | ENERGY STAR | ENERGY STAR | ENERGY STAR | ENERGY STAR | ENERGY STAR | ENERGY STAR | ENERGY STAR | ENERGY STAR
F1_Commercial_Health (WA)_New_Food Preparation_Natural Gas_Griddle_E1 | F1 | Commercial | Health (WA) | New | Food Preparation | Natural Gas | Griddle | E1 | CCE | 0 | 0 | 0 | 0 | 0 | 0 | 0 | 0 | 0 | 0 | 0 | 0 | 0 | 0 | 0 | 0 | 0 | 0 | 0 | 0 | 0 | 0 | 0 | 0 | 0 | 0 | 0
F1_Commercial_Health (WA)_New_Food Preparation_Natural Gas_Griddle_E2 | F1 | Commercial | Health (WA) | New | Food Preparation | Natural Gas | Griddle | E2 | CCE | 0.00019918 | 0.00019918 | 0.00019918 | 0.00019918 | 0.00019918 | 0.00019918 | 0.00019918 | 0.00019918 | 0.00019918 | 0.00019918 | 0.00019918 | 0.00019918 | 0.00019918 | 0.00019918 | 0.00019918 | 0.00019918 | 0.00019918 | 0.00019918 | 0.00019918 | 0.00019918 | 0.00019918 | 0.00019918 | 0.00019918 | 0.00019918 | 0.00019918 | 0.00019918 | 0.00019918
F1_Commercial_Health (WA)_New_Food Preparation_Natural Gas_Griddle_E3 | F1 | Commercial | Health (WA) | New | Food Preparation | Natural Gas | Griddle | E3 | CCE | 0 | 0 | 0 | 0 | 0 | 0 | 0 | 0 | 0 | 0 | 0 | 0 | 0 | 0 | 0 | 0 | 0 | 0 | 0 | 0 | 0 | 0 | 0 | 0 | 0 | 0 | 0
F1_Commercial_Health (WA)_New_Food Preparation_Natural Gas_Griddle_E4 | F1 | Commercial | Health (WA) | New | Food Preparation | Natural Gas | Griddle | E4 | CCE | 0 | 0 | 0 | 0 | 0 | 0 | 0 | 0 | 0 | 0 | 0 | 0 | 0 | 0 | 0 | 0 | 0 | 0 | 0 | 0 | 0 | 0 | 0 | 0 | 0 | 0 | 0
F1_Commercial_Health (WA)_New_Food Preparation_Natural Gas_Griddle_E5 | F1 | Commercial | Health (WA) | New | Food Preparation | Natural Gas | Griddle | E5 | CCE | 0 | 0 | 0 | 0 | 0 | 0 | 0 | 0 | 0 | 0 | 0 | 0 | 0 | 0 | 0 | 0 | 0 | 0 | 0 | 0 | 0 | 0 | 0 | 0 | 0 | 0 | 0
F1_Commercial_Health (WA)_New_Food Preparation_Natural Gas_Griddle_E6 | F1 | Commercial | Health (WA) | New | Food Preparation | Natural Gas | Griddle | E6 | CCE | 0 | 0 | 0 | 0 | 0 | 0 | 0 | 0 | 0 | 0 | 0 | 0 | 0 | 0 | 0 | 0 | 0 | 0 | 0 | 0 | 0 | 0 | 0 | 0 | 0 | 0 | 0
F1_Commercial_Health (WA)_New_Food Preparation_Natural Gas_Griddle_E7 | F1 | Commercial | Health (WA) | New | Food Preparation | Natural Gas | Griddle | E7 | CCE | 0 | 0 | 0 | 0 | 0 | 0 | 0 | 0 | 0 | 0 | 0 | 0 | 0 | 0 | 0 | 0 | 0 | 0 | 0 | 0 | 0 | 0 | 0 | 0 | 0 | 0 | 0
F1_Commercial_Health (WA)_New_Food Preparation_Natural Gas_Griddle_E8 | F1 | Commercial | Health (WA) | New | Food Preparation | Natural Gas | Griddle | E8 | CCE | 0 | 0 | 0 | 0 | 0 | 0 | 0 | 0 | 0 | 0 | 0 | 0 | 0 | 0 | 0 | 0 | 0 | 0 | 0 | 0 | 0 | 0 | 0 | 0 | 0 | 0 | 0
F1_Commercial_Health (WA)_New_Food Preparation_Natural Gas_Griddle_E9 | F1 | Commercial | Health (WA) | New | Food Preparation | Natural Gas | Griddle | E9 | CCE | 0 | 0 | 0 | 0 | 0 | 0 | 0 | 0 | 0 | 0 | 0 | 0 | 0 | 0 | 0 | 0 | 0 | 0 | 0 | 0 | 0 | 0 | 0 | 0 | 0 | 0 | 0
F1_Commercial_Health (WA)_New_Food Preparation_Natural Gas_Griddle_E10 | F1 | Commercial | Health (WA) | New | Food Preparation | Natural Gas | Griddle | E10 | CCE | 0 | 0 | 0 | 0 | 0 | 0 | 0 | 0 | 0 | 0 | 0 | 0 | 0 | 0 | 0 | 0 | 0 | 0 | 0 | 0 | 0 | 0 | 0 | 0 | 0 | 0 | 0
F2_Commercial_Health (WA)_New_Food Preparation_Natural Gas_Griddle_E1 | F2 | Commercial | Health (WA) | New | Food Preparation | Natural Gas | Griddle | E1 | TRC BC Ratio | [24 empty] | 1 | 1 | 1 | bar: 2019 to 2042
F2_Commercial_Health (WA)_New_Food Preparation_Natural Gas_Griddle_E2 | F2 | Commercial | Health (WA) | New | Food Preparation | Natural Gas | Griddle | E2 | TRC BC Ratio | 17.868 | 18.3183 | 18.8518 | 19.4632 | 20.1546 | 20.9958 | 21.8617 | 22.7192 | 23.5447 | 24.3817 | 25.0476 | 25.6716 | 26.3419 | 26.9981 | 27.5848 | 28.1339 | 28.6263 | 29.1124 | 29.6317 | 30.1382 | 30.6586 | 31.1996 | 31.7463 | 32.3103 | 32.8844 | 33.4686 | 34.0632
F2_Commercial_Health (WA)_New_Food Preparation_Natural Gas_Griddle_E3 | F2 | Commercial | Health (WA) | New | Food Preparation | Natural Gas | Griddle | E3 | TRC BC Ratio | 0 | 0 | 0 | 0 | 0 | 0 | 0 | 0 | 0 | 0 | 0 | 0 | 0 | 0 | 0 | 0 | 0 | 0 | 0 | 0 | 0 | 0 | 0 | 0 | 0 | 0 | 0
F2_Commercial_Health (WA)_New_Food Preparation_Natural Gas_Griddle_E4 | F2 | Commercial | Health (WA) | New | Food Preparation | Natural Gas | Griddle | E4 | TRC BC Ratio | 0 | 0 | 0 | 0 | 0 | 0 | 0 | 0 | 0 | 0 | 0 | 0 | 0 | 0 | 0 | 0 | 0 | 0 | 0 | 0 | 0 | 0 | 0 | 0 | 0 | 0 | 0
F2_Commercial_Health (WA)_New_Food Preparation_Natural Gas_Griddle_E5 | F2 | Commercial | Health (WA) | New | Food Preparation | Natural Gas | Griddle | E5 | TRC BC Ratio | 0 | 0 | 0 | 0 | 0 | 0 | 0 | 0 | 0 | 0 | 0 | 0 | 0 | 0 | 0 | 0 | 0 | 0 | 0 | 0 | 0 | 0 | 0 | 0 | 0 | 0 | 0
F2_Commercial_Health (WA)_New_Food Preparation_Natural Gas_Griddle_E6 | F2 | Commercial | Health (WA) | New | Food Preparation | Natural Gas | Griddle | E6 | TRC BC Ratio | 0 | 0 | 0 | 0 | 0 | 0 | 0 | 0 | 0 | 0 | 0 | 0 | 0 | 0 | 0 | 0 | 0 | 0 | 0 | 0 | 0 | 0 | 0 | 0 | 0 | 0 | 0
F2_Commercial_Health (WA)_New_Food Preparation_Natural Gas_Griddle_E7 | F2 | Commercial | Health (WA) | New | Food Preparation | Natural Gas | Griddle | E7 | TRC BC Ratio | 0 | 0 | 0 | 0 | 0 | 0 | 0 | 0 | 0 | 0 | 0 | 0 | 0 | 0 | 0 | 0 | 0 | 0 | 0 | 0 | 0 | 0 | 0 | 0 | 0 | 0 | 0
F2_Commercial_Health (WA)_New_Food Preparation_Natural Gas_Griddle_E8 | F2 | Commercial | Health (WA) | New | Food Preparation | Natural Gas | Griddle | E8 | TRC BC Ratio | 0 | 0 | 0 | 0 | 0 | 0 | 0 | 0 | 0 | 0 | 0 | 0 | 0 | 0 | 0 | 0 | 0 | 0 | 0 | 0 | 0 | 0 | 0 | 0 | 0 | 0 | 0
F2_Commercial_Health (WA)_New_Food Preparation_Natural Gas_Griddle_E9 | F2 | Commercial | Health (WA) | New | Food Preparation | Natural Gas | Griddle | E9 | TRC BC Ratio | 0 | 0 | 0 | 0 | 0 | 0 | 0 | 0 | 0 | 0 | 0 | 0 | 0 | 0 | 0 | 0 | 0 | 0 | 0 | 0 | 0 | 0 | 0 | 0 | 0 | 0 | 0
F2_Commercial_Health (WA)_New_Food Preparation_Natural Gas_Griddle_E10 | F2 | Commercial | Health (WA) | New | Food Preparation | Natural Gas | Griddle | E10 | TRC BC Ratio | 0 | 0 | 0 | 0 | 0 | 0 | 0 | 0 | 0 | 0 | 0 | 0 | 0 | 0 | 0 | 0 | 0 | 0 | 0 | 0 | 0 | 0 | 0 | 0 | 0 | 0 | 0
F3_Commercial_Health (WA)_New_Food Preparation_Natural Gas_Griddle_E1 | F3 | Commercial | Health (WA) | New | Food Preparation | Natural Gas | Griddle | E1 | PACT BC Ratio | [24 empty] | 1 | 1 | 1 | bar: 2019 to 2042
F3_Commercial_Health (WA)_New_Food Preparation_Natural Gas_Griddle_E2 | F3 | Commercial | Health (WA) | New | Food Preparation | Natural Gas | Griddle | E2 | PACT BC Ratio | 36.0105 | 36.9181 | 37.9933 | 39.2255 | 40.6189 | 42.3143 | 44.0593 | 45.7874 | 47.4511 | 49.1379 | 50.4801 | 51.7375 | 53.0885 | 54.411 | 55.5935 | 56.7 | 57.6924 | 58.6721 | 59.7186 | 60.7395 | 61.7882 | 62.8785 | 63.9804 | 65.1171 | 66.2739 | 67.4514 | 68.6497
F3_Commercial_Health (WA)_New_Food Preparation_Natural Gas_Griddle_E3 | F3 | Commercial | Health (WA) | New | Food Preparation | Natural Gas | Griddle | E3 | PACT BC Ratio | 0 | 0 | 0 | 0 | 0 | 0 | 0 | 0 | 0 | 0 | 0 | 0 | 0 | 0 | 0 | 0 | 0 | 0 | 0 | 0 | 0 | 0 | 0 | 0 | 0 | 0 | 0
F3_Commercial_Health (WA)_New_Food Preparation_Natural Gas_Griddle_E4 | F3 | Commercial | Health (WA) | New | Food Preparation | Natural Gas | Griddle | E4 | PACT BC Ratio | 0 | 0 | 0 | 0 | 0 | 0 | 0 | 0 | 0 | 0 | 0 | 0 | 0 | 0 | 0 | 0 | 0 | 0 | 0 | 0 | 0 | 0 | 0 | 0 | 0 | 0 | 0
F3_Commercial_Health (WA)_New_Food Preparation_Natural Gas_Griddle_E5 | F3 | Commercial | Health (WA) | New | Food Preparation | Natural Gas | Griddle | E5 | PACT BC Ratio | 0 | 0 | 0 | 0 | 0 | 0 | 0 | 0 | 0 | 0 | 0 | 0 | 0 | 0 | 0 | 0 | 0 | 0 | 0 | 0 | 0 | 0 | 0 | 0 | 0 | 0 | 0
F3_Commercial_Health (WA)_New_Food Preparation_Natural Gas_Griddle_E6 | F3 | Commercial | Health (WA) | New | Food Preparation | Natural Gas | Griddle | E6 | PACT BC Ratio | 0 | 0 | 0 | 0 | 0 | 0 | 0 | 0 | 0 | 0 | 0 | 0 | 0 | 0 | 0 | 0 | 0 | 0 | 0 | 0 | 0 | 0 | 0 | 0 | 0 | 0 | 0
F3_Commercial_Health (WA)_New_Food Preparation_Natural Gas_Griddle_E7 | F3 | Commercial | Health (WA) | New | Food Preparation | Natural Gas | Griddle | E7 | PACT BC Ratio | 0 | 0 | 0 | 0 | 0 | 0 | 0 | 0 | 0 | 0 | 0 | 0 | 0 | 0 | 0 | 0 | 0 | 0 | 0 | 0 | 0 | 0 | 0 | 0 | 0 | 0 | 0
F3_Commercial_Health (WA)_New_Food Preparation_Natural Gas_Griddle_E8 | F3 | Commercial | Health (WA) | New | Food Preparation | Natural Gas | Griddle | E8 | PACT BC Ratio | 0 | 0 | 0 | 0 | 0 | 0 | 0 | 0 | 0 | 0 | 0 | 0 | 0 | 0 | 0 | 0 | 0 | 0 | 0 | 0 | 0 | 0 | 0 | 0 | 0 | 0 | 0
F3_Commercial_Health (WA)_New_Food Preparation_Natural Gas_Griddle_E9 | F3 | Commercial | Health (WA) | New | Food Preparation | Natural Gas | Griddle | E9 | PACT BC Ratio | 0 | 0 | 0 | 0 | 0 | 0 | 0 | 0 | 0 | 0 | 0 | 0 | 0 | 0 | 0 | 0 | 0 | 0 | 0 | 0 | 0 | 0 | 0 | 0 | 0 | 0 | 0
F3_Commercial_Health (WA)_New_Food Preparation_Natural Gas_Griddle_E10 | F3 | Commercial | Health (WA) | New | Food Preparation | Natural Gas | Griddle | E10 | PACT BC Ratio | 0 | 0 | 0 | 0 | 0 | 0 | 0 | 0 | 0 | 0 | 0 | 0 | 0 | 0 | 0 | 0 | 0 | 0 | 0 | 0 | 0 | 0 | 0 | 0 | 0 | 0 | 0
F4_Commercial_Health (WA)_New_Food Preparation_Natural Gas_Griddle_E1 | F4 | Commercial | Health (WA) | New | Food Preparation | Natural Gas | Griddle | E1 | RVT BC Ratio | [24 empty] | 1 | 1 | 1 | bar: 2019 to 2042
F4_Commercial_Health (WA)_New_Food Preparation_Natural Gas_Griddle_E2 | F4 | Commercial | Health (WA) | New | Food Preparation | Natural Gas | Griddle | E2 | RVT BC Ratio | 25.6493 | 26.1264 | 26.6863 | 27.3391 | 28.0869 | 29.0203 | 29.9562 | 30.8449 | 31.6493 | 32.4291 | 33.2371 | 33.9715 | 34.7466 | 35.48 | 36.1106 | 36.6798 | 37.1614 | 37.6213 | 38.1103 | 38.567 | 39.0252 | 39.7069 | 40.3958 | 41.1065 | 41.8297 | 42.5658 | 43.315
F4_Commercial_Health (WA)_New_Food Preparation_Natural Gas_Griddle_E3 | F4 | Commercial | Health (WA) | New | Food Preparation | Natural Gas | Griddle | E3 | RVT BC Ratio | 0 | 0 | 0 | 0 | 0 | 0 | 0 | 0 | 0 | 0 | 0 | 0 | 0 | 0 | 0 | 0 | 0 | 0 | 0 | 0 | 0 | 0 | 0 | 0 | 0 | 0 | 0
F4_Commercial_Health (WA)_New_Food Preparation_Natural Gas_Griddle_E4 | F4 | Commercial | Health (WA) | New | Food Preparation | Natural Gas | Griddle | E4 | RVT BC Ratio | 0 | 0 | 0 | 0 | 0 | 0 | 0 | 0 | 0 | 0 | 0 | 0 | 0 | 0 | 0 | 0 | 0 | 0 | 0 | 0 | 0 | 0 | 0 | 0 | 0 | 0 | 0
F4_Commercial_Health (WA)_New_Food Preparation_Natural Gas_Griddle_E5 | F4 | Commercial | Health (WA) | New | Food Preparation | Natural Gas | Griddle | E5 | RVT BC Ratio | 0 | 0 | 0 | 0 | 0 | 0 | 0 | 0 | 0 | 0 | 0 | 0 | 0 | 0 | 0 | 0 | 0 | 0 | 0 | 0 | 0 | 0 | 0 | 0 | 0 | 0 | 0
F4_Commercial_Health (WA)_New_Food Preparation_Natural Gas_Griddle_E6 | F4 | Commercial | Health (WA) | New | Food Preparation | Natural Gas | Griddle | E6 | RVT BC Ratio | 0 | 0 | 0 | 0 | 0 | 0 | 0 | 0 | 0 | 0 | 0 | 0 | 0 | 0 | 0 | 0 | 0 | 0 | 0 | 0 | 0 | 0 | 0 | 0 | 0 | 0 | 0
F4_Commercial_Health (WA)_New_Food Preparation_Natural Gas_Griddle_E7 | F4 | Commercial | Health (WA) | New | Food Preparation | Natural Gas | Griddle | E7 | RVT BC Ratio | 0 | 0 | 0 | 0 | 0 | 0 | 0 | 0 | 0 | 0 | 0 | 0 | 0 | 0 | 0 | 0 | 0 | 0 | 0 | 0 | 0 | 0 | 0 | 0 | 0 | 0 | 0
F4_Commercial_Health (WA)_New_Food Preparation_Natural Gas_Griddle_E8 | F4 | Commercial | Health (WA) | New | Food Preparation | Natural Gas | Griddle | E8 | RVT BC Ratio | 0 | 0 | 0 | 0 | 0 | 0 | 0 | 0 | 0 | 0 | 0 | 0 | 0 | 0 | 0 | 0 | 0 | 0 | 0 | 0 | 0 | 0 | 0 | 0 | 0 | 0 | 0
F4_Commercial_Health (WA)_New_Food Preparation_Natural Gas_Griddle_E9 | F4 | Commercial | Health (WA) | New | Food Preparation | Natural Gas | Griddle | E9 | RVT BC Ratio | 0 | 0 | 0 | 0 | 0 | 0 | 0 | 0 | 0 | 0 | 0 | 0 | 0 | 0 | 0 | 0 | 0 | 0 | 0 | 0 | 0 | 0 | 0 | 0 | 0 | 0 | 0
F4_Commercial_Health (WA)_New_Food Preparation_Natural Gas_Griddle_E10 | F4 | Commercial | Health (WA) | New | Food Preparation | Natural Gas | Griddle | E10 | RVT BC Ratio | 0 | 0 | 0 | 0 | 0 | 0 | 0 | 0 | 0 | 0 | 0 | 0 | 0 | 0 | 0 | 0 | 0 | 0 | 0 | 0 | 0 | 0 | 0 | 0 | 0 | 0 | 0
F5_Commercial_Health (WA)_New_Food Preparation_Natural Gas_Griddle_E1 | F5 | Commercial | Health (WA) | New | Food Preparation | Natural Gas | Griddle | E1 | RIM BC Ratio | [24 empty] | 1 | 1 | 1 | bar: 2019 to 2042
F5_Commercial_Health (WA)_New_Food Preparation_Natural Gas_Griddle_E2 | F5 | Commercial | Health (WA) | New | Food Preparation | Natural Gas | Griddle | E2 | RIM BC Ratio | 0.82949 | 0.83498 | 0.8414 | 0.8481 | 0.85501 | 0.86224 | 0.86994 | 0.87818 | 0.8871 | 0.89668 | 0.89892 | 0.90151 | 0.90453 | 0.90801 | 0.91163 | 0.91543 | 0.91944 | 0.92368 | 0.92816 | 0.9329 | 0.93792 | 0.93817 | 0.93841 | 0.93865 | 0.93889 | 0.93912 | 0.93935
F5_Commercial_Health (WA)_New_Food Preparation_Natural Gas_Griddle_E3 | F5 | Commercial | Health (WA) | New | Food Preparation | Natural Gas | Griddle | E3 | RIM BC Ratio | 0 | 0 | 0 | 0 | 0 | 0 | 0 | 0 | 0 | 0 | 0 | 0 | 0 | 0 | 0 | 0 | 0 | 0 | 0 | 0 | 0 | 0 | 0 | 0 | 0 | 0 | 0
F5_Commercial_Health (WA)_New_Food Preparation_Natural Gas_Griddle_E4 | F5 | Commercial | Health (WA) | New | Food Preparation | Natural Gas | Griddle | E4 | RIM BC Ratio | 0 | 0 | 0 | 0 | 0 | 0 | 0 | 0 | 0 | 0 | 0 | 0 | 0 | 0 | 0 | 0 | 0 | 0 | 0 | 0 | 0 | 0 | 0 | 0 | 0 | 0 | 0
F5_Commercial_Health (WA)_New_Food Preparation_Natural Gas_Griddle_E5 | F5 | Commercial | Health (WA) | New | Food Preparation | Natural Gas | Griddle | E5 | RIM BC Ratio | 0 | 0 | 0 | 0 | 0 | 0 | 0 | 0 | 0 | 0 | 0 | 0 | 0 | 0 | 0 | 0 | 0 | 0 | 0 | 0 | 0 | 0 | 0 | 0 | 0 | 0 | 0
F5_Commercial_Health (WA)_New_Food Preparation_Natural Gas_Griddle_E6 | F5 | Commercial | Health (WA) | New | Food Preparation | Natural Gas | Griddle | E6 | RIM BC Ratio | 0 | 0 | 0 | 0 | 0 | 0 | 0 | 0 | 0 | 0 | 0 | 0 | 0 | 0 | 0 | 0 | 0 | 0 | 0 | 0 | 0 | 0 | 0 | 0 | 0 | 0 | 0
F5_Commercial_Health (WA)_New_Food Preparation_Natural Gas_Griddle_E7 | F5 | Commercial | Health (WA) | New | Food Preparation | Natural Gas | Griddle | E7 | RIM BC Ratio | 0 | 0 | 0 | 0 | 0 | 0 | 0 | 0 | 0 | 0 | 0 | 0 | 0 | 0 | 0 | 0 | 0 | 0 | 0 | 0 | 0 | 0 | 0 | 0 | 0 | 0 | 0
F5_Commercial_Health (WA)_New_Food Preparation_Natural Gas_Griddle_E8 | F5 | Commercial | Health (WA) | New | Food Preparation | Natural Gas | Griddle | E8 | RIM BC Ratio | 0 | 0 | 0 | 0 | 0 | 0 | 0 | 0 | 0 | 0 | 0 | 0 | 0 | 0 | 0 | 0 | 0 | 0 | 0 | 0 | 0 | 0 | 0 | 0 | 0 | 0 | 0
F5_Commercial_Health (WA)_New_Food Preparation_Natural Gas_Griddle_E9 | F5 | Commercial | Health (WA) | New | Food Preparation | Natural Gas | Griddle | E9 | RIM BC Ratio | 0 | 0 | 0 | 0 | 0 | 0 | 0 | 0 | 0 | 0 | 0 | 0 | 0 | 0 | 0 | 0 | 0 | 0 | 0 | 0 | 0 | 0 | 0 | 0 | 0 | 0 | 0
F5_Commercial_Health (WA)_New_Food Preparation_Natural Gas_Griddle_E10 | F5 | Commercial | Health (WA) | New | Food Preparation | Natural Gas | Griddle | E10 | RIM BC Ratio | 0 | 0 | 0 | 0 | 0 | 0 | 0 | 0 | 0 | 0 | 0 | 0 | 0 | 0 | 0 | 0 | 0 | 0 | 0 | 0 | 0 | 0 | 0 | 0 | 0 | 0 | 0
F0_Commercial_Health (WA)_New_Food Preparation_Natural Gas_Range_E0 | F0 | Commercial | Health (WA) | New | Food Preparation | Natural Gas | Range | E0 | Economic Unit | High Efficiency | High Efficiency | High Efficiency | High Efficiency | High Efficiency | High Efficiency | High Efficiency | High Efficiency | High Efficiency | High Efficiency | High Efficiency | High Efficiency | High Efficiency | High Efficiency | High Efficiency | High Efficiency | High Efficiency | High Efficiency | High Efficiency | High Efficiency | High Efficiency | High Efficiency | High Efficiency | High Efficiency | High Efficiency | High Efficiency | High Efficiency
F1_Commercial_Health (WA)_New_Food Preparation_Natural Gas_Range_E1 | F1 | Commercial | Health (WA) | New | Food Preparation | Natural Gas | Range | E1 | CCE | 0 | 0 | 0 | 0 | 0 | 0 | 0 | 0 | 0 | 0 | 0 | 0 | 0 | 0 | 0 | 0 | 0 | 0 | 0 | 0 | 0 | 0 | 0 | 0 | 0 | 0 | 0
F1_Commercial_Health (WA)_New_Food Preparation_Natural Gas_Range_E2 | F1 | Commercial | Health (WA) | New | Food Preparation | Natural Gas | Range | E2 | CCE | 0.0002258 | 0.0002258 | 0.0002258 | 0.0002258 | 0.0002258 | 0.0002258 | 0.0002258 | 0.0002258 | 0.0002258 | 0.0002258 | 0.0002258 | 0.0002258 | 0.0002258 | 0.0002258 | 0.0002258 | 0.0002258 | 0.0002258 | 0.0002258 | 0.0002258 | 0.0002258 | 0.0002258 | 0.0002258 | 0.0002258 | 0.0002258 | 0.0002258 | 0.0002258 | 0.0002258
F1_Commercial_Health (WA)_New_Food Preparation_Natural Gas_Range_E3 | F1 | Commercial | Health (WA) | New | Food Preparation | Natural Gas | Range | E3 | CCE | 0 | 0 | 0 | 0 | 0 | 0 | 0 | 0 | 0 | 0 | 0 | 0 | 0 | 0 | 0 | 0 | 0 | 0 | 0 | 0 | 0 | 0 | 0 | 0 | 0 | 0 | 0
F1_Commercial_Health (WA)_New_Food Preparation_Natural Gas_Range_E4 | F1 | Commercial | Health (WA) | New | Food Preparation | Natural Gas | Range | E4 | CCE | 0 | 0 | 0 | 0 | 0 | 0 | 0 | 0 | 0 | 0 | 0 | 0 | 0 | 0 | 0 | 0 | 0 | 0 | 0 | 0 | 0 | 0 | 0 | 0 | 0 | 0 | 0
F1_Commercial_Health (WA)_New_Food Preparation_Natural Gas_Range_E5 | F1 | Commercial | Health (WA) | New | Food Preparation | Natural Gas | Range | E5 | CCE | 0 | 0 | 0 | 0 | 0 | 0 | 0 | 0 | 0 | 0 | 0 | 0 | 0 | 0 | 0 | 0 | 0 | 0 | 0 | 0 | 0 | 0 | 0 | 0 | 0 | 0 | 0
F1_Commercial_Health (WA)_New_Food Preparation_Natural Gas_Range_E6 | F1 | Commercial | Health (WA) | New | Food Preparation | Natural Gas | Range | E6 | CCE | 0 | 0 | 0 | 0 | 0 | 0 | 0 | 0 | 0 | 0 | 0 | 0 | 0 | 0 | 0 | 0 | 0 | 0 | 0 | 0 | 0 | 0 | 0 | 0 | 0 | 0 | 0
F1_Commercial_Health (WA)_New_Food Preparation_Natural Gas_Range_E7 | F1 | Commercial | Health (WA) | New | Food Preparation | Natural Gas | Range | E7 | CCE | 0 | 0 | 0 | 0 | 0 | 0 | 0 | 0 | 0 | 0 | 0 | 0 | 0 | 0 | 0 | 0 | 0 | 0 | 0 | 0 | 0 | 0 | 0 | 0 | 0 | 0 | 0
F1_Commercial_Health (WA)_New_Food Preparation_Natural Gas_Range_E8 | F1 | Commercial | Health (WA) | New | Food Preparation | Natural Gas | Range | E8 | CCE | 0 | 0 | 0 | 0 | 0 | 0 | 0 | 0 | 0 | 0 | 0 | 0 | 0 | 0 | 0 | 0 | 0 | 0 | 0 | 0 | 0 | 0 | 0 | 0 | 0 | 0 | 0
F1_Commercial_Health (WA)_New_Food Preparation_Natural Gas_Range_E9 | F1 | Commercial | Health (WA) | New | Food Preparation | Natural Gas | Range | E9 | CCE | 0 | 0 | 0 | 0 | 0 | 0 | 0 | 0 | 0 | 0 | 0 | 0 | 0 | 0 | 0 | 0 | 0 | 0 | 0 | 0 | 0 | 0 | 0 | 0 | 0 | 0 | 0
F1_Commercial_Health (WA)_New_Food Preparation_Natural Gas_Range_E10 | F1 | Commercial | Health (WA) | New | Food Preparation | Natural Gas | Range | E10 | CCE | 0 | 0 | 0 | 0 | 0 | 0 | 0 | 0 | 0 | 0 | 0 | 0 | 0 | 0 | 0 | 0 | 0 | 0 | 0 | 0 | 0 | 0 | 0 | 0 | 0 | 0 | 0
F2_Commercial_Health (WA)_New_Food Preparation_Natural Gas_Range_E1 | F2 | Commercial | Health (WA) | New | Food Preparation | Natural Gas | Range | E1 | TRC BC Ratio | [24 empty] | 1 | 1 | 1 | bar: 2019 to 2042
F2_Commercial_Health (WA)_New_Food Preparation_Natural Gas_Range_E2 | F2 | Commercial | Health (WA) | New | Food Preparation | Natural Gas | Range | E2 | TRC BC Ratio | 15.3593 | 15.7139 | 16.1599 | 16.6861 | 17.298 | 18.0697 | 18.8734 | 19.6748 | 20.4478 | 21.2314 | 21.843 | 22.4119 | 23.0253 | 23.6228 | 24.1498 | 24.6377 | 25.068 | 25.4909 | 25.9459 | 26.3869 | 26.8407 | 27.3139 | 27.7916 | 28.2854 | 28.7879 | 29.2993 | 29.8198
F2_Commercial_Health (WA)_New_Food Preparation_Natural Gas_Range_E3 | F2 | Commercial | Health (WA) | New | Food Preparation | Natural Gas | Range | E3 | TRC BC Ratio | 0 | 0 | 0 | 0 | 0 | 0 | 0 | 0 | 0 | 0 | 0 | 0 | 0 | 0 | 0 | 0 | 0 | 0 | 0 | 0 | 0 | 0 | 0 | 0 | 0 | 0 | 0
F2_Commercial_Health (WA)_New_Food Preparation_Natural Gas_Range_E4 | F2 | Commercial | Health (WA) | New | Food Preparation | Natural Gas | Range | E4 | TRC BC Ratio | 0 | 0 | 0 | 0 | 0 | 0 | 0 | 0 | 0 | 0 | 0 | 0 | 0 | 0 | 0 | 0 | 0 | 0 | 0 | 0 | 0 | 0 | 0 | 0 | 0 | 0 | 0
F2_Commercial_Health (WA)_New_Food Preparation_Natural Gas_Range_E5 | F2 | Commercial | Health (WA) | New | Food Preparation | Natural Gas | Range | E5 | TRC BC Ratio | 0 | 0 | 0 | 0 | 0 | 0 | 0 | 0 | 0 | 0 | 0 | 0 | 0 | 0 | 0 | 0 | 0 | 0 | 0 | 0 | 0 | 0 | 0 | 0 | 0 | 0 | 0
F2_Commercial_Health (WA)_New_Food Preparation_Natural Gas_Range_E6 | F2 | Commercial | Health (WA) | New | Food Preparation | Natural Gas | Range | E6 | TRC BC Ratio | 0 | 0 | 0 | 0 | 0 | 0 | 0 | 0 | 0 | 0 | 0 | 0 | 0 | 0 | 0 | 0 | 0 | 0 | 0 | 0 | 0 | 0 | 0 | 0 | 0 | 0 | 0
F2_Commercial_Health (WA)_New_Food Preparation_Natural Gas_Range_E7 | F2 | Commercial | Health (WA) | New | Food Preparation | Natural Gas | Range | E7 | TRC BC Ratio | 0 | 0 | 0 | 0 | 0 | 0 | 0 | 0 | 0 | 0 | 0 | 0 | 0 | 0 | 0 | 0 | 0 | 0 | 0 | 0 | 0 | 0 | 0 | 0 | 0 | 0 | 0
F2_Commercial_Health (WA)_New_Food Preparation_Natural Gas_Range_E8 | F2 | Commercial | Health (WA) | New | Food Preparation | Natural Gas | Range | E8 | TRC BC Ratio | 0 | 0 | 0 | 0 | 0 | 0 | 0 | 0 | 0 | 0 | 0 | 0 | 0 | 0 | 0 | 0 | 0 | 0 | 0 | 0 | 0 | 0 | 0 | 0 | 0 | 0 | 0
F2_Commercial_Health (WA)_New_Food Preparation_Natural Gas_Range_E9 | F2 | Commercial | Health (WA) | New | Food Preparation | Natural Gas | Range | E9 | TRC BC Ratio | 0 | 0 | 0 | 0 | 0 | 0 | 0 | 0 | 0 | 0 | 0 | 0 | 0 | 0 | 0 | 0 | 0 | 0 | 0 | 0 | 0 | 0 | 0 | 0 | 0 | 0 | 0
F2_Commercial_Health (WA)_New_Food Preparation_Natural Gas_Range_E10 | F2 | Commercial | Health (WA) | New | Food Preparation | Natural Gas | Range | E10 | TRC BC Ratio | 0 | 0 | 0 | 0 | 0 | 0 | 0 | 0 | 0 | 0 | 0 | 0 | 0 | 0 | 0 | 0 | 0 | 0 | 0 | 0 | 0 | 0 | 0 | 0 | 0 | 0 | 0
F3_Commercial_Health (WA)_New_Food Preparation_Natural Gas_Range_E1 | F3 | Commercial | Health (WA) | New | Food Preparation | Natural Gas | Range | E1 | PACT BC Ratio | [24 empty] | 1 | 1 | 1 | bar: 2019 to 2042
F3_Commercial_Health (WA)_New_Food Preparation_Natural Gas_Range_E2 | F3 | Commercial | Health (WA) | New | Food Preparation | Natural Gas | Range | E2 | PACT BC Ratio | 30.9546 | 31.6693 | 32.5682 | 33.6286 | 34.8617 | 36.4169 | 38.0368 | 39.6519 | 41.2098 | 42.7891 | 44.0216 | 45.1682 | 46.4044 | 47.6085 | 48.6706 | 49.6539 | 50.5211 | 51.3735 | 52.2903 | 53.1793 | 54.0938 | 55.0474 | 56.0102 | 57.0053 | 58.018 | 59.0488 | 60.0978
F3_Commercial_Health (WA)_New_Food Preparation_Natural Gas_Range_E3 | F3 | Commercial | Health (WA) | New | Food Preparation | Natural Gas | Range | E3 | PACT BC Ratio | 0 | 0 | 0 | 0 | 0 | 0 | 0 | 0 | 0 | 0 | 0 | 0 | 0 | 0 | 0 | 0 | 0 | 0 | 0 | 0 | 0 | 0 | 0 | 0 | 0 | 0 | 0
F3_Commercial_Health (WA)_New_Food Preparation_Natural Gas_Range_E4 | F3 | Commercial | Health (WA) | New | Food Preparation | Natural Gas | Range | E4 | PACT BC Ratio | 0 | 0 | 0 | 0 | 0 | 0 | 0 | 0 | 0 | 0 | 0 | 0 | 0 | 0 | 0 | 0 | 0 | 0 | 0 | 0 | 0 | 0 | 0 | 0 | 0 | 0 | 0
F3_Commercial_Health (WA)_New_Food Preparation_Natural Gas_Range_E5 | F3 | Commercial | Health (WA) | New | Food Preparation | Natural Gas | Range | E5 | PACT BC Ratio | 0 | 0 | 0 | 0 | 0 | 0 | 0 | 0 | 0 | 0 | 0 | 0 | 0 | 0 | 0 | 0 | 0 | 0 | 0 | 0 | 0 | 0 | 0 | 0 | 0 | 0 | 0
F3_Commercial_Health (WA)_New_Food Preparation_Natural Gas_Range_E6 | F3 | Commercial | Health (WA) | New | Food Preparation | Natural Gas | Range | E6 | PACT BC Ratio | 0 | 0 | 0 | 0 | 0 | 0 | 0 | 0 | 0 | 0 | 0 | 0 | 0 | 0 | 0 | 0 | 0 | 0 | 0 | 0 | 0 | 0 | 0 | 0 | 0 | 0 | 0
F3_Commercial_Health (WA)_New_Food Preparation_Natural Gas_Range_E7 | F3 | Commercial | Health (WA) | New | Food Preparation | Natural Gas | Range | E7 | PACT BC Ratio | 0 | 0 | 0 | 0 | 0 | 0 | 0 | 0 | 0 | 0 | 0 | 0 | 0 | 0 | 0 | 0 | 0 | 0 | 0 | 0 | 0 | 0 | 0 | 0 | 0 | 0 | 0
F3_Commercial_Health (WA)_New_Food Preparation_Natural Gas_Range_E8 | F3 | Commercial | Health (WA) | New | Food Preparation | Natural Gas | Range | E8 | PACT BC Ratio | 0 | 0 | 0 | 0 | 0 | 0 | 0 | 0 | 0 | 0 | 0 | 0 | 0 | 0 | 0 | 0 | 0 | 0 | 0 | 0 | 0 | 0 | 0 | 0 | 0 | 0 | 0
F3_Commercial_Health (WA)_New_Food Preparation_Natural Gas_Range_E9 | F3 | Commercial | Health (WA) | New | Food Preparation | Natural Gas | Range | E9 | PACT BC Ratio | 0 | 0 | 0 | 0 | 0 | 0 | 0 | 0 | 0 | 0 | 0 | 0 | 0 | 0 | 0 | 0 | 0 | 0 | 0 | 0 | 0 | 0 | 0 | 0 | 0 | 0 | 0
F3_Commercial_Health (WA)_New_Food Preparation_Natural Gas_Range_E10 | F3 | Commercial | Health (WA) | New | Food Preparation | Natural Gas | Range | E10 | PACT BC Ratio | 0 | 0 | 0 | 0 | 0 | 0 | 0 | 0 | 0 | 0 | 0 | 0 | 0 | 0 | 0 | 0 | 0 | 0 | 0 | 0 | 0 | 0 | 0 | 0 | 0 | 0 | 0
F4_Commercial_Health (WA)_New_Food Preparation_Natural Gas_Range_E1 | F4 | Commercial | Health (WA) | New | Food Preparation | Natural Gas | Range | E1 | RVT BC Ratio | [24 empty] | 1 | 1 | 1 | bar: 2019 to 2042
F4_Commercial_Health (WA)_New_Food Preparation_Natural Gas_Range_E2 | F4 | Commercial | Health (WA) | New | Food Preparation | Natural Gas | Range | E2 | RVT BC Ratio | 22.3208 | 22.6858 | 23.1305 | 23.6711 | 24.3142 | 25.1642 | 26.0362 | 26.8797 | 27.6561 | 28.4018 | 29.1677 | 29.8519 | 30.5656 | 31.2251 | 31.7807 | 32.273 | 32.6767 | 33.0573 | 33.4655 | 33.8401 | 34.2147 | 34.8109 | 35.4129 | 36.035 | 36.6681 | 37.3126 | 37.9684
F4_Commercial_Health (WA)_New_Food Preparation_Natural Gas_Range_E3 | F4 | Commercial | Health (WA) | New | Food Preparation | Natural Gas | Range | E3 | RVT BC Ratio | 0 | 0 | 0 | 0 | 0 | 0 | 0 | 0 | 0 | 0 | 0 | 0 | 0 | 0 | 0 | 0 | 0 | 0 | 0 | 0 | 0 | 0 | 0 | 0 | 0 | 0 | 0
F4_Commercial_Health (WA)_New_Food Preparation_Natural Gas_Range_E4 | F4 | Commercial | Health (WA) | New | Food Preparation | Natural Gas | Range | E4 | RVT BC Ratio | 0 | 0 | 0 | 0 | 0 | 0 | 0 | 0 | 0 | 0 | 0 | 0 | 0 | 0 | 0 | 0 | 0 | 0 | 0 | 0 | 0 | 0 | 0 | 0 | 0 | 0 | 0
F4_Commercial_Health (WA)_New_Food Preparation_Natural Gas_Range_E5 | F4 | Commercial | Health (WA) | New | Food Preparation | Natural Gas | Range | E5 | RVT BC Ratio | 0 | 0 | 0 | 0 | 0 | 0 | 0 | 0 | 0 | 0 | 0 | 0 | 0 | 0 | 0 | 0 | 0 | 0 | 0 | 0 | 0 | 0 | 0 | 0 | 0 | 0 | 0
F4_Commercial_Health (WA)_New_Food Preparation_Natural Gas_Range_E6 | F4 | Commercial | Health (WA) | New | Food Preparation | Natural Gas | Range | E6 | RVT BC Ratio | 0 | 0 | 0 | 0 | 0 | 0 | 0 | 0 | 0 | 0 | 0 | 0 | 0 | 0 | 0 | 0 | 0 | 0 | 0 | 0 | 0 | 0 | 0 | 0 | 0 | 0 | 0
F4_Commercial_Health (WA)_New_Food Preparation_Natural Gas_Range_E7 | F4 | Commercial | Health (WA) | New | Food Preparation | Natural Gas | Range | E7 | RVT BC Ratio | 0 | 0 | 0 | 0 | 0 | 0 | 0 | 0 | 0 | 0 | 0 | 0 | 0 | 0 | 0 | 0 | 0 | 0 | 0 | 0 | 0 | 0 | 0 | 0 | 0 | 0 | 0
F4_Commercial_Health (WA)_New_Food Preparation_Natural Gas_Range_E8 | F4 | Commercial | Health (WA) | New | Food Preparation | Natural Gas | Range | E8 | RVT BC Ratio | 0 | 0 | 0 | 0 | 0 | 0 | 0 | 0 | 0 | 0 | 0 | 0 | 0 | 0 | 0 | 0 | 0 | 0 | 0 | 0 | 0 | 0 | 0 | 0 | 0 | 0 | 0
F4_Commercial_Health (WA)_New_Food Preparation_Natural Gas_Range_E9 | F4 | Commercial | Health (WA) | New | Food Preparation | Natural Gas | Range | E9 | RVT BC Ratio | 0 | 0 | 0 | 0 | 0 | 0 | 0 | 0 | 0 | 0 | 0 | 0 | 0 | 0 | 0 | 0 | 0 | 0 | 0 | 0 | 0 | 0 | 0 | 0 | 0 | 0 | 0
F4_Commercial_Health (WA)_New_Food Preparation_Natural Gas_Range_E10 | F4 | Commercial | Health (WA) | New | Food Preparation | Natural Gas | Range | E10 | RVT BC Ratio | 0 | 0 | 0 | 0 | 0 | 0 | 0 | 0 | 0 | 0 | 0 | 0 | 0 | 0 | 0 | 0 | 0 | 0 | 0 | 0 | 0 | 0 | 0 | 0 | 0 | 0 | 0
F5_Commercial_Health (WA)_New_Food Preparation_Natural Gas_Range_E1 | F5 | Commercial | Health (WA) | New | Food Preparation | Natural Gas | Range | E1 | RIM BC Ratio | [24 empty] | 1 | 1 | 1 | bar: 2019 to 2042
F5_Commercial_Health (WA)_New_Food Preparation_Natural Gas_Range_E2 | F5 | Commercial | Health (WA) | New | Food Preparation | Natural Gas | Range | E2 | RIM BC Ratio | 0.81841 | 0.82395 | 0.83118 | 0.83881 | 0.84676 | 0.85489 | 0.86324 | 0.87186 | 0.88086 | 0.89077 | 0.89253 | 0.89493 | 0.89809 | 0.90206 | 0.90616 | 0.91045 | 0.91498 | 0.91977 | 0.92483 | 0.93021 | 0.9359 | 0.93618 | 0.93646 | 0.93673 | 0.937 | 0.93726 | 0.93752
F5_Commercial_Health (WA)_New_Food Preparation_Natural Gas_Range_E3 | F5 | Commercial | Health (WA) | New | Food Preparation | Natural Gas | Range | E3 | RIM BC Ratio | 0 | 0 | 0 | 0 | 0 | 0 | 0 | 0 | 0 | 0 | 0 | 0 | 0 | 0 | 0 | 0 | 0 | 0 | 0 | 0 | 0 | 0 | 0 | 0 | 0 | 0 | 0
F5_Commercial_Health (WA)_New_Food Preparation_Natural Gas_Range_E4 | F5 | Commercial | Health (WA) | New | Food Preparation | Natural Gas | Range | E4 | RIM BC Ratio | 0 | 0 | 0 | 0 | 0 | 0 | 0 | 0 | 0 | 0 | 0 | 0 | 0 | 0 | 0 | 0 | 0 | 0 | 0 | 0 | 0 | 0 | 0 | 0 | 0 | 0 | 0
F5_Commercial_Health (WA)_New_Food Preparation_Natural Gas_Range_E5 | F5 | Commercial | Health (WA) | New | Food Preparation | Natural Gas | Range | E5 | RIM BC Ratio | 0 | 0 | 0 | 0 | 0 | 0 | 0 | 0 | 0 | 0 | 0 | 0 | 0 | 0 | 0 | 0 | 0 | 0 | 0 | 0 | 0 | 0 | 0 | 0 | 0 | 0 | 0
F5_Commercial_Health (WA)_New_Food Preparation_Natural Gas_Range_E6 | F5 | Commercial | Health (WA) | New | Food Preparation | Natural Gas | Range | E6 | RIM BC Ratio | 0 | 0 | 0 | 0 | 0 | 0 | 0 | 0 | 0 | 0 | 0 | 0 | 0 | 0 | 0 | 0 | 0 | 0 | 0 | 0 | 0 | 0 | 0 | 0 | 0 | 0 | 0
F5_Commercial_Health (WA)_New_Food Preparation_Natural Gas_Range_E7 | F5 | Commercial | Health (WA) | New | Food Preparation | Natural Gas | Range | E7 | RIM BC Ratio | 0 | 0 | 0 | 0 | 0 | 0 | 0 | 0 | 0 | 0 | 0 | 0 | 0 | 0 | 0 | 0 | 0 | 0 | 0 | 0 | 0 | 0 | 0 | 0 | 0 | 0 | 0
F5_Commercial_Health (WA)_New_Food Preparation_Natural Gas_Range_E8 | F5 | Commercial | Health (WA) | New | Food Preparation | Natural Gas | Range | E8 | RIM BC Ratio | 0 | 0 | 0 | 0 | 0 | 0 | 0 | 0 | 0 | 0 | 0 | 0 | 0 | 0 | 0 | 0 | 0 | 0 | 0 | 0 | 0 | 0 | 0 | 0 | 0 | 0 | 0
F5_Commercial_Health (WA)_New_Food Preparation_Natural Gas_Range_E9 | F5 | Commercial | Health (WA) | New | Food Preparation | Natural Gas | Range | E9 | RIM BC Ratio | 0 | 0 | 0 | 0 | 0 | 0 | 0 | 0 | 0 | 0 | 0 | 0 | 0 | 0 | 0 | 0 | 0 | 0 | 0 | 0 | 0 | 0 | 0 | 0 | 0 | 0 | 0
F5_Commercial_Health (WA)_New_Food Preparation_Natural Gas_Range_E10 | F5 | Commercial | Health (WA) | New | Food Preparation | Natural Gas | Range | E10 | RIM BC Ratio | 0 | 0 | 0 | 0 | 0 | 0 | 0 | 0 | 0 | 0 | 0 | 0 | 0 | 0 | 0 | 0 | 0 | 0 | 0 | 0 | 0 | 0 | 0 | 0 | 0 | 0 | 0
F0_Commercial_Health (WA)_New_Food Preparation_Natural Gas_Steamer_E0 | F0 | Commercial | Health (WA) | New | Food Preparation | Natural Gas | Steamer | E0 | Economic Unit | ENERGY STAR | ENERGY STAR | ENERGY STAR | ENERGY STAR | ENERGY STAR | ENERGY STAR | ENERGY STAR | ENERGY STAR | ENERGY STAR | ENERGY STAR | ENERGY STAR | ENERGY STAR | ENERGY STAR | ENERGY STAR | ENERGY STAR | ENERGY STAR | ENERGY STAR | ENERGY STAR | ENERGY STAR | ENERGY STAR | ENERGY STAR | ENERGY STAR | ENERGY STAR | ENERGY STAR | ENERGY STAR | ENERGY STAR | ENERGY STAR
F1_Commercial_Health (WA)_New_Food Preparation_Natural Gas_Steamer_E1 | F1 | Commercial | Health (WA) | New | Food Preparation | Natural Gas | Steamer | E1 | CCE | 0 | 0 | 0 | 0 | 0 | 0 | 0 | 0 | 0 | 0 | 0 | 0 | 0 | 0 | 0 | 0 | 0 | 0 | 0 | 0 | 0 | 0 | 0 | 0 | 0 | 0 | 0
F1_Commercial_Health (WA)_New_Food Preparation_Natural Gas_Steamer_E2 | F1 | Commercial | Health (WA) | New | Food Preparation | Natural Gas | Steamer | E2 | CCE | 3.7552e-05 | 3.7552e-05 | 3.7552e-05 | 3.7552e-05 | 3.7552e-05 | 3.7552e-05 | 3.7552e-05 | 3.7552e-05 | 3.7552e-05 | 3.7552e-05 | 3.7552e-05 | 3.7552e-05 | 3.7552e-05 | 3.7552e-05 | 3.7552e-05 | 3.7552e-05 | 3.7552e-05 | 3.7552e-05 | 3.7552e-05 | 3.7552e-05 | 3.7552e-05 | 3.7552e-05 | 3.7552e-05 | 3.7552e-05 | 3.7552e-05 | 3.7552e-05 | 3.7552e-05
F1_Commercial_Health (WA)_New_Food Preparation_Natural Gas_Steamer_E3 | F1 | Commercial | Health (WA) | New | Food Preparation | Natural Gas | Steamer | E3 | CCE | 0 | 0 | 0 | 0 | 0 | 0 | 0 | 0 | 0 | 0 | 0 | 0 | 0 | 0 | 0 | 0 | 0 | 0 | 0 | 0 | 0 | 0 | 0 | 0 | 0 | 0 | 0
F1_Commercial_Health (WA)_New_Food Preparation_Natural Gas_Steamer_E4 | F1 | Commercial | Health (WA) | New | Food Preparation | Natural Gas | Steamer | E4 | CCE | 0 | 0 | 0 | 0 | 0 | 0 | 0 | 0 | 0 | 0 | 0 | 0 | 0 | 0 | 0 | 0 | 0 | 0 | 0 | 0 | 0 | 0 | 0 | 0 | 0 | 0 | 0
F1_Commercial_Health (WA)_New_Food Preparation_Natural Gas_Steamer_E5 | F1 | Commercial | Health (WA) | New | Food Preparation | Natural Gas | Steamer | E5 | CCE | 0 | 0 | 0 | 0 | 0 | 0 | 0 | 0 | 0 | 0 | 0 | 0 | 0 | 0 | 0 | 0 | 0 | 0 | 0 | 0 | 0 | 0 | 0 | 0 | 0 | 0 | 0
F1_Commercial_Health (WA)_New_Food Preparation_Natural Gas_Steamer_E6 | F1 | Commercial | Health (WA) | New | Food Preparation | Natural Gas | Steamer | E6 | CCE | 0 | 0 | 0 | 0 | 0 | 0 | 0 | 0 | 0 | 0 | 0 | 0 | 0 | 0 | 0 | 0 | 0 | 0 | 0 | 0 | 0 | 0 | 0 | 0 | 0 | 0 | 0
F1_Commercial_Health (WA)_New_Food Preparation_Natural Gas_Steamer_E7 | F1 | Commercial | Health (WA) | New | Food Preparation | Natural Gas | Steamer | E7 | CCE | 0 | 0 | 0 | 0 | 0 | 0 | 0 | 0 | 0 | 0 | 0 | 0 | 0 | 0 | 0 | 0 | 0 | 0 | 0 | 0 | 0 | 0 | 0 | 0 | 0 | 0 | 0
F1_Commercial_Health (WA)_New_Food Preparation_Natural Gas_Steamer_E8 | F1 | Commercial | Health (WA) | New | Food Preparation | Natural Gas | Steamer | E8 | CCE | 0 | 0 | 0 | 0 | 0 | 0 | 0 | 0 | 0 | 0 | 0 | 0 | 0 | 0 | 0 | 0 | 0 | 0 | 0 | 0 | 0 | 0 | 0 | 0 | 0 | 0 | 0
F1_Commercial_Health (WA)_New_Food Preparation_Natural Gas_Steamer_E9 | F1 | Commercial | Health (WA) | New | Food Preparation | Natural Gas | Steamer | E9 | CCE | 0 | 0 | 0 | 0 | 0 | 0 | 0 | 0 | 0 | 0 | 0 | 0 | 0 | 0 | 0 | 0 | 0 | 0 | 0 | 0 | 0 | 0 | 0 | 0 | 0 | 0 | 0
F1_Commercial_Health (WA)_New_Food Preparation_Natural Gas_Steamer_E10 | F1 | Commercial | Health (WA) | New | Food Preparation | Natural Gas | Steamer | E10 | CCE | 0 | 0 | 0 | 0 | 0 | 0 | 0 | 0 | 0 | 0 | 0 | 0 | 0 | 0 | 0 | 0 | 0 | 0 | 0 | 0 | 0 | 0 | 0 | 0 | 0 | 0 | 0
F2_Commercial_Health (WA)_New_Food Preparation_Natural Gas_Steamer_E1 | F2 | Commercial | Health (WA) | New | Food Preparation | Natural Gas | Steamer | E1 | TRC BC Ratio | [24 empty] | 1 | 1 | 1 | bar: 2019 to 2042
F2_Commercial_Health (WA)_New_Food Preparation_Natural Gas_Steamer_E2 | F2 | Commercial | Health (WA) | New | Food Preparation | Natural Gas | Steamer | E2 | TRC BC Ratio | 94.775 | 97.1635 | 99.9934 | 103.2363 | 106.9036 | 111.3656 | 115.9582 | 120.5065 | 124.8851 | 129.3246 | 132.857 | 136.1664 | 139.722 | 143.2026 | 146.3147 | 149.227 | 151.8388 | 154.4173 | 157.1715 | 159.8583 | 162.6184 | 165.488 | 168.388 | 171.3796 | 174.4243 | 177.5231 | 180.677
F2_Commercial_Health (WA)_New_Food Preparation_Natural Gas_Steamer_E3 | F2 | Commercial | Health (WA) | New | Food Preparation | Natural Gas | Steamer | E3 | TRC BC Ratio | 0 | 0 | 0 | 0 | 0 | 0 | 0 | 0 | 0 | 0 | 0 | 0 | 0 | 0 | 0 | 0 | 0 | 0 | 0 | 0 | 0 | 0 | 0 | 0 | 0 | 0 | 0
F2_Commercial_Health (WA)_New_Food Preparation_Natural Gas_Steamer_E4 | F2 | Commercial | Health (WA) | New | Food Preparation | Natural Gas | Steamer | E4 | TRC BC Ratio | 0 | 0 | 0 | 0 | 0 | 0 | 0 | 0 | 0 | 0 | 0 | 0 | 0 | 0 | 0 | 0 | 0 | 0 | 0 | 0 | 0 | 0 | 0 | 0 | 0 | 0 | 0
F2_Commercial_Health (WA)_New_Food Preparation_Natural Gas_Steamer_E5 | F2 | Commercial | Health (WA) | New | Food Preparation | Natural Gas | Steamer | E5 | TRC BC Ratio | 0 | 0 | 0 | 0 | 0 | 0 | 0 | 0 | 0 | 0 | 0 | 0 | 0 | 0 | 0 | 0 | 0 | 0 | 0 | 0 | 0 | 0 | 0 | 0 | 0 | 0 | 0
F2_Commercial_Health (WA)_New_Food Preparation_Natural Gas_Steamer_E6 | F2 | Commercial | Health (WA) | New | Food Preparation | Natural Gas | Steamer | E6 | TRC BC Ratio | 0 | 0 | 0 | 0 | 0 | 0 | 0 | 0 | 0 | 0 | 0 | 0 | 0 | 0 | 0 | 0 | 0 | 0 | 0 | 0 | 0 | 0 | 0 | 0 | 0 | 0 | 0
F2_Commercial_Health (WA)_New_Food Preparation_Natural Gas_Steamer_E7 | F2 | Commercial | Health (WA) | New | Food Preparation | Natural Gas | Steamer | E7 | TRC BC Ratio | 0 | 0 | 0 | 0 | 0 | 0 | 0 | 0 | 0 | 0 | 0 | 0 | 0 | 0 | 0 | 0 | 0 | 0 | 0 | 0 | 0 | 0 | 0 | 0 | 0 | 0 | 0
F2_Commercial_Health (WA)_New_Food Preparation_Natural Gas_Steamer_E8 | F2 | Commercial | Health (WA) | New | Food Preparation | Natural Gas | Steamer | E8 | TRC BC Ratio | 0 | 0 | 0 | 0 | 0 | 0 | 0 | 0 | 0 | 0 | 0 | 0 | 0 | 0 | 0 | 0 | 0 | 0 | 0 | 0 | 0 | 0 | 0 | 0 | 0 | 0 | 0
F2_Commercial_Health (WA)_New_Food Preparation_Natural Gas_Steamer_E9 | F2 | Commercial | Health (WA) | New | Food Preparation | Natural Gas | Steamer | E9 | TRC BC Ratio | 0 | 0 | 0 | 0 | 0 | 0 | 0 | 0 | 0 | 0 | 0 | 0 | 0 | 0 | 0 | 0 | 0 | 0 | 0 | 0 | 0 | 0 | 0 | 0 | 0 | 0 | 0
F2_Commercial_Health (WA)_New_Food Preparation_Natural Gas_Steamer_E10 | F2 | Commercial | Health (WA) | New | Food Preparation | Natural Gas | Steamer | E10 | TRC BC Ratio | 0 | 0 | 0 | 0 | 0 | 0 | 0 | 0 | 0 | 0 | 0 | 0 | 0 | 0 | 0 | 0 | 0 | 0 | 0 | 0 | 0 | 0 | 0 | 0 | 0 | 0 | 0
F3_Commercial_Health (WA)_New_Food Preparation_Natural Gas_Steamer_E1 | F3 | Commercial | Health (WA) | New | Food Preparation | Natural Gas | Steamer | E1 | PACT BC Ratio | [24 empty] | 1 | 1 | 1 | bar: 2019 to 2042
F3_Commercial_Health (WA)_New_Food Preparation_Natural Gas_Steamer_E2 | F3 | Commercial | Health (WA) | New | Food Preparation | Natural Gas | Steamer | E2 | PACT BC Ratio | 191.0061 | 195.8198 | 201.523 | 208.0586 | 215.4496 | 224.4422 | 233.698 | 242.8644 | 251.6888 | 260.636 | 267.7552 | 274.4247 | 281.5906 | 288.6054 | 294.8774 | 300.7467 | 306.0103 | 311.2071 | 316.7578 | 322.1725 | 327.7352 | 333.5185 | 339.3631 | 345.3922 | 351.5284 | 357.7736 | 364.1298
F3_Commercial_Health (WA)_New_Food Preparation_Natural Gas_Steamer_E3 | F3 | Commercial | Health (WA) | New | Food Preparation | Natural Gas | Steamer | E3 | PACT BC Ratio | 0 | 0 | 0 | 0 | 0 | 0 | 0 | 0 | 0 | 0 | 0 | 0 | 0 | 0 | 0 | 0 | 0 | 0 | 0 | 0 | 0 | 0 | 0 | 0 | 0 | 0 | 0
F3_Commercial_Health (WA)_New_Food Preparation_Natural Gas_Steamer_E4 | F3 | Commercial | Health (WA) | New | Food Preparation | Natural Gas | Steamer | E4 | PACT BC Ratio | 0 | 0 | 0 | 0 | 0 | 0 | 0 | 0 | 0 | 0 | 0 | 0 | 0 | 0 | 0 | 0 | 0 | 0 | 0 | 0 | 0 | 0 | 0 | 0 | 0 | 0 | 0
F3_Commercial_Health (WA)_New_Food Preparation_Natural Gas_Steamer_E5 | F3 | Commercial | Health (WA) | New | Food Preparation | Natural Gas | Steamer | E5 | PACT BC Ratio | 0 | 0 | 0 | 0 | 0 | 0 | 0 | 0 | 0 | 0 | 0 | 0 | 0 | 0 | 0 | 0 | 0 | 0 | 0 | 0 | 0 | 0 | 0 | 0 | 0 | 0 | 0
F3_Commercial_Health (WA)_New_Food Preparation_Natural Gas_Steamer_E6 | F3 | Commercial | Health (WA) | New | Food Preparation | Natural Gas | Steamer | E6 | PACT BC Ratio | 0 | 0 | 0 | 0 | 0 | 0 | 0 | 0 | 0 | 0 | 0 | 0 | 0 | 0 | 0 | 0 | 0 | 0 | 0 | 0 | 0 | 0 | 0 | 0 | 0 | 0 | 0
F3_Commercial_Health (WA)_New_Food Preparation_Natural Gas_Steamer_E7 | F3 | Commercial | Health (WA) | New | Food Preparation | Natural Gas | Steamer | E7 | PACT BC Ratio | 0 | 0 | 0 | 0 | 0 | 0 | 0 | 0 | 0 | 0 | 0 | 0 | 0 | 0 | 0 | 0 | 0 | 0 | 0 | 0 | 0 | 0 | 0 | 0 | 0 | 0 | 0
F3_Commercial_Health (WA)_New_Food Preparation_Natural Gas_Steamer_E8 | F3 | Commercial | Health (WA) | New | Food Preparation | Natural Gas | Steamer | E8 | PACT BC Ratio | 0 | 0 | 0 | 0 | 0 | 0 | 0 | 0 | 0 | 0 | 0 | 0 | 0 | 0 | 0 | 0 | 0 | 0 | 0 | 0 | 0 | 0 | 0 | 0 | 0 | 0 | 0
F3_Commercial_Health (WA)_New_Food Preparation_Natural Gas_Steamer_E9 | F3 | Commercial | Health (WA) | New | Food Preparation | Natural Gas | Steamer | E9 | PACT BC Ratio | 0 | 0 | 0 | 0 | 0 | 0 | 0 | 0 | 0 | 0 | 0 | 0 | 0 | 0 | 0 | 0 | 0 | 0 | 0 | 0 | 0 | 0 | 0 | 0 | 0 | 0 | 0
F3_Commercial_Health (WA)_New_Food Preparation_Natural Gas_Steamer_E10 | F3 | Commercial | Health (WA) | New | Food Preparation | Natural Gas | Steamer | E10 | PACT BC Ratio | 0 | 0 | 0 | 0 | 0 | 0 | 0 | 0 | 0 | 0 | 0 | 0 | 0 | 0 | 0 | 0 | 0 | 0 | 0 | 0 | 0 | 0 | 0 | 0 | 0 | 0 | 0
F4_Commercial_Health (WA)_New_Food Preparation_Natural Gas_Steamer_E1 | F4 | Commercial | Health (WA) | New | Food Preparation | Natural Gas | Steamer | E1 | RVT BC Ratio | [24 empty] | 1 | 1 | 1 | bar: 2019 to 2042
F4_Commercial_Health (WA)_New_Food Preparation_Natural Gas_Steamer_E2 | F4 | Commercial | Health (WA) | New | Food Preparation | Natural Gas | Steamer | E2 | RVT BC Ratio | 134.3463 | 136.8767 | 139.8469 | 143.3095 | 147.2758 | 152.2265 | 157.191 | 161.9046 | 166.1715 | 170.3076 | 174.5935 | 178.4884 | 182.5998 | 186.4898 | 189.8349 | 192.8537 | 195.4087 | 197.848 | 200.4419 | 202.8641 | 205.2946 | 208.9103 | 212.5644 | 216.3337 | 220.1701 | 224.0746 | 228.0484
F4_Commercial_Health (WA)_New_Food Preparation_Natural Gas_Steamer_E3 | F4 | Commercial | Health (WA) | New | Food Preparation | Natural Gas | Steamer | E3 | RVT BC Ratio | 0 | 0 | 0 | 0 | 0 | 0 | 0 | 0 | 0 | 0 | 0 | 0 | 0 | 0 | 0 | 0 | 0 | 0 | 0 | 0 | 0 | 0 | 0 | 0 | 0 | 0 | 0
F4_Commercial_Health (WA)_New_Food Preparation_Natural Gas_Steamer_E4 | F4 | Commercial | Health (WA) | New | Food Preparation | Natural Gas | Steamer | E4 | RVT BC Ratio | 0 | 0 | 0 | 0 | 0 | 0 | 0 | 0 | 0 | 0 | 0 | 0 | 0 | 0 | 0 | 0 | 0 | 0 | 0 | 0 | 0 | 0 | 0 | 0 | 0 | 0 | 0
F4_Commercial_Health (WA)_New_Food Preparation_Natural Gas_Steamer_E5 | F4 | Commercial | Health (WA) | New | Food Preparation | Natural Gas | Steamer | E5 | RVT BC Ratio | 0 | 0 | 0 | 0 | 0 | 0 | 0 | 0 | 0 | 0 | 0 | 0 | 0 | 0 | 0 | 0 | 0 | 0 | 0 | 0 | 0 | 0 | 0 | 0 | 0 | 0 | 0
F4_Commercial_Health (WA)_New_Food Preparation_Natural Gas_Steamer_E6 | F4 | Commercial | Health (WA) | New | Food Preparation | Natural Gas | Steamer | E6 | RVT BC Ratio | 0 | 0 | 0 | 0 | 0 | 0 | 0 | 0 | 0 | 0 | 0 | 0 | 0 | 0 | 0 | 0 | 0 | 0 | 0 | 0 | 0 | 0 | 0 | 0 | 0 | 0 | 0
F4_Commercial_Health (WA)_New_Food Preparation_Natural Gas_Steamer_E7 | F4 | Commercial | Health (WA) | New | Food Preparation | Natural Gas | Steamer | E7 | RVT BC Ratio | 0 | 0 | 0 | 0 | 0 | 0 | 0 | 0 | 0 | 0 | 0 | 0 | 0 | 0 | 0 | 0 | 0 | 0 | 0 | 0 | 0 | 0 | 0 | 0 | 0 | 0 | 0
F4_Commercial_Health (WA)_New_Food Preparation_Natural Gas_Steamer_E8 | F4 | Commercial | Health (WA) | New | Food Preparation | Natural Gas | Steamer | E8 | RVT BC Ratio | 0 | 0 | 0 | 0 | 0 | 0 | 0 | 0 | 0 | 0 | 0 | 0 | 0 | 0 | 0 | 0 | 0 | 0 | 0 | 0 | 0 | 0 | 0 | 0 | 0 | 0 | 0
F4_Commercial_Health (WA)_New_Food Preparation_Natural Gas_Steamer_E9 | F4 | Commercial | Health (WA) | New | Food Preparation | Natural Gas | Steamer | E9 | RVT BC Ratio | 0 | 0 | 0 | 0 | 0 | 0 | 0 | 0 | 0 | 0 | 0 | 0 | 0 | 0 | 0 | 0 | 0 | 0 | 0 | 0 | 0 | 0 | 0 | 0 | 0 | 0 | 0
F4_Commercial_Health (WA)_New_Food Preparation_Natural Gas_Steamer_E10 | F4 | Commercial | Health (WA) | New | Food Preparation | Natural Gas | Steamer | E10 | RVT BC Ratio | 0 | 0 | 0 | 0 | 0 | 0 | 0 | 0 | 0 | 0 | 0 | 0 | 0 | 0 | 0 | 0 | 0 | 0 | 0 | 0 | 0 | 0 | 0 | 0 | 0 | 0 | 0
F5_Commercial_Health (WA)_New_Food Preparation_Natural Gas_Steamer_E1 | F5 | Commercial | Health (WA) | New | Food Preparation | Natural Gas | Steamer | E1 | RIM BC Ratio | [24 empty] | 1 | 1 | 1 | bar: 2019 to 2042
F5_Commercial_Health (WA)_New_Food Preparation_Natural Gas_Steamer_E2 | F5 | Commercial | Health (WA) | New | Food Preparation | Natural Gas | Steamer | E2 | RIM BC Ratio | 0.84529 | 0.85059 | 0.8568 | 0.86324 | 0.86987 | 0.87674 | 0.8841 | 0.89206 | 0.90077 | 0.91016 | 0.9121 | 0.91444 | 0.91721 | 0.92047 | 0.92392 | 0.92758 | 0.93148 | 0.93564 | 0.94001 | 0.94468 | 0.94962 | 0.94967 | 0.94972 | 0.94976 | 0.94981 | 0.94985 | 0.9499
F5_Commercial_Health (WA)_New_Food Preparation_Natural Gas_Steamer_E3 | F5 | Commercial | Health (WA) | New | Food Preparation | Natural Gas | Steamer | E3 | RIM BC Ratio | 0 | 0 | 0 | 0 | 0 | 0 | 0 | 0 | 0 | 0 | 0 | 0 | 0 | 0 | 0 | 0 | 0 | 0 | 0 | 0 | 0 | 0 | 0 | 0 | 0 | 0 | 0
F5_Commercial_Health (WA)_New_Food Preparation_Natural Gas_Steamer_E4 | F5 | Commercial | Health (WA) | New | Food Preparation | Natural Gas | Steamer | E4 | RIM BC Ratio | 0 | 0 | 0 | 0 | 0 | 0 | 0 | 0 | 0 | 0 | 0 | 0 | 0 | 0 | 0 | 0 | 0 | 0 | 0 | 0 | 0 | 0 | 0 | 0 | 0 | 0 | 0
F5_Commercial_Health (WA)_New_Food Preparation_Natural Gas_Steamer_E5 | F5 | Commercial | Health (WA) | New | Food Preparation | Natural Gas | Steamer | E5 | RIM BC Ratio | 0 | 0 | 0 | 0 | 0 | 0 | 0 | 0 | 0 | 0 | 0 | 0 | 0 | 0 | 0 | 0 | 0 | 0 | 0 | 0 | 0 | 0 | 0 | 0 | 0 | 0 | 0
F5_Commercial_Health (WA)_New_Food Preparation_Natural Gas_Steamer_E6 | F5 | Commercial | Health (WA) | New | Food Preparation | Natural Gas | Steamer | E6 | RIM BC Ratio | 0 | 0 | 0 | 0 | 0 | 0 | 0 | 0 | 0 | 0 | 0 | 0 | 0 | 0 | 0 | 0 | 0 | 0 | 0 | 0 | 0 | 0 | 0 | 0 | 0 | 0 | 0
F5_Commercial_Health (WA)_New_Food Preparation_Natural Gas_Steamer_E7 | F5 | Commercial | Health (WA) | New | Food Preparation | Natural Gas | Steamer | E7 | RIM BC Ratio | 0 | 0 | 0 | 0 | 0 | 0 | 0 | 0 | 0 | 0 | 0 | 0 | 0 | 0 | 0 | 0 | 0 | 0 | 0 | 0 | 0 | 0 | 0 | 0 | 0 | 0 | 0
F5_Commercial_Health (WA)_New_Food Preparation_Natural Gas_Steamer_E8 | F5 | Commercial | Health (WA) | New | Food Preparation | Natural Gas | Steamer | E8 | RIM BC Ratio | 0 | 0 | 0 | 0 | 0 | 0 | 0 | 0 | 0 | 0 | 0 | 0 | 0 | 0 | 0 | 0 | 0 | 0 | 0 | 0 | 0 | 0 | 0 | 0 | 0 | 0 | 0
F5_Commercial_Health (WA)_New_Food Preparation_Natural Gas_Steamer_E9 | F5 | Commercial | Health (WA) | New | Food Preparation | Natural Gas | Steamer | E9 | RIM BC Ratio | 0 | 0 | 0 | 0 | 0 | 0 | 0 | 0 | 0 | 0 | 0 | 0 | 0 | 0 | 0 | 0 | 0 | 0 | 0 | 0 | 0 | 0 | 0 | 0 | 0 | 0 | 0
F5_Commercial_Health (WA)_New_Food Preparation_Natural Gas_Steamer_E10 | F5 | Commercial | Health (WA) | New | Food Preparation | Natural Gas | Steamer | E10 | RIM BC Ratio | 0 | 0 | 0 | 0 | 0 | 0 | 0 | 0 | 0 | 0 | 0 | 0 | 0 | 0 | 0 | 0 | 0 | 0 | 0 | 0 | 0 | 0 | 0 | 0 | 0 | 0 | 0
F0_Commercial_Health (WA)_New_Food Preparation_Natural Gas_Food Prep Other_E0 | F0 | Commercial | Health (WA) | New | Food Preparation | Natural Gas | Food Prep Other | E0 | Economic Unit | Standard | Standard | Standard | Standard | Standard | Standard | Standard | Standard | Standard | Standard | Standard | Standard | Standard | Standard | Standard | Standard | Standard | Standard | Standard | Standard | Standard | Standard | Standard | Standard | Standard | Standard | Standard
F1_Commercial_Health (WA)_New_Food Preparation_Natural Gas_Food Prep Other_E1 | F1 | Commercial | Health (WA) | New | Food Preparation | Natural Gas | Food Prep Other | E1 | CCE | 0 | 0 | 0 | 0 | 0 | 0 | 0 | 0 | 0 | 0 | 0 | 0 | 0 | 0 | 0 | 0 | 0 | 0 | 0 | 0 | 0 | 0 | 0 | 0 | 0 | 0 | 0
F1_Commercial_Health (WA)_New_Food Preparation_Natural Gas_Food Prep Other_E2 | F1 | Commercial | Health (WA) | New | Food Preparation | Natural Gas | Food Prep Other | E2 | CCE | 0.19058 | 0.19058 | 0.19058 | 0.19058 | 0.19058 | 0.19058 | 0.19058 | 0.19058 | 0.19058 | 0.19058 | 0.19058 | 0.19058 | 0.19058 | 0.19058 | 0.19058 | 0.19058 | 0.19058 | 0.19058 | 0.19058 | 0.19058 | 0.19058 | 0.19058 | 0.19058 | 0.19058 | 0.19058 | 0.19058 | 0.19058
F1_Commercial_Health (WA)_New_Food Preparation_Natural Gas_Food Prep Other_E3 | F1 | Commercial | Health (WA) | New | Food Preparation | Natural Gas | Food Prep Other | E3 | CCE | 0 | 0 | 0 | 0 | 0 | 0 | 0 | 0 | 0 | 0 | 0 | 0 | 0 | 0 | 0 | 0 | 0 | 0 | 0 | 0 | 0 | 0 | 0 | 0 | 0 | 0 | 0
F1_Commercial_Health (WA)_New_Food Preparation_Natural Gas_Food Prep Other_E4 | F1 | Commercial | Health (WA) | New | Food Preparation | Natural Gas | Food Prep Other | E4 | CCE | 0 | 0 | 0 | 0 | 0 | 0 | 0 | 0 | 0 | 0 | 0 | 0 | 0 | 0 | 0 | 0 | 0 | 0 | 0 | 0 | 0 | 0 | 0 | 0 | 0 | 0 | 0
F1_Commercial_Health (WA)_New_Food Preparation_Natural Gas_Food Prep Other_E5 | F1 | Commercial | Health (WA) | New | Food Preparation | Natural Gas | Food Prep Other | E5 | CCE | 0 | 0 | 0 | 0 | 0 | 0 | 0 | 0 | 0 | 0 | 0 | 0 | 0 | 0 | 0 | 0 | 0 | 0 | 0 | 0 | 0 | 0 | 0 | 0 | 0 | 0 | 0
F1_Commercial_Health (WA)_New_Food Preparation_Natural Gas_Food Prep Other_E6 | F1 | Commercial | Health (WA) | New | Food Preparation | Natural Gas | Food Prep Other | E6 | CCE | 0 | 0 | 0 | 0 | 0 | 0 | 0 | 0 | 0 | 0 | 0 | 0 | 0 | 0 | 0 | 0 | 0 | 0 | 0 | 0 | 0 | 0 | 0 | 0 | 0 | 0 | 0
F1_Commercial_Health (WA)_New_Food Preparation_Natural Gas_Food Prep Other_E7 | F1 | Commercial | Health (WA) | New | Food Preparation | Natural Gas | Food Prep Other | E7 | CCE | 0 | 0 | 0 | 0 | 0 | 0 | 0 | 0 | 0 | 0 | 0 | 0 | 0 | 0 | 0 | 0 | 0 | 0 | 0 | 0 | 0 | 0 | 0 | 0 | 0 | 0 | 0
F1_Commercial_Health (WA)_New_Food Preparation_Natural Gas_Food Prep Other_E8 | F1 | Commercial | Health (WA) | New | Food Preparation | Natural Gas | Food Prep Other | E8 | CCE | 0 | 0 | 0 | 0 | 0 | 0 | 0 | 0 | 0 | 0 | 0 | 0 | 0 | 0 | 0 | 0 | 0 | 0 | 0 | 0 | 0 | 0 | 0 | 0 | 0 | 0 | 0
F1_Commercial_Health (WA)_New_Food Preparation_Natural Gas_Food Prep Other_E9 | F1 | Commercial | Health (WA) | New | Food Preparation | Natural Gas | Food Prep Other | E9 | CCE | 0 | 0 | 0 | 0 | 0 | 0 | 0 | 0 | 0 | 0 | 0 | 0 | 0 | 0 | 0 | 0 | 0 | 0 | 0 | 0 | 0 | 0 | 0 | 0 | 0 | 0 | 0
F1_Commercial_Health (WA)_New_Food Preparation_Natural Gas_Food Prep Other_E10 | F1 | Commercial | Health (WA) | New | Food Preparation | Natural Gas | Food Prep Other | E10 | CCE | 0 | 0 | 0 | 0 | 0 | 0 | 0 | 0 | 0 | 0 | 0 | 0 | 0 | 0 | 0 | 0 | 0 | 0 | 0 | 0 | 0 | 0 | 0 | 0 | 0 | 0 | 0
F2_Commercial_Health (WA)_New_Food Preparation_Natural Gas_Food Prep Other_E1 | F2 | Commercial | Health (WA) | New | Food Preparation | Natural Gas | Food Prep Other | E1 | TRC BC Ratio | [24 empty] | 1 | 1 | 1 | bar: 2019 to 2042
F2_Commercial_Health (WA)_New_Food Preparation_Natural Gas_Food Prep Other_E2 | F2 | Commercial | Health (WA) | New | Food Preparation | Natural Gas | Food Prep Other | E2 | TRC BC Ratio | 0.018197 | 0.018618 | 0.019146 | 0.019769 | 0.020494 | 0.021409 | 0.022361 | 0.02331 | 0.024226 | 0.025155 | 0.025879 | 0.026553 | 0.02728 | 0.027988 | 0.028612 | 0.02919 | 0.0297 | 0.030201 | 0.03074 | 0.031263 | 0.0318 | 0.032361 | 0.032927 | 0.033512 | 0.034107 | 0.034713 | 0.03533
F2_Commercial_Health (WA)_New_Food Preparation_Natural Gas_Food Prep Other_E3 | F2 | Commercial | Health (WA) | New | Food Preparation | Natural Gas | Food Prep Other | E3 | TRC BC Ratio | 0 | 0 | 0 | 0 | 0 | 0 | 0 | 0 | 0 | 0 | 0 | 0 | 0 | 0 | 0 | 0 | 0 | 0 | 0 | 0 | 0 | 0 | 0 | 0 | 0 | 0 | 0
F2_Commercial_Health (WA)_New_Food Preparation_Natural Gas_Food Prep Other_E4 | F2 | Commercial | Health (WA) | New | Food Preparation | Natural Gas | Food Prep Other | E4 | TRC BC Ratio | 0 | 0 | 0 | 0 | 0 | 0 | 0 | 0 | 0 | 0 | 0 | 0 | 0 | 0 | 0 | 0 | 0 | 0 | 0 | 0 | 0 | 0 | 0 | 0 | 0 | 0 | 0
F2_Commercial_Health (WA)_New_Food Preparation_Natural Gas_Food Prep Other_E5 | F2 | Commercial | Health (WA) | New | Food Preparation | Natural Gas | Food Prep Other | E5 | TRC BC Ratio | 0 | 0 | 0 | 0 | 0 | 0 | 0 | 0 | 0 | 0 | 0 | 0 | 0 | 0 | 0 | 0 | 0 | 0 | 0 | 0 | 0 | 0 | 0 | 0 | 0 | 0 | 0
F2_Commercial_Health (WA)_New_Food Preparation_Natural Gas_Food Prep Other_E6 | F2 | Commercial | Health (WA) | New | Food Preparation | Natural Gas | Food Prep Other | E6 | TRC BC Ratio | 0 | 0 | 0 | 0 | 0 | 0 | 0 | 0 | 0 | 0 | 0 | 0 | 0 | 0 | 0 | 0 | 0 | 0 | 0 | 0 | 0 | 0 | 0 | 0 | 0 | 0 | 0
F2_Commercial_Health (WA)_New_Food Preparation_Natural Gas_Food Prep Other_E7 | F2 | Commercial | Health (WA) | New | Food Preparation | Natural Gas | Food Prep Other | E7 | TRC BC Ratio | 0 | 0 | 0 | 0 | 0 | 0 | 0 | 0 | 0 | 0 | 0 | 0 | 0 | 0 | 0 | 0 | 0 | 0 | 0 | 0 | 0 | 0 | 0 | 0 | 0 | 0 | 0
F2_Commercial_Health (WA)_New_Food Preparation_Natural Gas_Food Prep Other_E8 | F2 | Commercial | Health (WA) | New | Food Preparation | Natural Gas | Food Prep Other | E8 | TRC BC Ratio | 0 | 0 | 0 | 0 | 0 | 0 | 0 | 0 | 0 | 0 | 0 | 0 | 0 | 0 | 0 | 0 | 0 | 0 | 0 | 0 | 0 | 0 | 0 | 0 | 0 | 0 | 0
F2_Commercial_Health (WA)_New_Food Preparation_Natural Gas_Food Prep Other_E9 | F2 | Commercial | Health (WA) | New | Food Preparation | Natural Gas | Food Prep Other | E9 | TRC BC Ratio | 0 | 0 | 0 | 0 | 0 | 0 | 0 | 0 | 0 | 0 | 0 | 0 | 0 | 0 | 0 | 0 | 0 | 0 | 0 | 0 | 0 | 0 | 0 | 0 | 0 | 0 | 0
F2_Commercial_Health (WA)_New_Food Preparation_Natural Gas_Food Prep Other_E10 | F2 | Commercial | Health (WA) | New | Food Preparation | Natural Gas | Food Prep Other | E10 | TRC BC Ratio | 0 | 0 | 0 | 0 | 0 | 0 | 0 | 0 | 0 | 0 | 0 | 0 | 0 | 0 | 0 | 0 | 0 | 0 | 0 | 0 | 0 | 0 | 0 | 0 | 0 | 0 | 0
F3_Commercial_Health (WA)_New_Food Preparation_Natural Gas_Food Prep Other_E1 | F3 | Commercial | Health (WA) | New | Food Preparation | Natural Gas | Food Prep Other | E1 | PACT BC Ratio | [24 empty] | 1 | 1 | 1 | bar: 2019 to 2042
F3_Commercial_Health (WA)_New_Food Preparation_Natural Gas_Food Prep Other_E2 | F3 | Commercial | Health (WA) | New | Food Preparation | Natural Gas | Food Prep Other | E2 | PACT BC Ratio | 0.036674 | 0.037521 | 0.038586 | 0.039842 | 0.041303 | 0.043146 | 0.045065 | 0.046979 | 0.048825 | 0.050696 | 0.052156 | 0.053514 | 0.054979 | 0.056406 | 0.057664 | 0.058829 | 0.059856 | 0.060866 | 0.061953 | 0.063006 | 0.064089 | 0.065219 | 0.06636 | 0.067539 | 0.068739 | 0.06996 | 0.071203
F3_Commercial_Health (WA)_New_Food Preparation_Natural Gas_Food Prep Other_E3 | F3 | Commercial | Health (WA) | New | Food Preparation | Natural Gas | Food Prep Other | E3 | PACT BC Ratio | 0 | 0 | 0 | 0 | 0 | 0 | 0 | 0 | 0 | 0 | 0 | 0 | 0 | 0 | 0 | 0 | 0 | 0 | 0 | 0 | 0 | 0 | 0 | 0 | 0 | 0 | 0
F3_Commercial_Health (WA)_New_Food Preparation_Natural Gas_Food Prep Other_E4 | F3 | Commercial | Health (WA) | New | Food Preparation | Natural Gas | Food Prep Other | E4 | PACT BC Ratio | 0 | 0 | 0 | 0 | 0 | 0 | 0 | 0 | 0 | 0 | 0 | 0 | 0 | 0 | 0 | 0 | 0 | 0 | 0 | 0 | 0 | 0 | 0 | 0 | 0 | 0 | 0
F3_Commercial_Health (WA)_New_Food Preparation_Natural Gas_Food Prep Other_E5 | F3 | Commercial | Health (WA) | New | Food Preparation | Natural Gas | Food Prep Other | E5 | PACT BC Ratio | 0 | 0 | 0 | 0 | 0 | 0 | 0 | 0 | 0 | 0 | 0 | 0 | 0 | 0 | 0 | 0 | 0 | 0 | 0 | 0 | 0 | 0 | 0 | 0 | 0 | 0 | 0
F3_Commercial_Health (WA)_New_Food Preparation_Natural Gas_Food Prep Other_E6 | F3 | Commercial | Health (WA) | New | Food Preparation | Natural Gas | Food Prep Other | E6 | PACT BC Ratio | 0 | 0 | 0 | 0 | 0 | 0 | 0 | 0 | 0 | 0 | 0 | 0 | 0 | 0 | 0 | 0 | 0 | 0 | 0 | 0 | 0 | 0 | 0 | 0 | 0 | 0 | 0
F3_Commercial_Health (WA)_New_Food Preparation_Natural Gas_Food Prep Other_E7 | F3 | Commercial | Health (WA) | New | Food Preparation | Natural Gas | Food Prep Other | E7 | PACT BC Ratio | 0 | 0 | 0 | 0 | 0 | 0 | 0 | 0 | 0 | 0 | 0 | 0 | 0 | 0 | 0 | 0 | 0 | 0 | 0 | 0 | 0 | 0 | 0 | 0 | 0 | 0 | 0
F3_Commercial_Health (WA)_New_Food Preparation_Natural Gas_Food Prep Other_E8 | F3 | Commercial | Health (WA) | New | Food Preparation | Natural Gas | Food Prep Other | E8 | PACT BC Ratio | 0 | 0 | 0 | 0 | 0 | 0 | 0 | 0 | 0 | 0 | 0 | 0 | 0 | 0 | 0 | 0 | 0 | 0 | 0 | 0 | 0 | 0 | 0 | 0 | 0 | 0 | 0
F3_Commercial_Health (WA)_New_Food Preparation_Natural Gas_Food Prep Other_E9 | F3 | Commercial | Health (WA) | New | Food Preparation | Natural Gas | Food Prep Other | E9 | PACT BC Ratio | 0 | 0 | 0 | 0 | 0 | 0 | 0 | 0 | 0 | 0 | 0 | 0 | 0 | 0 | 0 | 0 | 0 | 0 | 0 | 0 | 0 | 0 | 0 | 0 | 0 | 0 | 0
F3_Commercial_Health (WA)_New_Food Preparation_Natural Gas_Food Prep Other_E10 | F3 | Commercial | Health (WA) | New | Food Preparation | Natural Gas | Food Prep Other | E10 | PACT BC Ratio | 0 | 0 | 0 | 0 | 0 | 0 | 0 | 0 | 0 | 0 | 0 | 0 | 0 | 0 | 0 | 0 | 0 | 0 | 0 | 0 | 0 | 0 | 0 | 0 | 0 | 0 | 0
F4_Commercial_Health (WA)_New_Food Preparation_Natural Gas_Food Prep Other_E1 | F4 | Commercial | Health (WA) | New | Food Preparation | Natural Gas | Food Prep Other | E1 | RVT BC Ratio | [24 empty] | 1 | 1 | 1 | bar: 2019 to 2042
F4_Commercial_Health (WA)_New_Food Preparation_Natural Gas_Food Prep Other_E2 | F4 | Commercial | Health (WA) | New | Food Preparation | Natural Gas | Food Prep Other | E2 | RVT BC Ratio | 0.4214 | 0.42184 | 0.42236 | 0.423 | 0.42376 | 0.42477 | 0.4258 | 0.4268 | 0.42772 | 0.42861 | 0.42951 | 0.43033 | 0.43117 | 0.43195 | 0.43261 | 0.43319 | 0.43367 | 0.43412 | 0.43461 | 0.43505 | 0.43549 | 0.4362 | 0.43691 | 0.43765 | 0.4384 | 0.43916 | 0.43994
F4_Commercial_Health (WA)_New_Food Preparation_Natural Gas_Food Prep Other_E3 | F4 | Commercial | Health (WA) | New | Food Preparation | Natural Gas | Food Prep Other | E3 | RVT BC Ratio | 0 | 0 | 0 | 0 | 0 | 0 | 0 | 0 | 0 | 0 | 0 | 0 | 0 | 0 | 0 | 0 | 0 | 0 | 0 | 0 | 0 | 0 | 0 | 0 | 0 | 0 | 0
F4_Commercial_Health (WA)_New_Food Preparation_Natural Gas_Food Prep Other_E4 | F4 | Commercial | Health (WA) | New | Food Preparation | Natural Gas | Food Prep Other | E4 | RVT BC Ratio | 0 | 0 | 0 | 0 | 0 | 0 | 0 | 0 | 0 | 0 | 0 | 0 | 0 | 0 | 0 | 0 | 0 | 0 | 0 | 0 | 0 | 0 | 0 | 0 | 0 | 0 | 0
F4_Commercial_Health (WA)_New_Food Preparation_Natural Gas_Food Prep Other_E5 | F4 | Commercial | Health (WA) | New | Food Preparation | Natural Gas | Food Prep Other | E5 | RVT BC Ratio | 0 | 0 | 0 | 0 | 0 | 0 | 0 | 0 | 0 | 0 | 0 | 0 | 0 | 0 | 0 | 0 | 0 | 0 | 0 | 0 | 0 | 0 | 0 | 0 | 0 | 0 | 0
F4_Commercial_Health (WA)_New_Food Preparation_Natural Gas_Food Prep Other_E6 | F4 | Commercial | Health (WA) | New | Food Preparation | Natural Gas | Food Prep Other | E6 | RVT BC Ratio | 0 | 0 | 0 | 0 | 0 | 0 | 0 | 0 | 0 | 0 | 0 | 0 | 0 | 0 | 0 | 0 | 0 | 0 | 0 | 0 | 0 | 0 | 0 | 0 | 0 | 0 | 0
F4_Commercial_Health (WA)_New_Food Preparation_Natural Gas_Food Prep Other_E7 | F4 | Commercial | Health (WA) | New | Food Preparation | Natural Gas | Food Prep Other | E7 | RVT BC Ratio | 0 | 0 | 0 | 0 | 0 | 0 | 0 | 0 | 0 | 0 | 0 | 0 | 0 | 0 | 0 | 0 | 0 | 0 | 0 | 0 | 0 | 0 | 0 | 0 | 0 | 0 | 0
F4_Commercial_Health (WA)_New_Food Preparation_Natural Gas_Food Prep Other_E8 | F4 | Commercial | Health (WA) | New | Food Preparation | Natural Gas | Food Prep Other | E8 | RVT BC Ratio | 0 | 0 | 0 | 0 | 0 | 0 | 0 | 0 | 0 | 0 | 0 | 0 | 0 | 0 | 0 | 0 | 0 | 0 | 0 | 0 | 0 | 0 | 0 | 0 | 0 | 0 | 0
F4_Commercial_Health (WA)_New_Food Preparation_Natural Gas_Food Prep Other_E9 | F4 | Commercial | Health (WA) | New | Food Preparation | Natural Gas | Food Prep Other | E9 | RVT BC Ratio | 0 | 0 | 0 | 0 | 0 | 0 | 0 | 0 | 0 | 0 | 0 | 0 | 0 | 0 | 0 | 0 | 0 | 0 | 0 | 0 | 0 | 0 | 0 | 0 | 0 | 0 | 0
F4_Commercial_Health (WA)_New_Food Preparation_Natural Gas_Food Prep Other_E10 | F4 | Commercial | Health (WA) | New | Food Preparation | Natural Gas | Food Prep Other | E10 | RVT BC Ratio | 0 | 0 | 0 | 0 | 0 | 0 | 0 | 0 | 0 | 0 | 0 | 0 | 0 | 0 | 0 | 0 | 0 | 0 | 0 | 0 | 0 | 0 | 0 | 0 | 0 | 0 | 0
F5_Commercial_Health (WA)_New_Food Preparation_Natural Gas_Food Prep Other_E1 | F5 | Commercial | Health (WA) | New | Food Preparation | Natural Gas | Food Prep Other | E1 | RIM BC Ratio | [24 empty] | 1 | 1 | 1 | bar: 2019 to 2042
F5_Commercial_Health (WA)_New_Food Preparation_Natural Gas_Food Prep Other_E2 | F5 | Commercial | Health (WA) | New | Food Preparation | Natural Gas | Food Prep Other | E2 | RIM BC Ratio | 0.035141 | 0.035928 | 0.036916 | 0.038079 | 0.039427 | 0.041119 | 0.042878 | 0.044627 | 0.046312 | 0.04802 | 0.049332 | 0.050551 | 0.051865 | 0.053145 | 0.054274 | 0.05532 | 0.056244 | 0.057152 | 0.058128 | 0.059074 | 0.060048 | 0.061039 | 0.062037 | 0.063066 | 0.064111 | 0.065172 | 0.06625
F5_Commercial_Health (WA)_New_Food Preparation_Natural Gas_Food Prep Other_E3 | F5 | Commercial | Health (WA) | New | Food Preparation | Natural Gas | Food Prep Other | E3 | RIM BC Ratio | 0 | 0 | 0 | 0 | 0 | 0 | 0 | 0 | 0 | 0 | 0 | 0 | 0 | 0 | 0 | 0 | 0 | 0 | 0 | 0 | 0 | 0 | 0 | 0 | 0 | 0 | 0
F5_Commercial_Health (WA)_New_Food Preparation_Natural Gas_Food Prep Other_E4 | F5 | Commercial | Health (WA) | New | Food Preparation | Natural Gas | Food Prep Other | E4 | RIM BC Ratio | 0 | 0 | 0 | 0 | 0 | 0 | 0 | 0 | 0 | 0 | 0 | 0 | 0 | 0 | 0 | 0 | 0 | 0 | 0 | 0 | 0 | 0 | 0 | 0 | 0 | 0 | 0
F5_Commercial_Health (WA)_New_Food Preparation_Natural Gas_Food Prep Other_E5 | F5 | Commercial | Health (WA) | New | Food Preparation | Natural Gas | Food Prep Other | E5 | RIM BC Ratio | 0 | 0 | 0 | 0 | 0 | 0 | 0 | 0 | 0 | 0 | 0 | 0 | 0 | 0 | 0 | 0 | 0 | 0 | 0 | 0 | 0 | 0 | 0 | 0 | 0 | 0 | 0
F5_Commercial_Health (WA)_New_Food Preparation_Natural Gas_Food Prep Other_E6 | F5 | Commercial | Health (WA) | New | Food Preparation | Natural Gas | Food Prep Other | E6 | RIM BC Ratio | 0 | 0 | 0 | 0 | 0 | 0 | 0 | 0 | 0 | 0 | 0 | 0 | 0 | 0 | 0 | 0 | 0 | 0 | 0 | 0 | 0 | 0 | 0 | 0 | 0 | 0 | 0
F5_Commercial_Health (WA)_New_Food Preparation_Natural Gas_Food Prep Other_E7 | F5 | Commercial | Health (WA) | New | Food Preparation | Natural Gas | Food Prep Other | E7 | RIM BC Ratio | 0 | 0 | 0 | 0 | 0 | 0 | 0 | 0 | 0 | 0 | 0 | 0 | 0 | 0 | 0 | 0 | 0 | 0 | 0 | 0 | 0 | 0 | 0 | 0 | 0 | 0 | 0
F5_Commercial_Health (WA)_New_Food Preparation_Natural Gas_Food Prep Other_E8 | F5 | Commercial | Health (WA) | New | Food Preparation | Natural Gas | Food Prep Other | E8 | RIM BC Ratio | 0 | 0 | 0 | 0 | 0 | 0 | 0 | 0 | 0 | 0 | 0 | 0 | 0 | 0 | 0 | 0 | 0 | 0 | 0 | 0 | 0 | 0 | 0 | 0 | 0 | 0 | 0
F5_Commercial_Health (WA)_New_Food Preparation_Natural Gas_Food Prep Other_E9 | F5 | Commercial | Health (WA) | New | Food Preparation | Natural Gas | Food Prep Other | E9 | RIM BC Ratio | 0 | 0 | 0 | 0 | 0 | 0 | 0 | 0 | 0 | 0 | 0 | 0 | 0 | 0 | 0 | 0 | 0 | 0 | 0 | 0 | 0 | 0 | 0 | 0 | 0 | 0 | 0
F5_Commercial_Health (WA)_New_Food Preparation_Natural Gas_Food Prep Other_E10 | F5 | Commercial | Health (WA) | New | Food Preparation | Natural Gas | Food Prep Other | E10 | RIM BC Ratio | 0 | 0 | 0 | 0 | 0 | 0 | 0 | 0 | 0 | 0 | 0 | 0 | 0 | 0 | 0 | 0 | 0 | 0 | 0 | 0 | 0 | 0 | 0 | 0 | 0 | 0 | 0
F0_Commercial_Health (WA)_New_Miscellaneous_Natural Gas_Pool Heater_E0 | F0 | Commercial | Health (WA) | New | Miscellaneous | Natural Gas | Pool Heater | E0 | Economic Unit | Standard (EF .82) | Standard (EF .82) | Standard (EF .82) | Standard (EF .82) | Standard (EF .82) | Standard (EF .82) | Standard (EF .82) | Standard (EF .82) | Standard (EF .82) | Standard (EF .82) | Standard (EF .82) | Standard (EF .82) | Standard (EF .82) | Standard (EF .82) | Standard (EF .82) | Standard (EF .82) | Standard (EF .82) | Standard (EF .82) | Standard (EF .82) | Standard (EF .82) | Standard (EF .82) | Standard (EF .82) | Standard (EF .82) | Standard (EF .82) | Standard (EF .82) | Standard (EF .82) | Standard (EF .82)
F1_Commercial_Health (WA)_New_Miscellaneous_Natural Gas_Pool Heater_E1 | F1 | Commercial | Health (WA) | New | Miscellaneous | Natural Gas | Pool Heater | E1 | CCE | 0 | 0 | 0 | 0 | 0 | 0 | 0 | 0 | 0 | 0 | 0 | 0 | 0 | 0 | 0 | 0 | 0 | 0 | 0 | 0 | 0 | 0 | 0 | 0 | 0 | 0 | 0
F1_Commercial_Health (WA)_New_Miscellaneous_Natural Gas_Pool Heater_E2 | F1 | Commercial | Health (WA) | New | Miscellaneous | Natural Gas | Pool Heater | E2 | CCE | 0.013474 | 0.013474 | 0.013474 | 0.013474 | 0.013474 | 0.013474 | 0.013474 | 0.013474 | 0.013474 | 0.013474 | 0.013474 | 0.013474 | 0.013474 | 0.013474 | 0.013474 | 0.013474 | 0.013474 | 0.013474 | 0.013474 | 0.013474 | 0.013474 | 0.013474 | 0.013474 | 0.013474 | 0.013474 | 0.013474 | 0.013474
F1_Commercial_Health (WA)_New_Miscellaneous_Natural Gas_Pool Heater_E3 | F1 | Commercial | Health (WA) | New | Miscellaneous | Natural Gas | Pool Heater | E3 | CCE | 0 | 0 | 0 | 0 | 0 | 0 | 0 | 0 | 0 | 0 | 0 | 0 | 0 | 0 | 0 | 0 | 0 | 0 | 0 | 0 | 0 | 0 | 0 | 0 | 0 | 0 | 0
F1_Commercial_Health (WA)_New_Miscellaneous_Natural Gas_Pool Heater_E4 | F1 | Commercial | Health (WA) | New | Miscellaneous | Natural Gas | Pool Heater | E4 | CCE | 0 | 0 | 0 | 0 | 0 | 0 | 0 | 0 | 0 | 0 | 0 | 0 | 0 | 0 | 0 | 0 | 0 | 0 | 0 | 0 | 0 | 0 | 0 | 0 | 0 | 0 | 0
F1_Commercial_Health (WA)_New_Miscellaneous_Natural Gas_Pool Heater_E5 | F1 | Commercial | Health (WA) | New | Miscellaneous | Natural Gas | Pool Heater | E5 | CCE | 0 | 0 | 0 | 0 | 0 | 0 | 0 | 0 | 0 | 0 | 0 | 0 | 0 | 0 | 0 | 0 | 0 | 0 | 0 | 0 | 0 | 0 | 0 | 0 | 0 | 0 | 0
F1_Commercial_Health (WA)_New_Miscellaneous_Natural Gas_Pool Heater_E6 | F1 | Commercial | Health (WA) | New | Miscellaneous | Natural Gas | Pool Heater | E6 | CCE | 0 | 0 | 0 | 0 | 0 | 0 | 0 | 0 | 0 | 0 | 0 | 0 | 0 | 0 | 0 | 0 | 0 | 0 | 0 | 0 | 0 | 0 | 0 | 0 | 0 | 0 | 0
F1_Commercial_Health (WA)_New_Miscellaneous_Natural Gas_Pool Heater_E7 | F1 | Commercial | Health (WA) | New | Miscellaneous | Natural Gas | Pool Heater | E7 | CCE | 0 | 0 | 0 | 0 | 0 | 0 | 0 | 0 | 0 | 0 | 0 | 0 | 0 | 0 | 0 | 0 | 0 | 0 | 0 | 0 | 0 | 0 | 0 | 0 | 0 | 0 | 0
F1_Commercial_Health (WA)_New_Miscellaneous_Natural Gas_Pool Heater_E8 | F1 | Commercial | Health (WA) | New | Miscellaneous | Natural Gas | Pool Heater | E8 | CCE | 0 | 0 | 0 | 0 | 0 | 0 | 0 | 0 | 0 | 0 | 0 | 0 | 0 | 0 | 0 | 0 | 0 | 0 | 0 | 0 | 0 | 0 | 0 | 0 | 0 | 0 | 0
F1_Commercial_Health (WA)_New_Miscellaneous_Natural Gas_Pool Heater_E9 | F1 | Commercial | Health (WA) | New | Miscellaneous | Natural Gas | Pool Heater | E9 | CCE | 0 | 0 | 0 | 0 | 0 | 0 | 0 | 0 | 0 | 0 | 0 | 0 | 0 | 0 | 0 | 0 | 0 | 0 | 0 | 0 | 0 | 0 | 0 | 0 | 0 | 0 | 0
F1_Commercial_Health (WA)_New_Miscellaneous_Natural Gas_Pool Heater_E10 | F1 | Commercial | Health (WA) | New | Miscellaneous | Natural Gas | Pool Heater | E10 | CCE | 0 | 0 | 0 | 0 | 0 | 0 | 0 | 0 | 0 | 0 | 0 | 0 | 0 | 0 | 0 | 0 | 0 | 0 | 0 | 0 | 0 | 0 | 0 | 0 | 0 | 0 | 0
F2_Commercial_Health (WA)_New_Miscellaneous_Natural Gas_Pool Heater_E1 | F2 | Commercial | Health (WA) | New | Miscellaneous | Natural Gas | Pool Heater | E1 | TRC BC Ratio | [24 empty] | 1 | 1 | 1 | bar: 2019 to 2042
F2_Commercial_Health (WA)_New_Miscellaneous_Natural Gas_Pool Heater_E2 | F2 | Commercial | Health (WA) | New | Miscellaneous | Natural Gas | Pool Heater | E2 | TRC BC Ratio | 0.24558 | 0.24744 | 0.25144 | 0.25792 | 0.26685 | 0.27983 | 0.29405 | 0.30832 | 0.32213 | 0.3369 | 0.34804 | 0.3585 | 0.37033 | 0.38173 | 0.39129 | 0.39986 | 0.40688 | 0.4136 | 0.42102 | 0.42801 | 0.43524 | 0.44289 | 0.45057 | 0.45857 | 0.46672 | 0.47501 | 0.48345
F2_Commercial_Health (WA)_New_Miscellaneous_Natural Gas_Pool Heater_E3 | F2 | Commercial | Health (WA) | New | Miscellaneous | Natural Gas | Pool Heater | E3 | TRC BC Ratio | 0 | 0 | 0 | 0 | 0 | 0 | 0 | 0 | 0 | 0 | 0 | 0 | 0 | 0 | 0 | 0 | 0 | 0 | 0 | 0 | 0 | 0 | 0 | 0 | 0 | 0 | 0
F2_Commercial_Health (WA)_New_Miscellaneous_Natural Gas_Pool Heater_E4 | F2 | Commercial | Health (WA) | New | Miscellaneous | Natural Gas | Pool Heater | E4 | TRC BC Ratio | 0 | 0 | 0 | 0 | 0 | 0 | 0 | 0 | 0 | 0 | 0 | 0 | 0 | 0 | 0 | 0 | 0 | 0 | 0 | 0 | 0 | 0 | 0 | 0 | 0 | 0 | 0
F2_Commercial_Health (WA)_New_Miscellaneous_Natural Gas_Pool Heater_E5 | F2 | Commercial | Health (WA) | New | Miscellaneous | Natural Gas | Pool Heater | E5 | TRC BC Ratio | 0 | 0 | 0 | 0 | 0 | 0 | 0 | 0 | 0 | 0 | 0 | 0 | 0 | 0 | 0 | 0 | 0 | 0 | 0 | 0 | 0 | 0 | 0 | 0 | 0 | 0 | 0
F2_Commercial_Health (WA)_New_Miscellaneous_Natural Gas_Pool Heater_E6 | F2 | Commercial | Health (WA) | New | Miscellaneous | Natural Gas | Pool Heater | E6 | TRC BC Ratio | 0 | 0 | 0 | 0 | 0 | 0 | 0 | 0 | 0 | 0 | 0 | 0 | 0 | 0 | 0 | 0 | 0 | 0 | 0 | 0 | 0 | 0 | 0 | 0 | 0 | 0 | 0
F2_Commercial_Health (WA)_New_Miscellaneous_Natural Gas_Pool Heater_E7 | F2 | Commercial | Health (WA) | New | Miscellaneous | Natural Gas | Pool Heater | E7 | TRC BC Ratio | 0 | 0 | 0 | 0 | 0 | 0 | 0 | 0 | 0 | 0 | 0 | 0 | 0 | 0 | 0 | 0 | 0 | 0 | 0 | 0 | 0 | 0 | 0 | 0 | 0 | 0 | 0
F2_Commercial_Health (WA)_New_Miscellaneous_Natural Gas_Pool Heater_E8 | F2 | Commercial | Health (WA) | New | Miscellaneous | Natural Gas | Pool Heater | E8 | TRC BC Ratio | 0 | 0 | 0 | 0 | 0 | 0 | 0 | 0 | 0 | 0 | 0 | 0 | 0 | 0 | 0 | 0 | 0 | 0 | 0 | 0 | 0 | 0 | 0 | 0 | 0 | 0 | 0
F2_Commercial_Health (WA)_New_Miscellaneous_Natural Gas_Pool Heater_E9 | F2 | Commercial | Health (WA) | New | Miscellaneous | Natural Gas | Pool Heater | E9 | TRC BC Ratio | 0 | 0 | 0 | 0 | 0 | 0 | 0 | 0 | 0 | 0 | 0 | 0 | 0 | 0 | 0 | 0 | 0 | 0 | 0 | 0 | 0 | 0 | 0 | 0 | 0 | 0 | 0
F2_Commercial_Health (WA)_New_Miscellaneous_Natural Gas_Pool Heater_E10 | F2 | Commercial | Health (WA) | New | Miscellaneous | Natural Gas | Pool Heater | E10 | TRC BC Ratio | 0 | 0 | 0 | 0 | 0 | 0 | 0 | 0 | 0 | 0 | 0 | 0 | 0 | 0 | 0 | 0 | 0 | 0 | 0 | 0 | 0 | 0 | 0 | 0 | 0 | 0 | 0
F3_Commercial_Health (WA)_New_Miscellaneous_Natural Gas_Pool Heater_E1 | F3 | Commercial | Health (WA) | New | Miscellaneous | Natural Gas | Pool Heater | E1 | PACT BC Ratio | [24 empty] | 1 | 1 | 1 | bar: 2019 to 2042
F3_Commercial_Health (WA)_New_Miscellaneous_Natural Gas_Pool Heater_E2 | F3 | Commercial | Health (WA) | New | Miscellaneous | Natural Gas | Pool Heater | E2 | PACT BC Ratio | 0.60931 | 0.61394 | 0.62387 | 0.63995 | 0.66211 | 0.69429 | 0.72958 | 0.76498 | 0.79925 | 0.8359 | 0.86355 | 0.8895 | 0.91884 | 0.94714 | 0.97086 | 0.99213 | 1.0095 | 1.0262 | 1.0446 | 1.062 | 1.0799 | 1.0989 | 1.1179 | 1.1378 | 1.158 | 1.1786 | 1.1995
F3_Commercial_Health (WA)_New_Miscellaneous_Natural Gas_Pool Heater_E3 | F3 | Commercial | Health (WA) | New | Miscellaneous | Natural Gas | Pool Heater | E3 | PACT BC Ratio | 0 | 0 | 0 | 0 | 0 | 0 | 0 | 0 | 0 | 0 | 0 | 0 | 0 | 0 | 0 | 0 | 0 | 0 | 0 | 0 | 0 | 0 | 0 | 0 | 0 | 0 | 0
F3_Commercial_Health (WA)_New_Miscellaneous_Natural Gas_Pool Heater_E4 | F3 | Commercial | Health (WA) | New | Miscellaneous | Natural Gas | Pool Heater | E4 | PACT BC Ratio | 0 | 0 | 0 | 0 | 0 | 0 | 0 | 0 | 0 | 0 | 0 | 0 | 0 | 0 | 0 | 0 | 0 | 0 | 0 | 0 | 0 | 0 | 0 | 0 | 0 | 0 | 0
F3_Commercial_Health (WA)_New_Miscellaneous_Natural Gas_Pool Heater_E5 | F3 | Commercial | Health (WA) | New | Miscellaneous | Natural Gas | Pool Heater | E5 | PACT BC Ratio | 0 | 0 | 0 | 0 | 0 | 0 | 0 | 0 | 0 | 0 | 0 | 0 | 0 | 0 | 0 | 0 | 0 | 0 | 0 | 0 | 0 | 0 | 0 | 0 | 0 | 0 | 0
F3_Commercial_Health (WA)_New_Miscellaneous_Natural Gas_Pool Heater_E6 | F3 | Commercial | Health (WA) | New | Miscellaneous | Natural Gas | Pool Heater | E6 | PACT BC Ratio | 0 | 0 | 0 | 0 | 0 | 0 | 0 | 0 | 0 | 0 | 0 | 0 | 0 | 0 | 0 | 0 | 0 | 0 | 0 | 0 | 0 | 0 | 0 | 0 | 0 | 0 | 0
F3_Commercial_Health (WA)_New_Miscellaneous_Natural Gas_Pool Heater_E7 | F3 | Commercial | Health (WA) | New | Miscellaneous | Natural Gas | Pool Heater | E7 | PACT BC Ratio | 0 | 0 | 0 | 0 | 0 | 0 | 0 | 0 | 0 | 0 | 0 | 0 | 0 | 0 | 0 | 0 | 0 | 0 | 0 | 0 | 0 | 0 | 0 | 0 | 0 | 0 | 0
F3_Commercial_Health (WA)_New_Miscellaneous_Natural Gas_Pool Heater_E8 | F3 | Commercial | Health (WA) | New | Miscellaneous | Natural Gas | Pool Heater | E8 | PACT BC Ratio | 0 | 0 | 0 | 0 | 0 | 0 | 0 | 0 | 0 | 0 | 0 | 0 | 0 | 0 | 0 | 0 | 0 | 0 | 0 | 0 | 0 | 0 | 0 | 0 | 0 | 0 | 0
F3_Commercial_Health (WA)_New_Miscellaneous_Natural Gas_Pool Heater_E9 | F3 | Commercial | Health (WA) | New | Miscellaneous | Natural Gas | Pool Heater | E9 | PACT BC Ratio | 0 | 0 | 0 | 0 | 0 | 0 | 0 | 0 | 0 | 0 | 0 | 0 | 0 | 0 | 0 | 0 | 0 | 0 | 0 | 0 | 0 | 0 | 0 | 0 | 0 | 0 | 0
F3_Commercial_Health (WA)_New_Miscellaneous_Natural Gas_Pool Heater_E10 | F3 | Commercial | Health (WA) | New | Miscellaneous | Natural Gas | Pool Heater | E10 | PACT BC Ratio | 0 | 0 | 0 | 0 | 0 | 0 | 0 | 0 | 0 | 0 | 0 | 0 | 0 | 0 | 0 | 0 | 0 | 0 | 0 | 0 | 0 | 0 | 0 | 0 | 0 | 0 | 0
F4_Commercial_Health (WA)_New_Miscellaneous_Natural Gas_Pool Heater_E1 | F4 | Commercial | Health (WA) | New | Miscellaneous | Natural Gas | Pool Heater | E1 | RVT BC Ratio | [24 empty] | 1 | 1 | 1 | bar: 2019 to 2042
F4_Commercial_Health (WA)_New_Miscellaneous_Natural Gas_Pool Heater_E2 | F4 | Commercial | Health (WA) | New | Miscellaneous | Natural Gas | Pool Heater | E2 | RVT BC Ratio | 0.63728 | 0.63996 | 0.6448 | 0.65211 | 0.66171 | 0.67568 | 0.68979 | 0.70332 | 0.71552 | 0.72835 | 0.74306 | 0.75687 | 0.77248 | 0.78692 | 0.7982 | 0.80735 | 0.81352 | 0.81821 | 0.82349 | 0.82781 | 0.83205 | 0.84168 | 0.85136 | 0.86145 | 0.87171 | 0.88216 | 0.89279
F4_Commercial_Health (WA)_New_Miscellaneous_Natural Gas_Pool Heater_E3 | F4 | Commercial | Health (WA) | New | Miscellaneous | Natural Gas | Pool Heater | E3 | RVT BC Ratio | 0 | 0 | 0 | 0 | 0 | 0 | 0 | 0 | 0 | 0 | 0 | 0 | 0 | 0 | 0 | 0 | 0 | 0 | 0 | 0 | 0 | 0 | 0 | 0 | 0 | 0 | 0
F4_Commercial_Health (WA)_New_Miscellaneous_Natural Gas_Pool Heater_E4 | F4 | Commercial | Health (WA) | New | Miscellaneous | Natural Gas | Pool Heater | E4 | RVT BC Ratio | 0 | 0 | 0 | 0 | 0 | 0 | 0 | 0 | 0 | 0 | 0 | 0 | 0 | 0 | 0 | 0 | 0 | 0 | 0 | 0 | 0 | 0 | 0 | 0 | 0 | 0 | 0
F4_Commercial_Health (WA)_New_Miscellaneous_Natural Gas_Pool Heater_E5 | F4 | Commercial | Health (WA) | New | Miscellaneous | Natural Gas | Pool Heater | E5 | RVT BC Ratio | 0 | 0 | 0 | 0 | 0 | 0 | 0 | 0 | 0 | 0 | 0 | 0 | 0 | 0 | 0 | 0 | 0 | 0 | 0 | 0 | 0 | 0 | 0 | 0 | 0 | 0 | 0
F4_Commercial_Health (WA)_New_Miscellaneous_Natural Gas_Pool Heater_E6 | F4 | Commercial | Health (WA) | New | Miscellaneous | Natural Gas | Pool Heater | E6 | RVT BC Ratio | 0 | 0 | 0 | 0 | 0 | 0 | 0 | 0 | 0 | 0 | 0 | 0 | 0 | 0 | 0 | 0 | 0 | 0 | 0 | 0 | 0 | 0 | 0 | 0 | 0 | 0 | 0
F4_Commercial_Health (WA)_New_Miscellaneous_Natural Gas_Pool Heater_E7 | F4 | Commercial | Health (WA) | New | Miscellaneous | Natural Gas | Pool Heater | E7 | RVT BC Ratio | 0 | 0 | 0 | 0 | 0 | 0 | 0 | 0 | 0 | 0 | 0 | 0 | 0 | 0 | 0 | 0 | 0 | 0 | 0 | 0 | 0 | 0 | 0 | 0 | 0 | 0 | 0
F4_Commercial_Health (WA)_New_Miscellaneous_Natural Gas_Pool Heater_E8 | F4 | Commercial | Health (WA) | New | Miscellaneous | Natural Gas | Pool Heater | E8 | RVT BC Ratio | 0 | 0 | 0 | 0 | 0 | 0 | 0 | 0 | 0 | 0 | 0 | 0 | 0 | 0 | 0 | 0 | 0 | 0 | 0 | 0 | 0 | 0 | 0 | 0 | 0 | 0 | 0
F4_Commercial_Health (WA)_New_Miscellaneous_Natural Gas_Pool Heater_E9 | F4 | Commercial | Health (WA) | New | Miscellaneous | Natural Gas | Pool Heater | E9 | RVT BC Ratio | 0 | 0 | 0 | 0 | 0 | 0 | 0 | 0 | 0 | 0 | 0 | 0 | 0 | 0 | 0 | 0 | 0 | 0 | 0 | 0 | 0 | 0 | 0 | 0 | 0 | 0 | 0
F4_Commercial_Health (WA)_New_Miscellaneous_Natural Gas_Pool Heater_E10 | F4 | Commercial | Health (WA) | New | Miscellaneous | Natural Gas | Pool Heater | E10 | RVT BC Ratio | 0 | 0 | 0 | 0 | 0 | 0 | 0 | 0 | 0 | 0 | 0 | 0 | 0 | 0 | 0 | 0 | 0 | 0 | 0 | 0 | 0 | 0 | 0 | 0 | 0 | 0 | 0
F5_Commercial_Health (WA)_New_Miscellaneous_Natural Gas_Pool Heater_E1 | F5 | Commercial | Health (WA) | New | Miscellaneous | Natural Gas | Pool Heater | E1 | RIM BC Ratio | [24 empty] | 1 | 1 | 1 | bar: 2019 to 2042
F5_Commercial_Health (WA)_New_Miscellaneous_Natural Gas_Pool Heater_E2 | F5 | Commercial | Health (WA) | New | Miscellaneous | Natural Gas | Pool Heater | E2 | RIM BC Ratio | 0.35197 | 0.3535 | 0.35717 | 0.36322 | 0.37161 | 0.38346 | 0.39657 | 0.40958 | 0.42222 | 0.43548 | 0.44287 | 0.4496 | 0.45697 | 0.46415 | 0.4704 | 0.47633 | 0.48175 | 0.48744 | 0.49363 | 0.49972 | 0.50607 | 0.5102 | 0.51427 | 0.51843 | 0.52259 | 0.52674 | 0.53088
F5_Commercial_Health (WA)_New_Miscellaneous_Natural Gas_Pool Heater_E3 | F5 | Commercial | Health (WA) | New | Miscellaneous | Natural Gas | Pool Heater | E3 | RIM BC Ratio | 0 | 0 | 0 | 0 | 0 | 0 | 0 | 0 | 0 | 0 | 0 | 0 | 0 | 0 | 0 | 0 | 0 | 0 | 0 | 0 | 0 | 0 | 0 | 0 | 0 | 0 | 0
F5_Commercial_Health (WA)_New_Miscellaneous_Natural Gas_Pool Heater_E4 | F5 | Commercial | Health (WA) | New | Miscellaneous | Natural Gas | Pool Heater | E4 | RIM BC Ratio | 0 | 0 | 0 | 0 | 0 | 0 | 0 | 0 | 0 | 0 | 0 | 0 | 0 | 0 | 0 | 0 | 0 | 0 | 0 | 0 | 0 | 0 | 0 | 0 | 0 | 0 | 0
F5_Commercial_Health (WA)_New_Miscellaneous_Natural Gas_Pool Heater_E5 | F5 | Commercial | Health (WA) | New | Miscellaneous | Natural Gas | Pool Heater | E5 | RIM BC Ratio | 0 | 0 | 0 | 0 | 0 | 0 | 0 | 0 | 0 | 0 | 0 | 0 | 0 | 0 | 0 | 0 | 0 | 0 | 0 | 0 | 0 | 0 | 0 | 0 | 0 | 0 | 0
F5_Commercial_Health (WA)_New_Miscellaneous_Natural Gas_Pool Heater_E6 | F5 | Commercial | Health (WA) | New | Miscellaneous | Natural Gas | Pool Heater | E6 | RIM BC Ratio | 0 | 0 | 0 | 0 | 0 | 0 | 0 | 0 | 0 | 0 | 0 | 0 | 0 | 0 | 0 | 0 | 0 | 0 | 0 | 0 | 0 | 0 | 0 | 0 | 0 | 0 | 0
F5_Commercial_Health (WA)_New_Miscellaneous_Natural Gas_Pool Heater_E7 | F5 | Commercial | Health (WA) | New | Miscellaneous | Natural Gas | Pool Heater | E7 | RIM BC Ratio | 0 | 0 | 0 | 0 | 0 | 0 | 0 | 0 | 0 | 0 | 0 | 0 | 0 | 0 | 0 | 0 | 0 | 0 | 0 | 0 | 0 | 0 | 0 | 0 | 0 | 0 | 0
F5_Commercial_Health (WA)_New_Miscellaneous_Natural Gas_Pool Heater_E8 | F5 | Commercial | Health (WA) | New | Miscellaneous | Natural Gas | Pool Heater | E8 | RIM BC Ratio | 0 | 0 | 0 | 0 | 0 | 0 | 0 | 0 | 0 | 0 | 0 | 0 | 0 | 0 | 0 | 0 | 0 | 0 | 0 | 0 | 0 | 0 | 0 | 0 | 0 | 0 | 0
F5_Commercial_Health (WA)_New_Miscellaneous_Natural Gas_Pool Heater_E9 | F5 | Commercial | Health (WA) | New | Miscellaneous | Natural Gas | Pool Heater | E9 | RIM BC Ratio | 0 | 0 | 0 | 0 | 0 | 0 | 0 | 0 | 0 | 0 | 0 | 0 | 0 | 0 | 0 | 0 | 0 | 0 | 0 | 0 | 0 | 0 | 0 | 0 | 0 | 0 | 0
F5_Commercial_Health (WA)_New_Miscellaneous_Natural Gas_Pool Heater_E10 | F5 | Commercial | Health (WA) | New | Miscellaneous | Natural Gas | Pool Heater | E10 | RIM BC Ratio | 0 | 0 | 0 | 0 | 0 | 0 | 0 | 0 | 0 | 0 | 0 | 0 | 0 | 0 | 0 | 0 | 0 | 0 | 0 | 0 | 0 | 0 | 0 | 0 | 0 | 0 | 0
F0_Commercial_Health (WA)_New_Miscellaneous_Natural Gas_Miscellaneous_E0 | F0 | Commercial | Health (WA) | New | Miscellaneous | Natural Gas | Miscellaneous | E0 | Economic Unit | Standard | Standard | Standard | Standard | Standard | Standard | Standard | Standard | Standard | Standard | Standard | Standard | Standard | Standard | Standard | Standard | Standard | Standard | Standard | Standard | Standard | Standard | Standard | Standard | Standard | Standard | Standard
F1_Commercial_Health (WA)_New_Miscellaneous_Natural Gas_Miscellaneous_E1 | F1 | Commercial | Health (WA) | New | Miscellaneous | Natural Gas | Miscellaneous | E1 | CCE | 0 | 0 | 0 | 0 | 0 | 0 | 0 | 0 | 0 | 0 | 0 | 0 | 0 | 0 | 0 | 0 | 0 | 0 | 0 | 0 | 0 | 0 | 0 | 0 | 0 | 0 | 0
F1_Commercial_Health (WA)_New_Miscellaneous_Natural Gas_Miscellaneous_E2 | F1 | Commercial | Health (WA) | New | Miscellaneous | Natural Gas | Miscellaneous | E2 | CCE | 0 | 0 | 0 | 0 | 0 | 0 | 0 | 0 | 0 | 0 | 0 | 0 | 0 | 0 | 0 | 0 | 0 | 0 | 0 | 0 | 0 | 0 | 0 | 0 | 0 | 0 | 0
F1_Commercial_Health (WA)_New_Miscellaneous_Natural Gas_Miscellaneous_E3 | F1 | Commercial | Health (WA) | New | Miscellaneous | Natural Gas | Miscellaneous | E3 | CCE | 0 | 0 | 0 | 0 | 0 | 0 | 0 | 0 | 0 | 0 | 0 | 0 | 0 | 0 | 0 | 0 | 0 | 0 | 0 | 0 | 0 | 0 | 0 | 0 | 0 | 0 | 0
F1_Commercial_Health (WA)_New_Miscellaneous_Natural Gas_Miscellaneous_E4 | F1 | Commercial | Health (WA) | New | Miscellaneous | Natural Gas | Miscellaneous | E4 | CCE | 0 | 0 | 0 | 0 | 0 | 0 | 0 | 0 | 0 | 0 | 0 | 0 | 0 | 0 | 0 | 0 | 0 | 0 | 0 | 0 | 0 | 0 | 0 | 0 | 0 | 0 | 0
F1_Commercial_Health (WA)_New_Miscellaneous_Natural Gas_Miscellaneous_E5 | F1 | Commercial | Health (WA) | New | Miscellaneous | Natural Gas | Miscellaneous | E5 | CCE | 0 | 0 | 0 | 0 | 0 | 0 | 0 | 0 | 0 | 0 | 0 | 0 | 0 | 0 | 0 | 0 | 0 | 0 | 0 | 0 | 0 | 0 | 0 | 0 | 0 | 0 | 0
F1_Commercial_Health (WA)_New_Miscellaneous_Natural Gas_Miscellaneous_E6 | F1 | Commercial | Health (WA) | New | Miscellaneous | Natural Gas | Miscellaneous | E6 | CCE | 0 | 0 | 0 | 0 | 0 | 0 | 0 | 0 | 0 | 0 | 0 | 0 | 0 | 0 | 0 | 0 | 0 | 0 | 0 | 0 | 0 | 0 | 0 | 0 | 0 | 0 | 0
F1_Commercial_Health (WA)_New_Miscellaneous_Natural Gas_Miscellaneous_E7 | F1 | Commercial | Health (WA) | New | Miscellaneous | Natural Gas | Miscellaneous | E7 | CCE | 0 | 0 | 0 | 0 | 0 | 0 | 0 | 0 | 0 | 0 | 0 | 0 | 0 | 0 | 0 | 0 | 0 | 0 | 0 | 0 | 0 | 0 | 0 | 0 | 0 | 0 | 0
F1_Commercial_Health (WA)_New_Miscellaneous_Natural Gas_Miscellaneous_E8 | F1 | Commercial | Health (WA) | New | Miscellaneous | Natural Gas | Miscellaneous | E8 | CCE | 0 | 0 | 0 | 0 | 0 | 0 | 0 | 0 | 0 | 0 | 0 | 0 | 0 | 0 | 0 | 0 | 0 | 0 | 0 | 0 | 0 | 0 | 0 | 0 | 0 | 0 | 0
F1_Commercial_Health (WA)_New_Miscellaneous_Natural Gas_Miscellaneous_E9 | F1 | Commercial | Health (WA) | New | Miscellaneous | Natural Gas | Miscellaneous | E9 | CCE | 0 | 0 | 0 | 0 | 0 | 0 | 0 | 0 | 0 | 0 | 0 | 0 | 0 | 0 | 0 | 0 | 0 | 0 | 0 | 0 | 0 | 0 | 0 | 0 | 0 | 0 | 0
F1_Commercial_Health (WA)_New_Miscellaneous_Natural Gas_Miscellaneous_E10 | F1 | Commercial | Health (WA) | New | Miscellaneous | Natural Gas | Miscellaneous | E10 | CCE | 0 | 0 | 0 | 0 | 0 | 0 | 0 | 0 | 0 | 0 | 0 | 0 | 0 | 0 | 0 | 0 | 0 | 0 | 0 | 0 | 0 | 0 | 0 | 0 | 0 | 0 | 0
F2_Commercial_Health (WA)_New_Miscellaneous_Natural Gas_Miscellaneous_E1 | F2 | Commercial | Health (WA) | New | Miscellaneous | Natural Gas | Miscellaneous | E1 | TRC BC Ratio | [24 empty] | 1 | 1 | 1 | bar: 2019 to 2042
F2_Commercial_Health (WA)_New_Miscellaneous_Natural Gas_Miscellaneous_E2 | F2 | Commercial | Health (WA) | New | Miscellaneous | Natural Gas | Miscellaneous | E2 | TRC BC Ratio | 0 | 0 | 0 | 0 | 0 | 0 | 0 | 0 | 0 | 0 | 0 | 0 | 0 | 0 | 0 | 0 | 0 | 0 | 0 | 0 | 0 | 0 | 0 | 0 | 0 | 0 | 0
F2_Commercial_Health (WA)_New_Miscellaneous_Natural Gas_Miscellaneous_E3 | F2 | Commercial | Health (WA) | New | Miscellaneous | Natural Gas | Miscellaneous | E3 | TRC BC Ratio | 0 | 0 | 0 | 0 | 0 | 0 | 0 | 0 | 0 | 0 | 0 | 0 | 0 | 0 | 0 | 0 | 0 | 0 | 0 | 0 | 0 | 0 | 0 | 0 | 0 | 0 | 0
F2_Commercial_Health (WA)_New_Miscellaneous_Natural Gas_Miscellaneous_E4 | F2 | Commercial | Health (WA) | New | Miscellaneous | Natural Gas | Miscellaneous | E4 | TRC BC Ratio | 0 | 0 | 0 | 0 | 0 | 0 | 0 | 0 | 0 | 0 | 0 | 0 | 0 | 0 | 0 | 0 | 0 | 0 | 0 | 0 | 0 | 0 | 0 | 0 | 0 | 0 | 0
F2_Commercial_Health (WA)_New_Miscellaneous_Natural Gas_Miscellaneous_E5 | F2 | Commercial | Health (WA) | New | Miscellaneous | Natural Gas | Miscellaneous | E5 | TRC BC Ratio | 0 | 0 | 0 | 0 | 0 | 0 | 0 | 0 | 0 | 0 | 0 | 0 | 0 | 0 | 0 | 0 | 0 | 0 | 0 | 0 | 0 | 0 | 0 | 0 | 0 | 0 | 0
F2_Commercial_Health (WA)_New_Miscellaneous_Natural Gas_Miscellaneous_E6 | F2 | Commercial | Health (WA) | New | Miscellaneous | Natural Gas | Miscellaneous | E6 | TRC BC Ratio | 0 | 0 | 0 | 0 | 0 | 0 | 0 | 0 | 0 | 0 | 0 | 0 | 0 | 0 | 0 | 0 | 0 | 0 | 0 | 0 | 0 | 0 | 0 | 0 | 0 | 0 | 0
F2_Commercial_Health (WA)_New_Miscellaneous_Natural Gas_Miscellaneous_E7 | F2 | Commercial | Health (WA) | New | Miscellaneous | Natural Gas | Miscellaneous | E7 | TRC BC Ratio | 0 | 0 | 0 | 0 | 0 | 0 | 0 | 0 | 0 | 0 | 0 | 0 | 0 | 0 | 0 | 0 | 0 | 0 | 0 | 0 | 0 | 0 | 0 | 0 | 0 | 0 | 0
F2_Commercial_Health (WA)_New_Miscellaneous_Natural Gas_Miscellaneous_E8 | F2 | Commercial | Health (WA) | New | Miscellaneous | Natural Gas | Miscellaneous | E8 | TRC BC Ratio | 0 | 0 | 0 | 0 | 0 | 0 | 0 | 0 | 0 | 0 | 0 | 0 | 0 | 0 | 0 | 0 | 0 | 0 | 0 | 0 | 0 | 0 | 0 | 0 | 0 | 0 | 0
F2_Commercial_Health (WA)_New_Miscellaneous_Natural Gas_Miscellaneous_E9 | F2 | Commercial | Health (WA) | New | Miscellaneous | Natural Gas | Miscellaneous | E9 | TRC BC Ratio | 0 | 0 | 0 | 0 | 0 | 0 | 0 | 0 | 0 | 0 | 0 | 0 | 0 | 0 | 0 | 0 | 0 | 0 | 0 | 0 | 0 | 0 | 0 | 0 | 0 | 0 | 0
F2_Commercial_Health (WA)_New_Miscellaneous_Natural Gas_Miscellaneous_E10 | F2 | Commercial | Health (WA) | New | Miscellaneous | Natural Gas | Miscellaneous | E10 | TRC BC Ratio | 0 | 0 | 0 | 0 | 0 | 0 | 0 | 0 | 0 | 0 | 0 | 0 | 0 | 0 | 0 | 0 | 0 | 0 | 0 | 0 | 0 | 0 | 0 | 0 | 0 | 0 | 0
F3_Commercial_Health (WA)_New_Miscellaneous_Natural Gas_Miscellaneous_E1 | F3 | Commercial | Health (WA) | New | Miscellaneous | Natural Gas | Miscellaneous | E1 | PACT BC Ratio | [24 empty] | 1 | 1 | 1 | bar: 2019 to 2042
F3_Commercial_Health (WA)_New_Miscellaneous_Natural Gas_Miscellaneous_E2 | F3 | Commercial | Health (WA) | New | Miscellaneous | Natural Gas | Miscellaneous | E2 | PACT BC Ratio | 0 | 0 | 0 | 0 | 0 | 0 | 0 | 0 | 0 | 0 | 0 | 0 | 0 | 0 | 0 | 0 | 0 | 0 | 0 | 0 | 0 | 0 | 0 | 0 | 0 | 0 | 0
F3_Commercial_Health (WA)_New_Miscellaneous_Natural Gas_Miscellaneous_E3 | F3 | Commercial | Health (WA) | New | Miscellaneous | Natural Gas | Miscellaneous | E3 | PACT BC Ratio | 0 | 0 | 0 | 0 | 0 | 0 | 0 | 0 | 0 | 0 | 0 | 0 | 0 | 0 | 0 | 0 | 0 | 0 | 0 | 0 | 0 | 0 | 0 | 0 | 0 | 0 | 0
F3_Commercial_Health (WA)_New_Miscellaneous_Natural Gas_Miscellaneous_E4 | F3 | Commercial | Health (WA) | New | Miscellaneous | Natural Gas | Miscellaneous | E4 | PACT BC Ratio | 0 | 0 | 0 | 0 | 0 | 0 | 0 | 0 | 0 | 0 | 0 | 0 | 0 | 0 | 0 | 0 | 0 | 0 | 0 | 0 | 0 | 0 | 0 | 0 | 0 | 0 | 0
F3_Commercial_Health (WA)_New_Miscellaneous_Natural Gas_Miscellaneous_E5 | F3 | Commercial | Health (WA) | New | Miscellaneous | Natural Gas | Miscellaneous | E5 | PACT BC Ratio | 0 | 0 | 0 | 0 | 0 | 0 | 0 | 0 | 0 | 0 | 0 | 0 | 0 | 0 | 0 | 0 | 0 | 0 | 0 | 0 | 0 | 0 | 0 | 0 | 0 | 0 | 0
F3_Commercial_Health (WA)_New_Miscellaneous_Natural Gas_Miscellaneous_E6 | F3 | Commercial | Health (WA) | New | Miscellaneous | Natural Gas | Miscellaneous | E6 | PACT BC Ratio | 0 | 0 | 0 | 0 | 0 | 0 | 0 | 0 | 0 | 0 | 0 | 0 | 0 | 0 | 0 | 0 | 0 | 0 | 0 | 0 | 0 | 0 | 0 | 0 | 0 | 0 | 0
F3_Commercial_Health (WA)_New_Miscellaneous_Natural Gas_Miscellaneous_E7 | F3 | Commercial | Health (WA) | New | Miscellaneous | Natural Gas | Miscellaneous | E7 | PACT BC Ratio | 0 | 0 | 0 | 0 | 0 | 0 | 0 | 0 | 0 | 0 | 0 | 0 | 0 | 0 | 0 | 0 | 0 | 0 | 0 | 0 | 0 | 0 | 0 | 0 | 0 | 0 | 0
F3_Commercial_Health (WA)_New_Miscellaneous_Natural Gas_Miscellaneous_E8 | F3 | Commercial | Health (WA) | New | Miscellaneous | Natural Gas | Miscellaneous | E8 | PACT BC Ratio | 0 | 0 | 0 | 0 | 0 | 0 | 0 | 0 | 0 | 0 | 0 | 0 | 0 | 0 | 0 | 0 | 0 | 0 | 0 | 0 | 0 | 0 | 0 | 0 | 0 | 0 | 0
F3_Commercial_Health (WA)_New_Miscellaneous_Natural Gas_Miscellaneous_E9 | F3 | Commercial | Health (WA) | New | Miscellaneous | Natural Gas | Miscellaneous | E9 | PACT BC Ratio | 0 | 0 | 0 | 0 | 0 | 0 | 0 | 0 | 0 | 0 | 0 | 0 | 0 | 0 | 0 | 0 | 0 | 0 | 0 | 0 | 0 | 0 | 0 | 0 | 0 | 0 | 0
F3_Commercial_Health (WA)_New_Miscellaneous_Natural Gas_Miscellaneous_E10 | F3 | Commercial | Health (WA) | New | Miscellaneous | Natural Gas | Miscellaneous | E10 | PACT BC Ratio | 0 | 0 | 0 | 0 | 0 | 0 | 0 | 0 | 0 | 0 | 0 | 0 | 0 | 0 | 0 | 0 | 0 | 0 | 0 | 0 | 0 | 0 | 0 | 0 | 0 | 0 | 0
F4_Commercial_Health (WA)_New_Miscellaneous_Natural Gas_Miscellaneous_E1 | F4 | Commercial | Health (WA) | New | Miscellaneous | Natural Gas | Miscellaneous | E1 | RVT BC Ratio | [24 empty] | 1 | 1 | 1 | bar: 2019 to 2042
F4_Commercial_Health (WA)_New_Miscellaneous_Natural Gas_Miscellaneous_E2 | F4 | Commercial | Health (WA) | New | Miscellaneous | Natural Gas | Miscellaneous | E2 | RVT BC Ratio | 0 | 0 | 0 | 0 | 0 | 0 | 0 | 0 | 0 | 0 | 0 | 0 | 0 | 0 | 0 | 0 | 0 | 0 | 0 | 0 | 0 | 0 | 0 | 0 | 0 | 0 | 0
F4_Commercial_Health (WA)_New_Miscellaneous_Natural Gas_Miscellaneous_E3 | F4 | Commercial | Health (WA) | New | Miscellaneous | Natural Gas | Miscellaneous | E3 | RVT BC Ratio | 0 | 0 | 0 | 0 | 0 | 0 | 0 | 0 | 0 | 0 | 0 | 0 | 0 | 0 | 0 | 0 | 0 | 0 | 0 | 0 | 0 | 0 | 0 | 0 | 0 | 0 | 0
F4_Commercial_Health (WA)_New_Miscellaneous_Natural Gas_Miscellaneous_E4 | F4 | Commercial | Health (WA) | New | Miscellaneous | Natural Gas | Miscellaneous | E4 | RVT BC Ratio | 0 | 0 | 0 | 0 | 0 | 0 | 0 | 0 | 0 | 0 | 0 | 0 | 0 | 0 | 0 | 0 | 0 | 0 | 0 | 0 | 0 | 0 | 0 | 0 | 0 | 0 | 0
F4_Commercial_Health (WA)_New_Miscellaneous_Natural Gas_Miscellaneous_E5 | F4 | Commercial | Health (WA) | New | Miscellaneous | Natural Gas | Miscellaneous | E5 | RVT BC Ratio | 0 | 0 | 0 | 0 | 0 | 0 | 0 | 0 | 0 | 0 | 0 | 0 | 0 | 0 | 0 | 0 | 0 | 0 | 0 | 0 | 0 | 0 | 0 | 0 | 0 | 0 | 0
F4_Commercial_Health (WA)_New_Miscellaneous_Natural Gas_Miscellaneous_E6 | F4 | Commercial | Health (WA) | New | Miscellaneous | Natural Gas | Miscellaneous | E6 | RVT BC Ratio | 0 | 0 | 0 | 0 | 0 | 0 | 0 | 0 | 0 | 0 | 0 | 0 | 0 | 0 | 0 | 0 | 0 | 0 | 0 | 0 | 0 | 0 | 0 | 0 | 0 | 0 | 0
F4_Commercial_Health (WA)_New_Miscellaneous_Natural Gas_Miscellaneous_E7 | F4 | Commercial | Health (WA) | New | Miscellaneous | Natural Gas | Miscellaneous | E7 | RVT BC Ratio | 0 | 0 | 0 | 0 | 0 | 0 | 0 | 0 | 0 | 0 | 0 | 0 | 0 | 0 | 0 | 0 | 0 | 0 | 0 | 0 | 0 | 0 | 0 | 0 | 0 | 0 | 0
F4_Commercial_Health (WA)_New_Miscellaneous_Natural Gas_Miscellaneous_E8 | F4 | Commercial | Health (WA) | New | Miscellaneous | Natural Gas | Miscellaneous | E8 | RVT BC Ratio | 0 | 0 | 0 | 0 | 0 | 0 | 0 | 0 | 0 | 0 | 0 | 0 | 0 | 0 | 0 | 0 | 0 | 0 | 0 | 0 | 0 | 0 | 0 | 0 | 0 | 0 | 0
F4_Commercial_Health (WA)_New_Miscellaneous_Natural Gas_Miscellaneous_E9 | F4 | Commercial | Health (WA) | New | Miscellaneous | Natural Gas | Miscellaneous | E9 | RVT BC Ratio | 0 | 0 | 0 | 0 | 0 | 0 | 0 | 0 | 0 | 0 | 0 | 0 | 0 | 0 | 0 | 0 | 0 | 0 | 0 | 0 | 0 | 0 | 0 | 0 | 0 | 0 | 0
F4_Commercial_Health (WA)_New_Miscellaneous_Natural Gas_Miscellaneous_E10 | F4 | Commercial | Health (WA) | New | Miscellaneous | Natural Gas | Miscellaneous | E10 | RVT BC Ratio | 0 | 0 | 0 | 0 | 0 | 0 | 0 | 0 | 0 | 0 | 0 | 0 | 0 | 0 | 0 | 0 | 0 | 0 | 0 | 0 | 0 | 0 | 0 | 0 | 0 | 0 | 0
F5_Commercial_Health (WA)_New_Miscellaneous_Natural Gas_Miscellaneous_E1 | F5 | Commercial | Health (WA) | New | Miscellaneous | Natural Gas | Miscellaneous | E1 | RIM BC Ratio | [24 empty] | 1 | 1 | 1 | bar: 2019 to 2042
F5_Commercial_Health (WA)_New_Miscellaneous_Natural Gas_Miscellaneous_E2 | F5 | Commercial | Health (WA) | New | Miscellaneous | Natural Gas | Miscellaneous | E2 | RIM BC Ratio | 0 | 0 | 0 | 0 | 0 | 0 | 0 | 0 | 0 | 0 | 0 | 0 | 0 | 0 | 0 | 0 | 0 | 0 | 0 | 0 | 0 | 0 | 0 | 0 | 0 | 0 | 0
F5_Commercial_Health (WA)_New_Miscellaneous_Natural Gas_Miscellaneous_E3 | F5 | Commercial | Health (WA) | New | Miscellaneous | Natural Gas | Miscellaneous | E3 | RIM BC Ratio | 0 | 0 | 0 | 0 | 0 | 0 | 0 | 0 | 0 | 0 | 0 | 0 | 0 | 0 | 0 | 0 | 0 | 0 | 0 | 0 | 0 | 0 | 0 | 0 | 0 | 0 | 0
F5_Commercial_Health (WA)_New_Miscellaneous_Natural Gas_Miscellaneous_E4 | F5 | Commercial | Health (WA) | New | Miscellaneous | Natural Gas | Miscellaneous | E4 | RIM BC Ratio | 0 | 0 | 0 | 0 | 0 | 0 | 0 | 0 | 0 | 0 | 0 | 0 | 0 | 0 | 0 | 0 | 0 | 0 | 0 | 0 | 0 | 0 | 0 | 0 | 0 | 0 | 0
F5_Commercial_Health (WA)_New_Miscellaneous_Natural Gas_Miscellaneous_E5 | F5 | Commercial | Health (WA) | New | Miscellaneous | Natural Gas | Miscellaneous | E5 | RIM BC Ratio | 0 | 0 | 0 | 0 | 0 | 0 | 0 | 0 | 0 | 0 | 0 | 0 | 0 | 0 | 0 | 0 | 0 | 0 | 0 | 0 | 0 | 0 | 0 | 0 | 0 | 0 | 0
F5_Commercial_Health (WA)_New_Miscellaneous_Natural Gas_Miscellaneous_E6 | F5 | Commercial | Health (WA) | New | Miscellaneous | Natural Gas | Miscellaneous | E6 | RIM BC Ratio | 0 | 0 | 0 | 0 | 0 | 0 | 0 | 0 | 0 | 0 | 0 | 0 | 0 | 0 | 0 | 0 | 0 | 0 | 0 | 0 | 0 | 0 | 0 | 0 | 0 | 0 | 0
F5_Commercial_Health (WA)_New_Miscellaneous_Natural Gas_Miscellaneous_E7 | F5 | Commercial | Health (WA) | New | Miscellaneous | Natural Gas | Miscellaneous | E7 | RIM BC Ratio | 0 | 0 | 0 | 0 | 0 | 0 | 0 | 0 | 0 | 0 | 0 | 0 | 0 | 0 | 0 | 0 | 0 | 0 | 0 | 0 | 0 | 0 | 0 | 0 | 0 | 0 | 0
F5_Commercial_Health (WA)_New_Miscellaneous_Natural Gas_Miscellaneous_E8 | F5 | Commercial | Health (WA) | New | Miscellaneous | Natural Gas | Miscellaneous | E8 | RIM BC Ratio | 0 | 0 | 0 | 0 | 0 | 0 | 0 | 0 | 0 | 0 | 0 | 0 | 0 | 0 | 0 | 0 | 0 | 0 | 0 | 0 | 0 | 0 | 0 | 0 | 0 | 0 | 0
F5_Commercial_Health (WA)_New_Miscellaneous_Natural Gas_Miscellaneous_E9 | F5 | Commercial | Health (WA) | New | Miscellaneous | Natural Gas | Miscellaneous | E9 | RIM BC Ratio | 0 | 0 | 0 | 0 | 0 | 0 | 0 | 0 | 0 | 0 | 0 | 0 | 0 | 0 | 0 | 0 | 0 | 0 | 0 | 0 | 0 | 0 | 0 | 0 | 0 | 0 | 0
F5_Commercial_Health (WA)_New_Miscellaneous_Natural Gas_Miscellaneous_E10 | F5 | Commercial | Health (WA) | New | Miscellaneous | Natural Gas | Miscellaneous | E10 | RIM BC Ratio | 0 | 0 | 0 | 0 | 0 | 0 | 0 | 0 | 0 | 0 | 0 | 0 | 0 | 0 | 0 | 0 | 0 | 0 | 0 | 0 | 0 | 0 | 0 | 0 | 0 | 0 | 0
F0_Commercial_Lodging (WA)_Existing_Space Heating_Natural Gas_Furnace_E0 | F0 | Commercial | Lodging (WA) | Existing | Space Heating | Natural Gas | Furnace | E0 | Economic Unit | AFUE 96% | AFUE 96% | AFUE 96% | AFUE 96% | AFUE 96% | AFUE 96% | AFUE 96% | AFUE 96% | AFUE 96% | AFUE 96% | AFUE 96% | AFUE 96% | AFUE 96% | AFUE 96% | AFUE 96% | AFUE 96% | AFUE 96% | AFUE 96% | AFUE 96% | AFUE 96% | AFUE 96% | AFUE 96% | AFUE 96% | AFUE 96% | AFUE 96% | AFUE 96% | AFUE 96%
F1_Commercial_Lodging (WA)_Existing_Space Heating_Natural Gas_Furnace_E1 | F1 | Commercial | Lodging (WA) | Existing | Space Heating | Natural Gas | Furnace | E1 | CCE | 0 | 0 | 0 | 0 | 0 | 0 | 0 | 0 | 0 | 0 | 0 | 0 | 0 | 0 | 0 | 0 | 0 | 0 | 0 | 0 | 0 | 0 | 0 | 0 | 0 | 0 | 0
F1_Commercial_Lodging (WA)_Existing_Space Heating_Natural Gas_Furnace_E2 | F1 | Commercial | Lodging (WA) | Existing | Space Heating | Natural Gas | Furnace | E2 | CCE | 0.025018 | 0.025963 | 0.025963 | 0.025963 | 0.025963 | 0.025963 | 0.025963 | 0.025963 | 0.025963 | 0.025963 | 0.025963 | 0.025963 | 0.025963 | 0.025963 | 0.025963 | 0.025963 | 0.025963 | 0.025963 | 0.025963 | 0.025963 | 0.025963 | 0.025963 | 0.025963 | 0.025963 | 0.025963 | 0.025963 | 0.025963
F1_Commercial_Lodging (WA)_Existing_Space Heating_Natural Gas_Furnace_E3 | F1 | Commercial | Lodging (WA) | Existing | Space Heating | Natural Gas | Furnace | E3 | CCE | 0.0037353 | 0.0038764 | 0.0038764 | 0.0038764 | 0.0038764 | 0.0038764 | 0.0038764 | 0.0038764 | 0.0038764 | 0.0038764 | 0.0038764 | 0.0038764 | 0.0038764 | 0.0038764 | 0.0038764 | 0.0038764 | 0.0038764 | 0.0038764 | 0.0038764 | 0.0038764 | 0.0038764 | 0.0038764 | 0.0038764 | 0.0038764 | 0.0038764 | 0.0038764 | 0.0038764
F1_Commercial_Lodging (WA)_Existing_Space Heating_Natural Gas_Furnace_E4 | F1 | Commercial | Lodging (WA) | Existing | Space Heating | Natural Gas | Furnace | E4 | CCE | 0 | 0 | 0 | 0 | 0 | 0 | 0 | 0 | 0 | 0 | 0 | 0 | 0 | 0 | 0 | 0 | 0 | 0 | 0 | 0 | 0 | 0 | 0 | 0 | 0 | 0 | 0
F1_Commercial_Lodging (WA)_Existing_Space Heating_Natural Gas_Furnace_E5 | F1 | Commercial | Lodging (WA) | Existing | Space Heating | Natural Gas | Furnace | E5 | CCE | 0 | 0 | 0 | 0 | 0 | 0 | 0 | 0 | 0 | 0 | 0 | 0 | 0 | 0 | 0 | 0 | 0 | 0 | 0 | 0 | 0 | 0 | 0 | 0 | 0 | 0 | 0
F1_Commercial_Lodging (WA)_Existing_Space Heating_Natural Gas_Furnace_E6 | F1 | Commercial | Lodging (WA) | Existing | Space Heating | Natural Gas | Furnace | E6 | CCE | 0 | 0 | 0 | 0 | 0 | 0 | 0 | 0 | 0 | 0 | 0 | 0 | 0 | 0 | 0 | 0 | 0 | 0 | 0 | 0 | 0 | 0 | 0 | 0 | 0 | 0 | 0
F1_Commercial_Lodging (WA)_Existing_Space Heating_Natural Gas_Furnace_E7 | F1 | Commercial | Lodging (WA) | Existing | Space Heating | Natural Gas | Furnace | E7 | CCE | 0 | 0 | 0 | 0 | 0 | 0 | 0 | 0 | 0 | 0 | 0 | 0 | 0 | 0 | 0 | 0 | 0 | 0 | 0 | 0 | 0 | 0 | 0 | 0 | 0 | 0 | 0
F1_Commercial_Lodging (WA)_Existing_Space Heating_Natural Gas_Furnace_E8 | F1 | Commercial | Lodging (WA) | Existing | Space Heating | Natural Gas | Furnace | E8 | CCE | 0 | 0 | 0 | 0 | 0 | 0 | 0 | 0 | 0 | 0 | 0 | 0 | 0 | 0 | 0 | 0 | 0 | 0 | 0 | 0 | 0 | 0 | 0 | 0 | 0 | 0 | 0
F1_Commercial_Lodging (WA)_Existing_Space Heating_Natural Gas_Furnace_E9 | F1 | Commercial | Lodging (WA) | Existing | Space Heating | Natural Gas | Furnace | E9 | CCE | 0 | 0 | 0 | 0 | 0 | 0 | 0 | 0 | 0 | 0 | 0 | 0 | 0 | 0 | 0 | 0 | 0 | 0 | 0 | 0 | 0 | 0 | 0 | 0 | 0 | 0 | 0
F1_Commercial_Lodging (WA)_Existing_Space Heating_Natural Gas_Furnace_E10 | F1 | Commercial | Lodging (WA) | Existing | Space Heating | Natural Gas | Furnace | E10 | CCE | 0 | 0 | 0 | 0 | 0 | 0 | 0 | 0 | 0 | 0 | 0 | 0 | 0 | 0 | 0 | 0 | 0 | 0 | 0 | 0 | 0 | 0 | 0 | 0 | 0 | 0 | 0
F2_Commercial_Lodging (WA)_Existing_Space Heating_Natural Gas_Furnace_E1 | F2 | Commercial | Lodging (WA) | Existing | Space Heating | Natural Gas | Furnace | E1 | TRC BC Ratio | [24 empty] | 1 | 1 | 1 | bar: 2019 to 2042
F2_Commercial_Lodging (WA)_Existing_Space Heating_Natural Gas_Furnace_E2 | F2 | Commercial | Lodging (WA) | Existing | Space Heating | Natural Gas | Furnace | E2 | TRC BC Ratio | 0.15032 | 0.15251 | 0.15561 | 0.15914 | 0.16315 | 0.16899 | 0.17494 | 0.18126 | 0.18721 | 0.19325 | 0.19853 | 0.2033 | 0.20859 | 0.21409 | 0.21912 | 0.22404 | 0.22854 | 0.2332 | 0.23807 | 0.24307 | 0.24816 | 0.25357 | 0.25999 | 0.26551 | 0.27114 | 0.2769 | 0.28277
F2_Commercial_Lodging (WA)_Existing_Space Heating_Natural Gas_Furnace_E3 | F2 | Commercial | Lodging (WA) | Existing | Space Heating | Natural Gas | Furnace | E3 | TRC BC Ratio | 1.0068 | 1.0215 | 1.0422 | 1.0659 | 1.0927 | 1.1318 | 1.1717 | 1.2141 | 1.2539 | 1.2943 | 1.3297 | 1.3616 | 1.3971 | 1.4339 | 1.4676 | 1.5005 | 1.5307 | 1.5619 | 1.5945 | 1.628 | 1.6621 | 1.6983 | 1.7413 | 1.7783 | 1.816 | 1.8546 | 1.8939
F2_Commercial_Lodging (WA)_Existing_Space Heating_Natural Gas_Furnace_E4 | F2 | Commercial | Lodging (WA) | Existing | Space Heating | Natural Gas | Furnace | E4 | TRC BC Ratio | 0 | 0 | 0 | 0 | 0 | 0 | 0 | 0 | 0 | 0 | 0 | 0 | 0 | 0 | 0 | 0 | 0 | 0 | 0 | 0 | 0 | 0 | 0 | 0 | 0 | 0 | 0
F2_Commercial_Lodging (WA)_Existing_Space Heating_Natural Gas_Furnace_E5 | F2 | Commercial | Lodging (WA) | Existing | Space Heating | Natural Gas | Furnace | E5 | TRC BC Ratio | 0 | 0 | 0 | 0 | 0 | 0 | 0 | 0 | 0 | 0 | 0 | 0 | 0 | 0 | 0 | 0 | 0 | 0 | 0 | 0 | 0 | 0 | 0 | 0 | 0 | 0 | 0
F2_Commercial_Lodging (WA)_Existing_Space Heating_Natural Gas_Furnace_E6 | F2 | Commercial | Lodging (WA) | Existing | Space Heating | Natural Gas | Furnace | E6 | TRC BC Ratio | 0 | 0 | 0 | 0 | 0 | 0 | 0 | 0 | 0 | 0 | 0 | 0 | 0 | 0 | 0 | 0 | 0 | 0 | 0 | 0 | 0 | 0 | 0 | 0 | 0 | 0 | 0
F2_Commercial_Lodging (WA)_Existing_Space Heating_Natural Gas_Furnace_E7 | F2 | Commercial | Lodging (WA) | Existing | Space Heating | Natural Gas | Furnace | E7 | TRC BC Ratio | 0 | 0 | 0 | 0 | 0 | 0 | 0 | 0 | 0 | 0 | 0 | 0 | 0 | 0 | 0 | 0 | 0 | 0 | 0 | 0 | 0 | 0 | 0 | 0 | 0 | 0 | 0
F2_Commercial_Lodging (WA)_Existing_Space Heating_Natural Gas_Furnace_E8 | F2 | Commercial | Lodging (WA) | Existing | Space Heating | Natural Gas | Furnace | E8 | TRC BC Ratio | 0 | 0 | 0 | 0 | 0 | 0 | 0 | 0 | 0 | 0 | 0 | 0 | 0 | 0 | 0 | 0 | 0 | 0 | 0 | 0 | 0 | 0 | 0 | 0 | 0 | 0 | 0
F2_Commercial_Lodging (WA)_Existing_Space Heating_Natural Gas_Furnace_E9 | F2 | Commercial | Lodging (WA) | Existing | Space Heating | Natural Gas | Furnace | E9 | TRC BC Ratio | 0 | 0 | 0 | 0 | 0 | 0 | 0 | 0 | 0 | 0 | 0 | 0 | 0 | 0 | 0 | 0 | 0 | 0 | 0 | 0 | 0 | 0 | 0 | 0 | 0 | 0 | 0
F2_Commercial_Lodging (WA)_Existing_Space Heating_Natural Gas_Furnace_E10 | F2 | Commercial | Lodging (WA) | Existing | Space Heating | Natural Gas | Furnace | E10 | TRC BC Ratio | 0 | 0 | 0 | 0 | 0 | 0 | 0 | 0 | 0 | 0 | 0 | 0 | 0 | 0 | 0 | 0 | 0 | 0 | 0 | 0 | 0 | 0 | 0 | 0 | 0 | 0 | 0
F3_Commercial_Lodging (WA)_Existing_Space Heating_Natural Gas_Furnace_E1 | F3 | Commercial | Lodging (WA) | Existing | Space Heating | Natural Gas | Furnace | E1 | PACT BC Ratio | [24 empty] | 1 | 1 | 1 | bar: 2019 to 2042
F3_Commercial_Lodging (WA)_Existing_Space Heating_Natural Gas_Furnace_E2 | F3 | Commercial | Lodging (WA) | Existing | Space Heating | Natural Gas | Furnace | E2 | PACT BC Ratio | 0.42104 | 0.42716 | 0.43584 | 0.44574 | 0.45697 | 0.47331 | 0.49 | 0.5077 | 0.52437 | 0.54126 | 0.55605 | 0.56942 | 0.58425 | 0.59964 | 0.61372 | 0.62751 | 0.64013 | 0.65317 | 0.6668 | 0.68081 | 0.69507 | 0.71023 | 0.7282 | 0.74366 | 0.75944 | 0.77556 | 0.79202
F3_Commercial_Lodging (WA)_Existing_Space Heating_Natural Gas_Furnace_E3 | F3 | Commercial | Lodging (WA) | Existing | Space Heating | Natural Gas | Furnace | E3 | PACT BC Ratio | 2.82 | 2.861 | 2.9191 | 2.9854 | 3.0607 | 3.1701 | 3.2819 | 3.4005 | 3.5121 | 3.6252 | 3.7243 | 3.8138 | 3.9132 | 4.0162 | 4.1105 | 4.2029 | 4.2874 | 4.3747 | 4.4661 | 4.5599 | 4.6554 | 4.7569 | 4.8773 | 4.9808 | 5.0865 | 5.1945 | 5.3048
F3_Commercial_Lodging (WA)_Existing_Space Heating_Natural Gas_Furnace_E4 | F3 | Commercial | Lodging (WA) | Existing | Space Heating | Natural Gas | Furnace | E4 | PACT BC Ratio | 0 | 0 | 0 | 0 | 0 | 0 | 0 | 0 | 0 | 0 | 0 | 0 | 0 | 0 | 0 | 0 | 0 | 0 | 0 | 0 | 0 | 0 | 0 | 0 | 0 | 0 | 0
F3_Commercial_Lodging (WA)_Existing_Space Heating_Natural Gas_Furnace_E5 | F3 | Commercial | Lodging (WA) | Existing | Space Heating | Natural Gas | Furnace | E5 | PACT BC Ratio | 0 | 0 | 0 | 0 | 0 | 0 | 0 | 0 | 0 | 0 | 0 | 0 | 0 | 0 | 0 | 0 | 0 | 0 | 0 | 0 | 0 | 0 | 0 | 0 | 0 | 0 | 0
F3_Commercial_Lodging (WA)_Existing_Space Heating_Natural Gas_Furnace_E6 | F3 | Commercial | Lodging (WA) | Existing | Space Heating | Natural Gas | Furnace | E6 | PACT BC Ratio | 0 | 0 | 0 | 0 | 0 | 0 | 0 | 0 | 0 | 0 | 0 | 0 | 0 | 0 | 0 | 0 | 0 | 0 | 0 | 0 | 0 | 0 | 0 | 0 | 0 | 0 | 0
F3_Commercial_Lodging (WA)_Existing_Space Heating_Natural Gas_Furnace_E7 | F3 | Commercial | Lodging (WA) | Existing | Space Heating | Natural Gas | Furnace | E7 | PACT BC Ratio | 0 | 0 | 0 | 0 | 0 | 0 | 0 | 0 | 0 | 0 | 0 | 0 | 0 | 0 | 0 | 0 | 0 | 0 | 0 | 0 | 0 | 0 | 0 | 0 | 0 | 0 | 0
F3_Commercial_Lodging (WA)_Existing_Space Heating_Natural Gas_Furnace_E8 | F3 | Commercial | Lodging (WA) | Existing | Space Heating | Natural Gas | Furnace | E8 | PACT BC Ratio | 0 | 0 | 0 | 0 | 0 | 0 | 0 | 0 | 0 | 0 | 0 | 0 | 0 | 0 | 0 | 0 | 0 | 0 | 0 | 0 | 0 | 0 | 0 | 0 | 0 | 0 | 0
F3_Commercial_Lodging (WA)_Existing_Space Heating_Natural Gas_Furnace_E9 | F3 | Commercial | Lodging (WA) | Existing | Space Heating | Natural Gas | Furnace | E9 | PACT BC Ratio | 0 | 0 | 0 | 0 | 0 | 0 | 0 | 0 | 0 | 0 | 0 | 0 | 0 | 0 | 0 | 0 | 0 | 0 | 0 | 0 | 0 | 0 | 0 | 0 | 0 | 0 | 0
F3_Commercial_Lodging (WA)_Existing_Space Heating_Natural Gas_Furnace_E10 | F3 | Commercial | Lodging (WA) | Existing | Space Heating | Natural Gas | Furnace | E10 | PACT BC Ratio | 0 | 0 | 0 | 0 | 0 | 0 | 0 | 0 | 0 | 0 | 0 | 0 | 0 | 0 | 0 | 0 | 0 | 0 | 0 | 0 | 0 | 0 | 0 | 0 | 0 | 0 | 0
F4_Commercial_Lodging (WA)_Existing_Space Heating_Natural Gas_Furnace_E1 | F4 | Commercial | Lodging (WA) | Existing | Space Heating | Natural Gas | Furnace | E1 | RVT BC Ratio | [24 empty] | 1 | 1 | 1 | bar: 2019 to 2042
F4_Commercial_Lodging (WA)_Existing_Space Heating_Natural Gas_Furnace_E2 | F4 | Commercial | Lodging (WA) | Existing | Space Heating | Natural Gas | Furnace | E2 | RVT BC Ratio | 0.43899 | 0.44074 | 0.44365 | 0.44702 | 0.45087 | 0.45715 | 0.46338 | 0.4699 | 0.47562 | 0.48116 | 0.48745 | 0.49294 | 0.49906 | 0.50536 | 0.51097 | 0.51635 | 0.52109 | 0.52593 | 0.53095 | 0.53603 | 0.54111 | 0.54793 | 0.55602 | 0.56297 | 0.57007 | 0.57732 | 0.58473
F4_Commercial_Lodging (WA)_Existing_Space Heating_Natural Gas_Furnace_E3 | F4 | Commercial | Lodging (WA) | Existing | Space Heating | Natural Gas | Furnace | E3 | RVT BC Ratio | 1.6387 | 1.6504 | 1.6699 | 1.6924 | 1.7183 | 1.7603 | 1.8021 | 1.8457 | 1.884 | 1.9212 | 1.9633 | 2.0001 | 2.041 | 2.0832 | 2.1208 | 2.1568 | 2.1886 | 2.221 | 2.2546 | 2.2886 | 2.3227 | 2.3684 | 2.4225 | 2.4691 | 2.5166 | 2.5652 | 2.6148
F4_Commercial_Lodging (WA)_Existing_Space Heating_Natural Gas_Furnace_E4 | F4 | Commercial | Lodging (WA) | Existing | Space Heating | Natural Gas | Furnace | E4 | RVT BC Ratio | 0 | 0 | 0 | 0 | 0 | 0 | 0 | 0 | 0 | 0 | 0 | 0 | 0 | 0 | 0 | 0 | 0 | 0 | 0 | 0 | 0 | 0 | 0 | 0 | 0 | 0 | 0
F4_Commercial_Lodging (WA)_Existing_Space Heating_Natural Gas_Furnace_E5 | F4 | Commercial | Lodging (WA) | Existing | Space Heating | Natural Gas | Furnace | E5 | RVT BC Ratio | 0 | 0 | 0 | 0 | 0 | 0 | 0 | 0 | 0 | 0 | 0 | 0 | 0 | 0 | 0 | 0 | 0 | 0 | 0 | 0 | 0 | 0 | 0 | 0 | 0 | 0 | 0
F4_Commercial_Lodging (WA)_Existing_Space Heating_Natural Gas_Furnace_E6 | F4 | Commercial | Lodging (WA) | Existing | Space Heating | Natural Gas | Furnace | E6 | RVT BC Ratio | 0 | 0 | 0 | 0 | 0 | 0 | 0 | 0 | 0 | 0 | 0 | 0 | 0 | 0 | 0 | 0 | 0 | 0 | 0 | 0 | 0 | 0 | 0 | 0 | 0 | 0 | 0
F4_Commercial_Lodging (WA)_Existing_Space Heating_Natural Gas_Furnace_E7 | F4 | Commercial | Lodging (WA) | Existing | Space Heating | Natural Gas | Furnace | E7 | RVT BC Ratio | 0 | 0 | 0 | 0 | 0 | 0 | 0 | 0 | 0 | 0 | 0 | 0 | 0 | 0 | 0 | 0 | 0 | 0 | 0 | 0 | 0 | 0 | 0 | 0 | 0 | 0 | 0
F4_Commercial_Lodging (WA)_Existing_Space Heating_Natural Gas_Furnace_E8 | F4 | Commercial | Lodging (WA) | Existing | Space Heating | Natural Gas | Furnace | E8 | RVT BC Ratio | 0 | 0 | 0 | 0 | 0 | 0 | 0 | 0 | 0 | 0 | 0 | 0 | 0 | 0 | 0 | 0 | 0 | 0 | 0 | 0 | 0 | 0 | 0 | 0 | 0 | 0 | 0
F4_Commercial_Lodging (WA)_Existing_Space Heating_Natural Gas_Furnace_E9 | F4 | Commercial | Lodging (WA) | Existing | Space Heating | Natural Gas | Furnace | E9 | RVT BC Ratio | 0 | 0 | 0 | 0 | 0 | 0 | 0 | 0 | 0 | 0 | 0 | 0 | 0 | 0 | 0 | 0 | 0 | 0 | 0 | 0 | 0 | 0 | 0 | 0 | 0 | 0 | 0
F4_Commercial_Lodging (WA)_Existing_Space Heating_Natural Gas_Furnace_E10 | F4 | Commercial | Lodging (WA) | Existing | Space Heating | Natural Gas | Furnace | E10 | RVT BC Ratio | 0 | 0 | 0 | 0 | 0 | 0 | 0 | 0 | 0 | 0 | 0 | 0 | 0 | 0 | 0 | 0 | 0 | 0 | 0 | 0 | 0 | 0 | 0 | 0 | 0 | 0 | 0
F5_Commercial_Lodging (WA)_Existing_Space Heating_Natural Gas_Furnace_E1 | F5 | Commercial | Lodging (WA) | Existing | Space Heating | Natural Gas | Furnace | E1 | RIM BC Ratio | [24 empty] | 1 | 1 | 1 | bar: 2019 to 2042
F5_Commercial_Lodging (WA)_Existing_Space Heating_Natural Gas_Furnace_E2 | F5 | Commercial | Lodging (WA) | Existing | Space Heating | Natural Gas | Furnace | E2 | RIM BC Ratio | 0.2823 | 0.28562 | 0.29011 | 0.29515 | 0.3008 | 0.30858 | 0.31645 | 0.3247 | 0.33252 | 0.34044 | 0.34654 | 0.35206 | 0.35807 | 0.36422 | 0.36983 | 0.3753 | 0.38033 | 0.38549 | 0.39083 | 0.39629 | 0.40182 | 0.40684 | 0.41267 | 0.41759 | 0.42252 | 0.42746 | 0.43242
F5_Commercial_Lodging (WA)_Existing_Space Heating_Natural Gas_Furnace_E3 | F5 | Commercial | Lodging (WA) | Existing | Space Heating | Natural Gas | Furnace | E3 | RIM BC Ratio | 0.65709 | 0.66242 | 0.66883 | 0.67588 | 0.68358 | 0.69283 | 0.7023 | 0.71216 | 0.72202 | 0.73223 | 0.73758 | 0.74268 | 0.7481 | 0.75361 | 0.75883 | 0.76401 | 0.76902 | 0.77417 | 0.77951 | 0.785 | 0.79064 | 0.79351 | 0.79679 | 0.79951 | 0.80218 | 0.80482 | 0.80742
F5_Commercial_Lodging (WA)_Existing_Space Heating_Natural Gas_Furnace_E4 | F5 | Commercial | Lodging (WA) | Existing | Space Heating | Natural Gas | Furnace | E4 | RIM BC Ratio | 0 | 0 | 0 | 0 | 0 | 0 | 0 | 0 | 0 | 0 | 0 | 0 | 0 | 0 | 0 | 0 | 0 | 0 | 0 | 0 | 0 | 0 | 0 | 0 | 0 | 0 | 0
F5_Commercial_Lodging (WA)_Existing_Space Heating_Natural Gas_Furnace_E5 | F5 | Commercial | Lodging (WA) | Existing | Space Heating | Natural Gas | Furnace | E5 | RIM BC Ratio | 0 | 0 | 0 | 0 | 0 | 0 | 0 | 0 | 0 | 0 | 0 | 0 | 0 | 0 | 0 | 0 | 0 | 0 | 0 | 0 | 0 | 0 | 0 | 0 | 0 | 0 | 0
F5_Commercial_Lodging (WA)_Existing_Space Heating_Natural Gas_Furnace_E6 | F5 | Commercial | Lodging (WA) | Existing | Space Heating | Natural Gas | Furnace | E6 | RIM BC Ratio | 0 | 0 | 0 | 0 | 0 | 0 | 0 | 0 | 0 | 0 | 0 | 0 | 0 | 0 | 0 | 0 | 0 | 0 | 0 | 0 | 0 | 0 | 0 | 0 | 0 | 0 | 0
F5_Commercial_Lodging (WA)_Existing_Space Heating_Natural Gas_Furnace_E7 | F5 | Commercial | Lodging (WA) | Existing | Space Heating | Natural Gas | Furnace | E7 | RIM BC Ratio | 0 | 0 | 0 | 0 | 0 | 0 | 0 | 0 | 0 | 0 | 0 | 0 | 0 | 0 | 0 | 0 | 0 | 0 | 0 | 0 | 0 | 0 | 0 | 0 | 0 | 0 | 0
F5_Commercial_Lodging (WA)_Existing_Space Heating_Natural Gas_Furnace_E8 | F5 | Commercial | Lodging (WA) | Existing | Space Heating | Natural Gas | Furnace | E8 | RIM BC Ratio | 0 | 0 | 0 | 0 | 0 | 0 | 0 | 0 | 0 | 0 | 0 | 0 | 0 | 0 | 0 | 0 | 0 | 0 | 0 | 0 | 0 | 0 | 0 | 0 | 0 | 0 | 0
F5_Commercial_Lodging (WA)_Existing_Space Heating_Natural Gas_Furnace_E9 | F5 | Commercial | Lodging (WA) | Existing | Space Heating | Natural Gas | Furnace | E9 | RIM BC Ratio | 0 | 0 | 0 | 0 | 0 | 0 | 0 | 0 | 0 | 0 | 0 | 0 | 0 | 0 | 0 | 0 | 0 | 0 | 0 | 0 | 0 | 0 | 0 | 0 | 0 | 0 | 0
F5_Commercial_Lodging (WA)_Existing_Space Heating_Natural Gas_Furnace_E10 | F5 | Commercial | Lodging (WA) | Existing | Space Heating | Natural Gas | Furnace | E10 | RIM BC Ratio | 0 | 0 | 0 | 0 | 0 | 0 | 0 | 0 | 0 | 0 | 0 | 0 | 0 | 0 | 0 | 0 | 0 | 0 | 0 | 0 | 0 | 0 | 0 | 0 | 0 | 0 | 0
F0_Commercial_Lodging (WA)_Existing_Space Heating_Natural Gas_Boiler_E0 | F0 | Commercial | Lodging (WA) | Existing | Space Heating | Natural Gas | Boiler | E0 | Economic Unit | AFUE 97% | AFUE 97% | AFUE 97% | AFUE 97% | AFUE 97% | AFUE 97% | AFUE 97% | AFUE 97% | AFUE 97% | AFUE 97% | AFUE 97% | AFUE 97% | AFUE 97% | AFUE 97% | AFUE 97% | AFUE 97% | AFUE 97% | AFUE 97% | AFUE 97% | AFUE 97% | AFUE 97% | AFUE 97% | AFUE 97% | AFUE 97% | AFUE 97% | AFUE 97% | AFUE 97%
F1_Commercial_Lodging (WA)_Existing_Space Heating_Natural Gas_Boiler_E1 | F1 | Commercial | Lodging (WA) | Existing | Space Heating | Natural Gas | Boiler | E1 | CCE | 0 | 0 | 0 | 0 | 0 | 0 | 0 | 0 | 0 | 0 | 0 | 0 | 0 | 0 | 0 | 0 | 0 | 0 | 0 | 0 | 0 | 0 | 0 | 0 | 0 | 0 | 0
F1_Commercial_Lodging (WA)_Existing_Space Heating_Natural Gas_Boiler_E2 | F1 | Commercial | Lodging (WA) | Existing | Space Heating | Natural Gas | Boiler | E2 | CCE | 0.0018494 | 0.0019192 | 0.0019192 | 0.0019192 | 0.0019192 | 0.0019192 | 0.0019192 | 0.0019192 | 0.0019192 | 0.0019192 | 0.0019192 | 0.0019192 | 0.0019192 | 0.0019192 | 0.0019192 | 0.0019192 | 0.0019192 | 0.0019192 | 0.0019192 | 0.0019192 | 0.0019192 | 0.0019192 | 0.0019192 | 0.0019192 | 0.0019192 | 0.0019192 | 0.0019192
F1_Commercial_Lodging (WA)_Existing_Space Heating_Natural Gas_Boiler_E3 | F1 | Commercial | Lodging (WA) | Existing | Space Heating | Natural Gas | Boiler | E3 | CCE | -0.00040405 | -0.00041931 | -0.00041931 | -0.00041931 | -0.00041931 | -0.00041931 | -0.00041931 | -0.00041931 | -0.00041931 | -0.00041931 | -0.00041931 | -0.00041931 | -0.00041931 | -0.00041931 | -0.00041931 | -0.00041931 | -0.00041931 | -0.00041931 | -0.00041931 | -0.00041931 | -0.00041931 | -0.00041931 | -0.00041931 | -0.00041931 | -0.00041931 | -0.00041931 | -0.00041931
F1_Commercial_Lodging (WA)_Existing_Space Heating_Natural Gas_Boiler_E4 | F1 | Commercial | Lodging (WA) | Existing | Space Heating | Natural Gas | Boiler | E4 | CCE | 0.042495 | 0.0441 | 0.0441 | 0.0441 | 0.0441 | 0.0441 | 0.0441 | 0.0441 | 0.0441 | 0.0441 | 0.0441 | 0.0441 | 0.0441 | 0.0441 | 0.0441 | 0.0441 | 0.0441 | 0.0441 | 0.0441 | 0.0441 | 0.0441 | 0.0441 | 0.0441 | 0.0441 | 0.0441 | 0.0441 | 0.0441
F1_Commercial_Lodging (WA)_Existing_Space Heating_Natural Gas_Boiler_E5 | F1 | Commercial | Lodging (WA) | Existing | Space Heating | Natural Gas | Boiler | E5 | CCE | 0 | 0 | 0 | 0 | 0 | 0 | 0 | 0 | 0 | 0 | 0 | 0 | 0 | 0 | 0 | 0 | 0 | 0 | 0 | 0 | 0 | 0 | 0 | 0 | 0 | 0 | 0
F1_Commercial_Lodging (WA)_Existing_Space Heating_Natural Gas_Boiler_E6 | F1 | Commercial | Lodging (WA) | Existing | Space Heating | Natural Gas | Boiler | E6 | CCE | 0 | 0 | 0 | 0 | 0 | 0 | 0 | 0 | 0 | 0 | 0 | 0 | 0 | 0 | 0 | 0 | 0 | 0 | 0 | 0 | 0 | 0 | 0 | 0 | 0 | 0 | 0
F1_Commercial_Lodging (WA)_Existing_Space Heating_Natural Gas_Boiler_E7 | F1 | Commercial | Lodging (WA) | Existing | Space Heating | Natural Gas | Boiler | E7 | CCE | 0 | 0 | 0 | 0 | 0 | 0 | 0 | 0 | 0 | 0 | 0 | 0 | 0 | 0 | 0 | 0 | 0 | 0 | 0 | 0 | 0 | 0 | 0 | 0 | 0 | 0 | 0
F1_Commercial_Lodging (WA)_Existing_Space Heating_Natural Gas_Boiler_E8 | F1 | Commercial | Lodging (WA) | Existing | Space Heating | Natural Gas | Boiler | E8 | CCE | 0 | 0 | 0 | 0 | 0 | 0 | 0 | 0 | 0 | 0 | 0 | 0 | 0 | 0 | 0 | 0 | 0 | 0 | 0 | 0 | 0 | 0 | 0 | 0 | 0 | 0 | 0
F1_Commercial_Lodging (WA)_Existing_Space Heating_Natural Gas_Boiler_E9 | F1 | Commercial | Lodging (WA) | Existing | Space Heating | Natural Gas | Boiler | E9 | CCE | 0 | 0 | 0 | 0 | 0 | 0 | 0 | 0 | 0 | 0 | 0 | 0 | 0 | 0 | 0 | 0 | 0 | 0 | 0 | 0 | 0 | 0 | 0 | 0 | 0 | 0 | 0
F1_Commercial_Lodging (WA)_Existing_Space Heating_Natural Gas_Boiler_E10 | F1 | Commercial | Lodging (WA) | Existing | Space Heating | Natural Gas | Boiler | E10 | CCE | 0 | 0 | 0 | 0 | 0 | 0 | 0 | 0 | 0 | 0 | 0 | 0 | 0 | 0 | 0 | 0 | 0 | 0 | 0 | 0 | 0 | 0 | 0 | 0 | 0 | 0 | 0
F2_Commercial_Lodging (WA)_Existing_Space Heating_Natural Gas_Boiler_E1 | F2 | Commercial | Lodging (WA) | Existing | Space Heating | Natural Gas | Boiler | E1 | TRC BC Ratio | [24 empty] | 1 | 1 | 1 | bar: 2019 to 2042
F2_Commercial_Lodging (WA)_Existing_Space Heating_Natural Gas_Boiler_E2 | F2 | Commercial | Lodging (WA) | Existing | Space Heating | Natural Gas | Boiler | E2 | TRC BC Ratio | 2.2962 | 2.3363 | 2.3858 | 2.4396 | 2.4981 | 2.5748 | 2.653 | 2.7353 | 2.8145 | 2.895 | 2.9686 | 3.0376 | 3.1123 | 3.1889 | 3.2614 | 3.3333 | 3.4016 | 3.4718 | 3.5447 | 3.6194 | 3.6956 | 3.7751 | 3.8644 | 3.9448 | 4.0259 | 4.0879 | 4.1437
F2_Commercial_Lodging (WA)_Existing_Space Heating_Natural Gas_Boiler_E3 | F2 | Commercial | Lodging (WA) | Existing | Space Heating | Natural Gas | Boiler | E3 | TRC BC Ratio | [24 empty] | 1 | 1 | 1 | bar: 2019 to 2042
F2_Commercial_Lodging (WA)_Existing_Space Heating_Natural Gas_Boiler_E4 | F2 | Commercial | Lodging (WA) | Existing | Space Heating | Natural Gas | Boiler | E4 | TRC BC Ratio | 0.11518 | 0.11753 | 0.12012 | 0.12282 | 0.1256 | 0.12881 | 0.13208 | 0.13548 | 0.13885 | 0.14229 | 0.14561 | 0.14888 | 0.1523 | 0.15577 | 0.15918 | 0.16262 | 0.16602 | 0.1695 | 0.17308 | 0.17674 | 0.18048 | 0.1843 | 0.18834 | 0.19216 | 0.19598 | 0.19776 | 0.19881
F2_Commercial_Lodging (WA)_Existing_Space Heating_Natural Gas_Boiler_E5 | F2 | Commercial | Lodging (WA) | Existing | Space Heating | Natural Gas | Boiler | E5 | TRC BC Ratio | 0 | 0 | 0 | 0 | 0 | 0 | 0 | 0 | 0 | 0 | 0 | 0 | 0 | 0 | 0 | 0 | 0 | 0 | 0 | 0 | 0 | 0 | 0 | 0 | 0 | 0 | 0
F2_Commercial_Lodging (WA)_Existing_Space Heating_Natural Gas_Boiler_E6 | F2 | Commercial | Lodging (WA) | Existing | Space Heating | Natural Gas | Boiler | E6 | TRC BC Ratio | 0 | 0 | 0 | 0 | 0 | 0 | 0 | 0 | 0 | 0 | 0 | 0 | 0 | 0 | 0 | 0 | 0 | 0 | 0 | 0 | 0 | 0 | 0 | 0 | 0 | 0 | 0
F2_Commercial_Lodging (WA)_Existing_Space Heating_Natural Gas_Boiler_E7 | F2 | Commercial | Lodging (WA) | Existing | Space Heating | Natural Gas | Boiler | E7 | TRC BC Ratio | 0 | 0 | 0 | 0 | 0 | 0 | 0 | 0 | 0 | 0 | 0 | 0 | 0 | 0 | 0 | 0 | 0 | 0 | 0 | 0 | 0 | 0 | 0 | 0 | 0 | 0 | 0
F2_Commercial_Lodging (WA)_Existing_Space Heating_Natural Gas_Boiler_E8 | F2 | Commercial | Lodging (WA) | Existing | Space Heating | Natural Gas | Boiler | E8 | TRC BC Ratio | 0 | 0 | 0 | 0 | 0 | 0 | 0 | 0 | 0 | 0 | 0 | 0 | 0 | 0 | 0 | 0 | 0 | 0 | 0 | 0 | 0 | 0 | 0 | 0 | 0 | 0 | 0
F2_Commercial_Lodging (WA)_Existing_Space Heating_Natural Gas_Boiler_E9 | F2 | Commercial | Lodging (WA) | Existing | Space Heating | Natural Gas | Boiler | E9 | TRC BC Ratio | 0 | 0 | 0 | 0 | 0 | 0 | 0 | 0 | 0 | 0 | 0 | 0 | 0 | 0 | 0 | 0 | 0 | 0 | 0 | 0 | 0 | 0 | 0 | 0 | 0 | 0 | 0
F2_Commercial_Lodging (WA)_Existing_Space Heating_Natural Gas_Boiler_E10 | F2 | Commercial | Lodging (WA) | Existing | Space Heating | Natural Gas | Boiler | E10 | TRC BC Ratio | 0 | 0 | 0 | 0 | 0 | 0 | 0 | 0 | 0 | 0 | 0 | 0 | 0 | 0 | 0 | 0 | 0 | 0 | 0 | 0 | 0 | 0 | 0 | 0 | 0 | 0 | 0
F3_Commercial_Lodging (WA)_Existing_Space Heating_Natural Gas_Boiler_E1 | F3 | Commercial | Lodging (WA) | Existing | Space Heating | Natural Gas | Boiler | E1 | PACT BC Ratio | [24 empty] | 1 | 1 | 1 | bar: 2019 to 2042
F3_Commercial_Lodging (WA)_Existing_Space Heating_Natural Gas_Boiler_E2 | F3 | Commercial | Lodging (WA) | Existing | Space Heating | Natural Gas | Boiler | E2 | PACT BC Ratio | 6.4316 | 6.5438 | 6.6825 | 6.8332 | 6.997 | 7.2118 | 7.4308 | 7.6614 | 7.8833 | 8.1087 | 8.3148 | 8.5081 | 8.7173 | 8.9318 | 9.1349 | 9.3363 | 9.5275 | 9.7243 | 9.9285 | 10.1377 | 10.3511 | 10.5736 | 10.824 | 11.0489 | 11.2762 | 11.4499 | 11.6062
F3_Commercial_Lodging (WA)_Existing_Space Heating_Natural Gas_Boiler_E3 | F3 | Commercial | Lodging (WA) | Existing | Space Heating | Natural Gas | Boiler | E3 | PACT BC Ratio | [24 empty] | 1 | 1 | 1 | bar: 2019 to 2042
F3_Commercial_Lodging (WA)_Existing_Space Heating_Natural Gas_Boiler_E4 | F3 | Commercial | Lodging (WA) | Existing | Space Heating | Natural Gas | Boiler | E4 | PACT BC Ratio | 0.3226 | 0.32919 | 0.33646 | 0.344 | 0.35181 | 0.36079 | 0.36994 | 0.37946 | 0.3889 | 0.39854 | 0.40785 | 0.417 | 0.42659 | 0.4363 | 0.44586 | 0.45549 | 0.465 | 0.47475 | 0.48478 | 0.49503 | 0.5055 | 0.5162 | 0.52751 | 0.53823 | 0.54891 | 0.5539 | 0.55685
F3_Commercial_Lodging (WA)_Existing_Space Heating_Natural Gas_Boiler_E5 | F3 | Commercial | Lodging (WA) | Existing | Space Heating | Natural Gas | Boiler | E5 | PACT BC Ratio | 0 | 0 | 0 | 0 | 0 | 0 | 0 | 0 | 0 | 0 | 0 | 0 | 0 | 0 | 0 | 0 | 0 | 0 | 0 | 0 | 0 | 0 | 0 | 0 | 0 | 0 | 0
F3_Commercial_Lodging (WA)_Existing_Space Heating_Natural Gas_Boiler_E6 | F3 | Commercial | Lodging (WA) | Existing | Space Heating | Natural Gas | Boiler | E6 | PACT BC Ratio | 0 | 0 | 0 | 0 | 0 | 0 | 0 | 0 | 0 | 0 | 0 | 0 | 0 | 0 | 0 | 0 | 0 | 0 | 0 | 0 | 0 | 0 | 0 | 0 | 0 | 0 | 0
F3_Commercial_Lodging (WA)_Existing_Space Heating_Natural Gas_Boiler_E7 | F3 | Commercial | Lodging (WA) | Existing | Space Heating | Natural Gas | Boiler | E7 | PACT BC Ratio | 0 | 0 | 0 | 0 | 0 | 0 | 0 | 0 | 0 | 0 | 0 | 0 | 0 | 0 | 0 | 0 | 0 | 0 | 0 | 0 | 0 | 0 | 0 | 0 | 0 | 0 | 0
F3_Commercial_Lodging (WA)_Existing_Space Heating_Natural Gas_Boiler_E8 | F3 | Commercial | Lodging (WA) | Existing | Space Heating | Natural Gas | Boiler | E8 | PACT BC Ratio | 0 | 0 | 0 | 0 | 0 | 0 | 0 | 0 | 0 | 0 | 0 | 0 | 0 | 0 | 0 | 0 | 0 | 0 | 0 | 0 | 0 | 0 | 0 | 0 | 0 | 0 | 0
F3_Commercial_Lodging (WA)_Existing_Space Heating_Natural Gas_Boiler_E9 | F3 | Commercial | Lodging (WA) | Existing | Space Heating | Natural Gas | Boiler | E9 | PACT BC Ratio | 0 | 0 | 0 | 0 | 0 | 0 | 0 | 0 | 0 | 0 | 0 | 0 | 0 | 0 | 0 | 0 | 0 | 0 | 0 | 0 | 0 | 0 | 0 | 0 | 0 | 0 | 0
F3_Commercial_Lodging (WA)_Existing_Space Heating_Natural Gas_Boiler_E10 | F3 | Commercial | Lodging (WA) | Existing | Space Heating | Natural Gas | Boiler | E10 | PACT BC Ratio | 0 | 0 | 0 | 0 | 0 | 0 | 0 | 0 | 0 | 0 | 0 | 0 | 0 | 0 | 0 | 0 | 0 | 0 | 0 | 0 | 0 | 0 | 0 | 0 | 0 | 0 | 0
F4_Commercial_Lodging (WA)_Existing_Space Heating_Natural Gas_Boiler_E1 | F4 | Commercial | Lodging (WA) | Existing | Space Heating | Natural Gas | Boiler | E1 | RVT BC Ratio | [24 empty] | 1 | 1 | 1 | bar: 2019 to 2042
F4_Commercial_Lodging (WA)_Existing_Space Heating_Natural Gas_Boiler_E2 | F4 | Commercial | Lodging (WA) | Existing | Space Heating | Natural Gas | Boiler | E2 | RVT BC Ratio | 3.3522 | 3.3899 | 3.4396 | 3.4938 | 3.553 | 3.6366 | 3.7202 | 3.8077 | 3.8883 | 3.9683 | 4.0567 | 4.1386 | 4.2271 | 4.3175 | 4.4016 | 4.4841 | 4.5609 | 4.6393 | 4.7201 | 4.8021 | 4.8849 | 4.985 | 5.0976 | 5.1988 | 5.3011 | 5.3792 | 5.4495
F4_Commercial_Lodging (WA)_Existing_Space Heating_Natural Gas_Boiler_E3 | F4 | Commercial | Lodging (WA) | Existing | Space Heating | Natural Gas | Boiler | E3 | RVT BC Ratio | [24 empty] | 1 | 1 | 1 | bar: 2019 to 2042
F4_Commercial_Lodging (WA)_Existing_Space Heating_Natural Gas_Boiler_E4 | F4 | Commercial | Lodging (WA) | Existing | Space Heating | Natural Gas | Boiler | E4 | RVT BC Ratio | 0.38036 | 0.38281 | 0.38557 | 0.38844 | 0.39142 | 0.39498 | 0.39858 | 0.40235 | 0.40604 | 0.40981 | 0.41386 | 0.41786 | 0.42205 | 0.42628 | 0.43042 | 0.43457 | 0.43865 | 0.44281 | 0.44707 | 0.45142 | 0.45583 | 0.46065 | 0.46574 | 0.47056 | 0.47536 | 0.47761 | 0.47893
F4_Commercial_Lodging (WA)_Existing_Space Heating_Natural Gas_Boiler_E5 | F4 | Commercial | Lodging (WA) | Existing | Space Heating | Natural Gas | Boiler | E5 | RVT BC Ratio | 0 | 0 | 0 | 0 | 0 | 0 | 0 | 0 | 0 | 0 | 0 | 0 | 0 | 0 | 0 | 0 | 0 | 0 | 0 | 0 | 0 | 0 | 0 | 0 | 0 | 0 | 0
F4_Commercial_Lodging (WA)_Existing_Space Heating_Natural Gas_Boiler_E6 | F4 | Commercial | Lodging (WA) | Existing | Space Heating | Natural Gas | Boiler | E6 | RVT BC Ratio | 0 | 0 | 0 | 0 | 0 | 0 | 0 | 0 | 0 | 0 | 0 | 0 | 0 | 0 | 0 | 0 | 0 | 0 | 0 | 0 | 0 | 0 | 0 | 0 | 0 | 0 | 0
F4_Commercial_Lodging (WA)_Existing_Space Heating_Natural Gas_Boiler_E7 | F4 | Commercial | Lodging (WA) | Existing | Space Heating | Natural Gas | Boiler | E7 | RVT BC Ratio | 0 | 0 | 0 | 0 | 0 | 0 | 0 | 0 | 0 | 0 | 0 | 0 | 0 | 0 | 0 | 0 | 0 | 0 | 0 | 0 | 0 | 0 | 0 | 0 | 0 | 0 | 0
F4_Commercial_Lodging (WA)_Existing_Space Heating_Natural Gas_Boiler_E8 | F4 | Commercial | Lodging (WA) | Existing | Space Heating | Natural Gas | Boiler | E8 | RVT BC Ratio | 0 | 0 | 0 | 0 | 0 | 0 | 0 | 0 | 0 | 0 | 0 | 0 | 0 | 0 | 0 | 0 | 0 | 0 | 0 | 0 | 0 | 0 | 0 | 0 | 0 | 0 | 0
F4_Commercial_Lodging (WA)_Existing_Space Heating_Natural Gas_Boiler_E9 | F4 | Commercial | Lodging (WA) | Existing | Space Heating | Natural Gas | Boiler | E9 | RVT BC Ratio | 0 | 0 | 0 | 0 | 0 | 0 | 0 | 0 | 0 | 0 | 0 | 0 | 0 | 0 | 0 | 0 | 0 | 0 | 0 | 0 | 0 | 0 | 0 | 0 | 0 | 0 | 0
F4_Commercial_Lodging (WA)_Existing_Space Heating_Natural Gas_Boiler_E10 | F4 | Commercial | Lodging (WA) | Existing | Space Heating | Natural Gas | Boiler | E10 | RVT BC Ratio | 0 | 0 | 0 | 0 | 0 | 0 | 0 | 0 | 0 | 0 | 0 | 0 | 0 | 0 | 0 | 0 | 0 | 0 | 0 | 0 | 0 | 0 | 0 | 0 | 0 | 0 | 0
F5_Commercial_Lodging (WA)_Existing_Space Heating_Natural Gas_Boiler_E1 | F5 | Commercial | Lodging (WA) | Existing | Space Heating | Natural Gas | Boiler | E1 | RIM BC Ratio | [24 empty] | 1 | 1 | 1 | bar: 2019 to 2042
F5_Commercial_Lodging (WA)_Existing_Space Heating_Natural Gas_Boiler_E2 | F5 | Commercial | Lodging (WA) | Existing | Space Heating | Natural Gas | Boiler | E2 | RIM BC Ratio | 0.77571 | 0.78097 | 0.78662 | 0.79255 | 0.79875 | 0.80535 | 0.8121 | 0.81903 | 0.82613 | 0.83345 | 0.83687 | 0.84018 | 0.84361 | 0.84708 | 0.8505 | 0.85394 | 0.85738 | 0.86092 | 0.86456 | 0.86829 | 0.87214 | 0.87369 | 0.87536 | 0.8768 | 0.87821 | 0.87925 | 0.88016
F5_Commercial_Lodging (WA)_Existing_Space Heating_Natural Gas_Boiler_E3 | F5 | Commercial | Lodging (WA) | Existing | Space Heating | Natural Gas | Boiler | E3 | RIM BC Ratio | [24 empty] | 1 | 1 | 1 | bar: 2019 to 2042
F5_Commercial_Lodging (WA)_Existing_Space Heating_Natural Gas_Boiler_E4 | F5 | Commercial | Lodging (WA) | Existing | Space Heating | Natural Gas | Boiler | E4 | RIM BC Ratio | 0.23815 | 0.24199 | 0.24617 | 0.25046 | 0.25485 | 0.2598 | 0.26478 | 0.2699 | 0.27493 | 0.28 | 0.28465 | 0.28915 | 0.29381 | 0.29847 | 0.303 | 0.30752 | 0.31194 | 0.31642 | 0.32097 | 0.32558 | 0.33022 | 0.33476 | 0.33948 | 0.34389 | 0.34822 | 0.35022 | 0.35139
F5_Commercial_Lodging (WA)_Existing_Space Heating_Natural Gas_Boiler_E5 | F5 | Commercial | Lodging (WA) | Existing | Space Heating | Natural Gas | Boiler | E5 | RIM BC Ratio | 0 | 0 | 0 | 0 | 0 | 0 | 0 | 0 | 0 | 0 | 0 | 0 | 0 | 0 | 0 | 0 | 0 | 0 | 0 | 0 | 0 | 0 | 0 | 0 | 0 | 0 | 0
F5_Commercial_Lodging (WA)_Existing_Space Heating_Natural Gas_Boiler_E6 | F5 | Commercial | Lodging (WA) | Existing | Space Heating | Natural Gas | Boiler | E6 | RIM BC Ratio | 0 | 0 | 0 | 0 | 0 | 0 | 0 | 0 | 0 | 0 | 0 | 0 | 0 | 0 | 0 | 0 | 0 | 0 | 0 | 0 | 0 | 0 | 0 | 0 | 0 | 0 | 0
F5_Commercial_Lodging (WA)_Existing_Space Heating_Natural Gas_Boiler_E7 | F5 | Commercial | Lodging (WA) | Existing | Space Heating | Natural Gas | Boiler | E7 | RIM BC Ratio | 0 | 0 | 0 | 0 | 0 | 0 | 0 | 0 | 0 | 0 | 0 | 0 | 0 | 0 | 0 | 0 | 0 | 0 | 0 | 0 | 0 | 0 | 0 | 0 | 0 | 0 | 0
F5_Commercial_Lodging (WA)_Existing_Space Heating_Natural Gas_Boiler_E8 | F5 | Commercial | Lodging (WA) | Existing | Space Heating | Natural Gas | Boiler | E8 | RIM BC Ratio | 0 | 0 | 0 | 0 | 0 | 0 | 0 | 0 | 0 | 0 | 0 | 0 | 0 | 0 | 0 | 0 | 0 | 0 | 0 | 0 | 0 | 0 | 0 | 0 | 0 | 0 | 0
F5_Commercial_Lodging (WA)_Existing_Space Heating_Natural Gas_Boiler_E9 | F5 | Commercial | Lodging (WA) | Existing | Space Heating | Natural Gas | Boiler | E9 | RIM BC Ratio | 0 | 0 | 0 | 0 | 0 | 0 | 0 | 0 | 0 | 0 | 0 | 0 | 0 | 0 | 0 | 0 | 0 | 0 | 0 | 0 | 0 | 0 | 0 | 0 | 0 | 0 | 0
F5_Commercial_Lodging (WA)_Existing_Space Heating_Natural Gas_Boiler_E10 | F5 | Commercial | Lodging (WA) | Existing | Space Heating | Natural Gas | Boiler | E10 | RIM BC Ratio | 0 | 0 | 0 | 0 | 0 | 0 | 0 | 0 | 0 | 0 | 0 | 0 | 0 | 0 | 0 | 0 | 0 | 0 | 0 | 0 | 0 | 0 | 0 | 0 | 0 | 0 | 0
F0_Commercial_Lodging (WA)_Existing_Space Heating_Natural Gas_Unit Heater_E0 | F0 | Commercial | Lodging (WA) | Existing | Space Heating | Natural Gas | Unit Heater | E0 | Economic Unit | Infrared Radiant | Infrared Radiant | Infrared Radiant | Infrared Radiant | Infrared Radiant | Infrared Radiant | Infrared Radiant | Infrared Radiant | Infrared Radiant | Infrared Radiant | Infrared Radiant | Infrared Radiant | Infrared Radiant | Infrared Radiant | Infrared Radiant | Infrared Radiant | Infrared Radiant | Infrared Radiant | Infrared Radiant | Infrared Radiant | Infrared Radiant | Infrared Radiant | Infrared Radiant | Infrared Radiant | Infrared Radiant | Infrared Radiant | Infrared Radiant
F1_Commercial_Lodging (WA)_Existing_Space Heating_Natural Gas_Unit Heater_E1 | F1 | Commercial | Lodging (WA) | Existing | Space Heating | Natural Gas | Unit Heater | E1 | CCE | 0 | 0 | 0 | 0 | 0 | 0 | 0 | 0 | 0 | 0 | 0 | 0 | 0 | 0 | 0 | 0 | 0 | 0 | 0 | 0 | 0 | 0 | 0 | 0 | 0 | 0 | 0
F1_Commercial_Lodging (WA)_Existing_Space Heating_Natural Gas_Unit Heater_E2 | F1 | Commercial | Lodging (WA) | Existing | Space Heating | Natural Gas | Unit Heater | E2 | CCE | 0.00011006 | 0.00011422 | 0.00011422 | 0.00011422 | 0.00011422 | 0.00011422 | 0.00011422 | 0.00011422 | 0.00011422 | 0.00011422 | 0.00011422 | 0.00011422 | 0.00011422 | 0.00011422 | 0.00011422 | 0.00011422 | 0.00011422 | 0.00011422 | 0.00011422 | 0.00011422 | 0.00011422 | 0.00011422 | 0.00011422 | 0.00011422 | 0.00011422 | 0.00011422 | 0.00011422
F1_Commercial_Lodging (WA)_Existing_Space Heating_Natural Gas_Unit Heater_E3 | F1 | Commercial | Lodging (WA) | Existing | Space Heating | Natural Gas | Unit Heater | E3 | CCE | 3.4544e-05 | 3.5848e-05 | 3.5848e-05 | 3.5848e-05 | 3.5848e-05 | 3.5848e-05 | 3.5848e-05 | 3.5848e-05 | 3.5848e-05 | 3.5848e-05 | 3.5848e-05 | 3.5848e-05 | 3.5848e-05 | 3.5848e-05 | 3.5848e-05 | 3.5848e-05 | 3.5848e-05 | 3.5848e-05 | 3.5848e-05 | 3.5848e-05 | 3.5848e-05 | 3.5848e-05 | 3.5848e-05 | 3.5848e-05 | 3.5848e-05 | 3.5848e-05 | 3.5848e-05
F1_Commercial_Lodging (WA)_Existing_Space Heating_Natural Gas_Unit Heater_E4 | F1 | Commercial | Lodging (WA) | Existing | Space Heating | Natural Gas | Unit Heater | E4 | CCE | 0 | 0 | 0 | 0 | 0 | 0 | 0 | 0 | 0 | 0 | 0 | 0 | 0 | 0 | 0 | 0 | 0 | 0 | 0 | 0 | 0 | 0 | 0 | 0 | 0 | 0 | 0
F1_Commercial_Lodging (WA)_Existing_Space Heating_Natural Gas_Unit Heater_E5 | F1 | Commercial | Lodging (WA) | Existing | Space Heating | Natural Gas | Unit Heater | E5 | CCE | 0 | 0 | 0 | 0 | 0 | 0 | 0 | 0 | 0 | 0 | 0 | 0 | 0 | 0 | 0 | 0 | 0 | 0 | 0 | 0 | 0 | 0 | 0 | 0 | 0 | 0 | 0
F1_Commercial_Lodging (WA)_Existing_Space Heating_Natural Gas_Unit Heater_E6 | F1 | Commercial | Lodging (WA) | Existing | Space Heating | Natural Gas | Unit Heater | E6 | CCE | 0 | 0 | 0 | 0 | 0 | 0 | 0 | 0 | 0 | 0 | 0 | 0 | 0 | 0 | 0 | 0 | 0 | 0 | 0 | 0 | 0 | 0 | 0 | 0 | 0 | 0 | 0
F1_Commercial_Lodging (WA)_Existing_Space Heating_Natural Gas_Unit Heater_E7 | F1 | Commercial | Lodging (WA) | Existing | Space Heating | Natural Gas | Unit Heater | E7 | CCE | 0 | 0 | 0 | 0 | 0 | 0 | 0 | 0 | 0 | 0 | 0 | 0 | 0 | 0 | 0 | 0 | 0 | 0 | 0 | 0 | 0 | 0 | 0 | 0 | 0 | 0 | 0
F1_Commercial_Lodging (WA)_Existing_Space Heating_Natural Gas_Unit Heater_E8 | F1 | Commercial | Lodging (WA) | Existing | Space Heating | Natural Gas | Unit Heater | E8 | CCE | 0 | 0 | 0 | 0 | 0 | 0 | 0 | 0 | 0 | 0 | 0 | 0 | 0 | 0 | 0 | 0 | 0 | 0 | 0 | 0 | 0 | 0 | 0 | 0 | 0 | 0 | 0
F1_Commercial_Lodging (WA)_Existing_Space Heating_Natural Gas_Unit Heater_E9 | F1 | Commercial | Lodging (WA) | Existing | Space Heating | Natural Gas | Unit Heater | E9 | CCE | 0 | 0 | 0 | 0 | 0 | 0 | 0 | 0 | 0 | 0 | 0 | 0 | 0 | 0 | 0 | 0 | 0 | 0 | 0 | 0 | 0 | 0 | 0 | 0 | 0 | 0 | 0
F1_Commercial_Lodging (WA)_Existing_Space Heating_Natural Gas_Unit Heater_E10 | F1 | Commercial | Lodging (WA) | Existing | Space Heating | Natural Gas | Unit Heater | E10 | CCE | 0 | 0 | 0 | 0 | 0 | 0 | 0 | 0 | 0 | 0 | 0 | 0 | 0 | 0 | 0 | 0 | 0 | 0 | 0 | 0 | 0 | 0 | 0 | 0 | 0 | 0 | 0
F2_Commercial_Lodging (WA)_Existing_Space Heating_Natural Gas_Unit Heater_E1 | F2 | Commercial | Lodging (WA) | Existing | Space Heating | Natural Gas | Unit Heater | E1 | TRC BC Ratio | [24 empty] | 1 | 1 | 1 | bar: 2019 to 2042
F2_Commercial_Lodging (WA)_Existing_Space Heating_Natural Gas_Unit Heater_E2 | F2 | Commercial | Lodging (WA) | Existing | Space Heating | Natural Gas | Unit Heater | E2 | TRC BC Ratio | 36.0177 | 36.6097 | 37.3822 | 38.2338 | 39.1715 | 40.4636 | 41.7794 | 43.1729 | 44.5062 | 45.8603 | 47.0726 | 48.1906 | 49.4145 | 50.6713 | 51.8414 | 52.9947 | 54.071 | 55.1804 | 56.3358 | 57.521 | 58.729 | 60.0037 | 61.4793 | 62.7842 | 64.1168 | 65.4777 | 66.8675
F2_Commercial_Lodging (WA)_Existing_Space Heating_Natural Gas_Unit Heater_E3 | F2 | Commercial | Lodging (WA) | Existing | Space Heating | Natural Gas | Unit Heater | E3 | TRC BC Ratio | 159.8853 | 164.0994 | 168.2287 | 172.1136 | 175.7384 | 179.0207 | 182.2834 | 185.6603 | 189.4387 | 193.3387 | 197.4946 | 201.8747 | 206.2592 | 210.463 | 214.851 | 219.3669 | 224.0637 | 228.8515 | 233.7222 | 238.6918 | 243.7689 | 248.9194 | 254.0337 | 259.4256 | 264.932 | 270.5553 | 276.2979
F2_Commercial_Lodging (WA)_Existing_Space Heating_Natural Gas_Unit Heater_E4 | F2 | Commercial | Lodging (WA) | Existing | Space Heating | Natural Gas | Unit Heater | E4 | TRC BC Ratio | 0 | 0 | 0 | 0 | 0 | 0 | 0 | 0 | 0 | 0 | 0 | 0 | 0 | 0 | 0 | 0 | 0 | 0 | 0 | 0 | 0 | 0 | 0 | 0 | 0 | 0 | 0
F2_Commercial_Lodging (WA)_Existing_Space Heating_Natural Gas_Unit Heater_E5 | F2 | Commercial | Lodging (WA) | Existing | Space Heating | Natural Gas | Unit Heater | E5 | TRC BC Ratio | 0 | 0 | 0 | 0 | 0 | 0 | 0 | 0 | 0 | 0 | 0 | 0 | 0 | 0 | 0 | 0 | 0 | 0 | 0 | 0 | 0 | 0 | 0 | 0 | 0 | 0 | 0
F2_Commercial_Lodging (WA)_Existing_Space Heating_Natural Gas_Unit Heater_E6 | F2 | Commercial | Lodging (WA) | Existing | Space Heating | Natural Gas | Unit Heater | E6 | TRC BC Ratio | 0 | 0 | 0 | 0 | 0 | 0 | 0 | 0 | 0 | 0 | 0 | 0 | 0 | 0 | 0 | 0 | 0 | 0 | 0 | 0 | 0 | 0 | 0 | 0 | 0 | 0 | 0
F2_Commercial_Lodging (WA)_Existing_Space Heating_Natural Gas_Unit Heater_E7 | F2 | Commercial | Lodging (WA) | Existing | Space Heating | Natural Gas | Unit Heater | E7 | TRC BC Ratio | 0 | 0 | 0 | 0 | 0 | 0 | 0 | 0 | 0 | 0 | 0 | 0 | 0 | 0 | 0 | 0 | 0 | 0 | 0 | 0 | 0 | 0 | 0 | 0 | 0 | 0 | 0
F2_Commercial_Lodging (WA)_Existing_Space Heating_Natural Gas_Unit Heater_E8 | F2 | Commercial | Lodging (WA) | Existing | Space Heating | Natural Gas | Unit Heater | E8 | TRC BC Ratio | 0 | 0 | 0 | 0 | 0 | 0 | 0 | 0 | 0 | 0 | 0 | 0 | 0 | 0 | 0 | 0 | 0 | 0 | 0 | 0 | 0 | 0 | 0 | 0 | 0 | 0 | 0
F2_Commercial_Lodging (WA)_Existing_Space Heating_Natural Gas_Unit Heater_E9 | F2 | Commercial | Lodging (WA) | Existing | Space Heating | Natural Gas | Unit Heater | E9 | TRC BC Ratio | 0 | 0 | 0 | 0 | 0 | 0 | 0 | 0 | 0 | 0 | 0 | 0 | 0 | 0 | 0 | 0 | 0 | 0 | 0 | 0 | 0 | 0 | 0 | 0 | 0 | 0 | 0
F2_Commercial_Lodging (WA)_Existing_Space Heating_Natural Gas_Unit Heater_E10 | F2 | Commercial | Lodging (WA) | Existing | Space Heating | Natural Gas | Unit Heater | E10 | TRC BC Ratio | 0 | 0 | 0 | 0 | 0 | 0 | 0 | 0 | 0 | 0 | 0 | 0 | 0 | 0 | 0 | 0 | 0 | 0 | 0 | 0 | 0 | 0 | 0 | 0 | 0 | 0 | 0
F3_Commercial_Lodging (WA)_Existing_Space Heating_Natural Gas_Unit Heater_E1 | F3 | Commercial | Lodging (WA) | Existing | Space Heating | Natural Gas | Unit Heater | E1 | PACT BC Ratio | [24 empty] | 1 | 1 | 1 | bar: 2019 to 2042
F3_Commercial_Lodging (WA)_Existing_Space Heating_Natural Gas_Unit Heater_E2 | F3 | Commercial | Lodging (WA) | Existing | Space Heating | Natural Gas | Unit Heater | E2 | PACT BC Ratio | 100.8824 | 102.5404 | 104.7041 | 107.0895 | 109.7158 | 113.3348 | 117.0204 | 120.9234 | 124.6578 | 128.4506 | 131.8461 | 134.9776 | 138.4055 | 141.9257 | 145.2031 | 148.4334 | 151.4479 | 154.5552 | 157.7915 | 161.1112 | 164.4947 | 168.0649 | 172.1979 | 175.8529 | 179.5854 | 183.3971 | 187.2898
F3_Commercial_Lodging (WA)_Existing_Space Heating_Natural Gas_Unit Heater_E3 | F3 | Commercial | Lodging (WA) | Existing | Space Heating | Natural Gas | Unit Heater | E3 | PACT BC Ratio | 447.8243 | 459.6276 | 471.1933 | 482.0746 | 492.2273 | 501.4209 | 510.5592 | 520.0177 | 530.6006 | 541.5242 | 553.1643 | 565.4328 | 577.7132 | 589.4878 | 601.7781 | 614.4269 | 627.582 | 640.9924 | 654.6346 | 668.554 | 682.7745 | 697.2007 | 711.5254 | 726.6277 | 742.0505 | 757.8007 | 773.8853
F3_Commercial_Lodging (WA)_Existing_Space Heating_Natural Gas_Unit Heater_E4 | F3 | Commercial | Lodging (WA) | Existing | Space Heating | Natural Gas | Unit Heater | E4 | PACT BC Ratio | 0 | 0 | 0 | 0 | 0 | 0 | 0 | 0 | 0 | 0 | 0 | 0 | 0 | 0 | 0 | 0 | 0 | 0 | 0 | 0 | 0 | 0 | 0 | 0 | 0 | 0 | 0
F3_Commercial_Lodging (WA)_Existing_Space Heating_Natural Gas_Unit Heater_E5 | F3 | Commercial | Lodging (WA) | Existing | Space Heating | Natural Gas | Unit Heater | E5 | PACT BC Ratio | 0 | 0 | 0 | 0 | 0 | 0 | 0 | 0 | 0 | 0 | 0 | 0 | 0 | 0 | 0 | 0 | 0 | 0 | 0 | 0 | 0 | 0 | 0 | 0 | 0 | 0 | 0
F3_Commercial_Lodging (WA)_Existing_Space Heating_Natural Gas_Unit Heater_E6 | F3 | Commercial | Lodging (WA) | Existing | Space Heating | Natural Gas | Unit Heater | E6 | PACT BC Ratio | 0 | 0 | 0 | 0 | 0 | 0 | 0 | 0 | 0 | 0 | 0 | 0 | 0 | 0 | 0 | 0 | 0 | 0 | 0 | 0 | 0 | 0 | 0 | 0 | 0 | 0 | 0
F3_Commercial_Lodging (WA)_Existing_Space Heating_Natural Gas_Unit Heater_E7 | F3 | Commercial | Lodging (WA) | Existing | Space Heating | Natural Gas | Unit Heater | E7 | PACT BC Ratio | 0 | 0 | 0 | 0 | 0 | 0 | 0 | 0 | 0 | 0 | 0 | 0 | 0 | 0 | 0 | 0 | 0 | 0 | 0 | 0 | 0 | 0 | 0 | 0 | 0 | 0 | 0
F3_Commercial_Lodging (WA)_Existing_Space Heating_Natural Gas_Unit Heater_E8 | F3 | Commercial | Lodging (WA) | Existing | Space Heating | Natural Gas | Unit Heater | E8 | PACT BC Ratio | 0 | 0 | 0 | 0 | 0 | 0 | 0 | 0 | 0 | 0 | 0 | 0 | 0 | 0 | 0 | 0 | 0 | 0 | 0 | 0 | 0 | 0 | 0 | 0 | 0 | 0 | 0
F3_Commercial_Lodging (WA)_Existing_Space Heating_Natural Gas_Unit Heater_E9 | F3 | Commercial | Lodging (WA) | Existing | Space Heating | Natural Gas | Unit Heater | E9 | PACT BC Ratio | 0 | 0 | 0 | 0 | 0 | 0 | 0 | 0 | 0 | 0 | 0 | 0 | 0 | 0 | 0 | 0 | 0 | 0 | 0 | 0 | 0 | 0 | 0 | 0 | 0 | 0 | 0
F3_Commercial_Lodging (WA)_Existing_Space Heating_Natural Gas_Unit Heater_E10 | F3 | Commercial | Lodging (WA) | Existing | Space Heating | Natural Gas | Unit Heater | E10 | PACT BC Ratio | 0 | 0 | 0 | 0 | 0 | 0 | 0 | 0 | 0 | 0 | 0 | 0 | 0 | 0 | 0 | 0 | 0 | 0 | 0 | 0 | 0 | 0 | 0 | 0 | 0 | 0 | 0
F4_Commercial_Lodging (WA)_Existing_Space Heating_Natural Gas_Unit Heater_E1 | F4 | Commercial | Lodging (WA) | Existing | Space Heating | Natural Gas | Unit Heater | E1 | RVT BC Ratio | [24 empty] | 1 | 1 | 1 | bar: 2019 to 2042
F4_Commercial_Lodging (WA)_Existing_Space Heating_Natural Gas_Unit Heater_E2 | F4 | Commercial | Lodging (WA) | Existing | Space Heating | Natural Gas | Unit Heater | E2 | RVT BC Ratio | 50.051 | 50.5756 | 51.3264 | 52.1544 | 53.0662 | 54.4445 | 55.8092 | 57.2437 | 58.5452 | 59.8284 | 61.2728 | 62.58 | 64.0133 | 65.4755 | 66.8077 | 68.1008 | 69.2743 | 70.4722 | 71.7102 | 72.9654 | 74.227 | 75.8331 | 77.6923 | 79.3365 | 81.0156 | 82.7303 | 84.4815
F4_Commercial_Lodging (WA)_Existing_Space Heating_Natural Gas_Unit Heater_E3 | F4 | Commercial | Lodging (WA) | Existing | Space Heating | Natural Gas | Unit Heater | E3 | RVT BC Ratio | 206.8531 | 211.6213 | 216.1917 | 220.3677 | 224.1238 | 227.32 | 230.4107 | 233.8405 | 238.0316 | 242.6608 | 247.6213 | 253.2253 | 258.8407 | 264.2391 | 269.8869 | 275.711 | 281.7817 | 287.9818 | 294.301 | 300.7621 | 307.3772 | 313.8669 | 320.3109 | 327.1047 | 334.0428 | 341.1281 | 348.3637
F4_Commercial_Lodging (WA)_Existing_Space Heating_Natural Gas_Unit Heater_E4 | F4 | Commercial | Lodging (WA) | Existing | Space Heating | Natural Gas | Unit Heater | E4 | RVT BC Ratio | 0 | 0 | 0 | 0 | 0 | 0 | 0 | 0 | 0 | 0 | 0 | 0 | 0 | 0 | 0 | 0 | 0 | 0 | 0 | 0 | 0 | 0 | 0 | 0 | 0 | 0 | 0
F4_Commercial_Lodging (WA)_Existing_Space Heating_Natural Gas_Unit Heater_E5 | F4 | Commercial | Lodging (WA) | Existing | Space Heating | Natural Gas | Unit Heater | E5 | RVT BC Ratio | 0 | 0 | 0 | 0 | 0 | 0 | 0 | 0 | 0 | 0 | 0 | 0 | 0 | 0 | 0 | 0 | 0 | 0 | 0 | 0 | 0 | 0 | 0 | 0 | 0 | 0 | 0
F4_Commercial_Lodging (WA)_Existing_Space Heating_Natural Gas_Unit Heater_E6 | F4 | Commercial | Lodging (WA) | Existing | Space Heating | Natural Gas | Unit Heater | E6 | RVT BC Ratio | 0 | 0 | 0 | 0 | 0 | 0 | 0 | 0 | 0 | 0 | 0 | 0 | 0 | 0 | 0 | 0 | 0 | 0 | 0 | 0 | 0 | 0 | 0 | 0 | 0 | 0 | 0
F4_Commercial_Lodging (WA)_Existing_Space Heating_Natural Gas_Unit Heater_E7 | F4 | Commercial | Lodging (WA) | Existing | Space Heating | Natural Gas | Unit Heater | E7 | RVT BC Ratio | 0 | 0 | 0 | 0 | 0 | 0 | 0 | 0 | 0 | 0 | 0 | 0 | 0 | 0 | 0 | 0 | 0 | 0 | 0 | 0 | 0 | 0 | 0 | 0 | 0 | 0 | 0
F4_Commercial_Lodging (WA)_Existing_Space Heating_Natural Gas_Unit Heater_E8 | F4 | Commercial | Lodging (WA) | Existing | Space Heating | Natural Gas | Unit Heater | E8 | RVT BC Ratio | 0 | 0 | 0 | 0 | 0 | 0 | 0 | 0 | 0 | 0 | 0 | 0 | 0 | 0 | 0 | 0 | 0 | 0 | 0 | 0 | 0 | 0 | 0 | 0 | 0 | 0 | 0
F4_Commercial_Lodging (WA)_Existing_Space Heating_Natural Gas_Unit Heater_E9 | F4 | Commercial | Lodging (WA) | Existing | Space Heating | Natural Gas | Unit Heater | E9 | RVT BC Ratio | 0 | 0 | 0 | 0 | 0 | 0 | 0 | 0 | 0 | 0 | 0 | 0 | 0 | 0 | 0 | 0 | 0 | 0 | 0 | 0 | 0 | 0 | 0 | 0 | 0 | 0 | 0
F4_Commercial_Lodging (WA)_Existing_Space Heating_Natural Gas_Unit Heater_E10 | F4 | Commercial | Lodging (WA) | Existing | Space Heating | Natural Gas | Unit Heater | E10 | RVT BC Ratio | 0 | 0 | 0 | 0 | 0 | 0 | 0 | 0 | 0 | 0 | 0 | 0 | 0 | 0 | 0 | 0 | 0 | 0 | 0 | 0 | 0 | 0 | 0 | 0 | 0 | 0 | 0
F5_Commercial_Lodging (WA)_Existing_Space Heating_Natural Gas_Unit Heater_E1 | F5 | Commercial | Lodging (WA) | Existing | Space Heating | Natural Gas | Unit Heater | E1 | RIM BC Ratio | [24 empty] | 1 | 1 | 1 | bar: 2019 to 2042
F5_Commercial_Lodging (WA)_Existing_Space Heating_Natural Gas_Unit Heater_E2 | F5 | Commercial | Lodging (WA) | Existing | Space Heating | Natural Gas | Unit Heater | E2 | RIM BC Ratio | 0.86011 | 0.86521 | 0.8706 | 0.87635 | 0.88247 | 0.88859 | 0.89513 | 0.90188 | 0.90914 | 0.91677 | 0.9189 | 0.92113 | 0.92344 | 0.92585 | 0.9284 | 0.93108 | 0.93395 | 0.93695 | 0.9401 | 0.94341 | 0.9469 | 0.94701 | 0.94714 | 0.94725 | 0.94736 | 0.94746 | 0.94756
F5_Commercial_Lodging (WA)_Existing_Space Heating_Natural Gas_Unit Heater_E3 | F5 | Commercial | Lodging (WA) | Existing | Space Heating | Natural Gas | Unit Heater | E3 | RIM BC Ratio | 0.92663 | 0.92965 | 0.93291 | 0.93639 | 0.9401 | 0.9442 | 0.94853 | 0.95194 | 0.95422 | 0.95531 | 0.95631 | 0.9559 | 0.95549 | 0.95506 | 0.95459 | 0.95408 | 0.95352 | 0.95295 | 0.95235 | 0.95172 | 0.95105 | 0.95108 | 0.95111 | 0.95113 | 0.95116 | 0.95119 | 0.95121
F5_Commercial_Lodging (WA)_Existing_Space Heating_Natural Gas_Unit Heater_E4 | F5 | Commercial | Lodging (WA) | Existing | Space Heating | Natural Gas | Unit Heater | E4 | RIM BC Ratio | 0 | 0 | 0 | 0 | 0 | 0 | 0 | 0 | 0 | 0 | 0 | 0 | 0 | 0 | 0 | 0 | 0 | 0 | 0 | 0 | 0 | 0 | 0 | 0 | 0 | 0 | 0
F5_Commercial_Lodging (WA)_Existing_Space Heating_Natural Gas_Unit Heater_E5 | F5 | Commercial | Lodging (WA) | Existing | Space Heating | Natural Gas | Unit Heater | E5 | RIM BC Ratio | 0 | 0 | 0 | 0 | 0 | 0 | 0 | 0 | 0 | 0 | 0 | 0 | 0 | 0 | 0 | 0 | 0 | 0 | 0 | 0 | 0 | 0 | 0 | 0 | 0 | 0 | 0
F5_Commercial_Lodging (WA)_Existing_Space Heating_Natural Gas_Unit Heater_E6 | F5 | Commercial | Lodging (WA) | Existing | Space Heating | Natural Gas | Unit Heater | E6 | RIM BC Ratio | 0 | 0 | 0 | 0 | 0 | 0 | 0 | 0 | 0 | 0 | 0 | 0 | 0 | 0 | 0 | 0 | 0 | 0 | 0 | 0 | 0 | 0 | 0 | 0 | 0 | 0 | 0
F5_Commercial_Lodging (WA)_Existing_Space Heating_Natural Gas_Unit Heater_E7 | F5 | Commercial | Lodging (WA) | Existing | Space Heating | Natural Gas | Unit Heater | E7 | RIM BC Ratio | 0 | 0 | 0 | 0 | 0 | 0 | 0 | 0 | 0 | 0 | 0 | 0 | 0 | 0 | 0 | 0 | 0 | 0 | 0 | 0 | 0 | 0 | 0 | 0 | 0 | 0 | 0
F5_Commercial_Lodging (WA)_Existing_Space Heating_Natural Gas_Unit Heater_E8 | F5 | Commercial | Lodging (WA) | Existing | Space Heating | Natural Gas | Unit Heater | E8 | RIM BC Ratio | 0 | 0 | 0 | 0 | 0 | 0 | 0 | 0 | 0 | 0 | 0 | 0 | 0 | 0 | 0 | 0 | 0 | 0 | 0 | 0 | 0 | 0 | 0 | 0 | 0 | 0 | 0
F5_Commercial_Lodging (WA)_Existing_Space Heating_Natural Gas_Unit Heater_E9 | F5 | Commercial | Lodging (WA) | Existing | Space Heating | Natural Gas | Unit Heater | E9 | RIM BC Ratio | 0 | 0 | 0 | 0 | 0 | 0 | 0 | 0 | 0 | 0 | 0 | 0 | 0 | 0 | 0 | 0 | 0 | 0 | 0 | 0 | 0 | 0 | 0 | 0 | 0 | 0 | 0
F5_Commercial_Lodging (WA)_Existing_Space Heating_Natural Gas_Unit Heater_E10 | F5 | Commercial | Lodging (WA) | Existing | Space Heating | Natural Gas | Unit Heater | E10 | RIM BC Ratio | 0 | 0 | 0 | 0 | 0 | 0 | 0 | 0 | 0 | 0 | 0 | 0 | 0 | 0 | 0 | 0 | 0 | 0 | 0 | 0 | 0 | 0 | 0 | 0 | 0 | 0 | 0
F0_Commercial_Lodging (WA)_Existing_Water Heating_Natural Gas_Water Heater_E0 | F0 | Commercial | Lodging (WA) | Existing | Water Heating | Natural Gas | Water Heater | E0 | Economic Unit | TE 0.90 | TE 0.90 | TE 0.90 | TE 0.90 | TE 0.90 | TE 0.94 | TE 0.94 | TE 0.94 | TE 0.94 | TE 0.94 | TE 0.94 | TE 0.94 | Instantaneous TE 0.94 | Instantaneous TE 0.94 | Instantaneous TE 0.94 | Instantaneous TE 0.94 | Instantaneous TE 0.94 | Instantaneous TE 0.94 | Instantaneous TE 0.94 | Instantaneous TE 0.94 | Gas-Fired Absorption HPWH | Gas-Fired Absorption HPWH | Gas-Fired Absorption HPWH | Gas-Fired Absorption HPWH | Gas-Fired Absorption HPWH | Gas-Fired Absorption HPWH | Gas-Fired Absorption HPWH
F1_Commercial_Lodging (WA)_Existing_Water Heating_Natural Gas_Water Heater_E1 | F1 | Commercial | Lodging (WA) | Existing | Water Heating | Natural Gas | Water Heater | E1 | CCE | 0 | 0 | 0 | 0 | 0 | 0 | 0 | 0 | 0 | 0 | 0 | 0 | 0 | 0 | 0 | 0 | 0 | 0 | 0 | 0 | 0 | 0 | 0 | 0 | 0 | 0 | 0
F1_Commercial_Lodging (WA)_Existing_Water Heating_Natural Gas_Water Heater_E2 | F1 | Commercial | Lodging (WA) | Existing | Water Heating | Natural Gas | Water Heater | E2 | CCE | 0.0023595 | 0.0023595 | 0.0023595 | 0.0023595 | 0.0023595 | 0.0023595 | 0.0023595 | 0.0023595 | 0.0023595 | 0.0023595 | 0.0023595 | 0.0023595 | 0.0023595 | 0.0023595 | 0.0023595 | 0.0023595 | 0.0023595 | 0.0023595 | 0.0023595 | 0.0023595 | 0.0023595 | 0.0023595 | 0.0023595 | 0.0023595 | 0.0023595 | 0.0023595 | 0.0023595
F1_Commercial_Lodging (WA)_Existing_Water Heating_Natural Gas_Water Heater_E3 | F1 | Commercial | Lodging (WA) | Existing | Water Heating | Natural Gas | Water Heater | E3 | CCE | 0.0041816 | 0.0041816 | 0.0041816 | 0.0041816 | 0.0041816 | 0.0041816 | 0.0041816 | 0.0041816 | 0.0041816 | 0.0041816 | 0.0041816 | 0.0041816 | 0.0041816 | 0.0041816 | 0.0041816 | 0.0041816 | 0.0041816 | 0.0041816 | 0.0041816 | 0.0041816 | 0.0041816 | 0.0041816 | 0.0041816 | 0.0041816 | 0.0041816 | 0.0041816 | 0.0041816
F1_Commercial_Lodging (WA)_Existing_Water Heating_Natural Gas_Water Heater_E4 | F1 | Commercial | Lodging (WA) | Existing | Water Heating | Natural Gas | Water Heater | E4 | CCE | 0.0042584 | 0.0042584 | 0.0042584 | 0.0042584 | 0.0042584 | 0.0042584 | 0.0042584 | 0.0042584 | 0.0042584 | 0.0042584 | 0.0042584 | 0.0042584 | 0.0042584 | 0.0042584 | 0.0042584 | 0.0042584 | 0.0042584 | 0.0042584 | 0.0042584 | 0.0042584 | 0.0042584 | 0.0042584 | 0.0042584 | 0.0042584 | 0.0042584 | 0.0042584 | 0.0042584
F1_Commercial_Lodging (WA)_Existing_Water Heating_Natural Gas_Water Heater_E5 | F1 | Commercial | Lodging (WA) | Existing | Water Heating | Natural Gas | Water Heater | E5 | CCE | 0.0062059 | 0.0062059 | 0.0062059 | 0.0062059 | 0.0062059 | 0.0062059 | 0.0062059 | 0.0062059 | 0.0062059 | 0.0062059 | 0.0062059 | 0.0062059 | 0.0062059 | 0.0062059 | 0.0062059 | 0.0062059 | 0.0062059 | 0.0062059 | 0.0062059 | 0.0062059 | 0.0062059 | 0.0062059 | 0.0062059 | 0.0062059 | 0.0062059 | 0.0062059 | 0.0062059
F1_Commercial_Lodging (WA)_Existing_Water Heating_Natural Gas_Water Heater_E6 | F1 | Commercial | Lodging (WA) | Existing | Water Heating | Natural Gas | Water Heater | E6 | CCE | 0 | 0 | 0 | 0 | 0 | 0 | 0 | 0 | 0 | 0 | 0 | 0 | 0 | 0 | 0 | 0 | 0 | 0 | 0 | 0 | 0 | 0 | 0 | 0 | 0 | 0 | 0
F1_Commercial_Lodging (WA)_Existing_Water Heating_Natural Gas_Water Heater_E7 | F1 | Commercial | Lodging (WA) | Existing | Water Heating | Natural Gas | Water Heater | E7 | CCE | 0 | 0 | 0 | 0 | 0 | 0 | 0 | 0 | 0 | 0 | 0 | 0 | 0 | 0 | 0 | 0 | 0 | 0 | 0 | 0 | 0 | 0 | 0 | 0 | 0 | 0 | 0
F1_Commercial_Lodging (WA)_Existing_Water Heating_Natural Gas_Water Heater_E8 | F1 | Commercial | Lodging (WA) | Existing | Water Heating | Natural Gas | Water Heater | E8 | CCE | 0 | 0 | 0 | 0 | 0 | 0 | 0 | 0 | 0 | 0 | 0 | 0 | 0 | 0 | 0 | 0 | 0 | 0 | 0 | 0 | 0 | 0 | 0 | 0 | 0 | 0 | 0
F1_Commercial_Lodging (WA)_Existing_Water Heating_Natural Gas_Water Heater_E9 | F1 | Commercial | Lodging (WA) | Existing | Water Heating | Natural Gas | Water Heater | E9 | CCE | 0 | 0 | 0 | 0 | 0 | 0 | 0 | 0 | 0 | 0 | 0 | 0 | 0 | 0 | 0 | 0 | 0 | 0 | 0 | 0 | 0 | 0 | 0 | 0 | 0 | 0 | 0
F1_Commercial_Lodging (WA)_Existing_Water Heating_Natural Gas_Water Heater_E10 | F1 | Commercial | Lodging (WA) | Existing | Water Heating | Natural Gas | Water Heater | E10 | CCE | 0 | 0 | 0 | 0 | 0 | 0 | 0 | 0 | 0 | 0 | 0 | 0 | 0 | 0 | 0 | 0 | 0 | 0 | 0 | 0 | 0 | 0 | 0 | 0 | 0 | 0 | 0
F2_Commercial_Lodging (WA)_Existing_Water Heating_Natural Gas_Water Heater_E1 | F2 | Commercial | Lodging (WA) | Existing | Water Heating | Natural Gas | Water Heater | E1 | TRC BC Ratio | [24 empty] | 1 | 1 | 1 | bar: 2019 to 2042
F2_Commercial_Lodging (WA)_Existing_Water Heating_Natural Gas_Water Heater_E2 | F2 | Commercial | Lodging (WA) | Existing | Water Heating | Natural Gas | Water Heater | E2 | TRC BC Ratio | 1.5714 | 1.6127 | 1.659 | 1.7109 | 1.7687 | 1.837 | 1.9066 | 1.9752 | 2.0412 | 2.1081 | 2.1626 | 2.214 | 2.269 | 2.3231 | 2.3722 | 2.4187 | 2.4611 | 2.5032 | 2.5478 | 2.5916 | 2.6366 | 2.6831 | 2.7302 | 2.7787 | 2.8281 | 2.8784 | 2.9295
F2_Commercial_Lodging (WA)_Existing_Water Heating_Natural Gas_Water Heater_E3 | F2 | Commercial | Lodging (WA) | Existing | Water Heating | Natural Gas | Water Heater | E3 | TRC BC Ratio | 0.88666 | 0.90995 | 0.93609 | 0.96537 | 0.99797 | 1.0365 | 1.0758 | 1.1145 | 1.1517 | 1.1895 | 1.2202 | 1.2492 | 1.2803 | 1.3108 | 1.3385 | 1.3647 | 1.3887 | 1.4124 | 1.4376 | 1.4623 | 1.4877 | 1.5139 | 1.5405 | 1.5679 | 1.5958 | 1.6241 | 1.653
F2_Commercial_Lodging (WA)_Existing_Water Heating_Natural Gas_Water Heater_E4 | F2 | Commercial | Lodging (WA) | Existing | Water Heating | Natural Gas | Water Heater | E4 | TRC BC Ratio | 0.55962 | 0.57666 | 0.59971 | 0.62982 | 0.66708 | 0.71564 | 0.76579 | 0.81454 | 0.86019 | 0.9065 | 0.93983 | 0.9696 | 1.0025 | 1.0341 | 1.0603 | 1.0835 | 1.1022 | 1.1201 | 1.1402 | 1.159 | 1.1785 | 1.1991 | 1.2199 | 1.2416 | 1.2636 | 1.2861 | 1.3089
F2_Commercial_Lodging (WA)_Existing_Water Heating_Natural Gas_Water Heater_E5 | F2 | Commercial | Lodging (WA) | Existing | Water Heating | Natural Gas | Water Heater | E5 | TRC BC Ratio | 0.61294 | 0.62902 | 0.64674 | 0.66618 | 0.68747 | 0.71228 | 0.73749 | 0.76237 | 0.7864 | 0.81078 | 0.83097 | 0.85015 | 0.87058 | 0.89075 | 0.90925 | 0.92688 | 0.94316 | 0.95936 | 0.97645 | 0.9933 | 1.0106 | 1.0284 | 1.0465 | 1.0651 | 1.084 | 1.1033 | 1.1229
F2_Commercial_Lodging (WA)_Existing_Water Heating_Natural Gas_Water Heater_E6 | F2 | Commercial | Lodging (WA) | Existing | Water Heating | Natural Gas | Water Heater | E6 | TRC BC Ratio | 0 | 0 | 0 | 0 | 0 | 0 | 0 | 0 | 0 | 0 | 0 | 0 | 0 | 0 | 0 | 0 | 0 | 0 | 0 | 0 | 0 | 0 | 0 | 0 | 0 | 0 | 0
F2_Commercial_Lodging (WA)_Existing_Water Heating_Natural Gas_Water Heater_E7 | F2 | Commercial | Lodging (WA) | Existing | Water Heating | Natural Gas | Water Heater | E7 | TRC BC Ratio | 0 | 0 | 0 | 0 | 0 | 0 | 0 | 0 | 0 | 0 | 0 | 0 | 0 | 0 | 0 | 0 | 0 | 0 | 0 | 0 | 0 | 0 | 0 | 0 | 0 | 0 | 0
F2_Commercial_Lodging (WA)_Existing_Water Heating_Natural Gas_Water Heater_E8 | F2 | Commercial | Lodging (WA) | Existing | Water Heating | Natural Gas | Water Heater | E8 | TRC BC Ratio | 0 | 0 | 0 | 0 | 0 | 0 | 0 | 0 | 0 | 0 | 0 | 0 | 0 | 0 | 0 | 0 | 0 | 0 | 0 | 0 | 0 | 0 | 0 | 0 | 0 | 0 | 0
F2_Commercial_Lodging (WA)_Existing_Water Heating_Natural Gas_Water Heater_E9 | F2 | Commercial | Lodging (WA) | Existing | Water Heating | Natural Gas | Water Heater | E9 | TRC BC Ratio | 0 | 0 | 0 | 0 | 0 | 0 | 0 | 0 | 0 | 0 | 0 | 0 | 0 | 0 | 0 | 0 | 0 | 0 | 0 | 0 | 0 | 0 | 0 | 0 | 0 | 0 | 0
F2_Commercial_Lodging (WA)_Existing_Water Heating_Natural Gas_Water Heater_E10 | F2 | Commercial | Lodging (WA) | Existing | Water Heating | Natural Gas | Water Heater | E10 | TRC BC Ratio | 0 | 0 | 0 | 0 | 0 | 0 | 0 | 0 | 0 | 0 | 0 | 0 | 0 | 0 | 0 | 0 | 0 | 0 | 0 | 0 | 0 | 0 | 0 | 0 | 0 | 0 | 0
F3_Commercial_Lodging (WA)_Existing_Water Heating_Natural Gas_Water Heater_E1 | F3 | Commercial | Lodging (WA) | Existing | Water Heating | Natural Gas | Water Heater | E1 | PACT BC Ratio | [24 empty] | 1 | 1 | 1 | bar: 2019 to 2042
F3_Commercial_Lodging (WA)_Existing_Water Heating_Natural Gas_Water Heater_E2 | F3 | Commercial | Lodging (WA) | Existing | Water Heating | Natural Gas | Water Heater | E2 | PACT BC Ratio | 3.8989 | 4.0013 | 4.1162 | 4.245 | 4.3884 | 4.558 | 4.7307 | 4.9008 | 5.0645 | 5.2306 | 5.3657 | 5.4933 | 5.6297 | 5.764 | 5.8858 | 6.0012 | 6.1064 | 6.2108 | 6.3215 | 6.4302 | 6.5417 | 6.6572 | 6.7741 | 6.8945 | 7.017 | 7.1416 | 7.2685
F3_Commercial_Lodging (WA)_Existing_Water Heating_Natural Gas_Water Heater_E3 | F3 | Commercial | Lodging (WA) | Existing | Water Heating | Natural Gas | Water Heater | E3 | PACT BC Ratio | 2.1999 | 2.2577 | 2.3226 | 2.3952 | 2.4761 | 2.5718 | 2.6693 | 2.7653 | 2.8576 | 2.9513 | 3.0276 | 3.0996 | 3.1766 | 3.2523 | 3.3211 | 3.3861 | 3.4455 | 3.5044 | 3.5669 | 3.6282 | 3.6911 | 3.7563 | 3.8223 | 3.8902 | 3.9593 | 4.0297 | 4.1013
F3_Commercial_Lodging (WA)_Existing_Water Heating_Natural Gas_Water Heater_E4 | F3 | Commercial | Lodging (WA) | Existing | Water Heating | Natural Gas | Water Heater | E4 | PACT BC Ratio | 1.3885 | 1.4308 | 1.488 | 1.5627 | 1.6551 | 1.7756 | 1.9 | 2.021 | 2.1343 | 2.2492 | 2.3319 | 2.4057 | 2.4875 | 2.5658 | 2.6308 | 2.6883 | 2.7347 | 2.7792 | 2.829 | 2.8756 | 2.924 | 2.9752 | 3.0267 | 3.0805 | 3.1352 | 3.1909 | 3.2476
F3_Commercial_Lodging (WA)_Existing_Water Heating_Natural Gas_Water Heater_E5 | F3 | Commercial | Lodging (WA) | Existing | Water Heating | Natural Gas | Water Heater | E5 | PACT BC Ratio | 1.5208 | 1.5607 | 1.6047 | 1.6529 | 1.7057 | 1.7673 | 1.8298 | 1.8916 | 1.9512 | 2.0117 | 2.0618 | 2.1094 | 2.1601 | 2.2101 | 2.256 | 2.2997 | 2.3401 | 2.3803 | 2.4227 | 2.4645 | 2.5074 | 2.5517 | 2.5966 | 2.6427 | 2.6896 | 2.7374 | 2.7861
F3_Commercial_Lodging (WA)_Existing_Water Heating_Natural Gas_Water Heater_E6 | F3 | Commercial | Lodging (WA) | Existing | Water Heating | Natural Gas | Water Heater | E6 | PACT BC Ratio | 0 | 0 | 0 | 0 | 0 | 0 | 0 | 0 | 0 | 0 | 0 | 0 | 0 | 0 | 0 | 0 | 0 | 0 | 0 | 0 | 0 | 0 | 0 | 0 | 0 | 0 | 0
F3_Commercial_Lodging (WA)_Existing_Water Heating_Natural Gas_Water Heater_E7 | F3 | Commercial | Lodging (WA) | Existing | Water Heating | Natural Gas | Water Heater | E7 | PACT BC Ratio | 0 | 0 | 0 | 0 | 0 | 0 | 0 | 0 | 0 | 0 | 0 | 0 | 0 | 0 | 0 | 0 | 0 | 0 | 0 | 0 | 0 | 0 | 0 | 0 | 0 | 0 | 0
F3_Commercial_Lodging (WA)_Existing_Water Heating_Natural Gas_Water Heater_E8 | F3 | Commercial | Lodging (WA) | Existing | Water Heating | Natural Gas | Water Heater | E8 | PACT BC Ratio | 0 | 0 | 0 | 0 | 0 | 0 | 0 | 0 | 0 | 0 | 0 | 0 | 0 | 0 | 0 | 0 | 0 | 0 | 0 | 0 | 0 | 0 | 0 | 0 | 0 | 0 | 0
F3_Commercial_Lodging (WA)_Existing_Water Heating_Natural Gas_Water Heater_E9 | F3 | Commercial | Lodging (WA) | Existing | Water Heating | Natural Gas | Water Heater | E9 | PACT BC Ratio | 0 | 0 | 0 | 0 | 0 | 0 | 0 | 0 | 0 | 0 | 0 | 0 | 0 | 0 | 0 | 0 | 0 | 0 | 0 | 0 | 0 | 0 | 0 | 0 | 0 | 0 | 0
F3_Commercial_Lodging (WA)_Existing_Water Heating_Natural Gas_Water Heater_E10 | F3 | Commercial | Lodging (WA) | Existing | Water Heating | Natural Gas | Water Heater | E10 | PACT BC Ratio | 0 | 0 | 0 | 0 | 0 | 0 | 0 | 0 | 0 | 0 | 0 | 0 | 0 | 0 | 0 | 0 | 0 | 0 | 0 | 0 | 0 | 0 | 0 | 0 | 0 | 0 | 0
F4_Commercial_Lodging (WA)_Existing_Water Heating_Natural Gas_Water Heater_E1 | F4 | Commercial | Lodging (WA) | Existing | Water Heating | Natural Gas | Water Heater | E1 | RVT BC Ratio | [24 empty] | 1 | 1 | 1 | bar: 2019 to 2042
F4_Commercial_Lodging (WA)_Existing_Water Heating_Natural Gas_Water Heater_E2 | F4 | Commercial | Lodging (WA) | Existing | Water Heating | Natural Gas | Water Heater | E2 | RVT BC Ratio | 2.4819 | 2.5261 | 2.5758 | 2.6316 | 2.6939 | 2.7692 | 2.8439 | 2.9145 | 2.9785 | 3.0409 | 3.1055 | 3.1647 | 3.2279 | 3.2892 | 3.3431 | 3.3927 | 3.4359 | 3.4777 | 3.5218 | 3.5636 | 3.6057 | 3.6644 | 3.7237 | 3.7849 | 3.8471 | 3.9104 | 3.9748
F4_Commercial_Lodging (WA)_Existing_Water Heating_Natural Gas_Water Heater_E3 | F4 | Commercial | Lodging (WA) | Existing | Water Heating | Natural Gas | Water Heater | E3 | RVT BC Ratio | 1.524 | 1.5489 | 1.577 | 1.6085 | 1.6436 | 1.6861 | 1.7282 | 1.7681 | 1.8042 | 1.8394 | 1.8759 | 1.9093 | 1.945 | 1.9795 | 2.0099 | 2.0379 | 2.0623 | 2.0859 | 2.1108 | 2.1344 | 2.1581 | 2.1912 | 2.2247 | 2.2592 | 2.2943 | 2.33 | 2.3664
F4_Commercial_Lodging (WA)_Existing_Water Heating_Natural Gas_Water Heater_E4 | F4 | Commercial | Lodging (WA) | Existing | Water Heating | Natural Gas | Water Heater | E4 | RVT BC Ratio | 1.1595 | 1.177 | 1.2018 | 1.2352 | 1.2771 | 1.3335 | 1.3904 | 1.4419 | 1.4851 | 1.5249 | 1.5647 | 1.5966 | 1.6321 | 1.665 | 1.69 | 1.7102 | 1.7236 | 1.735 | 1.7481 | 1.7585 | 1.7685 | 1.7945 | 1.8207 | 1.848 | 1.8758 | 1.9041 | 1.9329
F4_Commercial_Lodging (WA)_Existing_Water Heating_Natural Gas_Water Heater_E5 | F4 | Commercial | Lodging (WA) | Existing | Water Heating | Natural Gas | Water Heater | E5 | RVT BC Ratio | 1.135 | 1.1525 | 1.1716 | 1.1924 | 1.2148 | 1.2416 | 1.2683 | 1.2936 | 1.317 | 1.3398 | 1.3637 | 1.386 | 1.4097 | 1.4327 | 1.4533 | 1.4725 | 1.4895 | 1.5061 | 1.5235 | 1.5402 | 1.557 | 1.5795 | 1.6023 | 1.6257 | 1.6495 | 1.6738 | 1.6985
F4_Commercial_Lodging (WA)_Existing_Water Heating_Natural Gas_Water Heater_E6 | F4 | Commercial | Lodging (WA) | Existing | Water Heating | Natural Gas | Water Heater | E6 | RVT BC Ratio | 0 | 0 | 0 | 0 | 0 | 0 | 0 | 0 | 0 | 0 | 0 | 0 | 0 | 0 | 0 | 0 | 0 | 0 | 0 | 0 | 0 | 0 | 0 | 0 | 0 | 0 | 0
F4_Commercial_Lodging (WA)_Existing_Water Heating_Natural Gas_Water Heater_E7 | F4 | Commercial | Lodging (WA) | Existing | Water Heating | Natural Gas | Water Heater | E7 | RVT BC Ratio | 0 | 0 | 0 | 0 | 0 | 0 | 0 | 0 | 0 | 0 | 0 | 0 | 0 | 0 | 0 | 0 | 0 | 0 | 0 | 0 | 0 | 0 | 0 | 0 | 0 | 0 | 0
F4_Commercial_Lodging (WA)_Existing_Water Heating_Natural Gas_Water Heater_E8 | F4 | Commercial | Lodging (WA) | Existing | Water Heating | Natural Gas | Water Heater | E8 | RVT BC Ratio | 0 | 0 | 0 | 0 | 0 | 0 | 0 | 0 | 0 | 0 | 0 | 0 | 0 | 0 | 0 | 0 | 0 | 0 | 0 | 0 | 0 | 0 | 0 | 0 | 0 | 0 | 0
F4_Commercial_Lodging (WA)_Existing_Water Heating_Natural Gas_Water Heater_E9 | F4 | Commercial | Lodging (WA) | Existing | Water Heating | Natural Gas | Water Heater | E9 | RVT BC Ratio | 0 | 0 | 0 | 0 | 0 | 0 | 0 | 0 | 0 | 0 | 0 | 0 | 0 | 0 | 0 | 0 | 0 | 0 | 0 | 0 | 0 | 0 | 0 | 0 | 0 | 0 | 0
F4_Commercial_Lodging (WA)_Existing_Water Heating_Natural Gas_Water Heater_E10 | F4 | Commercial | Lodging (WA) | Existing | Water Heating | Natural Gas | Water Heater | E10 | RVT BC Ratio | 0 | 0 | 0 | 0 | 0 | 0 | 0 | 0 | 0 | 0 | 0 | 0 | 0 | 0 | 0 | 0 | 0 | 0 | 0 | 0 | 0 | 0 | 0 | 0 | 0 | 0 | 0
F5_Commercial_Lodging (WA)_Existing_Water Heating_Natural Gas_Water Heater_E1 | F5 | Commercial | Lodging (WA) | Existing | Water Heating | Natural Gas | Water Heater | E1 | RIM BC Ratio | [24 empty] | 1 | 1 | 1 | bar: 2019 to 2042
F5_Commercial_Lodging (WA)_Existing_Water Heating_Natural Gas_Water Heater_E2 | F5 | Commercial | Lodging (WA) | Existing | Water Heating | Natural Gas | Water Heater | E2 | RIM BC Ratio | 0.70312 | 0.70989 | 0.7172 | 0.72505 | 0.73341 | 0.74244 | 0.75167 | 0.76105 | 0.77062 | 0.78057 | 0.78509 | 0.78961 | 0.7943 | 0.79895 | 0.80343 | 0.80788 | 0.81227 | 0.81677 | 0.82149 | 0.82632 | 0.83135 | 0.83319 | 0.83499 | 0.83679 | 0.83857 | 0.84032 | 0.84205
F5_Commercial_Lodging (WA)_Existing_Water Heating_Natural Gas_Water Heater_E3 | F5 | Commercial | Lodging (WA) | Existing | Water Heating | Natural Gas | Water Heater | E3 | RIM BC Ratio | 0.61717 | 0.62435 | 0.63214 | 0.64056 | 0.64957 | 0.65948 | 0.66951 | 0.67955 | 0.68959 | 0.69991 | 0.70539 | 0.71072 | 0.71626 | 0.7217 | 0.72681 | 0.7318 | 0.7366 | 0.74147 | 0.74656 | 0.75172 | 0.75705 | 0.75975 | 0.76241 | 0.76508 | 0.76771 | 0.77032 | 0.7729
F5_Commercial_Lodging (WA)_Existing_Water Heating_Natural Gas_Water Heater_E4 | F5 | Commercial | Lodging (WA) | Existing | Water Heating | Natural Gas | Water Heater | E4 | RIM BC Ratio | 0.49396 | 0.50252 | 0.51337 | 0.52662 | 0.54194 | 0.55999 | 0.57779 | 0.59532 | 0.61257 | 0.63065 | 0.6391 | 0.64762 | 0.65666 | 0.66539 | 0.67321 | 0.68065 | 0.68758 | 0.69466 | 0.70233 | 0.71014 | 0.71839 | 0.72144 | 0.72443 | 0.72747 | 0.73048 | 0.73347 | 0.73642
F5_Commercial_Lodging (WA)_Existing_Water Heating_Natural Gas_Water Heater_E5 | F5 | Commercial | Lodging (WA) | Existing | Water Heating | Natural Gas | Water Heater | E5 | RIM BC Ratio | 0.55096 | 0.55808 | 0.56581 | 0.57414 | 0.58309 | 0.5929 | 0.60274 | 0.61249 | 0.62209 | 0.63184 | 0.63768 | 0.64324 | 0.64901 | 0.65467 | 0.65994 | 0.66504 | 0.6699 | 0.67478 | 0.67987 | 0.68497 | 0.69022 | 0.69353 | 0.6968 | 0.70008 | 0.70334 | 0.70656 | 0.70976
F5_Commercial_Lodging (WA)_Existing_Water Heating_Natural Gas_Water Heater_E6 | F5 | Commercial | Lodging (WA) | Existing | Water Heating | Natural Gas | Water Heater | E6 | RIM BC Ratio | 0 | 0 | 0 | 0 | 0 | 0 | 0 | 0 | 0 | 0 | 0 | 0 | 0 | 0 | 0 | 0 | 0 | 0 | 0 | 0 | 0 | 0 | 0 | 0 | 0 | 0 | 0
F5_Commercial_Lodging (WA)_Existing_Water Heating_Natural Gas_Water Heater_E7 | F5 | Commercial | Lodging (WA) | Existing | Water Heating | Natural Gas | Water Heater | E7 | RIM BC Ratio | 0 | 0 | 0 | 0 | 0 | 0 | 0 | 0 | 0 | 0 | 0 | 0 | 0 | 0 | 0 | 0 | 0 | 0 | 0 | 0 | 0 | 0 | 0 | 0 | 0 | 0 | 0
F5_Commercial_Lodging (WA)_Existing_Water Heating_Natural Gas_Water Heater_E8 | F5 | Commercial | Lodging (WA) | Existing | Water Heating | Natural Gas | Water Heater | E8 | RIM BC Ratio | 0 | 0 | 0 | 0 | 0 | 0 | 0 | 0 | 0 | 0 | 0 | 0 | 0 | 0 | 0 | 0 | 0 | 0 | 0 | 0 | 0 | 0 | 0 | 0 | 0 | 0 | 0
F5_Commercial_Lodging (WA)_Existing_Water Heating_Natural Gas_Water Heater_E9 | F5 | Commercial | Lodging (WA) | Existing | Water Heating | Natural Gas | Water Heater | E9 | RIM BC Ratio | 0 | 0 | 0 | 0 | 0 | 0 | 0 | 0 | 0 | 0 | 0 | 0 | 0 | 0 | 0 | 0 | 0 | 0 | 0 | 0 | 0 | 0 | 0 | 0 | 0 | 0 | 0
F5_Commercial_Lodging (WA)_Existing_Water Heating_Natural Gas_Water Heater_E10 | F5 | Commercial | Lodging (WA) | Existing | Water Heating | Natural Gas | Water Heater | E10 | RIM BC Ratio | 0 | 0 | 0 | 0 | 0 | 0 | 0 | 0 | 0 | 0 | 0 | 0 | 0 | 0 | 0 | 0 | 0 | 0 | 0 | 0 | 0 | 0 | 0 | 0 | 0 | 0 | 0
F0_Commercial_Lodging (WA)_Existing_Food Preparation_Natural Gas_Oven_E0 | F0 | Commercial | Lodging (WA) | Existing | Food Preparation | Natural Gas | Oven | E0 | Economic Unit | ENERGY STAR (>42% Baking Efficiency) | ENERGY STAR (>42% Baking Efficiency) | ENERGY STAR (>42% Baking Efficiency) | ENERGY STAR (>42% Baking Efficiency) | ENERGY STAR (>42% Baking Efficiency) | ENERGY STAR (>42% Baking Efficiency) | ENERGY STAR (>42% Baking Efficiency) | ENERGY STAR (>42% Baking Efficiency) | ENERGY STAR (>42% Baking Efficiency) | ENERGY STAR (>42% Baking Efficiency) | ENERGY STAR (>42% Baking Efficiency) | ENERGY STAR (>42% Baking Efficiency) | ENERGY STAR (>42% Baking Efficiency) | ENERGY STAR (>42% Baking Efficiency) | ENERGY STAR (>42% Baking Efficiency) | ENERGY STAR (>42% Baking Efficiency) | ENERGY STAR (>42% Baking Efficiency) | ENERGY STAR (>42% Baking Efficiency) | ENERGY STAR (>42% Baking Efficiency) | ENERGY STAR (>42% Baking Efficiency) | ENERGY STAR (>42% Baking Efficiency) | ENERGY STAR (>42% Baking Efficiency) | ENERGY STAR (>42% Baking Efficiency) | ENERGY STAR (>42% Baking Efficiency) | ENERGY STAR (>42% Baking Efficiency) | ENERGY STAR (>42% Baking Efficiency) | ENERGY STAR (>42% Baking Efficiency)
F1_Commercial_Lodging (WA)_Existing_Food Preparation_Natural Gas_Oven_E1 | F1 | Commercial | Lodging (WA) | Existing | Food Preparation | Natural Gas | Oven | E1 | CCE | 0 | 0 | 0 | 0 | 0 | 0 | 0 | 0 | 0 | 0 | 0 | 0 | 0 | 0 | 0 | 0 | 0 | 0 | 0 | 0 | 0 | 0 | 0 | 0 | 0 | 0 | 0
F1_Commercial_Lodging (WA)_Existing_Food Preparation_Natural Gas_Oven_E2 | F1 | Commercial | Lodging (WA) | Existing | Food Preparation | Natural Gas | Oven | E2 | CCE | 0.00013181 | 0.00013181 | 0.00013181 | 0.00013181 | 0.00013181 | 0.00013181 | 0.00013181 | 0.00013181 | 0.00013181 | 0.00013181 | 0.00013181 | 0.00013181 | 0.00013181 | 0.00013181 | 0.00013181 | 0.00013181 | 0.00013181 | 0.00013181 | 0.00013181 | 0.00013181 | 0.00013181 | 0.00013181 | 0.00013181 | 0.00013181 | 0.00013181 | 0.00013181 | 0.00013181
F1_Commercial_Lodging (WA)_Existing_Food Preparation_Natural Gas_Oven_E3 | F1 | Commercial | Lodging (WA) | Existing | Food Preparation | Natural Gas | Oven | E3 | CCE | 0 | 0 | 0 | 0 | 0 | 0 | 0 | 0 | 0 | 0 | 0 | 0 | 0 | 0 | 0 | 0 | 0 | 0 | 0 | 0 | 0 | 0 | 0 | 0 | 0 | 0 | 0
F1_Commercial_Lodging (WA)_Existing_Food Preparation_Natural Gas_Oven_E4 | F1 | Commercial | Lodging (WA) | Existing | Food Preparation | Natural Gas | Oven | E4 | CCE | 0 | 0 | 0 | 0 | 0 | 0 | 0 | 0 | 0 | 0 | 0 | 0 | 0 | 0 | 0 | 0 | 0 | 0 | 0 | 0 | 0 | 0 | 0 | 0 | 0 | 0 | 0
F1_Commercial_Lodging (WA)_Existing_Food Preparation_Natural Gas_Oven_E5 | F1 | Commercial | Lodging (WA) | Existing | Food Preparation | Natural Gas | Oven | E5 | CCE | 0 | 0 | 0 | 0 | 0 | 0 | 0 | 0 | 0 | 0 | 0 | 0 | 0 | 0 | 0 | 0 | 0 | 0 | 0 | 0 | 0 | 0 | 0 | 0 | 0 | 0 | 0
F1_Commercial_Lodging (WA)_Existing_Food Preparation_Natural Gas_Oven_E6 | F1 | Commercial | Lodging (WA) | Existing | Food Preparation | Natural Gas | Oven | E6 | CCE | 0 | 0 | 0 | 0 | 0 | 0 | 0 | 0 | 0 | 0 | 0 | 0 | 0 | 0 | 0 | 0 | 0 | 0 | 0 | 0 | 0 | 0 | 0 | 0 | 0 | 0 | 0
F1_Commercial_Lodging (WA)_Existing_Food Preparation_Natural Gas_Oven_E7 | F1 | Commercial | Lodging (WA) | Existing | Food Preparation | Natural Gas | Oven | E7 | CCE | 0 | 0 | 0 | 0 | 0 | 0 | 0 | 0 | 0 | 0 | 0 | 0 | 0 | 0 | 0 | 0 | 0 | 0 | 0 | 0 | 0 | 0 | 0 | 0 | 0 | 0 | 0
F1_Commercial_Lodging (WA)_Existing_Food Preparation_Natural Gas_Oven_E8 | F1 | Commercial | Lodging (WA) | Existing | Food Preparation | Natural Gas | Oven | E8 | CCE | 0 | 0 | 0 | 0 | 0 | 0 | 0 | 0 | 0 | 0 | 0 | 0 | 0 | 0 | 0 | 0 | 0 | 0 | 0 | 0 | 0 | 0 | 0 | 0 | 0 | 0 | 0
F1_Commercial_Lodging (WA)_Existing_Food Preparation_Natural Gas_Oven_E9 | F1 | Commercial | Lodging (WA) | Existing | Food Preparation | Natural Gas | Oven | E9 | CCE | 0 | 0 | 0 | 0 | 0 | 0 | 0 | 0 | 0 | 0 | 0 | 0 | 0 | 0 | 0 | 0 | 0 | 0 | 0 | 0 | 0 | 0 | 0 | 0 | 0 | 0 | 0
F1_Commercial_Lodging (WA)_Existing_Food Preparation_Natural Gas_Oven_E10 | F1 | Commercial | Lodging (WA) | Existing | Food Preparation | Natural Gas | Oven | E10 | CCE | 0 | 0 | 0 | 0 | 0 | 0 | 0 | 0 | 0 | 0 | 0 | 0 | 0 | 0 | 0 | 0 | 0 | 0 | 0 | 0 | 0 | 0 | 0 | 0 | 0 | 0 | 0
F2_Commercial_Lodging (WA)_Existing_Food Preparation_Natural Gas_Oven_E1 | F2 | Commercial | Lodging (WA) | Existing | Food Preparation | Natural Gas | Oven | E1 | TRC BC Ratio | [24 empty] | 1 | 1 | 1 | bar: 2019 to 2042
F2_Commercial_Lodging (WA)_Existing_Food Preparation_Natural Gas_Oven_E2 | F2 | Commercial | Lodging (WA) | Existing | Food Preparation | Natural Gas | Oven | E2 | TRC BC Ratio | 26.3115 | 26.9189 | 27.683 | 28.5844 | 29.6325 | 30.9545 | 32.3314 | 33.7042 | 35.0284 | 36.3708 | 37.4185 | 38.3931 | 39.4438 | 40.4674 | 41.3701 | 42.2059 | 42.943 | 43.6676 | 44.4469 | 45.2025 | 45.9798 | 46.7904 | 47.6088 | 48.4546 | 49.3154 | 50.1916 | 51.0833
F2_Commercial_Lodging (WA)_Existing_Food Preparation_Natural Gas_Oven_E3 | F2 | Commercial | Lodging (WA) | Existing | Food Preparation | Natural Gas | Oven | E3 | TRC BC Ratio | 0 | 0 | 0 | 0 | 0 | 0 | 0 | 0 | 0 | 0 | 0 | 0 | 0 | 0 | 0 | 0 | 0 | 0 | 0 | 0 | 0 | 0 | 0 | 0 | 0 | 0 | 0
F2_Commercial_Lodging (WA)_Existing_Food Preparation_Natural Gas_Oven_E4 | F2 | Commercial | Lodging (WA) | Existing | Food Preparation | Natural Gas | Oven | E4 | TRC BC Ratio | 0 | 0 | 0 | 0 | 0 | 0 | 0 | 0 | 0 | 0 | 0 | 0 | 0 | 0 | 0 | 0 | 0 | 0 | 0 | 0 | 0 | 0 | 0 | 0 | 0 | 0 | 0
F2_Commercial_Lodging (WA)_Existing_Food Preparation_Natural Gas_Oven_E5 | F2 | Commercial | Lodging (WA) | Existing | Food Preparation | Natural Gas | Oven | E5 | TRC BC Ratio | 0 | 0 | 0 | 0 | 0 | 0 | 0 | 0 | 0 | 0 | 0 | 0 | 0 | 0 | 0 | 0 | 0 | 0 | 0 | 0 | 0 | 0 | 0 | 0 | 0 | 0 | 0
F2_Commercial_Lodging (WA)_Existing_Food Preparation_Natural Gas_Oven_E6 | F2 | Commercial | Lodging (WA) | Existing | Food Preparation | Natural Gas | Oven | E6 | TRC BC Ratio | 0 | 0 | 0 | 0 | 0 | 0 | 0 | 0 | 0 | 0 | 0 | 0 | 0 | 0 | 0 | 0 | 0 | 0 | 0 | 0 | 0 | 0 | 0 | 0 | 0 | 0 | 0
F2_Commercial_Lodging (WA)_Existing_Food Preparation_Natural Gas_Oven_E7 | F2 | Commercial | Lodging (WA) | Existing | Food Preparation | Natural Gas | Oven | E7 | TRC BC Ratio | 0 | 0 | 0 | 0 | 0 | 0 | 0 | 0 | 0 | 0 | 0 | 0 | 0 | 0 | 0 | 0 | 0 | 0 | 0 | 0 | 0 | 0 | 0 | 0 | 0 | 0 | 0
F2_Commercial_Lodging (WA)_Existing_Food Preparation_Natural Gas_Oven_E8 | F2 | Commercial | Lodging (WA) | Existing | Food Preparation | Natural Gas | Oven | E8 | TRC BC Ratio | 0 | 0 | 0 | 0 | 0 | 0 | 0 | 0 | 0 | 0 | 0 | 0 | 0 | 0 | 0 | 0 | 0 | 0 | 0 | 0 | 0 | 0 | 0 | 0 | 0 | 0 | 0
F2_Commercial_Lodging (WA)_Existing_Food Preparation_Natural Gas_Oven_E9 | F2 | Commercial | Lodging (WA) | Existing | Food Preparation | Natural Gas | Oven | E9 | TRC BC Ratio | 0 | 0 | 0 | 0 | 0 | 0 | 0 | 0 | 0 | 0 | 0 | 0 | 0 | 0 | 0 | 0 | 0 | 0 | 0 | 0 | 0 | 0 | 0 | 0 | 0 | 0 | 0
F2_Commercial_Lodging (WA)_Existing_Food Preparation_Natural Gas_Oven_E10 | F2 | Commercial | Lodging (WA) | Existing | Food Preparation | Natural Gas | Oven | E10 | TRC BC Ratio | 0 | 0 | 0 | 0 | 0 | 0 | 0 | 0 | 0 | 0 | 0 | 0 | 0 | 0 | 0 | 0 | 0 | 0 | 0 | 0 | 0 | 0 | 0 | 0 | 0 | 0 | 0
F3_Commercial_Lodging (WA)_Existing_Food Preparation_Natural Gas_Oven_E1 | F3 | Commercial | Lodging (WA) | Existing | Food Preparation | Natural Gas | Oven | E1 | PACT BC Ratio | [24 empty] | 1 | 1 | 1 | bar: 2019 to 2042
F3_Commercial_Lodging (WA)_Existing_Food Preparation_Natural Gas_Oven_E2 | F3 | Commercial | Lodging (WA) | Existing | Food Preparation | Natural Gas | Oven | E2 | PACT BC Ratio | 53.0273 | 54.2514 | 55.7913 | 57.6079 | 59.7203 | 62.3845 | 65.1595 | 67.9263 | 70.595 | 73.3004 | 75.4119 | 77.376 | 79.4936 | 81.5565 | 83.3757 | 85.0603 | 86.5459 | 88.0061 | 89.5767 | 91.0995 | 92.666 | 94.2997 | 95.949 | 97.6536 | 99.3885 | 101.1543 | 102.9514
F3_Commercial_Lodging (WA)_Existing_Food Preparation_Natural Gas_Oven_E3 | F3 | Commercial | Lodging (WA) | Existing | Food Preparation | Natural Gas | Oven | E3 | PACT BC Ratio | 0 | 0 | 0 | 0 | 0 | 0 | 0 | 0 | 0 | 0 | 0 | 0 | 0 | 0 | 0 | 0 | 0 | 0 | 0 | 0 | 0 | 0 | 0 | 0 | 0 | 0 | 0
F3_Commercial_Lodging (WA)_Existing_Food Preparation_Natural Gas_Oven_E4 | F3 | Commercial | Lodging (WA) | Existing | Food Preparation | Natural Gas | Oven | E4 | PACT BC Ratio | 0 | 0 | 0 | 0 | 0 | 0 | 0 | 0 | 0 | 0 | 0 | 0 | 0 | 0 | 0 | 0 | 0 | 0 | 0 | 0 | 0 | 0 | 0 | 0 | 0 | 0 | 0
F3_Commercial_Lodging (WA)_Existing_Food Preparation_Natural Gas_Oven_E5 | F3 | Commercial | Lodging (WA) | Existing | Food Preparation | Natural Gas | Oven | E5 | PACT BC Ratio | 0 | 0 | 0 | 0 | 0 | 0 | 0 | 0 | 0 | 0 | 0 | 0 | 0 | 0 | 0 | 0 | 0 | 0 | 0 | 0 | 0 | 0 | 0 | 0 | 0 | 0 | 0
F3_Commercial_Lodging (WA)_Existing_Food Preparation_Natural Gas_Oven_E6 | F3 | Commercial | Lodging (WA) | Existing | Food Preparation | Natural Gas | Oven | E6 | PACT BC Ratio | 0 | 0 | 0 | 0 | 0 | 0 | 0 | 0 | 0 | 0 | 0 | 0 | 0 | 0 | 0 | 0 | 0 | 0 | 0 | 0 | 0 | 0 | 0 | 0 | 0 | 0 | 0
F3_Commercial_Lodging (WA)_Existing_Food Preparation_Natural Gas_Oven_E7 | F3 | Commercial | Lodging (WA) | Existing | Food Preparation | Natural Gas | Oven | E7 | PACT BC Ratio | 0 | 0 | 0 | 0 | 0 | 0 | 0 | 0 | 0 | 0 | 0 | 0 | 0 | 0 | 0 | 0 | 0 | 0 | 0 | 0 | 0 | 0 | 0 | 0 | 0 | 0 | 0
F3_Commercial_Lodging (WA)_Existing_Food Preparation_Natural Gas_Oven_E8 | F3 | Commercial | Lodging (WA) | Existing | Food Preparation | Natural Gas | Oven | E8 | PACT BC Ratio | 0 | 0 | 0 | 0 | 0 | 0 | 0 | 0 | 0 | 0 | 0 | 0 | 0 | 0 | 0 | 0 | 0 | 0 | 0 | 0 | 0 | 0 | 0 | 0 | 0 | 0 | 0
F3_Commercial_Lodging (WA)_Existing_Food Preparation_Natural Gas_Oven_E9 | F3 | Commercial | Lodging (WA) | Existing | Food Preparation | Natural Gas | Oven | E9 | PACT BC Ratio | 0 | 0 | 0 | 0 | 0 | 0 | 0 | 0 | 0 | 0 | 0 | 0 | 0 | 0 | 0 | 0 | 0 | 0 | 0 | 0 | 0 | 0 | 0 | 0 | 0 | 0 | 0
F3_Commercial_Lodging (WA)_Existing_Food Preparation_Natural Gas_Oven_E10 | F3 | Commercial | Lodging (WA) | Existing | Food Preparation | Natural Gas | Oven | E10 | PACT BC Ratio | 0 | 0 | 0 | 0 | 0 | 0 | 0 | 0 | 0 | 0 | 0 | 0 | 0 | 0 | 0 | 0 | 0 | 0 | 0 | 0 | 0 | 0 | 0 | 0 | 0 | 0 | 0
F4_Commercial_Lodging (WA)_Existing_Food Preparation_Natural Gas_Oven_E1 | F4 | Commercial | Lodging (WA) | Existing | Food Preparation | Natural Gas | Oven | E1 | RVT BC Ratio | [24 empty] | 1 | 1 | 1 | bar: 2019 to 2042
F4_Commercial_Lodging (WA)_Existing_Food Preparation_Natural Gas_Oven_E2 | F4 | Commercial | Lodging (WA) | Existing | Food Preparation | Natural Gas | Oven | E2 | RVT BC Ratio | 37.955 | 38.5802 | 39.3421 | 40.2681 | 41.3698 | 42.8259 | 44.3196 | 45.7646 | 47.0947 | 48.372 | 49.6842 | 50.8562 | 52.0788 | 53.2087 | 54.1604 | 55.0038 | 55.6954 | 56.3472 | 57.0466 | 57.6882 | 58.33 | 59.3513 | 60.3825 | 61.4482 | 62.5329 | 63.6368 | 64.7604
F4_Commercial_Lodging (WA)_Existing_Food Preparation_Natural Gas_Oven_E3 | F4 | Commercial | Lodging (WA) | Existing | Food Preparation | Natural Gas | Oven | E3 | RVT BC Ratio | 0 | 0 | 0 | 0 | 0 | 0 | 0 | 0 | 0 | 0 | 0 | 0 | 0 | 0 | 0 | 0 | 0 | 0 | 0 | 0 | 0 | 0 | 0 | 0 | 0 | 0 | 0
F4_Commercial_Lodging (WA)_Existing_Food Preparation_Natural Gas_Oven_E4 | F4 | Commercial | Lodging (WA) | Existing | Food Preparation | Natural Gas | Oven | E4 | RVT BC Ratio | 0 | 0 | 0 | 0 | 0 | 0 | 0 | 0 | 0 | 0 | 0 | 0 | 0 | 0 | 0 | 0 | 0 | 0 | 0 | 0 | 0 | 0 | 0 | 0 | 0 | 0 | 0
F4_Commercial_Lodging (WA)_Existing_Food Preparation_Natural Gas_Oven_E5 | F4 | Commercial | Lodging (WA) | Existing | Food Preparation | Natural Gas | Oven | E5 | RVT BC Ratio | 0 | 0 | 0 | 0 | 0 | 0 | 0 | 0 | 0 | 0 | 0 | 0 | 0 | 0 | 0 | 0 | 0 | 0 | 0 | 0 | 0 | 0 | 0 | 0 | 0 | 0 | 0
F4_Commercial_Lodging (WA)_Existing_Food Preparation_Natural Gas_Oven_E6 | F4 | Commercial | Lodging (WA) | Existing | Food Preparation | Natural Gas | Oven | E6 | RVT BC Ratio | 0 | 0 | 0 | 0 | 0 | 0 | 0 | 0 | 0 | 0 | 0 | 0 | 0 | 0 | 0 | 0 | 0 | 0 | 0 | 0 | 0 | 0 | 0 | 0 | 0 | 0 | 0
F4_Commercial_Lodging (WA)_Existing_Food Preparation_Natural Gas_Oven_E7 | F4 | Commercial | Lodging (WA) | Existing | Food Preparation | Natural Gas | Oven | E7 | RVT BC Ratio | 0 | 0 | 0 | 0 | 0 | 0 | 0 | 0 | 0 | 0 | 0 | 0 | 0 | 0 | 0 | 0 | 0 | 0 | 0 | 0 | 0 | 0 | 0 | 0 | 0 | 0 | 0
F4_Commercial_Lodging (WA)_Existing_Food Preparation_Natural Gas_Oven_E8 | F4 | Commercial | Lodging (WA) | Existing | Food Preparation | Natural Gas | Oven | E8 | RVT BC Ratio | 0 | 0 | 0 | 0 | 0 | 0 | 0 | 0 | 0 | 0 | 0 | 0 | 0 | 0 | 0 | 0 | 0 | 0 | 0 | 0 | 0 | 0 | 0 | 0 | 0 | 0 | 0
F4_Commercial_Lodging (WA)_Existing_Food Preparation_Natural Gas_Oven_E9 | F4 | Commercial | Lodging (WA) | Existing | Food Preparation | Natural Gas | Oven | E9 | RVT BC Ratio | 0 | 0 | 0 | 0 | 0 | 0 | 0 | 0 | 0 | 0 | 0 | 0 | 0 | 0 | 0 | 0 | 0 | 0 | 0 | 0 | 0 | 0 | 0 | 0 | 0 | 0 | 0
F4_Commercial_Lodging (WA)_Existing_Food Preparation_Natural Gas_Oven_E10 | F4 | Commercial | Lodging (WA) | Existing | Food Preparation | Natural Gas | Oven | E10 | RVT BC Ratio | 0 | 0 | 0 | 0 | 0 | 0 | 0 | 0 | 0 | 0 | 0 | 0 | 0 | 0 | 0 | 0 | 0 | 0 | 0 | 0 | 0 | 0 | 0 | 0 | 0 | 0 | 0
F5_Commercial_Lodging (WA)_Existing_Food Preparation_Natural Gas_Oven_E1 | F5 | Commercial | Lodging (WA) | Existing | Food Preparation | Natural Gas | Oven | E1 | RIM BC Ratio | [24 empty] | 1 | 1 | 1 | bar: 2019 to 2042
F5_Commercial_Lodging (WA)_Existing_Food Preparation_Natural Gas_Oven_E2 | F5 | Commercial | Lodging (WA) | Existing | Food Preparation | Natural Gas | Oven | E2 | RIM BC Ratio | 0.82751 | 0.83297 | 0.84011 | 0.84761 | 0.85541 | 0.86333 | 0.87147 | 0.87992 | 0.88877 | 0.89856 | 0.90013 | 0.90237 | 0.90539 | 0.90923 | 0.91324 | 0.91746 | 0.92193 | 0.92668 | 0.93169 | 0.93703 | 0.94269 | 0.94286 | 0.94302 | 0.94318 | 0.94334 | 0.9435 | 0.94365
F5_Commercial_Lodging (WA)_Existing_Food Preparation_Natural Gas_Oven_E3 | F5 | Commercial | Lodging (WA) | Existing | Food Preparation | Natural Gas | Oven | E3 | RIM BC Ratio | 0 | 0 | 0 | 0 | 0 | 0 | 0 | 0 | 0 | 0 | 0 | 0 | 0 | 0 | 0 | 0 | 0 | 0 | 0 | 0 | 0 | 0 | 0 | 0 | 0 | 0 | 0
F5_Commercial_Lodging (WA)_Existing_Food Preparation_Natural Gas_Oven_E4 | F5 | Commercial | Lodging (WA) | Existing | Food Preparation | Natural Gas | Oven | E4 | RIM BC Ratio | 0 | 0 | 0 | 0 | 0 | 0 | 0 | 0 | 0 | 0 | 0 | 0 | 0 | 0 | 0 | 0 | 0 | 0 | 0 | 0 | 0 | 0 | 0 | 0 | 0 | 0 | 0
F5_Commercial_Lodging (WA)_Existing_Food Preparation_Natural Gas_Oven_E5 | F5 | Commercial | Lodging (WA) | Existing | Food Preparation | Natural Gas | Oven | E5 | RIM BC Ratio | 0 | 0 | 0 | 0 | 0 | 0 | 0 | 0 | 0 | 0 | 0 | 0 | 0 | 0 | 0 | 0 | 0 | 0 | 0 | 0 | 0 | 0 | 0 | 0 | 0 | 0 | 0
F5_Commercial_Lodging (WA)_Existing_Food Preparation_Natural Gas_Oven_E6 | F5 | Commercial | Lodging (WA) | Existing | Food Preparation | Natural Gas | Oven | E6 | RIM BC Ratio | 0 | 0 | 0 | 0 | 0 | 0 | 0 | 0 | 0 | 0 | 0 | 0 | 0 | 0 | 0 | 0 | 0 | 0 | 0 | 0 | 0 | 0 | 0 | 0 | 0 | 0 | 0
F5_Commercial_Lodging (WA)_Existing_Food Preparation_Natural Gas_Oven_E7 | F5 | Commercial | Lodging (WA) | Existing | Food Preparation | Natural Gas | Oven | E7 | RIM BC Ratio | 0 | 0 | 0 | 0 | 0 | 0 | 0 | 0 | 0 | 0 | 0 | 0 | 0 | 0 | 0 | 0 | 0 | 0 | 0 | 0 | 0 | 0 | 0 | 0 | 0 | 0 | 0
F5_Commercial_Lodging (WA)_Existing_Food Preparation_Natural Gas_Oven_E8 | F5 | Commercial | Lodging (WA) | Existing | Food Preparation | Natural Gas | Oven | E8 | RIM BC Ratio | 0 | 0 | 0 | 0 | 0 | 0 | 0 | 0 | 0 | 0 | 0 | 0 | 0 | 0 | 0 | 0 | 0 | 0 | 0 | 0 | 0 | 0 | 0 | 0 | 0 | 0 | 0
F5_Commercial_Lodging (WA)_Existing_Food Preparation_Natural Gas_Oven_E9 | F5 | Commercial | Lodging (WA) | Existing | Food Preparation | Natural Gas | Oven | E9 | RIM BC Ratio | 0 | 0 | 0 | 0 | 0 | 0 | 0 | 0 | 0 | 0 | 0 | 0 | 0 | 0 | 0 | 0 | 0 | 0 | 0 | 0 | 0 | 0 | 0 | 0 | 0 | 0 | 0
F5_Commercial_Lodging (WA)_Existing_Food Preparation_Natural Gas_Oven_E10 | F5 | Commercial | Lodging (WA) | Existing | Food Preparation | Natural Gas | Oven | E10 | RIM BC Ratio | 0 | 0 | 0 | 0 | 0 | 0 | 0 | 0 | 0 | 0 | 0 | 0 | 0 | 0 | 0 | 0 | 0 | 0 | 0 | 0 | 0 | 0 | 0 | 0 | 0 | 0 | 0
F0_Commercial_Lodging (WA)_Existing_Food Preparation_Natural Gas_Conveyor Oven_E0 | F0 | Commercial | Lodging (WA) | Existing | Food Preparation | Natural Gas | Conveyor Oven | E0 | Economic Unit | ENERGY STAR (>42% Baking Efficiency) | ENERGY STAR (>42% Baking Efficiency) | ENERGY STAR (>42% Baking Efficiency) | ENERGY STAR (>42% Baking Efficiency) | ENERGY STAR (>42% Baking Efficiency) | ENERGY STAR (>42% Baking Efficiency) | ENERGY STAR (>42% Baking Efficiency) | ENERGY STAR (>42% Baking Efficiency) | ENERGY STAR (>42% Baking Efficiency) | ENERGY STAR (>42% Baking Efficiency) | ENERGY STAR (>42% Baking Efficiency) | ENERGY STAR (>42% Baking Efficiency) | ENERGY STAR (>42% Baking Efficiency) | ENERGY STAR (>42% Baking Efficiency) | ENERGY STAR (>42% Baking Efficiency) | ENERGY STAR (>42% Baking Efficiency) | ENERGY STAR (>42% Baking Efficiency) | ENERGY STAR (>42% Baking Efficiency) | ENERGY STAR (>42% Baking Efficiency) | ENERGY STAR (>42% Baking Efficiency) | ENERGY STAR (>42% Baking Efficiency) | ENERGY STAR (>42% Baking Efficiency) | ENERGY STAR (>42% Baking Efficiency) | ENERGY STAR (>42% Baking Efficiency) | ENERGY STAR (>42% Baking Efficiency) | ENERGY STAR (>42% Baking Efficiency) | ENERGY STAR (>42% Baking Efficiency)
F1_Commercial_Lodging (WA)_Existing_Food Preparation_Natural Gas_Conveyor Oven_E1 | F1 | Commercial | Lodging (WA) | Existing | Food Preparation | Natural Gas | Conveyor Oven | E1 | CCE | 0 | 0 | 0 | 0 | 0 | 0 | 0 | 0 | 0 | 0 | 0 | 0 | 0 | 0 | 0 | 0 | 0 | 0 | 0 | 0 | 0 | 0 | 0 | 0 | 0 | 0 | 0
F1_Commercial_Lodging (WA)_Existing_Food Preparation_Natural Gas_Conveyor Oven_E2 | F1 | Commercial | Lodging (WA) | Existing | Food Preparation | Natural Gas | Conveyor Oven | E2 | CCE | 0.00020614 | 0.00020614 | 0.00020614 | 0.00020614 | 0.00020614 | 0.00020614 | 0.00020614 | 0.00020614 | 0.00020614 | 0.00020614 | 0.00020614 | 0.00020614 | 0.00020614 | 0.00020614 | 0.00020614 | 0.00020614 | 0.00020614 | 0.00020614 | 0.00020614 | 0.00020614 | 0.00020614 | 0.00020614 | 0.00020614 | 0.00020614 | 0.00020614 | 0.00020614 | 0.00020614
F1_Commercial_Lodging (WA)_Existing_Food Preparation_Natural Gas_Conveyor Oven_E3 | F1 | Commercial | Lodging (WA) | Existing | Food Preparation | Natural Gas | Conveyor Oven | E3 | CCE | 0 | 0 | 0 | 0 | 0 | 0 | 0 | 0 | 0 | 0 | 0 | 0 | 0 | 0 | 0 | 0 | 0 | 0 | 0 | 0 | 0 | 0 | 0 | 0 | 0 | 0 | 0
F1_Commercial_Lodging (WA)_Existing_Food Preparation_Natural Gas_Conveyor Oven_E4 | F1 | Commercial | Lodging (WA) | Existing | Food Preparation | Natural Gas | Conveyor Oven | E4 | CCE | 0 | 0 | 0 | 0 | 0 | 0 | 0 | 0 | 0 | 0 | 0 | 0 | 0 | 0 | 0 | 0 | 0 | 0 | 0 | 0 | 0 | 0 | 0 | 0 | 0 | 0 | 0
F1_Commercial_Lodging (WA)_Existing_Food Preparation_Natural Gas_Conveyor Oven_E5 | F1 | Commercial | Lodging (WA) | Existing | Food Preparation | Natural Gas | Conveyor Oven | E5 | CCE | 0 | 0 | 0 | 0 | 0 | 0 | 0 | 0 | 0 | 0 | 0 | 0 | 0 | 0 | 0 | 0 | 0 | 0 | 0 | 0 | 0 | 0 | 0 | 0 | 0 | 0 | 0
F1_Commercial_Lodging (WA)_Existing_Food Preparation_Natural Gas_Conveyor Oven_E6 | F1 | Commercial | Lodging (WA) | Existing | Food Preparation | Natural Gas | Conveyor Oven | E6 | CCE | 0 | 0 | 0 | 0 | 0 | 0 | 0 | 0 | 0 | 0 | 0 | 0 | 0 | 0 | 0 | 0 | 0 | 0 | 0 | 0 | 0 | 0 | 0 | 0 | 0 | 0 | 0
F1_Commercial_Lodging (WA)_Existing_Food Preparation_Natural Gas_Conveyor Oven_E7 | F1 | Commercial | Lodging (WA) | Existing | Food Preparation | Natural Gas | Conveyor Oven | E7 | CCE | 0 | 0 | 0 | 0 | 0 | 0 | 0 | 0 | 0 | 0 | 0 | 0 | 0 | 0 | 0 | 0 | 0 | 0 | 0 | 0 | 0 | 0 | 0 | 0 | 0 | 0 | 0
F1_Commercial_Lodging (WA)_Existing_Food Preparation_Natural Gas_Conveyor Oven_E8 | F1 | Commercial | Lodging (WA) | Existing | Food Preparation | Natural Gas | Conveyor Oven | E8 | CCE | 0 | 0 | 0 | 0 | 0 | 0 | 0 | 0 | 0 | 0 | 0 | 0 | 0 | 0 | 0 | 0 | 0 | 0 | 0 | 0 | 0 | 0 | 0 | 0 | 0 | 0 | 0
F1_Commercial_Lodging (WA)_Existing_Food Preparation_Natural Gas_Conveyor Oven_E9 | F1 | Commercial | Lodging (WA) | Existing | Food Preparation | Natural Gas | Conveyor Oven | E9 | CCE | 0 | 0 | 0 | 0 | 0 | 0 | 0 | 0 | 0 | 0 | 0 | 0 | 0 | 0 | 0 | 0 | 0 | 0 | 0 | 0 | 0 | 0 | 0 | 0 | 0 | 0 | 0
F1_Commercial_Lodging (WA)_Existing_Food Preparation_Natural Gas_Conveyor Oven_E10 | F1 | Commercial | Lodging (WA) | Existing | Food Preparation | Natural Gas | Conveyor Oven | E10 | CCE | 0 | 0 | 0 | 0 | 0 | 0 | 0 | 0 | 0 | 0 | 0 | 0 | 0 | 0 | 0 | 0 | 0 | 0 | 0 | 0 | 0 | 0 | 0 | 0 | 0 | 0 | 0
F2_Commercial_Lodging (WA)_Existing_Food Preparation_Natural Gas_Conveyor Oven_E1 | F2 | Commercial | Lodging (WA) | Existing | Food Preparation | Natural Gas | Conveyor Oven | E1 | TRC BC Ratio | [24 empty] | 1 | 1 | 1 | bar: 2019 to 2042
F2_Commercial_Lodging (WA)_Existing_Food Preparation_Natural Gas_Conveyor Oven_E2 | F2 | Commercial | Lodging (WA) | Existing | Food Preparation | Natural Gas | Conveyor Oven | E2 | TRC BC Ratio | 18.6106 | 19.11 | 19.6588 | 20.2601 | 20.9187 | 21.686 | 22.4642 | 23.232 | 23.9727 | 24.7243 | 25.3443 | 25.9328 | 26.5605 | 27.1795 | 27.7461 | 28.2853 | 28.782 | 29.2757 | 29.7974 | 30.3112 | 30.8378 | 31.3828 | 31.9345 | 32.5018 | 33.0792 | 33.6669 | 34.265
F2_Commercial_Lodging (WA)_Existing_Food Preparation_Natural Gas_Conveyor Oven_E3 | F2 | Commercial | Lodging (WA) | Existing | Food Preparation | Natural Gas | Conveyor Oven | E3 | TRC BC Ratio | 0 | 0 | 0 | 0 | 0 | 0 | 0 | 0 | 0 | 0 | 0 | 0 | 0 | 0 | 0 | 0 | 0 | 0 | 0 | 0 | 0 | 0 | 0 | 0 | 0 | 0 | 0
F2_Commercial_Lodging (WA)_Existing_Food Preparation_Natural Gas_Conveyor Oven_E4 | F2 | Commercial | Lodging (WA) | Existing | Food Preparation | Natural Gas | Conveyor Oven | E4 | TRC BC Ratio | 0 | 0 | 0 | 0 | 0 | 0 | 0 | 0 | 0 | 0 | 0 | 0 | 0 | 0 | 0 | 0 | 0 | 0 | 0 | 0 | 0 | 0 | 0 | 0 | 0 | 0 | 0
F2_Commercial_Lodging (WA)_Existing_Food Preparation_Natural Gas_Conveyor Oven_E5 | F2 | Commercial | Lodging (WA) | Existing | Food Preparation | Natural Gas | Conveyor Oven | E5 | TRC BC Ratio | 0 | 0 | 0 | 0 | 0 | 0 | 0 | 0 | 0 | 0 | 0 | 0 | 0 | 0 | 0 | 0 | 0 | 0 | 0 | 0 | 0 | 0 | 0 | 0 | 0 | 0 | 0
F2_Commercial_Lodging (WA)_Existing_Food Preparation_Natural Gas_Conveyor Oven_E6 | F2 | Commercial | Lodging (WA) | Existing | Food Preparation | Natural Gas | Conveyor Oven | E6 | TRC BC Ratio | 0 | 0 | 0 | 0 | 0 | 0 | 0 | 0 | 0 | 0 | 0 | 0 | 0 | 0 | 0 | 0 | 0 | 0 | 0 | 0 | 0 | 0 | 0 | 0 | 0 | 0 | 0
F2_Commercial_Lodging (WA)_Existing_Food Preparation_Natural Gas_Conveyor Oven_E7 | F2 | Commercial | Lodging (WA) | Existing | Food Preparation | Natural Gas | Conveyor Oven | E7 | TRC BC Ratio | 0 | 0 | 0 | 0 | 0 | 0 | 0 | 0 | 0 | 0 | 0 | 0 | 0 | 0 | 0 | 0 | 0 | 0 | 0 | 0 | 0 | 0 | 0 | 0 | 0 | 0 | 0
F2_Commercial_Lodging (WA)_Existing_Food Preparation_Natural Gas_Conveyor Oven_E8 | F2 | Commercial | Lodging (WA) | Existing | Food Preparation | Natural Gas | Conveyor Oven | E8 | TRC BC Ratio | 0 | 0 | 0 | 0 | 0 | 0 | 0 | 0 | 0 | 0 | 0 | 0 | 0 | 0 | 0 | 0 | 0 | 0 | 0 | 0 | 0 | 0 | 0 | 0 | 0 | 0 | 0
F2_Commercial_Lodging (WA)_Existing_Food Preparation_Natural Gas_Conveyor Oven_E9 | F2 | Commercial | Lodging (WA) | Existing | Food Preparation | Natural Gas | Conveyor Oven | E9 | TRC BC Ratio | 0 | 0 | 0 | 0 | 0 | 0 | 0 | 0 | 0 | 0 | 0 | 0 | 0 | 0 | 0 | 0 | 0 | 0 | 0 | 0 | 0 | 0 | 0 | 0 | 0 | 0 | 0
F2_Commercial_Lodging (WA)_Existing_Food Preparation_Natural Gas_Conveyor Oven_E10 | F2 | Commercial | Lodging (WA) | Existing | Food Preparation | Natural Gas | Conveyor Oven | E10 | TRC BC Ratio | 0 | 0 | 0 | 0 | 0 | 0 | 0 | 0 | 0 | 0 | 0 | 0 | 0 | 0 | 0 | 0 | 0 | 0 | 0 | 0 | 0 | 0 | 0 | 0 | 0 | 0 | 0
F3_Commercial_Lodging (WA)_Existing_Food Preparation_Natural Gas_Conveyor Oven_E1 | F3 | Commercial | Lodging (WA) | Existing | Food Preparation | Natural Gas | Conveyor Oven | E1 | PACT BC Ratio | [24 empty] | 1 | 1 | 1 | bar: 2019 to 2042
F3_Commercial_Lodging (WA)_Existing_Food Preparation_Natural Gas_Conveyor Oven_E2 | F3 | Commercial | Lodging (WA) | Existing | Food Preparation | Natural Gas | Conveyor Oven | E2 | PACT BC Ratio | 37.5071 | 38.5136 | 39.6197 | 40.8314 | 42.1588 | 43.7052 | 45.2736 | 46.821 | 48.3138 | 49.8285 | 51.078 | 52.2641 | 53.529 | 54.7766 | 55.9184 | 57.0051 | 58.0061 | 59.0012 | 60.0526 | 61.088 | 62.1495 | 63.2478 | 64.3595 | 65.5029 | 66.6667 | 67.8511 | 69.0565
F3_Commercial_Lodging (WA)_Existing_Food Preparation_Natural Gas_Conveyor Oven_E3 | F3 | Commercial | Lodging (WA) | Existing | Food Preparation | Natural Gas | Conveyor Oven | E3 | PACT BC Ratio | 0 | 0 | 0 | 0 | 0 | 0 | 0 | 0 | 0 | 0 | 0 | 0 | 0 | 0 | 0 | 0 | 0 | 0 | 0 | 0 | 0 | 0 | 0 | 0 | 0 | 0 | 0
F3_Commercial_Lodging (WA)_Existing_Food Preparation_Natural Gas_Conveyor Oven_E4 | F3 | Commercial | Lodging (WA) | Existing | Food Preparation | Natural Gas | Conveyor Oven | E4 | PACT BC Ratio | 0 | 0 | 0 | 0 | 0 | 0 | 0 | 0 | 0 | 0 | 0 | 0 | 0 | 0 | 0 | 0 | 0 | 0 | 0 | 0 | 0 | 0 | 0 | 0 | 0 | 0 | 0
F3_Commercial_Lodging (WA)_Existing_Food Preparation_Natural Gas_Conveyor Oven_E5 | F3 | Commercial | Lodging (WA) | Existing | Food Preparation | Natural Gas | Conveyor Oven | E5 | PACT BC Ratio | 0 | 0 | 0 | 0 | 0 | 0 | 0 | 0 | 0 | 0 | 0 | 0 | 0 | 0 | 0 | 0 | 0 | 0 | 0 | 0 | 0 | 0 | 0 | 0 | 0 | 0 | 0
F3_Commercial_Lodging (WA)_Existing_Food Preparation_Natural Gas_Conveyor Oven_E6 | F3 | Commercial | Lodging (WA) | Existing | Food Preparation | Natural Gas | Conveyor Oven | E6 | PACT BC Ratio | 0 | 0 | 0 | 0 | 0 | 0 | 0 | 0 | 0 | 0 | 0 | 0 | 0 | 0 | 0 | 0 | 0 | 0 | 0 | 0 | 0 | 0 | 0 | 0 | 0 | 0 | 0
F3_Commercial_Lodging (WA)_Existing_Food Preparation_Natural Gas_Conveyor Oven_E7 | F3 | Commercial | Lodging (WA) | Existing | Food Preparation | Natural Gas | Conveyor Oven | E7 | PACT BC Ratio | 0 | 0 | 0 | 0 | 0 | 0 | 0 | 0 | 0 | 0 | 0 | 0 | 0 | 0 | 0 | 0 | 0 | 0 | 0 | 0 | 0 | 0 | 0 | 0 | 0 | 0 | 0
F3_Commercial_Lodging (WA)_Existing_Food Preparation_Natural Gas_Conveyor Oven_E8 | F3 | Commercial | Lodging (WA) | Existing | Food Preparation | Natural Gas | Conveyor Oven | E8 | PACT BC Ratio | 0 | 0 | 0 | 0 | 0 | 0 | 0 | 0 | 0 | 0 | 0 | 0 | 0 | 0 | 0 | 0 | 0 | 0 | 0 | 0 | 0 | 0 | 0 | 0 | 0 | 0 | 0
F3_Commercial_Lodging (WA)_Existing_Food Preparation_Natural Gas_Conveyor Oven_E9 | F3 | Commercial | Lodging (WA) | Existing | Food Preparation | Natural Gas | Conveyor Oven | E9 | PACT BC Ratio | 0 | 0 | 0 | 0 | 0 | 0 | 0 | 0 | 0 | 0 | 0 | 0 | 0 | 0 | 0 | 0 | 0 | 0 | 0 | 0 | 0 | 0 | 0 | 0 | 0 | 0 | 0
F3_Commercial_Lodging (WA)_Existing_Food Preparation_Natural Gas_Conveyor Oven_E10 | F3 | Commercial | Lodging (WA) | Existing | Food Preparation | Natural Gas | Conveyor Oven | E10 | PACT BC Ratio | 0 | 0 | 0 | 0 | 0 | 0 | 0 | 0 | 0 | 0 | 0 | 0 | 0 | 0 | 0 | 0 | 0 | 0 | 0 | 0 | 0 | 0 | 0 | 0 | 0 | 0 | 0
F4_Commercial_Lodging (WA)_Existing_Food Preparation_Natural Gas_Conveyor Oven_E1 | F4 | Commercial | Lodging (WA) | Existing | Food Preparation | Natural Gas | Conveyor Oven | E1 | RVT BC Ratio | [24 empty] | 1 | 1 | 1 | bar: 2019 to 2042
F4_Commercial_Lodging (WA)_Existing_Food Preparation_Natural Gas_Conveyor Oven_E2 | F4 | Commercial | Lodging (WA) | Existing | Food Preparation | Natural Gas | Conveyor Oven | E2 | RVT BC Ratio | 26.2846 | 26.8379 | 27.4397 | 28.0919 | 28.799 | 29.6319 | 30.447 | 31.2229 | 31.9341 | 32.6333 | 33.3641 | 34.0463 | 34.7724 | 35.4791 | 36.1077 | 36.6908 | 37.2077 | 37.71 | 38.2377 | 38.7425 | 39.2511 | 39.9378 | 40.6328 | 41.3477 | 42.0753 | 42.8157 | 43.5694
F4_Commercial_Lodging (WA)_Existing_Food Preparation_Natural Gas_Conveyor Oven_E3 | F4 | Commercial | Lodging (WA) | Existing | Food Preparation | Natural Gas | Conveyor Oven | E3 | RVT BC Ratio | 0 | 0 | 0 | 0 | 0 | 0 | 0 | 0 | 0 | 0 | 0 | 0 | 0 | 0 | 0 | 0 | 0 | 0 | 0 | 0 | 0 | 0 | 0 | 0 | 0 | 0 | 0
F4_Commercial_Lodging (WA)_Existing_Food Preparation_Natural Gas_Conveyor Oven_E4 | F4 | Commercial | Lodging (WA) | Existing | Food Preparation | Natural Gas | Conveyor Oven | E4 | RVT BC Ratio | 0 | 0 | 0 | 0 | 0 | 0 | 0 | 0 | 0 | 0 | 0 | 0 | 0 | 0 | 0 | 0 | 0 | 0 | 0 | 0 | 0 | 0 | 0 | 0 | 0 | 0 | 0
F4_Commercial_Lodging (WA)_Existing_Food Preparation_Natural Gas_Conveyor Oven_E5 | F4 | Commercial | Lodging (WA) | Existing | Food Preparation | Natural Gas | Conveyor Oven | E5 | RVT BC Ratio | 0 | 0 | 0 | 0 | 0 | 0 | 0 | 0 | 0 | 0 | 0 | 0 | 0 | 0 | 0 | 0 | 0 | 0 | 0 | 0 | 0 | 0 | 0 | 0 | 0 | 0 | 0
F4_Commercial_Lodging (WA)_Existing_Food Preparation_Natural Gas_Conveyor Oven_E6 | F4 | Commercial | Lodging (WA) | Existing | Food Preparation | Natural Gas | Conveyor Oven | E6 | RVT BC Ratio | 0 | 0 | 0 | 0 | 0 | 0 | 0 | 0 | 0 | 0 | 0 | 0 | 0 | 0 | 0 | 0 | 0 | 0 | 0 | 0 | 0 | 0 | 0 | 0 | 0 | 0 | 0
F4_Commercial_Lodging (WA)_Existing_Food Preparation_Natural Gas_Conveyor Oven_E7 | F4 | Commercial | Lodging (WA) | Existing | Food Preparation | Natural Gas | Conveyor Oven | E7 | RVT BC Ratio | 0 | 0 | 0 | 0 | 0 | 0 | 0 | 0 | 0 | 0 | 0 | 0 | 0 | 0 | 0 | 0 | 0 | 0 | 0 | 0 | 0 | 0 | 0 | 0 | 0 | 0 | 0
F4_Commercial_Lodging (WA)_Existing_Food Preparation_Natural Gas_Conveyor Oven_E8 | F4 | Commercial | Lodging (WA) | Existing | Food Preparation | Natural Gas | Conveyor Oven | E8 | RVT BC Ratio | 0 | 0 | 0 | 0 | 0 | 0 | 0 | 0 | 0 | 0 | 0 | 0 | 0 | 0 | 0 | 0 | 0 | 0 | 0 | 0 | 0 | 0 | 0 | 0 | 0 | 0 | 0
F4_Commercial_Lodging (WA)_Existing_Food Preparation_Natural Gas_Conveyor Oven_E9 | F4 | Commercial | Lodging (WA) | Existing | Food Preparation | Natural Gas | Conveyor Oven | E9 | RVT BC Ratio | 0 | 0 | 0 | 0 | 0 | 0 | 0 | 0 | 0 | 0 | 0 | 0 | 0 | 0 | 0 | 0 | 0 | 0 | 0 | 0 | 0 | 0 | 0 | 0 | 0 | 0 | 0
F4_Commercial_Lodging (WA)_Existing_Food Preparation_Natural Gas_Conveyor Oven_E10 | F4 | Commercial | Lodging (WA) | Existing | Food Preparation | Natural Gas | Conveyor Oven | E10 | RVT BC Ratio | 0 | 0 | 0 | 0 | 0 | 0 | 0 | 0 | 0 | 0 | 0 | 0 | 0 | 0 | 0 | 0 | 0 | 0 | 0 | 0 | 0 | 0 | 0 | 0 | 0 | 0 | 0
F5_Commercial_Lodging (WA)_Existing_Food Preparation_Natural Gas_Conveyor Oven_E1 | F5 | Commercial | Lodging (WA) | Existing | Food Preparation | Natural Gas | Conveyor Oven | E1 | RIM BC Ratio | [24 empty] | 1 | 1 | 1 | bar: 2019 to 2042
F5_Commercial_Lodging (WA)_Existing_Food Preparation_Natural Gas_Conveyor Oven_E2 | F5 | Commercial | Lodging (WA) | Existing | Food Preparation | Natural Gas | Conveyor Oven | E2 | RIM BC Ratio | 0.84323 | 0.84814 | 0.85351 | 0.85933 | 0.86563 | 0.87233 | 0.8796 | 0.8872 | 0.89523 | 0.90363 | 0.90612 | 0.90869 | 0.91136 | 0.91413 | 0.91703 | 0.92008 | 0.92329 | 0.92669 | 0.93026 | 0.93403 | 0.93801 | 0.93825 | 0.93849 | 0.93873 | 0.93897 | 0.9392 | 0.93943
F5_Commercial_Lodging (WA)_Existing_Food Preparation_Natural Gas_Conveyor Oven_E3 | F5 | Commercial | Lodging (WA) | Existing | Food Preparation | Natural Gas | Conveyor Oven | E3 | RIM BC Ratio | 0 | 0 | 0 | 0 | 0 | 0 | 0 | 0 | 0 | 0 | 0 | 0 | 0 | 0 | 0 | 0 | 0 | 0 | 0 | 0 | 0 | 0 | 0 | 0 | 0 | 0 | 0
F5_Commercial_Lodging (WA)_Existing_Food Preparation_Natural Gas_Conveyor Oven_E4 | F5 | Commercial | Lodging (WA) | Existing | Food Preparation | Natural Gas | Conveyor Oven | E4 | RIM BC Ratio | 0 | 0 | 0 | 0 | 0 | 0 | 0 | 0 | 0 | 0 | 0 | 0 | 0 | 0 | 0 | 0 | 0 | 0 | 0 | 0 | 0 | 0 | 0 | 0 | 0 | 0 | 0
F5_Commercial_Lodging (WA)_Existing_Food Preparation_Natural Gas_Conveyor Oven_E5 | F5 | Commercial | Lodging (WA) | Existing | Food Preparation | Natural Gas | Conveyor Oven | E5 | RIM BC Ratio | 0 | 0 | 0 | 0 | 0 | 0 | 0 | 0 | 0 | 0 | 0 | 0 | 0 | 0 | 0 | 0 | 0 | 0 | 0 | 0 | 0 | 0 | 0 | 0 | 0 | 0 | 0
F5_Commercial_Lodging (WA)_Existing_Food Preparation_Natural Gas_Conveyor Oven_E6 | F5 | Commercial | Lodging (WA) | Existing | Food Preparation | Natural Gas | Conveyor Oven | E6 | RIM BC Ratio | 0 | 0 | 0 | 0 | 0 | 0 | 0 | 0 | 0 | 0 | 0 | 0 | 0 | 0 | 0 | 0 | 0 | 0 | 0 | 0 | 0 | 0 | 0 | 0 | 0 | 0 | 0
F5_Commercial_Lodging (WA)_Existing_Food Preparation_Natural Gas_Conveyor Oven_E7 | F5 | Commercial | Lodging (WA) | Existing | Food Preparation | Natural Gas | Conveyor Oven | E7 | RIM BC Ratio | 0 | 0 | 0 | 0 | 0 | 0 | 0 | 0 | 0 | 0 | 0 | 0 | 0 | 0 | 0 | 0 | 0 | 0 | 0 | 0 | 0 | 0 | 0 | 0 | 0 | 0 | 0
F5_Commercial_Lodging (WA)_Existing_Food Preparation_Natural Gas_Conveyor Oven_E8 | F5 | Commercial | Lodging (WA) | Existing | Food Preparation | Natural Gas | Conveyor Oven | E8 | RIM BC Ratio | 0 | 0 | 0 | 0 | 0 | 0 | 0 | 0 | 0 | 0 | 0 | 0 | 0 | 0 | 0 | 0 | 0 | 0 | 0 | 0 | 0 | 0 | 0 | 0 | 0 | 0 | 0
F5_Commercial_Lodging (WA)_Existing_Food Preparation_Natural Gas_Conveyor Oven_E9 | F5 | Commercial | Lodging (WA) | Existing | Food Preparation | Natural Gas | Conveyor Oven | E9 | RIM BC Ratio | 0 | 0 | 0 | 0 | 0 | 0 | 0 | 0 | 0 | 0 | 0 | 0 | 0 | 0 | 0 | 0 | 0 | 0 | 0 | 0 | 0 | 0 | 0 | 0 | 0 | 0 | 0
F5_Commercial_Lodging (WA)_Existing_Food Preparation_Natural Gas_Conveyor Oven_E10 | F5 | Commercial | Lodging (WA) | Existing | Food Preparation | Natural Gas | Conveyor Oven | E10 | RIM BC Ratio | 0 | 0 | 0 | 0 | 0 | 0 | 0 | 0 | 0 | 0 | 0 | 0 | 0 | 0 | 0 | 0 | 0 | 0 | 0 | 0 | 0 | 0 | 0 | 0 | 0 | 0 | 0
F0_Commercial_Lodging (WA)_Existing_Food Preparation_Natural Gas_Double Rack Oven_E0 | F0 | Commercial | Lodging (WA) | Existing | Food Preparation | Natural Gas | Double Rack Oven | E0 | Economic Unit | FTSC Qualified (>50% Cooking Efficiency) | FTSC Qualified (>50% Cooking Efficiency) | FTSC Qualified (>50% Cooking Efficiency) | FTSC Qualified (>50% Cooking Efficiency) | FTSC Qualified (>50% Cooking Efficiency) | FTSC Qualified (>50% Cooking Efficiency) | FTSC Qualified (>50% Cooking Efficiency) | FTSC Qualified (>50% Cooking Efficiency) | FTSC Qualified (>50% Cooking Efficiency) | FTSC Qualified (>50% Cooking Efficiency) | FTSC Qualified (>50% Cooking Efficiency) | FTSC Qualified (>50% Cooking Efficiency) | FTSC Qualified (>50% Cooking Efficiency) | FTSC Qualified (>50% Cooking Efficiency) | FTSC Qualified (>50% Cooking Efficiency) | FTSC Qualified (>50% Cooking Efficiency) | FTSC Qualified (>50% Cooking Efficiency) | FTSC Qualified (>50% Cooking Efficiency) | FTSC Qualified (>50% Cooking Efficiency) | FTSC Qualified (>50% Cooking Efficiency) | FTSC Qualified (>50% Cooking Efficiency) | FTSC Qualified (>50% Cooking Efficiency) | FTSC Qualified (>50% Cooking Efficiency) | FTSC Qualified (>50% Cooking Efficiency) | FTSC Qualified (>50% Cooking Efficiency) | FTSC Qualified (>50% Cooking Efficiency) | FTSC Qualified (>50% Cooking Efficiency)
F1_Commercial_Lodging (WA)_Existing_Food Preparation_Natural Gas_Double Rack Oven_E1 | F1 | Commercial | Lodging (WA) | Existing | Food Preparation | Natural Gas | Double Rack Oven | E1 | CCE | 0 | 0 | 0 | 0 | 0 | 0 | 0 | 0 | 0 | 0 | 0 | 0 | 0 | 0 | 0 | 0 | 0 | 0 | 0 | 0 | 0 | 0 | 0 | 0 | 0 | 0 | 0
F1_Commercial_Lodging (WA)_Existing_Food Preparation_Natural Gas_Double Rack Oven_E2 | F1 | Commercial | Lodging (WA) | Existing | Food Preparation | Natural Gas | Double Rack Oven | E2 | CCE | 0.00043286 | 0.00043286 | 0.00043286 | 0.00043286 | 0.00043286 | 0.00043286 | 0.00043286 | 0.00043286 | 0.00043286 | 0.00043286 | 0.00043286 | 0.00043286 | 0.00043286 | 0.00043286 | 0.00043286 | 0.00043286 | 0.00043286 | 0.00043286 | 0.00043286 | 0.00043286 | 0.00043286 | 0.00043286 | 0.00043286 | 0.00043286 | 0.00043286 | 0.00043286 | 0.00043286
F1_Commercial_Lodging (WA)_Existing_Food Preparation_Natural Gas_Double Rack Oven_E3 | F1 | Commercial | Lodging (WA) | Existing | Food Preparation | Natural Gas | Double Rack Oven | E3 | CCE | 0 | 0 | 0 | 0 | 0 | 0 | 0 | 0 | 0 | 0 | 0 | 0 | 0 | 0 | 0 | 0 | 0 | 0 | 0 | 0 | 0 | 0 | 0 | 0 | 0 | 0 | 0
F1_Commercial_Lodging (WA)_Existing_Food Preparation_Natural Gas_Double Rack Oven_E4 | F1 | Commercial | Lodging (WA) | Existing | Food Preparation | Natural Gas | Double Rack Oven | E4 | CCE | 0 | 0 | 0 | 0 | 0 | 0 | 0 | 0 | 0 | 0 | 0 | 0 | 0 | 0 | 0 | 0 | 0 | 0 | 0 | 0 | 0 | 0 | 0 | 0 | 0 | 0 | 0
F1_Commercial_Lodging (WA)_Existing_Food Preparation_Natural Gas_Double Rack Oven_E5 | F1 | Commercial | Lodging (WA) | Existing | Food Preparation | Natural Gas | Double Rack Oven | E5 | CCE | 0 | 0 | 0 | 0 | 0 | 0 | 0 | 0 | 0 | 0 | 0 | 0 | 0 | 0 | 0 | 0 | 0 | 0 | 0 | 0 | 0 | 0 | 0 | 0 | 0 | 0 | 0
F1_Commercial_Lodging (WA)_Existing_Food Preparation_Natural Gas_Double Rack Oven_E6 | F1 | Commercial | Lodging (WA) | Existing | Food Preparation | Natural Gas | Double Rack Oven | E6 | CCE | 0 | 0 | 0 | 0 | 0 | 0 | 0 | 0 | 0 | 0 | 0 | 0 | 0 | 0 | 0 | 0 | 0 | 0 | 0 | 0 | 0 | 0 | 0 | 0 | 0 | 0 | 0
F1_Commercial_Lodging (WA)_Existing_Food Preparation_Natural Gas_Double Rack Oven_E7 | F1 | Commercial | Lodging (WA) | Existing | Food Preparation | Natural Gas | Double Rack Oven | E7 | CCE | 0 | 0 | 0 | 0 | 0 | 0 | 0 | 0 | 0 | 0 | 0 | 0 | 0 | 0 | 0 | 0 | 0 | 0 | 0 | 0 | 0 | 0 | 0 | 0 | 0 | 0 | 0
F1_Commercial_Lodging (WA)_Existing_Food Preparation_Natural Gas_Double Rack Oven_E8 | F1 | Commercial | Lodging (WA) | Existing | Food Preparation | Natural Gas | Double Rack Oven | E8 | CCE | 0 | 0 | 0 | 0 | 0 | 0 | 0 | 0 | 0 | 0 | 0 | 0 | 0 | 0 | 0 | 0 | 0 | 0 | 0 | 0 | 0 | 0 | 0 | 0 | 0 | 0 | 0
F1_Commercial_Lodging (WA)_Existing_Food Preparation_Natural Gas_Double Rack Oven_E9 | F1 | Commercial | Lodging (WA) | Existing | Food Preparation | Natural Gas | Double Rack Oven | E9 | CCE | 0 | 0 | 0 | 0 | 0 | 0 | 0 | 0 | 0 | 0 | 0 | 0 | 0 | 0 | 0 | 0 | 0 | 0 | 0 | 0 | 0 | 0 | 0 | 0 | 0 | 0 | 0
F1_Commercial_Lodging (WA)_Existing_Food Preparation_Natural Gas_Double Rack Oven_E10 | F1 | Commercial | Lodging (WA) | Existing | Food Preparation | Natural Gas | Double Rack Oven | E10 | CCE | 0 | 0 | 0 | 0 | 0 | 0 | 0 | 0 | 0 | 0 | 0 | 0 | 0 | 0 | 0 | 0 | 0 | 0 | 0 | 0 | 0 | 0 | 0 | 0 | 0 | 0 | 0
F2_Commercial_Lodging (WA)_Existing_Food Preparation_Natural Gas_Double Rack Oven_E1 | F2 | Commercial | Lodging (WA) | Existing | Food Preparation | Natural Gas | Double Rack Oven | E1 | TRC BC Ratio | [24 empty] | 1 | 1 | 1 | bar: 2019 to 2042
F2_Commercial_Lodging (WA)_Existing_Food Preparation_Natural Gas_Double Rack Oven_E2 | F2 | Commercial | Lodging (WA) | Existing | Food Preparation | Natural Gas | Double Rack Oven | E2 | TRC BC Ratio | 8.2221 | 8.4293 | 8.6748 | 8.9561 | 9.2743 | 9.6614 | 10.0598 | 10.4544 | 10.8343 | 11.2194 | 11.5259 | 11.813 | 12.1214 | 12.4234 | 12.6934 | 12.946 | 13.1726 | 13.3963 | 13.6352 | 13.8683 | 14.1078 | 14.3567 | 14.6083 | 14.8678 | 15.132 | 15.4008 | 15.6744
F2_Commercial_Lodging (WA)_Existing_Food Preparation_Natural Gas_Double Rack Oven_E3 | F2 | Commercial | Lodging (WA) | Existing | Food Preparation | Natural Gas | Double Rack Oven | E3 | TRC BC Ratio | 0 | 0 | 0 | 0 | 0 | 0 | 0 | 0 | 0 | 0 | 0 | 0 | 0 | 0 | 0 | 0 | 0 | 0 | 0 | 0 | 0 | 0 | 0 | 0 | 0 | 0 | 0
F2_Commercial_Lodging (WA)_Existing_Food Preparation_Natural Gas_Double Rack Oven_E4 | F2 | Commercial | Lodging (WA) | Existing | Food Preparation | Natural Gas | Double Rack Oven | E4 | TRC BC Ratio | 0 | 0 | 0 | 0 | 0 | 0 | 0 | 0 | 0 | 0 | 0 | 0 | 0 | 0 | 0 | 0 | 0 | 0 | 0 | 0 | 0 | 0 | 0 | 0 | 0 | 0 | 0
F2_Commercial_Lodging (WA)_Existing_Food Preparation_Natural Gas_Double Rack Oven_E5 | F2 | Commercial | Lodging (WA) | Existing | Food Preparation | Natural Gas | Double Rack Oven | E5 | TRC BC Ratio | 0 | 0 | 0 | 0 | 0 | 0 | 0 | 0 | 0 | 0 | 0 | 0 | 0 | 0 | 0 | 0 | 0 | 0 | 0 | 0 | 0 | 0 | 0 | 0 | 0 | 0 | 0
F2_Commercial_Lodging (WA)_Existing_Food Preparation_Natural Gas_Double Rack Oven_E6 | F2 | Commercial | Lodging (WA) | Existing | Food Preparation | Natural Gas | Double Rack Oven | E6 | TRC BC Ratio | 0 | 0 | 0 | 0 | 0 | 0 | 0 | 0 | 0 | 0 | 0 | 0 | 0 | 0 | 0 | 0 | 0 | 0 | 0 | 0 | 0 | 0 | 0 | 0 | 0 | 0 | 0
F2_Commercial_Lodging (WA)_Existing_Food Preparation_Natural Gas_Double Rack Oven_E7 | F2 | Commercial | Lodging (WA) | Existing | Food Preparation | Natural Gas | Double Rack Oven | E7 | TRC BC Ratio | 0 | 0 | 0 | 0 | 0 | 0 | 0 | 0 | 0 | 0 | 0 | 0 | 0 | 0 | 0 | 0 | 0 | 0 | 0 | 0 | 0 | 0 | 0 | 0 | 0 | 0 | 0
F2_Commercial_Lodging (WA)_Existing_Food Preparation_Natural Gas_Double Rack Oven_E8 | F2 | Commercial | Lodging (WA) | Existing | Food Preparation | Natural Gas | Double Rack Oven | E8 | TRC BC Ratio | 0 | 0 | 0 | 0 | 0 | 0 | 0 | 0 | 0 | 0 | 0 | 0 | 0 | 0 | 0 | 0 | 0 | 0 | 0 | 0 | 0 | 0 | 0 | 0 | 0 | 0 | 0
F2_Commercial_Lodging (WA)_Existing_Food Preparation_Natural Gas_Double Rack Oven_E9 | F2 | Commercial | Lodging (WA) | Existing | Food Preparation | Natural Gas | Double Rack Oven | E9 | TRC BC Ratio | 0 | 0 | 0 | 0 | 0 | 0 | 0 | 0 | 0 | 0 | 0 | 0 | 0 | 0 | 0 | 0 | 0 | 0 | 0 | 0 | 0 | 0 | 0 | 0 | 0 | 0 | 0
F2_Commercial_Lodging (WA)_Existing_Food Preparation_Natural Gas_Double Rack Oven_E10 | F2 | Commercial | Lodging (WA) | Existing | Food Preparation | Natural Gas | Double Rack Oven | E10 | TRC BC Ratio | 0 | 0 | 0 | 0 | 0 | 0 | 0 | 0 | 0 | 0 | 0 | 0 | 0 | 0 | 0 | 0 | 0 | 0 | 0 | 0 | 0 | 0 | 0 | 0 | 0 | 0 | 0
F3_Commercial_Lodging (WA)_Existing_Food Preparation_Natural Gas_Double Rack Oven_E1 | F3 | Commercial | Lodging (WA) | Existing | Food Preparation | Natural Gas | Double Rack Oven | E1 | PACT BC Ratio | [24 empty] | 1 | 1 | 1 | bar: 2019 to 2042
F3_Commercial_Lodging (WA)_Existing_Food Preparation_Natural Gas_Double Rack Oven_E2 | F3 | Commercial | Lodging (WA) | Existing | Food Preparation | Natural Gas | Double Rack Oven | E2 | PACT BC Ratio | 16.5705 | 16.9881 | 17.4829 | 18.0499 | 18.6911 | 19.4712 | 20.2742 | 21.0694 | 21.835 | 22.6112 | 23.2288 | 23.8074 | 24.4291 | 25.0376 | 25.5817 | 26.0909 | 26.5476 | 26.9984 | 27.48 | 27.9497 | 28.4323 | 28.934 | 29.4411 | 29.9641 | 30.4964 | 31.0382 | 31.5897
F3_Commercial_Lodging (WA)_Existing_Food Preparation_Natural Gas_Double Rack Oven_E3 | F3 | Commercial | Lodging (WA) | Existing | Food Preparation | Natural Gas | Double Rack Oven | E3 | PACT BC Ratio | 0 | 0 | 0 | 0 | 0 | 0 | 0 | 0 | 0 | 0 | 0 | 0 | 0 | 0 | 0 | 0 | 0 | 0 | 0 | 0 | 0 | 0 | 0 | 0 | 0 | 0 | 0
F3_Commercial_Lodging (WA)_Existing_Food Preparation_Natural Gas_Double Rack Oven_E4 | F3 | Commercial | Lodging (WA) | Existing | Food Preparation | Natural Gas | Double Rack Oven | E4 | PACT BC Ratio | 0 | 0 | 0 | 0 | 0 | 0 | 0 | 0 | 0 | 0 | 0 | 0 | 0 | 0 | 0 | 0 | 0 | 0 | 0 | 0 | 0 | 0 | 0 | 0 | 0 | 0 | 0
F3_Commercial_Lodging (WA)_Existing_Food Preparation_Natural Gas_Double Rack Oven_E5 | F3 | Commercial | Lodging (WA) | Existing | Food Preparation | Natural Gas | Double Rack Oven | E5 | PACT BC Ratio | 0 | 0 | 0 | 0 | 0 | 0 | 0 | 0 | 0 | 0 | 0 | 0 | 0 | 0 | 0 | 0 | 0 | 0 | 0 | 0 | 0 | 0 | 0 | 0 | 0 | 0 | 0
F3_Commercial_Lodging (WA)_Existing_Food Preparation_Natural Gas_Double Rack Oven_E6 | F3 | Commercial | Lodging (WA) | Existing | Food Preparation | Natural Gas | Double Rack Oven | E6 | PACT BC Ratio | 0 | 0 | 0 | 0 | 0 | 0 | 0 | 0 | 0 | 0 | 0 | 0 | 0 | 0 | 0 | 0 | 0 | 0 | 0 | 0 | 0 | 0 | 0 | 0 | 0 | 0 | 0
F3_Commercial_Lodging (WA)_Existing_Food Preparation_Natural Gas_Double Rack Oven_E7 | F3 | Commercial | Lodging (WA) | Existing | Food Preparation | Natural Gas | Double Rack Oven | E7 | PACT BC Ratio | 0 | 0 | 0 | 0 | 0 | 0 | 0 | 0 | 0 | 0 | 0 | 0 | 0 | 0 | 0 | 0 | 0 | 0 | 0 | 0 | 0 | 0 | 0 | 0 | 0 | 0 | 0
F3_Commercial_Lodging (WA)_Existing_Food Preparation_Natural Gas_Double Rack Oven_E8 | F3 | Commercial | Lodging (WA) | Existing | Food Preparation | Natural Gas | Double Rack Oven | E8 | PACT BC Ratio | 0 | 0 | 0 | 0 | 0 | 0 | 0 | 0 | 0 | 0 | 0 | 0 | 0 | 0 | 0 | 0 | 0 | 0 | 0 | 0 | 0 | 0 | 0 | 0 | 0 | 0 | 0
F3_Commercial_Lodging (WA)_Existing_Food Preparation_Natural Gas_Double Rack Oven_E9 | F3 | Commercial | Lodging (WA) | Existing | Food Preparation | Natural Gas | Double Rack Oven | E9 | PACT BC Ratio | 0 | 0 | 0 | 0 | 0 | 0 | 0 | 0 | 0 | 0 | 0 | 0 | 0 | 0 | 0 | 0 | 0 | 0 | 0 | 0 | 0 | 0 | 0 | 0 | 0 | 0 | 0
F3_Commercial_Lodging (WA)_Existing_Food Preparation_Natural Gas_Double Rack Oven_E10 | F3 | Commercial | Lodging (WA) | Existing | Food Preparation | Natural Gas | Double Rack Oven | E10 | PACT BC Ratio | 0 | 0 | 0 | 0 | 0 | 0 | 0 | 0 | 0 | 0 | 0 | 0 | 0 | 0 | 0 | 0 | 0 | 0 | 0 | 0 | 0 | 0 | 0 | 0 | 0 | 0 | 0
F4_Commercial_Lodging (WA)_Existing_Food Preparation_Natural Gas_Double Rack Oven_E1 | F4 | Commercial | Lodging (WA) | Existing | Food Preparation | Natural Gas | Double Rack Oven | E1 | RVT BC Ratio | [24 empty] | 1 | 1 | 1 | bar: 2019 to 2042
F4_Commercial_Lodging (WA)_Existing_Food Preparation_Natural Gas_Double Rack Oven_E2 | F4 | Commercial | Lodging (WA) | Existing | Food Preparation | Natural Gas | Double Rack Oven | E2 | RVT BC Ratio | 12.0162 | 12.2357 | 12.4934 | 12.7938 | 13.1379 | 13.5674 | 13.998 | 14.407 | 14.7771 | 15.136 | 15.5078 | 15.8457 | 16.2024 | 16.5398 | 16.83 | 17.0919 | 17.3136 | 17.5252 | 17.7502 | 17.9604 | 18.1712 | 18.4849 | 18.8019 | 19.1289 | 19.4617 | 19.8005 | 20.1452
F4_Commercial_Lodging (WA)_Existing_Food Preparation_Natural Gas_Double Rack Oven_E3 | F4 | Commercial | Lodging (WA) | Existing | Food Preparation | Natural Gas | Double Rack Oven | E3 | RVT BC Ratio | 0 | 0 | 0 | 0 | 0 | 0 | 0 | 0 | 0 | 0 | 0 | 0 | 0 | 0 | 0 | 0 | 0 | 0 | 0 | 0 | 0 | 0 | 0 | 0 | 0 | 0 | 0
F4_Commercial_Lodging (WA)_Existing_Food Preparation_Natural Gas_Double Rack Oven_E4 | F4 | Commercial | Lodging (WA) | Existing | Food Preparation | Natural Gas | Double Rack Oven | E4 | RVT BC Ratio | 0 | 0 | 0 | 0 | 0 | 0 | 0 | 0 | 0 | 0 | 0 | 0 | 0 | 0 | 0 | 0 | 0 | 0 | 0 | 0 | 0 | 0 | 0 | 0 | 0 | 0 | 0
F4_Commercial_Lodging (WA)_Existing_Food Preparation_Natural Gas_Double Rack Oven_E5 | F4 | Commercial | Lodging (WA) | Existing | Food Preparation | Natural Gas | Double Rack Oven | E5 | RVT BC Ratio | 0 | 0 | 0 | 0 | 0 | 0 | 0 | 0 | 0 | 0 | 0 | 0 | 0 | 0 | 0 | 0 | 0 | 0 | 0 | 0 | 0 | 0 | 0 | 0 | 0 | 0 | 0
F4_Commercial_Lodging (WA)_Existing_Food Preparation_Natural Gas_Double Rack Oven_E6 | F4 | Commercial | Lodging (WA) | Existing | Food Preparation | Natural Gas | Double Rack Oven | E6 | RVT BC Ratio | 0 | 0 | 0 | 0 | 0 | 0 | 0 | 0 | 0 | 0 | 0 | 0 | 0 | 0 | 0 | 0 | 0 | 0 | 0 | 0 | 0 | 0 | 0 | 0 | 0 | 0 | 0
F4_Commercial_Lodging (WA)_Existing_Food Preparation_Natural Gas_Double Rack Oven_E7 | F4 | Commercial | Lodging (WA) | Existing | Food Preparation | Natural Gas | Double Rack Oven | E7 | RVT BC Ratio | 0 | 0 | 0 | 0 | 0 | 0 | 0 | 0 | 0 | 0 | 0 | 0 | 0 | 0 | 0 | 0 | 0 | 0 | 0 | 0 | 0 | 0 | 0 | 0 | 0 | 0 | 0
F4_Commercial_Lodging (WA)_Existing_Food Preparation_Natural Gas_Double Rack Oven_E8 | F4 | Commercial | Lodging (WA) | Existing | Food Preparation | Natural Gas | Double Rack Oven | E8 | RVT BC Ratio | 0 | 0 | 0 | 0 | 0 | 0 | 0 | 0 | 0 | 0 | 0 | 0 | 0 | 0 | 0 | 0 | 0 | 0 | 0 | 0 | 0 | 0 | 0 | 0 | 0 | 0 | 0
F4_Commercial_Lodging (WA)_Existing_Food Preparation_Natural Gas_Double Rack Oven_E9 | F4 | Commercial | Lodging (WA) | Existing | Food Preparation | Natural Gas | Double Rack Oven | E9 | RVT BC Ratio | 0 | 0 | 0 | 0 | 0 | 0 | 0 | 0 | 0 | 0 | 0 | 0 | 0 | 0 | 0 | 0 | 0 | 0 | 0 | 0 | 0 | 0 | 0 | 0 | 0 | 0 | 0
F4_Commercial_Lodging (WA)_Existing_Food Preparation_Natural Gas_Double Rack Oven_E10 | F4 | Commercial | Lodging (WA) | Existing | Food Preparation | Natural Gas | Double Rack Oven | E10 | RVT BC Ratio | 0 | 0 | 0 | 0 | 0 | 0 | 0 | 0 | 0 | 0 | 0 | 0 | 0 | 0 | 0 | 0 | 0 | 0 | 0 | 0 | 0 | 0 | 0 | 0 | 0 | 0 | 0
F5_Commercial_Lodging (WA)_Existing_Food Preparation_Natural Gas_Double Rack Oven_E1 | F5 | Commercial | Lodging (WA) | Existing | Food Preparation | Natural Gas | Double Rack Oven | E1 | RIM BC Ratio | [24 empty] | 1 | 1 | 1 | bar: 2019 to 2042
F5_Commercial_Lodging (WA)_Existing_Food Preparation_Natural Gas_Double Rack Oven_E2 | F5 | Commercial | Lodging (WA) | Existing | Food Preparation | Natural Gas | Double Rack Oven | E2 | RIM BC Ratio | 0.80766 | 0.8134 | 0.82009 | 0.82712 | 0.8344 | 0.84211 | 0.85024 | 0.85886 | 0.86806 | 0.87789 | 0.88052 | 0.88345 | 0.88681 | 0.89057 | 0.89442 | 0.89841 | 0.90256 | 0.90693 | 0.91154 | 0.91639 | 0.92151 | 0.92203 | 0.92254 | 0.92304 | 0.92354 | 0.92403 | 0.92451
F5_Commercial_Lodging (WA)_Existing_Food Preparation_Natural Gas_Double Rack Oven_E3 | F5 | Commercial | Lodging (WA) | Existing | Food Preparation | Natural Gas | Double Rack Oven | E3 | RIM BC Ratio | 0 | 0 | 0 | 0 | 0 | 0 | 0 | 0 | 0 | 0 | 0 | 0 | 0 | 0 | 0 | 0 | 0 | 0 | 0 | 0 | 0 | 0 | 0 | 0 | 0 | 0 | 0
F5_Commercial_Lodging (WA)_Existing_Food Preparation_Natural Gas_Double Rack Oven_E4 | F5 | Commercial | Lodging (WA) | Existing | Food Preparation | Natural Gas | Double Rack Oven | E4 | RIM BC Ratio | 0 | 0 | 0 | 0 | 0 | 0 | 0 | 0 | 0 | 0 | 0 | 0 | 0 | 0 | 0 | 0 | 0 | 0 | 0 | 0 | 0 | 0 | 0 | 0 | 0 | 0 | 0
F5_Commercial_Lodging (WA)_Existing_Food Preparation_Natural Gas_Double Rack Oven_E5 | F5 | Commercial | Lodging (WA) | Existing | Food Preparation | Natural Gas | Double Rack Oven | E5 | RIM BC Ratio | 0 | 0 | 0 | 0 | 0 | 0 | 0 | 0 | 0 | 0 | 0 | 0 | 0 | 0 | 0 | 0 | 0 | 0 | 0 | 0 | 0 | 0 | 0 | 0 | 0 | 0 | 0
F5_Commercial_Lodging (WA)_Existing_Food Preparation_Natural Gas_Double Rack Oven_E6 | F5 | Commercial | Lodging (WA) | Existing | Food Preparation | Natural Gas | Double Rack Oven | E6 | RIM BC Ratio | 0 | 0 | 0 | 0 | 0 | 0 | 0 | 0 | 0 | 0 | 0 | 0 | 0 | 0 | 0 | 0 | 0 | 0 | 0 | 0 | 0 | 0 | 0 | 0 | 0 | 0 | 0
F5_Commercial_Lodging (WA)_Existing_Food Preparation_Natural Gas_Double Rack Oven_E7 | F5 | Commercial | Lodging (WA) | Existing | Food Preparation | Natural Gas | Double Rack Oven | E7 | RIM BC Ratio | 0 | 0 | 0 | 0 | 0 | 0 | 0 | 0 | 0 | 0 | 0 | 0 | 0 | 0 | 0 | 0 | 0 | 0 | 0 | 0 | 0 | 0 | 0 | 0 | 0 | 0 | 0
F5_Commercial_Lodging (WA)_Existing_Food Preparation_Natural Gas_Double Rack Oven_E8 | F5 | Commercial | Lodging (WA) | Existing | Food Preparation | Natural Gas | Double Rack Oven | E8 | RIM BC Ratio | 0 | 0 | 0 | 0 | 0 | 0 | 0 | 0 | 0 | 0 | 0 | 0 | 0 | 0 | 0 | 0 | 0 | 0 | 0 | 0 | 0 | 0 | 0 | 0 | 0 | 0 | 0
F5_Commercial_Lodging (WA)_Existing_Food Preparation_Natural Gas_Double Rack Oven_E9 | F5 | Commercial | Lodging (WA) | Existing | Food Preparation | Natural Gas | Double Rack Oven | E9 | RIM BC Ratio | 0 | 0 | 0 | 0 | 0 | 0 | 0 | 0 | 0 | 0 | 0 | 0 | 0 | 0 | 0 | 0 | 0 | 0 | 0 | 0 | 0 | 0 | 0 | 0 | 0 | 0 | 0
F5_Commercial_Lodging (WA)_Existing_Food Preparation_Natural Gas_Double Rack Oven_E10 | F5 | Commercial | Lodging (WA) | Existing | Food Preparation | Natural Gas | Double Rack Oven | E10 | RIM BC Ratio | 0 | 0 | 0 | 0 | 0 | 0 | 0 | 0 | 0 | 0 | 0 | 0 | 0 | 0 | 0 | 0 | 0 | 0 | 0 | 0 | 0 | 0 | 0 | 0 | 0 | 0 | 0
F0_Commercial_Lodging (WA)_Existing_Food Preparation_Natural Gas_Fryer_E0 | F0 | Commercial | Lodging (WA) | Existing | Food Preparation | Natural Gas | Fryer | E0 | Economic Unit | ENERGY STAR | ENERGY STAR | ENERGY STAR | ENERGY STAR | ENERGY STAR | ENERGY STAR | ENERGY STAR | ENERGY STAR | ENERGY STAR | ENERGY STAR | ENERGY STAR | ENERGY STAR | ENERGY STAR | ENERGY STAR | ENERGY STAR | ENERGY STAR | ENERGY STAR | ENERGY STAR | ENERGY STAR | ENERGY STAR | ENERGY STAR | ENERGY STAR | ENERGY STAR | ENERGY STAR | ENERGY STAR | ENERGY STAR | ENERGY STAR
F1_Commercial_Lodging (WA)_Existing_Food Preparation_Natural Gas_Fryer_E1 | F1 | Commercial | Lodging (WA) | Existing | Food Preparation | Natural Gas | Fryer | E1 | CCE | 0 | 0 | 0 | 0 | 0 | 0 | 0 | 0 | 0 | 0 | 0 | 0 | 0 | 0 | 0 | 0 | 0 | 0 | 0 | 0 | 0 | 0 | 0 | 0 | 0 | 0 | 0
F1_Commercial_Lodging (WA)_Existing_Food Preparation_Natural Gas_Fryer_E2 | F1 | Commercial | Lodging (WA) | Existing | Food Preparation | Natural Gas | Fryer | E2 | CCE | 0.00033161 | 0.00033161 | 0.00033161 | 0.00033161 | 0.00033161 | 0.00033161 | 0.00033161 | 0.00033161 | 0.00033161 | 0.00033161 | 0.00033161 | 0.00033161 | 0.00033161 | 0.00033161 | 0.00033161 | 0.00033161 | 0.00033161 | 0.00033161 | 0.00033161 | 0.00033161 | 0.00033161 | 0.00033161 | 0.00033161 | 0.00033161 | 0.00033161 | 0.00033161 | 0.00033161
F1_Commercial_Lodging (WA)_Existing_Food Preparation_Natural Gas_Fryer_E3 | F1 | Commercial | Lodging (WA) | Existing | Food Preparation | Natural Gas | Fryer | E3 | CCE | 0 | 0 | 0 | 0 | 0 | 0 | 0 | 0 | 0 | 0 | 0 | 0 | 0 | 0 | 0 | 0 | 0 | 0 | 0 | 0 | 0 | 0 | 0 | 0 | 0 | 0 | 0
F1_Commercial_Lodging (WA)_Existing_Food Preparation_Natural Gas_Fryer_E4 | F1 | Commercial | Lodging (WA) | Existing | Food Preparation | Natural Gas | Fryer | E4 | CCE | 0 | 0 | 0 | 0 | 0 | 0 | 0 | 0 | 0 | 0 | 0 | 0 | 0 | 0 | 0 | 0 | 0 | 0 | 0 | 0 | 0 | 0 | 0 | 0 | 0 | 0 | 0
F1_Commercial_Lodging (WA)_Existing_Food Preparation_Natural Gas_Fryer_E5 | F1 | Commercial | Lodging (WA) | Existing | Food Preparation | Natural Gas | Fryer | E5 | CCE | 0 | 0 | 0 | 0 | 0 | 0 | 0 | 0 | 0 | 0 | 0 | 0 | 0 | 0 | 0 | 0 | 0 | 0 | 0 | 0 | 0 | 0 | 0 | 0 | 0 | 0 | 0
F1_Commercial_Lodging (WA)_Existing_Food Preparation_Natural Gas_Fryer_E6 | F1 | Commercial | Lodging (WA) | Existing | Food Preparation | Natural Gas | Fryer | E6 | CCE | 0 | 0 | 0 | 0 | 0 | 0 | 0 | 0 | 0 | 0 | 0 | 0 | 0 | 0 | 0 | 0 | 0 | 0 | 0 | 0 | 0 | 0 | 0 | 0 | 0 | 0 | 0
F1_Commercial_Lodging (WA)_Existing_Food Preparation_Natural Gas_Fryer_E7 | F1 | Commercial | Lodging (WA) | Existing | Food Preparation | Natural Gas | Fryer | E7 | CCE | 0 | 0 | 0 | 0 | 0 | 0 | 0 | 0 | 0 | 0 | 0 | 0 | 0 | 0 | 0 | 0 | 0 | 0 | 0 | 0 | 0 | 0 | 0 | 0 | 0 | 0 | 0
F1_Commercial_Lodging (WA)_Existing_Food Preparation_Natural Gas_Fryer_E8 | F1 | Commercial | Lodging (WA) | Existing | Food Preparation | Natural Gas | Fryer | E8 | CCE | 0 | 0 | 0 | 0 | 0 | 0 | 0 | 0 | 0 | 0 | 0 | 0 | 0 | 0 | 0 | 0 | 0 | 0 | 0 | 0 | 0 | 0 | 0 | 0 | 0 | 0 | 0
F1_Commercial_Lodging (WA)_Existing_Food Preparation_Natural Gas_Fryer_E9 | F1 | Commercial | Lodging (WA) | Existing | Food Preparation | Natural Gas | Fryer | E9 | CCE | 0 | 0 | 0 | 0 | 0 | 0 | 0 | 0 | 0 | 0 | 0 | 0 | 0 | 0 | 0 | 0 | 0 | 0 | 0 | 0 | 0 | 0 | 0 | 0 | 0 | 0 | 0
F1_Commercial_Lodging (WA)_Existing_Food Preparation_Natural Gas_Fryer_E10 | F1 | Commercial | Lodging (WA) | Existing | Food Preparation | Natural Gas | Fryer | E10 | CCE | 0 | 0 | 0 | 0 | 0 | 0 | 0 | 0 | 0 | 0 | 0 | 0 | 0 | 0 | 0 | 0 | 0 | 0 | 0 | 0 | 0 | 0 | 0 | 0 | 0 | 0 | 0
F2_Commercial_Lodging (WA)_Existing_Food Preparation_Natural Gas_Fryer_E1 | F2 | Commercial | Lodging (WA) | Existing | Food Preparation | Natural Gas | Fryer | E1 | TRC BC Ratio | [24 empty] | 1 | 1 | 1 | bar: 2019 to 2042
F2_Commercial_Lodging (WA)_Existing_Food Preparation_Natural Gas_Fryer_E2 | F2 | Commercial | Lodging (WA) | Existing | Food Preparation | Natural Gas | Fryer | E2 | TRC BC Ratio | 11.1806 | 11.4743 | 11.8039 | 12.1731 | 12.5843 | 13.0706 | 13.5659 | 14.0539 | 14.5232 | 14.9994 | 15.387 | 15.7528 | 16.1441 | 16.5291 | 16.8785 | 17.2092 | 17.5111 | 17.8104 | 18.1279 | 18.4396 | 18.7593 | 19.0906 | 19.4259 | 19.771 | 20.1222 | 20.4797 | 20.8436
F2_Commercial_Lodging (WA)_Existing_Food Preparation_Natural Gas_Fryer_E3 | F2 | Commercial | Lodging (WA) | Existing | Food Preparation | Natural Gas | Fryer | E3 | TRC BC Ratio | 0 | 0 | 0 | 0 | 0 | 0 | 0 | 0 | 0 | 0 | 0 | 0 | 0 | 0 | 0 | 0 | 0 | 0 | 0 | 0 | 0 | 0 | 0 | 0 | 0 | 0 | 0
F2_Commercial_Lodging (WA)_Existing_Food Preparation_Natural Gas_Fryer_E4 | F2 | Commercial | Lodging (WA) | Existing | Food Preparation | Natural Gas | Fryer | E4 | TRC BC Ratio | 0 | 0 | 0 | 0 | 0 | 0 | 0 | 0 | 0 | 0 | 0 | 0 | 0 | 0 | 0 | 0 | 0 | 0 | 0 | 0 | 0 | 0 | 0 | 0 | 0 | 0 | 0
F2_Commercial_Lodging (WA)_Existing_Food Preparation_Natural Gas_Fryer_E5 | F2 | Commercial | Lodging (WA) | Existing | Food Preparation | Natural Gas | Fryer | E5 | TRC BC Ratio | 0 | 0 | 0 | 0 | 0 | 0 | 0 | 0 | 0 | 0 | 0 | 0 | 0 | 0 | 0 | 0 | 0 | 0 | 0 | 0 | 0 | 0 | 0 | 0 | 0 | 0 | 0
F2_Commercial_Lodging (WA)_Existing_Food Preparation_Natural Gas_Fryer_E6 | F2 | Commercial | Lodging (WA) | Existing | Food Preparation | Natural Gas | Fryer | E6 | TRC BC Ratio | 0 | 0 | 0 | 0 | 0 | 0 | 0 | 0 | 0 | 0 | 0 | 0 | 0 | 0 | 0 | 0 | 0 | 0 | 0 | 0 | 0 | 0 | 0 | 0 | 0 | 0 | 0
F2_Commercial_Lodging (WA)_Existing_Food Preparation_Natural Gas_Fryer_E7 | F2 | Commercial | Lodging (WA) | Existing | Food Preparation | Natural Gas | Fryer | E7 | TRC BC Ratio | 0 | 0 | 0 | 0 | 0 | 0 | 0 | 0 | 0 | 0 | 0 | 0 | 0 | 0 | 0 | 0 | 0 | 0 | 0 | 0 | 0 | 0 | 0 | 0 | 0 | 0 | 0
F2_Commercial_Lodging (WA)_Existing_Food Preparation_Natural Gas_Fryer_E8 | F2 | Commercial | Lodging (WA) | Existing | Food Preparation | Natural Gas | Fryer | E8 | TRC BC Ratio | 0 | 0 | 0 | 0 | 0 | 0 | 0 | 0 | 0 | 0 | 0 | 0 | 0 | 0 | 0 | 0 | 0 | 0 | 0 | 0 | 0 | 0 | 0 | 0 | 0 | 0 | 0
F2_Commercial_Lodging (WA)_Existing_Food Preparation_Natural Gas_Fryer_E9 | F2 | Commercial | Lodging (WA) | Existing | Food Preparation | Natural Gas | Fryer | E9 | TRC BC Ratio | 0 | 0 | 0 | 0 | 0 | 0 | 0 | 0 | 0 | 0 | 0 | 0 | 0 | 0 | 0 | 0 | 0 | 0 | 0 | 0 | 0 | 0 | 0 | 0 | 0 | 0 | 0
F2_Commercial_Lodging (WA)_Existing_Food Preparation_Natural Gas_Fryer_E10 | F2 | Commercial | Lodging (WA) | Existing | Food Preparation | Natural Gas | Fryer | E10 | TRC BC Ratio | 0 | 0 | 0 | 0 | 0 | 0 | 0 | 0 | 0 | 0 | 0 | 0 | 0 | 0 | 0 | 0 | 0 | 0 | 0 | 0 | 0 | 0 | 0 | 0 | 0 | 0 | 0
F3_Commercial_Lodging (WA)_Existing_Food Preparation_Natural Gas_Fryer_E1 | F3 | Commercial | Lodging (WA) | Existing | Food Preparation | Natural Gas | Fryer | E1 | PACT BC Ratio | [24 empty] | 1 | 1 | 1 | bar: 2019 to 2042
F3_Commercial_Lodging (WA)_Existing_Food Preparation_Natural Gas_Fryer_E2 | F3 | Commercial | Lodging (WA) | Existing | Food Preparation | Natural Gas | Fryer | E2 | PACT BC Ratio | 22.533 | 23.1249 | 23.7892 | 24.5333 | 25.3619 | 26.3421 | 27.3403 | 28.3237 | 29.2695 | 30.2292 | 31.0104 | 31.7476 | 32.5363 | 33.3121 | 34.0163 | 34.6829 | 35.2912 | 35.8945 | 36.5344 | 37.1624 | 37.8068 | 38.4746 | 39.1502 | 39.8457 | 40.5536 | 41.2741 | 42.0073
F3_Commercial_Lodging (WA)_Existing_Food Preparation_Natural Gas_Fryer_E3 | F3 | Commercial | Lodging (WA) | Existing | Food Preparation | Natural Gas | Fryer | E3 | PACT BC Ratio | 0 | 0 | 0 | 0 | 0 | 0 | 0 | 0 | 0 | 0 | 0 | 0 | 0 | 0 | 0 | 0 | 0 | 0 | 0 | 0 | 0 | 0 | 0 | 0 | 0 | 0 | 0
F3_Commercial_Lodging (WA)_Existing_Food Preparation_Natural Gas_Fryer_E4 | F3 | Commercial | Lodging (WA) | Existing | Food Preparation | Natural Gas | Fryer | E4 | PACT BC Ratio | 0 | 0 | 0 | 0 | 0 | 0 | 0 | 0 | 0 | 0 | 0 | 0 | 0 | 0 | 0 | 0 | 0 | 0 | 0 | 0 | 0 | 0 | 0 | 0 | 0 | 0 | 0
F3_Commercial_Lodging (WA)_Existing_Food Preparation_Natural Gas_Fryer_E5 | F3 | Commercial | Lodging (WA) | Existing | Food Preparation | Natural Gas | Fryer | E5 | PACT BC Ratio | 0 | 0 | 0 | 0 | 0 | 0 | 0 | 0 | 0 | 0 | 0 | 0 | 0 | 0 | 0 | 0 | 0 | 0 | 0 | 0 | 0 | 0 | 0 | 0 | 0 | 0 | 0
F3_Commercial_Lodging (WA)_Existing_Food Preparation_Natural Gas_Fryer_E6 | F3 | Commercial | Lodging (WA) | Existing | Food Preparation | Natural Gas | Fryer | E6 | PACT BC Ratio | 0 | 0 | 0 | 0 | 0 | 0 | 0 | 0 | 0 | 0 | 0 | 0 | 0 | 0 | 0 | 0 | 0 | 0 | 0 | 0 | 0 | 0 | 0 | 0 | 0 | 0 | 0
F3_Commercial_Lodging (WA)_Existing_Food Preparation_Natural Gas_Fryer_E7 | F3 | Commercial | Lodging (WA) | Existing | Food Preparation | Natural Gas | Fryer | E7 | PACT BC Ratio | 0 | 0 | 0 | 0 | 0 | 0 | 0 | 0 | 0 | 0 | 0 | 0 | 0 | 0 | 0 | 0 | 0 | 0 | 0 | 0 | 0 | 0 | 0 | 0 | 0 | 0 | 0
F3_Commercial_Lodging (WA)_Existing_Food Preparation_Natural Gas_Fryer_E8 | F3 | Commercial | Lodging (WA) | Existing | Food Preparation | Natural Gas | Fryer | E8 | PACT BC Ratio | 0 | 0 | 0 | 0 | 0 | 0 | 0 | 0 | 0 | 0 | 0 | 0 | 0 | 0 | 0 | 0 | 0 | 0 | 0 | 0 | 0 | 0 | 0 | 0 | 0 | 0 | 0
F3_Commercial_Lodging (WA)_Existing_Food Preparation_Natural Gas_Fryer_E9 | F3 | Commercial | Lodging (WA) | Existing | Food Preparation | Natural Gas | Fryer | E9 | PACT BC Ratio | 0 | 0 | 0 | 0 | 0 | 0 | 0 | 0 | 0 | 0 | 0 | 0 | 0 | 0 | 0 | 0 | 0 | 0 | 0 | 0 | 0 | 0 | 0 | 0 | 0 | 0 | 0
F3_Commercial_Lodging (WA)_Existing_Food Preparation_Natural Gas_Fryer_E10 | F3 | Commercial | Lodging (WA) | Existing | Food Preparation | Natural Gas | Fryer | E10 | PACT BC Ratio | 0 | 0 | 0 | 0 | 0 | 0 | 0 | 0 | 0 | 0 | 0 | 0 | 0 | 0 | 0 | 0 | 0 | 0 | 0 | 0 | 0 | 0 | 0 | 0 | 0 | 0 | 0
F4_Commercial_Lodging (WA)_Existing_Food Preparation_Natural Gas_Fryer_E1 | F4 | Commercial | Lodging (WA) | Existing | Food Preparation | Natural Gas | Fryer | E1 | RVT BC Ratio | [24 empty] | 1 | 1 | 1 | bar: 2019 to 2042
F4_Commercial_Lodging (WA)_Existing_Food Preparation_Natural Gas_Fryer_E2 | F4 | Commercial | Lodging (WA) | Existing | Food Preparation | Natural Gas | Fryer | E2 | RVT BC Ratio | 16.036 | 16.3504 | 16.7042 | 17.1015 | 17.5446 | 18.0801 | 18.6116 | 19.114 | 19.5696 | 20.0134 | 20.473 | 20.8943 | 21.3443 | 21.7804 | 22.1638 | 22.5164 | 22.8241 | 23.1214 | 23.435 | 23.7326 | 24.0321 | 24.4496 | 24.872 | 25.3069 | 25.7494 | 26.1999 | 26.6583
F4_Commercial_Lodging (WA)_Existing_Food Preparation_Natural Gas_Fryer_E3 | F4 | Commercial | Lodging (WA) | Existing | Food Preparation | Natural Gas | Fryer | E3 | RVT BC Ratio | 0 | 0 | 0 | 0 | 0 | 0 | 0 | 0 | 0 | 0 | 0 | 0 | 0 | 0 | 0 | 0 | 0 | 0 | 0 | 0 | 0 | 0 | 0 | 0 | 0 | 0 | 0
F4_Commercial_Lodging (WA)_Existing_Food Preparation_Natural Gas_Fryer_E4 | F4 | Commercial | Lodging (WA) | Existing | Food Preparation | Natural Gas | Fryer | E4 | RVT BC Ratio | 0 | 0 | 0 | 0 | 0 | 0 | 0 | 0 | 0 | 0 | 0 | 0 | 0 | 0 | 0 | 0 | 0 | 0 | 0 | 0 | 0 | 0 | 0 | 0 | 0 | 0 | 0
F4_Commercial_Lodging (WA)_Existing_Food Preparation_Natural Gas_Fryer_E5 | F4 | Commercial | Lodging (WA) | Existing | Food Preparation | Natural Gas | Fryer | E5 | RVT BC Ratio | 0 | 0 | 0 | 0 | 0 | 0 | 0 | 0 | 0 | 0 | 0 | 0 | 0 | 0 | 0 | 0 | 0 | 0 | 0 | 0 | 0 | 0 | 0 | 0 | 0 | 0 | 0
F4_Commercial_Lodging (WA)_Existing_Food Preparation_Natural Gas_Fryer_E6 | F4 | Commercial | Lodging (WA) | Existing | Food Preparation | Natural Gas | Fryer | E6 | RVT BC Ratio | 0 | 0 | 0 | 0 | 0 | 0 | 0 | 0 | 0 | 0 | 0 | 0 | 0 | 0 | 0 | 0 | 0 | 0 | 0 | 0 | 0 | 0 | 0 | 0 | 0 | 0 | 0
F4_Commercial_Lodging (WA)_Existing_Food Preparation_Natural Gas_Fryer_E7 | F4 | Commercial | Lodging (WA) | Existing | Food Preparation | Natural Gas | Fryer | E7 | RVT BC Ratio | 0 | 0 | 0 | 0 | 0 | 0 | 0 | 0 | 0 | 0 | 0 | 0 | 0 | 0 | 0 | 0 | 0 | 0 | 0 | 0 | 0 | 0 | 0 | 0 | 0 | 0 | 0
F4_Commercial_Lodging (WA)_Existing_Food Preparation_Natural Gas_Fryer_E8 | F4 | Commercial | Lodging (WA) | Existing | Food Preparation | Natural Gas | Fryer | E8 | RVT BC Ratio | 0 | 0 | 0 | 0 | 0 | 0 | 0 | 0 | 0 | 0 | 0 | 0 | 0 | 0 | 0 | 0 | 0 | 0 | 0 | 0 | 0 | 0 | 0 | 0 | 0 | 0 | 0
F4_Commercial_Lodging (WA)_Existing_Food Preparation_Natural Gas_Fryer_E9 | F4 | Commercial | Lodging (WA) | Existing | Food Preparation | Natural Gas | Fryer | E9 | RVT BC Ratio | 0 | 0 | 0 | 0 | 0 | 0 | 0 | 0 | 0 | 0 | 0 | 0 | 0 | 0 | 0 | 0 | 0 | 0 | 0 | 0 | 0 | 0 | 0 | 0 | 0 | 0 | 0
F4_Commercial_Lodging (WA)_Existing_Food Preparation_Natural Gas_Fryer_E10 | F4 | Commercial | Lodging (WA) | Existing | Food Preparation | Natural Gas | Fryer | E10 | RVT BC Ratio | 0 | 0 | 0 | 0 | 0 | 0 | 0 | 0 | 0 | 0 | 0 | 0 | 0 | 0 | 0 | 0 | 0 | 0 | 0 | 0 | 0 | 0 | 0 | 0 | 0 | 0 | 0
F5_Commercial_Lodging (WA)_Existing_Food Preparation_Natural Gas_Fryer_E1 | F5 | Commercial | Lodging (WA) | Existing | Food Preparation | Natural Gas | Fryer | E1 | RIM BC Ratio | [24 empty] | 1 | 1 | 1 | bar: 2019 to 2042
F5_Commercial_Lodging (WA)_Existing_Food Preparation_Natural Gas_Fryer_E2 | F5 | Commercial | Lodging (WA) | Existing | Food Preparation | Natural Gas | Fryer | E2 | RIM BC Ratio | 0.82636 | 0.83195 | 0.83794 | 0.8443 | 0.85103 | 0.85802 | 0.86538 | 0.87318 | 0.88155 | 0.89046 | 0.89317 | 0.89614 | 0.89922 | 0.90239 | 0.90567 | 0.90908 | 0.91267 | 0.91643 | 0.9204 | 0.92457 | 0.92898 | 0.92938 | 0.92976 | 0.93015 | 0.93053 | 0.9309 | 0.93127
F5_Commercial_Lodging (WA)_Existing_Food Preparation_Natural Gas_Fryer_E3 | F5 | Commercial | Lodging (WA) | Existing | Food Preparation | Natural Gas | Fryer | E3 | RIM BC Ratio | 0 | 0 | 0 | 0 | 0 | 0 | 0 | 0 | 0 | 0 | 0 | 0 | 0 | 0 | 0 | 0 | 0 | 0 | 0 | 0 | 0 | 0 | 0 | 0 | 0 | 0 | 0
F5_Commercial_Lodging (WA)_Existing_Food Preparation_Natural Gas_Fryer_E4 | F5 | Commercial | Lodging (WA) | Existing | Food Preparation | Natural Gas | Fryer | E4 | RIM BC Ratio | 0 | 0 | 0 | 0 | 0 | 0 | 0 | 0 | 0 | 0 | 0 | 0 | 0 | 0 | 0 | 0 | 0 | 0 | 0 | 0 | 0 | 0 | 0 | 0 | 0 | 0 | 0
F5_Commercial_Lodging (WA)_Existing_Food Preparation_Natural Gas_Fryer_E5 | F5 | Commercial | Lodging (WA) | Existing | Food Preparation | Natural Gas | Fryer | E5 | RIM BC Ratio | 0 | 0 | 0 | 0 | 0 | 0 | 0 | 0 | 0 | 0 | 0 | 0 | 0 | 0 | 0 | 0 | 0 | 0 | 0 | 0 | 0 | 0 | 0 | 0 | 0 | 0 | 0
F5_Commercial_Lodging (WA)_Existing_Food Preparation_Natural Gas_Fryer_E6 | F5 | Commercial | Lodging (WA) | Existing | Food Preparation | Natural Gas | Fryer | E6 | RIM BC Ratio | 0 | 0 | 0 | 0 | 0 | 0 | 0 | 0 | 0 | 0 | 0 | 0 | 0 | 0 | 0 | 0 | 0 | 0 | 0 | 0 | 0 | 0 | 0 | 0 | 0 | 0 | 0
F5_Commercial_Lodging (WA)_Existing_Food Preparation_Natural Gas_Fryer_E7 | F5 | Commercial | Lodging (WA) | Existing | Food Preparation | Natural Gas | Fryer | E7 | RIM BC Ratio | 0 | 0 | 0 | 0 | 0 | 0 | 0 | 0 | 0 | 0 | 0 | 0 | 0 | 0 | 0 | 0 | 0 | 0 | 0 | 0 | 0 | 0 | 0 | 0 | 0 | 0 | 0
F5_Commercial_Lodging (WA)_Existing_Food Preparation_Natural Gas_Fryer_E8 | F5 | Commercial | Lodging (WA) | Existing | Food Preparation | Natural Gas | Fryer | E8 | RIM BC Ratio | 0 | 0 | 0 | 0 | 0 | 0 | 0 | 0 | 0 | 0 | 0 | 0 | 0 | 0 | 0 | 0 | 0 | 0 | 0 | 0 | 0 | 0 | 0 | 0 | 0 | 0 | 0
F5_Commercial_Lodging (WA)_Existing_Food Preparation_Natural Gas_Fryer_E9 | F5 | Commercial | Lodging (WA) | Existing | Food Preparation | Natural Gas | Fryer | E9 | RIM BC Ratio | 0 | 0 | 0 | 0 | 0 | 0 | 0 | 0 | 0 | 0 | 0 | 0 | 0 | 0 | 0 | 0 | 0 | 0 | 0 | 0 | 0 | 0 | 0 | 0 | 0 | 0 | 0
F5_Commercial_Lodging (WA)_Existing_Food Preparation_Natural Gas_Fryer_E10 | F5 | Commercial | Lodging (WA) | Existing | Food Preparation | Natural Gas | Fryer | E10 | RIM BC Ratio | 0 | 0 | 0 | 0 | 0 | 0 | 0 | 0 | 0 | 0 | 0 | 0 | 0 | 0 | 0 | 0 | 0 | 0 | 0 | 0 | 0 | 0 | 0 | 0 | 0 | 0 | 0
F0_Commercial_Lodging (WA)_Existing_Food Preparation_Natural Gas_Broiler_E0 | F0 | Commercial | Lodging (WA) | Existing | Food Preparation | Natural Gas | Broiler | E0 | Economic Unit | Infrared Burners | Infrared Burners | Infrared Burners | Infrared Burners | Infrared Burners | Infrared Burners | Infrared Burners | Infrared Burners | Infrared Burners | Infrared Burners | Infrared Burners | Infrared Burners | Infrared Burners | Infrared Burners | Infrared Burners | Infrared Burners | Infrared Burners | Infrared Burners | Infrared Burners | Infrared Burners | Infrared Burners | Infrared Burners | Infrared Burners | Infrared Burners | Infrared Burners | Infrared Burners | Infrared Burners
F1_Commercial_Lodging (WA)_Existing_Food Preparation_Natural Gas_Broiler_E1 | F1 | Commercial | Lodging (WA) | Existing | Food Preparation | Natural Gas | Broiler | E1 | CCE | 0 | 0 | 0 | 0 | 0 | 0 | 0 | 0 | 0 | 0 | 0 | 0 | 0 | 0 | 0 | 0 | 0 | 0 | 0 | 0 | 0 | 0 | 0 | 0 | 0 | 0 | 0
F1_Commercial_Lodging (WA)_Existing_Food Preparation_Natural Gas_Broiler_E2 | F1 | Commercial | Lodging (WA) | Existing | Food Preparation | Natural Gas | Broiler | E2 | CCE | 0.00065691 | 0.00065691 | 0.00065691 | 0.00065691 | 0.00065691 | 0.00065691 | 0.00065691 | 0.00065691 | 0.00065691 | 0.00065691 | 0.00065691 | 0.00065691 | 0.00065691 | 0.00065691 | 0.00065691 | 0.00065691 | 0.00065691 | 0.00065691 | 0.00065691 | 0.00065691 | 0.00065691 | 0.00065691 | 0.00065691 | 0.00065691 | 0.00065691 | 0.00065691 | 0.00065691
F1_Commercial_Lodging (WA)_Existing_Food Preparation_Natural Gas_Broiler_E3 | F1 | Commercial | Lodging (WA) | Existing | Food Preparation | Natural Gas | Broiler | E3 | CCE | 0 | 0 | 0 | 0 | 0 | 0 | 0 | 0 | 0 | 0 | 0 | 0 | 0 | 0 | 0 | 0 | 0 | 0 | 0 | 0 | 0 | 0 | 0 | 0 | 0 | 0 | 0
F1_Commercial_Lodging (WA)_Existing_Food Preparation_Natural Gas_Broiler_E4 | F1 | Commercial | Lodging (WA) | Existing | Food Preparation | Natural Gas | Broiler | E4 | CCE | 0 | 0 | 0 | 0 | 0 | 0 | 0 | 0 | 0 | 0 | 0 | 0 | 0 | 0 | 0 | 0 | 0 | 0 | 0 | 0 | 0 | 0 | 0 | 0 | 0 | 0 | 0
F1_Commercial_Lodging (WA)_Existing_Food Preparation_Natural Gas_Broiler_E5 | F1 | Commercial | Lodging (WA) | Existing | Food Preparation | Natural Gas | Broiler | E5 | CCE | 0 | 0 | 0 | 0 | 0 | 0 | 0 | 0 | 0 | 0 | 0 | 0 | 0 | 0 | 0 | 0 | 0 | 0 | 0 | 0 | 0 | 0 | 0 | 0 | 0 | 0 | 0
F1_Commercial_Lodging (WA)_Existing_Food Preparation_Natural Gas_Broiler_E6 | F1 | Commercial | Lodging (WA) | Existing | Food Preparation | Natural Gas | Broiler | E6 | CCE | 0 | 0 | 0 | 0 | 0 | 0 | 0 | 0 | 0 | 0 | 0 | 0 | 0 | 0 | 0 | 0 | 0 | 0 | 0 | 0 | 0 | 0 | 0 | 0 | 0 | 0 | 0
F1_Commercial_Lodging (WA)_Existing_Food Preparation_Natural Gas_Broiler_E7 | F1 | Commercial | Lodging (WA) | Existing | Food Preparation | Natural Gas | Broiler | E7 | CCE | 0 | 0 | 0 | 0 | 0 | 0 | 0 | 0 | 0 | 0 | 0 | 0 | 0 | 0 | 0 | 0 | 0 | 0 | 0 | 0 | 0 | 0 | 0 | 0 | 0 | 0 | 0
F1_Commercial_Lodging (WA)_Existing_Food Preparation_Natural Gas_Broiler_E8 | F1 | Commercial | Lodging (WA) | Existing | Food Preparation | Natural Gas | Broiler | E8 | CCE | 0 | 0 | 0 | 0 | 0 | 0 | 0 | 0 | 0 | 0 | 0 | 0 | 0 | 0 | 0 | 0 | 0 | 0 | 0 | 0 | 0 | 0 | 0 | 0 | 0 | 0 | 0
F1_Commercial_Lodging (WA)_Existing_Food Preparation_Natural Gas_Broiler_E9 | F1 | Commercial | Lodging (WA) | Existing | Food Preparation | Natural Gas | Broiler | E9 | CCE | 0 | 0 | 0 | 0 | 0 | 0 | 0 | 0 | 0 | 0 | 0 | 0 | 0 | 0 | 0 | 0 | 0 | 0 | 0 | 0 | 0 | 0 | 0 | 0 | 0 | 0 | 0
F1_Commercial_Lodging (WA)_Existing_Food Preparation_Natural Gas_Broiler_E10 | F1 | Commercial | Lodging (WA) | Existing | Food Preparation | Natural Gas | Broiler | E10 | CCE | 0 | 0 | 0 | 0 | 0 | 0 | 0 | 0 | 0 | 0 | 0 | 0 | 0 | 0 | 0 | 0 | 0 | 0 | 0 | 0 | 0 | 0 | 0 | 0 | 0 | 0 | 0
F2_Commercial_Lodging (WA)_Existing_Food Preparation_Natural Gas_Broiler_E1 | F2 | Commercial | Lodging (WA) | Existing | Food Preparation | Natural Gas | Broiler | E1 | TRC BC Ratio | [24 empty] | 1 | 1 | 1 | bar: 2019 to 2042
F2_Commercial_Lodging (WA)_Existing_Food Preparation_Natural Gas_Broiler_E2 | F2 | Commercial | Lodging (WA) | Existing | Food Preparation | Natural Gas | Broiler | E2 | TRC BC Ratio | 5.4178 | 5.5543 | 5.7161 | 5.9014 | 6.1111 | 6.3661 | 6.6287 | 6.8887 | 7.139 | 7.3928 | 7.5947 | 7.7839 | 7.9871 | 8.1861 | 8.364 | 8.5305 | 8.6798 | 8.8272 | 8.9846 | 9.1382 | 9.296 | 9.46 | 9.6258 | 9.7968 | 9.9709 | 10.148 | 10.3283
F2_Commercial_Lodging (WA)_Existing_Food Preparation_Natural Gas_Broiler_E3 | F2 | Commercial | Lodging (WA) | Existing | Food Preparation | Natural Gas | Broiler | E3 | TRC BC Ratio | 0 | 0 | 0 | 0 | 0 | 0 | 0 | 0 | 0 | 0 | 0 | 0 | 0 | 0 | 0 | 0 | 0 | 0 | 0 | 0 | 0 | 0 | 0 | 0 | 0 | 0 | 0
F2_Commercial_Lodging (WA)_Existing_Food Preparation_Natural Gas_Broiler_E4 | F2 | Commercial | Lodging (WA) | Existing | Food Preparation | Natural Gas | Broiler | E4 | TRC BC Ratio | 0 | 0 | 0 | 0 | 0 | 0 | 0 | 0 | 0 | 0 | 0 | 0 | 0 | 0 | 0 | 0 | 0 | 0 | 0 | 0 | 0 | 0 | 0 | 0 | 0 | 0 | 0
F2_Commercial_Lodging (WA)_Existing_Food Preparation_Natural Gas_Broiler_E5 | F2 | Commercial | Lodging (WA) | Existing | Food Preparation | Natural Gas | Broiler | E5 | TRC BC Ratio | 0 | 0 | 0 | 0 | 0 | 0 | 0 | 0 | 0 | 0 | 0 | 0 | 0 | 0 | 0 | 0 | 0 | 0 | 0 | 0 | 0 | 0 | 0 | 0 | 0 | 0 | 0
F2_Commercial_Lodging (WA)_Existing_Food Preparation_Natural Gas_Broiler_E6 | F2 | Commercial | Lodging (WA) | Existing | Food Preparation | Natural Gas | Broiler | E6 | TRC BC Ratio | 0 | 0 | 0 | 0 | 0 | 0 | 0 | 0 | 0 | 0 | 0 | 0 | 0 | 0 | 0 | 0 | 0 | 0 | 0 | 0 | 0 | 0 | 0 | 0 | 0 | 0 | 0
F2_Commercial_Lodging (WA)_Existing_Food Preparation_Natural Gas_Broiler_E7 | F2 | Commercial | Lodging (WA) | Existing | Food Preparation | Natural Gas | Broiler | E7 | TRC BC Ratio | 0 | 0 | 0 | 0 | 0 | 0 | 0 | 0 | 0 | 0 | 0 | 0 | 0 | 0 | 0 | 0 | 0 | 0 | 0 | 0 | 0 | 0 | 0 | 0 | 0 | 0 | 0
F2_Commercial_Lodging (WA)_Existing_Food Preparation_Natural Gas_Broiler_E8 | F2 | Commercial | Lodging (WA) | Existing | Food Preparation | Natural Gas | Broiler | E8 | TRC BC Ratio | 0 | 0 | 0 | 0 | 0 | 0 | 0 | 0 | 0 | 0 | 0 | 0 | 0 | 0 | 0 | 0 | 0 | 0 | 0 | 0 | 0 | 0 | 0 | 0 | 0 | 0 | 0
F2_Commercial_Lodging (WA)_Existing_Food Preparation_Natural Gas_Broiler_E9 | F2 | Commercial | Lodging (WA) | Existing | Food Preparation | Natural Gas | Broiler | E9 | TRC BC Ratio | 0 | 0 | 0 | 0 | 0 | 0 | 0 | 0 | 0 | 0 | 0 | 0 | 0 | 0 | 0 | 0 | 0 | 0 | 0 | 0 | 0 | 0 | 0 | 0 | 0 | 0 | 0
F2_Commercial_Lodging (WA)_Existing_Food Preparation_Natural Gas_Broiler_E10 | F2 | Commercial | Lodging (WA) | Existing | Food Preparation | Natural Gas | Broiler | E10 | TRC BC Ratio | 0 | 0 | 0 | 0 | 0 | 0 | 0 | 0 | 0 | 0 | 0 | 0 | 0 | 0 | 0 | 0 | 0 | 0 | 0 | 0 | 0 | 0 | 0 | 0 | 0 | 0 | 0
F3_Commercial_Lodging (WA)_Existing_Food Preparation_Natural Gas_Broiler_E1 | F3 | Commercial | Lodging (WA) | Existing | Food Preparation | Natural Gas | Broiler | E1 | PACT BC Ratio | [24 empty] | 1 | 1 | 1 | bar: 2019 to 2042
F3_Commercial_Lodging (WA)_Existing_Food Preparation_Natural Gas_Broiler_E2 | F3 | Commercial | Lodging (WA) | Existing | Food Preparation | Natural Gas | Broiler | E2 | PACT BC Ratio | 10.9188 | 11.1939 | 11.5199 | 11.8935 | 12.316 | 12.8301 | 13.3592 | 13.8832 | 14.3876 | 14.8991 | 15.3061 | 15.6873 | 16.097 | 16.498 | 16.8565 | 17.192 | 17.4929 | 17.79 | 18.1073 | 18.4168 | 18.7348 | 19.0654 | 19.3995 | 19.7441 | 20.0949 | 20.4519 | 20.8153
F3_Commercial_Lodging (WA)_Existing_Food Preparation_Natural Gas_Broiler_E3 | F3 | Commercial | Lodging (WA) | Existing | Food Preparation | Natural Gas | Broiler | E3 | PACT BC Ratio | 0 | 0 | 0 | 0 | 0 | 0 | 0 | 0 | 0 | 0 | 0 | 0 | 0 | 0 | 0 | 0 | 0 | 0 | 0 | 0 | 0 | 0 | 0 | 0 | 0 | 0 | 0
F3_Commercial_Lodging (WA)_Existing_Food Preparation_Natural Gas_Broiler_E4 | F3 | Commercial | Lodging (WA) | Existing | Food Preparation | Natural Gas | Broiler | E4 | PACT BC Ratio | 0 | 0 | 0 | 0 | 0 | 0 | 0 | 0 | 0 | 0 | 0 | 0 | 0 | 0 | 0 | 0 | 0 | 0 | 0 | 0 | 0 | 0 | 0 | 0 | 0 | 0 | 0
F3_Commercial_Lodging (WA)_Existing_Food Preparation_Natural Gas_Broiler_E5 | F3 | Commercial | Lodging (WA) | Existing | Food Preparation | Natural Gas | Broiler | E5 | PACT BC Ratio | 0 | 0 | 0 | 0 | 0 | 0 | 0 | 0 | 0 | 0 | 0 | 0 | 0 | 0 | 0 | 0 | 0 | 0 | 0 | 0 | 0 | 0 | 0 | 0 | 0 | 0 | 0
F3_Commercial_Lodging (WA)_Existing_Food Preparation_Natural Gas_Broiler_E6 | F3 | Commercial | Lodging (WA) | Existing | Food Preparation | Natural Gas | Broiler | E6 | PACT BC Ratio | 0 | 0 | 0 | 0 | 0 | 0 | 0 | 0 | 0 | 0 | 0 | 0 | 0 | 0 | 0 | 0 | 0 | 0 | 0 | 0 | 0 | 0 | 0 | 0 | 0 | 0 | 0
F3_Commercial_Lodging (WA)_Existing_Food Preparation_Natural Gas_Broiler_E7 | F3 | Commercial | Lodging (WA) | Existing | Food Preparation | Natural Gas | Broiler | E7 | PACT BC Ratio | 0 | 0 | 0 | 0 | 0 | 0 | 0 | 0 | 0 | 0 | 0 | 0 | 0 | 0 | 0 | 0 | 0 | 0 | 0 | 0 | 0 | 0 | 0 | 0 | 0 | 0 | 0
F3_Commercial_Lodging (WA)_Existing_Food Preparation_Natural Gas_Broiler_E8 | F3 | Commercial | Lodging (WA) | Existing | Food Preparation | Natural Gas | Broiler | E8 | PACT BC Ratio | 0 | 0 | 0 | 0 | 0 | 0 | 0 | 0 | 0 | 0 | 0 | 0 | 0 | 0 | 0 | 0 | 0 | 0 | 0 | 0 | 0 | 0 | 0 | 0 | 0 | 0 | 0
F3_Commercial_Lodging (WA)_Existing_Food Preparation_Natural Gas_Broiler_E9 | F3 | Commercial | Lodging (WA) | Existing | Food Preparation | Natural Gas | Broiler | E9 | PACT BC Ratio | 0 | 0 | 0 | 0 | 0 | 0 | 0 | 0 | 0 | 0 | 0 | 0 | 0 | 0 | 0 | 0 | 0 | 0 | 0 | 0 | 0 | 0 | 0 | 0 | 0 | 0 | 0
F3_Commercial_Lodging (WA)_Existing_Food Preparation_Natural Gas_Broiler_E10 | F3 | Commercial | Lodging (WA) | Existing | Food Preparation | Natural Gas | Broiler | E10 | PACT BC Ratio | 0 | 0 | 0 | 0 | 0 | 0 | 0 | 0 | 0 | 0 | 0 | 0 | 0 | 0 | 0 | 0 | 0 | 0 | 0 | 0 | 0 | 0 | 0 | 0 | 0 | 0 | 0
F4_Commercial_Lodging (WA)_Existing_Food Preparation_Natural Gas_Broiler_E1 | F4 | Commercial | Lodging (WA) | Existing | Food Preparation | Natural Gas | Broiler | E1 | RVT BC Ratio | [24 empty] | 1 | 1 | 1 | bar: 2019 to 2042
F4_Commercial_Lodging (WA)_Existing_Food Preparation_Natural Gas_Broiler_E2 | F4 | Commercial | Lodging (WA) | Existing | Food Preparation | Natural Gas | Broiler | E2 | RVT BC Ratio | 8.0527 | 8.1973 | 8.3671 | 8.565 | 8.7918 | 9.0748 | 9.3586 | 9.628 | 9.8719 | 10.1084 | 10.3534 | 10.576 | 10.811 | 11.0334 | 11.2246 | 11.3972 | 11.5432 | 11.6827 | 11.831 | 11.9694 | 12.1084 | 12.3151 | 12.5239 | 12.7394 | 12.9587 | 13.1819 | 13.4091
F4_Commercial_Lodging (WA)_Existing_Food Preparation_Natural Gas_Broiler_E3 | F4 | Commercial | Lodging (WA) | Existing | Food Preparation | Natural Gas | Broiler | E3 | RVT BC Ratio | 0 | 0 | 0 | 0 | 0 | 0 | 0 | 0 | 0 | 0 | 0 | 0 | 0 | 0 | 0 | 0 | 0 | 0 | 0 | 0 | 0 | 0 | 0 | 0 | 0 | 0 | 0
F4_Commercial_Lodging (WA)_Existing_Food Preparation_Natural Gas_Broiler_E4 | F4 | Commercial | Lodging (WA) | Existing | Food Preparation | Natural Gas | Broiler | E4 | RVT BC Ratio | 0 | 0 | 0 | 0 | 0 | 0 | 0 | 0 | 0 | 0 | 0 | 0 | 0 | 0 | 0 | 0 | 0 | 0 | 0 | 0 | 0 | 0 | 0 | 0 | 0 | 0 | 0
F4_Commercial_Lodging (WA)_Existing_Food Preparation_Natural Gas_Broiler_E5 | F4 | Commercial | Lodging (WA) | Existing | Food Preparation | Natural Gas | Broiler | E5 | RVT BC Ratio | 0 | 0 | 0 | 0 | 0 | 0 | 0 | 0 | 0 | 0 | 0 | 0 | 0 | 0 | 0 | 0 | 0 | 0 | 0 | 0 | 0 | 0 | 0 | 0 | 0 | 0 | 0
F4_Commercial_Lodging (WA)_Existing_Food Preparation_Natural Gas_Broiler_E6 | F4 | Commercial | Lodging (WA) | Existing | Food Preparation | Natural Gas | Broiler | E6 | RVT BC Ratio | 0 | 0 | 0 | 0 | 0 | 0 | 0 | 0 | 0 | 0 | 0 | 0 | 0 | 0 | 0 | 0 | 0 | 0 | 0 | 0 | 0 | 0 | 0 | 0 | 0 | 0 | 0
F4_Commercial_Lodging (WA)_Existing_Food Preparation_Natural Gas_Broiler_E7 | F4 | Commercial | Lodging (WA) | Existing | Food Preparation | Natural Gas | Broiler | E7 | RVT BC Ratio | 0 | 0 | 0 | 0 | 0 | 0 | 0 | 0 | 0 | 0 | 0 | 0 | 0 | 0 | 0 | 0 | 0 | 0 | 0 | 0 | 0 | 0 | 0 | 0 | 0 | 0 | 0
F4_Commercial_Lodging (WA)_Existing_Food Preparation_Natural Gas_Broiler_E8 | F4 | Commercial | Lodging (WA) | Existing | Food Preparation | Natural Gas | Broiler | E8 | RVT BC Ratio | 0 | 0 | 0 | 0 | 0 | 0 | 0 | 0 | 0 | 0 | 0 | 0 | 0 | 0 | 0 | 0 | 0 | 0 | 0 | 0 | 0 | 0 | 0 | 0 | 0 | 0 | 0
F4_Commercial_Lodging (WA)_Existing_Food Preparation_Natural Gas_Broiler_E9 | F4 | Commercial | Lodging (WA) | Existing | Food Preparation | Natural Gas | Broiler | E9 | RVT BC Ratio | 0 | 0 | 0 | 0 | 0 | 0 | 0 | 0 | 0 | 0 | 0 | 0 | 0 | 0 | 0 | 0 | 0 | 0 | 0 | 0 | 0 | 0 | 0 | 0 | 0 | 0 | 0
F4_Commercial_Lodging (WA)_Existing_Food Preparation_Natural Gas_Broiler_E10 | F4 | Commercial | Lodging (WA) | Existing | Food Preparation | Natural Gas | Broiler | E10 | RVT BC Ratio | 0 | 0 | 0 | 0 | 0 | 0 | 0 | 0 | 0 | 0 | 0 | 0 | 0 | 0 | 0 | 0 | 0 | 0 | 0 | 0 | 0 | 0 | 0 | 0 | 0 | 0 | 0
F5_Commercial_Lodging (WA)_Existing_Food Preparation_Natural Gas_Broiler_E1 | F5 | Commercial | Lodging (WA) | Existing | Food Preparation | Natural Gas | Broiler | E1 | RIM BC Ratio | [24 empty] | 1 | 1 | 1 | bar: 2019 to 2042
F5_Commercial_Lodging (WA)_Existing_Food Preparation_Natural Gas_Broiler_E2 | F5 | Commercial | Lodging (WA) | Existing | Food Preparation | Natural Gas | Broiler | E2 | RIM BC Ratio | 0.78778 | 0.79373 | 0.80065 | 0.80795 | 0.81556 | 0.82367 | 0.83218 | 0.84111 | 0.85056 | 0.86059 | 0.86358 | 0.8668 | 0.87045 | 0.87447 | 0.87852 | 0.88268 | 0.88695 | 0.89143 | 0.89615 | 0.9011 | 0.90631 | 0.90707 | 0.90781 | 0.90856 | 0.90929 | 0.91 | 0.91071
F5_Commercial_Lodging (WA)_Existing_Food Preparation_Natural Gas_Broiler_E3 | F5 | Commercial | Lodging (WA) | Existing | Food Preparation | Natural Gas | Broiler | E3 | RIM BC Ratio | 0 | 0 | 0 | 0 | 0 | 0 | 0 | 0 | 0 | 0 | 0 | 0 | 0 | 0 | 0 | 0 | 0 | 0 | 0 | 0 | 0 | 0 | 0 | 0 | 0 | 0 | 0
F5_Commercial_Lodging (WA)_Existing_Food Preparation_Natural Gas_Broiler_E4 | F5 | Commercial | Lodging (WA) | Existing | Food Preparation | Natural Gas | Broiler | E4 | RIM BC Ratio | 0 | 0 | 0 | 0 | 0 | 0 | 0 | 0 | 0 | 0 | 0 | 0 | 0 | 0 | 0 | 0 | 0 | 0 | 0 | 0 | 0 | 0 | 0 | 0 | 0 | 0 | 0
F5_Commercial_Lodging (WA)_Existing_Food Preparation_Natural Gas_Broiler_E5 | F5 | Commercial | Lodging (WA) | Existing | Food Preparation | Natural Gas | Broiler | E5 | RIM BC Ratio | 0 | 0 | 0 | 0 | 0 | 0 | 0 | 0 | 0 | 0 | 0 | 0 | 0 | 0 | 0 | 0 | 0 | 0 | 0 | 0 | 0 | 0 | 0 | 0 | 0 | 0 | 0
F5_Commercial_Lodging (WA)_Existing_Food Preparation_Natural Gas_Broiler_E6 | F5 | Commercial | Lodging (WA) | Existing | Food Preparation | Natural Gas | Broiler | E6 | RIM BC Ratio | 0 | 0 | 0 | 0 | 0 | 0 | 0 | 0 | 0 | 0 | 0 | 0 | 0 | 0 | 0 | 0 | 0 | 0 | 0 | 0 | 0 | 0 | 0 | 0 | 0 | 0 | 0
F5_Commercial_Lodging (WA)_Existing_Food Preparation_Natural Gas_Broiler_E7 | F5 | Commercial | Lodging (WA) | Existing | Food Preparation | Natural Gas | Broiler | E7 | RIM BC Ratio | 0 | 0 | 0 | 0 | 0 | 0 | 0 | 0 | 0 | 0 | 0 | 0 | 0 | 0 | 0 | 0 | 0 | 0 | 0 | 0 | 0 | 0 | 0 | 0 | 0 | 0 | 0
F5_Commercial_Lodging (WA)_Existing_Food Preparation_Natural Gas_Broiler_E8 | F5 | Commercial | Lodging (WA) | Existing | Food Preparation | Natural Gas | Broiler | E8 | RIM BC Ratio | 0 | 0 | 0 | 0 | 0 | 0 | 0 | 0 | 0 | 0 | 0 | 0 | 0 | 0 | 0 | 0 | 0 | 0 | 0 | 0 | 0 | 0 | 0 | 0 | 0 | 0 | 0
F5_Commercial_Lodging (WA)_Existing_Food Preparation_Natural Gas_Broiler_E9 | F5 | Commercial | Lodging (WA) | Existing | Food Preparation | Natural Gas | Broiler | E9 | RIM BC Ratio | 0 | 0 | 0 | 0 | 0 | 0 | 0 | 0 | 0 | 0 | 0 | 0 | 0 | 0 | 0 | 0 | 0 | 0 | 0 | 0 | 0 | 0 | 0 | 0 | 0 | 0 | 0
F5_Commercial_Lodging (WA)_Existing_Food Preparation_Natural Gas_Broiler_E10 | F5 | Commercial | Lodging (WA) | Existing | Food Preparation | Natural Gas | Broiler | E10 | RIM BC Ratio | 0 | 0 | 0 | 0 | 0 | 0 | 0 | 0 | 0 | 0 | 0 | 0 | 0 | 0 | 0 | 0 | 0 | 0 | 0 | 0 | 0 | 0 | 0 | 0 | 0 | 0 | 0
F0_Commercial_Lodging (WA)_Existing_Food Preparation_Natural Gas_Griddle_E0 | F0 | Commercial | Lodging (WA) | Existing | Food Preparation | Natural Gas | Griddle | E0 | Economic Unit | ENERGY STAR | ENERGY STAR | ENERGY STAR | ENERGY STAR | ENERGY STAR | ENERGY STAR | ENERGY STAR | ENERGY STAR | ENERGY STAR | ENERGY STAR | ENERGY STAR | ENERGY STAR | ENERGY STAR | ENERGY STAR | ENERGY STAR | ENERGY STAR | ENERGY STAR | ENERGY STAR | ENERGY STAR | ENERGY STAR | ENERGY STAR | ENERGY STAR | ENERGY STAR | ENERGY STAR | ENERGY STAR | ENERGY STAR | ENERGY STAR
F1_Commercial_Lodging (WA)_Existing_Food Preparation_Natural Gas_Griddle_E1 | F1 | Commercial | Lodging (WA) | Existing | Food Preparation | Natural Gas | Griddle | E1 | CCE | 0 | 0 | 0 | 0 | 0 | 0 | 0 | 0 | 0 | 0 | 0 | 0 | 0 | 0 | 0 | 0 | 0 | 0 | 0 | 0 | 0 | 0 | 0 | 0 | 0 | 0 | 0
F1_Commercial_Lodging (WA)_Existing_Food Preparation_Natural Gas_Griddle_E2 | F1 | Commercial | Lodging (WA) | Existing | Food Preparation | Natural Gas | Griddle | E2 | CCE | 0.00098386 | 0.00098386 | 0.00098386 | 0.00098386 | 0.00098386 | 0.00098386 | 0.00098386 | 0.00098386 | 0.00098386 | 0.00098386 | 0.00098386 | 0.00098386 | 0.00098386 | 0.00098386 | 0.00098386 | 0.00098386 | 0.00098386 | 0.00098386 | 0.00098386 | 0.00098386 | 0.00098386 | 0.00098386 | 0.00098386 | 0.00098386 | 0.00098386 | 0.00098386 | 0.00098386
F1_Commercial_Lodging (WA)_Existing_Food Preparation_Natural Gas_Griddle_E3 | F1 | Commercial | Lodging (WA) | Existing | Food Preparation | Natural Gas | Griddle | E3 | CCE | 0 | 0 | 0 | 0 | 0 | 0 | 0 | 0 | 0 | 0 | 0 | 0 | 0 | 0 | 0 | 0 | 0 | 0 | 0 | 0 | 0 | 0 | 0 | 0 | 0 | 0 | 0
F1_Commercial_Lodging (WA)_Existing_Food Preparation_Natural Gas_Griddle_E4 | F1 | Commercial | Lodging (WA) | Existing | Food Preparation | Natural Gas | Griddle | E4 | CCE | 0 | 0 | 0 | 0 | 0 | 0 | 0 | 0 | 0 | 0 | 0 | 0 | 0 | 0 | 0 | 0 | 0 | 0 | 0 | 0 | 0 | 0 | 0 | 0 | 0 | 0 | 0
F1_Commercial_Lodging (WA)_Existing_Food Preparation_Natural Gas_Griddle_E5 | F1 | Commercial | Lodging (WA) | Existing | Food Preparation | Natural Gas | Griddle | E5 | CCE | 0 | 0 | 0 | 0 | 0 | 0 | 0 | 0 | 0 | 0 | 0 | 0 | 0 | 0 | 0 | 0 | 0 | 0 | 0 | 0 | 0 | 0 | 0 | 0 | 0 | 0 | 0
F1_Commercial_Lodging (WA)_Existing_Food Preparation_Natural Gas_Griddle_E6 | F1 | Commercial | Lodging (WA) | Existing | Food Preparation | Natural Gas | Griddle | E6 | CCE | 0 | 0 | 0 | 0 | 0 | 0 | 0 | 0 | 0 | 0 | 0 | 0 | 0 | 0 | 0 | 0 | 0 | 0 | 0 | 0 | 0 | 0 | 0 | 0 | 0 | 0 | 0
F1_Commercial_Lodging (WA)_Existing_Food Preparation_Natural Gas_Griddle_E7 | F1 | Commercial | Lodging (WA) | Existing | Food Preparation | Natural Gas | Griddle | E7 | CCE | 0 | 0 | 0 | 0 | 0 | 0 | 0 | 0 | 0 | 0 | 0 | 0 | 0 | 0 | 0 | 0 | 0 | 0 | 0 | 0 | 0 | 0 | 0 | 0 | 0 | 0 | 0
F1_Commercial_Lodging (WA)_Existing_Food Preparation_Natural Gas_Griddle_E8 | F1 | Commercial | Lodging (WA) | Existing | Food Preparation | Natural Gas | Griddle | E8 | CCE | 0 | 0 | 0 | 0 | 0 | 0 | 0 | 0 | 0 | 0 | 0 | 0 | 0 | 0 | 0 | 0 | 0 | 0 | 0 | 0 | 0 | 0 | 0 | 0 | 0 | 0 | 0
F1_Commercial_Lodging (WA)_Existing_Food Preparation_Natural Gas_Griddle_E9 | F1 | Commercial | Lodging (WA) | Existing | Food Preparation | Natural Gas | Griddle | E9 | CCE | 0 | 0 | 0 | 0 | 0 | 0 | 0 | 0 | 0 | 0 | 0 | 0 | 0 | 0 | 0 | 0 | 0 | 0 | 0 | 0 | 0 | 0 | 0 | 0 | 0 | 0 | 0
F1_Commercial_Lodging (WA)_Existing_Food Preparation_Natural Gas_Griddle_E10 | F1 | Commercial | Lodging (WA) | Existing | Food Preparation | Natural Gas | Griddle | E10 | CCE | 0 | 0 | 0 | 0 | 0 | 0 | 0 | 0 | 0 | 0 | 0 | 0 | 0 | 0 | 0 | 0 | 0 | 0 | 0 | 0 | 0 | 0 | 0 | 0 | 0 | 0 | 0
F2_Commercial_Lodging (WA)_Existing_Food Preparation_Natural Gas_Griddle_E1 | F2 | Commercial | Lodging (WA) | Existing | Food Preparation | Natural Gas | Griddle | E1 | TRC BC Ratio | [24 empty] | 1 | 1 | 1 | bar: 2019 to 2042
F2_Commercial_Lodging (WA)_Existing_Food Preparation_Natural Gas_Griddle_E2 | F2 | Commercial | Lodging (WA) | Existing | Food Preparation | Natural Gas | Griddle | E2 | TRC BC Ratio | 3.6174 | 3.7085 | 3.8166 | 3.9403 | 4.0803 | 4.2506 | 4.4259 | 4.5995 | 4.7666 | 4.9361 | 5.0709 | 5.1972 | 5.3329 | 5.4658 | 5.5846 | 5.6957 | 5.7954 | 5.8938 | 5.9989 | 6.1015 | 6.2068 | 6.3164 | 6.427 | 6.5412 | 6.6574 | 6.7757 | 6.8961
F2_Commercial_Lodging (WA)_Existing_Food Preparation_Natural Gas_Griddle_E3 | F2 | Commercial | Lodging (WA) | Existing | Food Preparation | Natural Gas | Griddle | E3 | TRC BC Ratio | 0 | 0 | 0 | 0 | 0 | 0 | 0 | 0 | 0 | 0 | 0 | 0 | 0 | 0 | 0 | 0 | 0 | 0 | 0 | 0 | 0 | 0 | 0 | 0 | 0 | 0 | 0
F2_Commercial_Lodging (WA)_Existing_Food Preparation_Natural Gas_Griddle_E4 | F2 | Commercial | Lodging (WA) | Existing | Food Preparation | Natural Gas | Griddle | E4 | TRC BC Ratio | 0 | 0 | 0 | 0 | 0 | 0 | 0 | 0 | 0 | 0 | 0 | 0 | 0 | 0 | 0 | 0 | 0 | 0 | 0 | 0 | 0 | 0 | 0 | 0 | 0 | 0 | 0
F2_Commercial_Lodging (WA)_Existing_Food Preparation_Natural Gas_Griddle_E5 | F2 | Commercial | Lodging (WA) | Existing | Food Preparation | Natural Gas | Griddle | E5 | TRC BC Ratio | 0 | 0 | 0 | 0 | 0 | 0 | 0 | 0 | 0 | 0 | 0 | 0 | 0 | 0 | 0 | 0 | 0 | 0 | 0 | 0 | 0 | 0 | 0 | 0 | 0 | 0 | 0
F2_Commercial_Lodging (WA)_Existing_Food Preparation_Natural Gas_Griddle_E6 | F2 | Commercial | Lodging (WA) | Existing | Food Preparation | Natural Gas | Griddle | E6 | TRC BC Ratio | 0 | 0 | 0 | 0 | 0 | 0 | 0 | 0 | 0 | 0 | 0 | 0 | 0 | 0 | 0 | 0 | 0 | 0 | 0 | 0 | 0 | 0 | 0 | 0 | 0 | 0 | 0
F2_Commercial_Lodging (WA)_Existing_Food Preparation_Natural Gas_Griddle_E7 | F2 | Commercial | Lodging (WA) | Existing | Food Preparation | Natural Gas | Griddle | E7 | TRC BC Ratio | 0 | 0 | 0 | 0 | 0 | 0 | 0 | 0 | 0 | 0 | 0 | 0 | 0 | 0 | 0 | 0 | 0 | 0 | 0 | 0 | 0 | 0 | 0 | 0 | 0 | 0 | 0
F2_Commercial_Lodging (WA)_Existing_Food Preparation_Natural Gas_Griddle_E8 | F2 | Commercial | Lodging (WA) | Existing | Food Preparation | Natural Gas | Griddle | E8 | TRC BC Ratio | 0 | 0 | 0 | 0 | 0 | 0 | 0 | 0 | 0 | 0 | 0 | 0 | 0 | 0 | 0 | 0 | 0 | 0 | 0 | 0 | 0 | 0 | 0 | 0 | 0 | 0 | 0
F2_Commercial_Lodging (WA)_Existing_Food Preparation_Natural Gas_Griddle_E9 | F2 | Commercial | Lodging (WA) | Existing | Food Preparation | Natural Gas | Griddle | E9 | TRC BC Ratio | 0 | 0 | 0 | 0 | 0 | 0 | 0 | 0 | 0 | 0 | 0 | 0 | 0 | 0 | 0 | 0 | 0 | 0 | 0 | 0 | 0 | 0 | 0 | 0 | 0 | 0 | 0
F2_Commercial_Lodging (WA)_Existing_Food Preparation_Natural Gas_Griddle_E10 | F2 | Commercial | Lodging (WA) | Existing | Food Preparation | Natural Gas | Griddle | E10 | TRC BC Ratio | 0 | 0 | 0 | 0 | 0 | 0 | 0 | 0 | 0 | 0 | 0 | 0 | 0 | 0 | 0 | 0 | 0 | 0 | 0 | 0 | 0 | 0 | 0 | 0 | 0 | 0 | 0
F3_Commercial_Lodging (WA)_Existing_Food Preparation_Natural Gas_Griddle_E1 | F3 | Commercial | Lodging (WA) | Existing | Food Preparation | Natural Gas | Griddle | E1 | PACT BC Ratio | [24 empty] | 1 | 1 | 1 | bar: 2019 to 2042
F3_Commercial_Lodging (WA)_Existing_Food Preparation_Natural Gas_Griddle_E2 | F3 | Commercial | Lodging (WA) | Existing | Food Preparation | Natural Gas | Griddle | E2 | PACT BC Ratio | 7.2903 | 7.4741 | 7.6917 | 7.9412 | 8.2233 | 8.5665 | 8.9198 | 9.2697 | 9.6065 | 9.948 | 10.2197 | 10.4743 | 10.7478 | 11.0155 | 11.2549 | 11.4789 | 11.6798 | 11.8782 | 12.09 | 12.2967 | 12.509 | 12.7298 | 12.9528 | 13.183 | 13.4172 | 13.6555 | 13.8981
F3_Commercial_Lodging (WA)_Existing_Food Preparation_Natural Gas_Griddle_E3 | F3 | Commercial | Lodging (WA) | Existing | Food Preparation | Natural Gas | Griddle | E3 | PACT BC Ratio | 0 | 0 | 0 | 0 | 0 | 0 | 0 | 0 | 0 | 0 | 0 | 0 | 0 | 0 | 0 | 0 | 0 | 0 | 0 | 0 | 0 | 0 | 0 | 0 | 0 | 0 | 0
F3_Commercial_Lodging (WA)_Existing_Food Preparation_Natural Gas_Griddle_E4 | F3 | Commercial | Lodging (WA) | Existing | Food Preparation | Natural Gas | Griddle | E4 | PACT BC Ratio | 0 | 0 | 0 | 0 | 0 | 0 | 0 | 0 | 0 | 0 | 0 | 0 | 0 | 0 | 0 | 0 | 0 | 0 | 0 | 0 | 0 | 0 | 0 | 0 | 0 | 0 | 0
F3_Commercial_Lodging (WA)_Existing_Food Preparation_Natural Gas_Griddle_E5 | F3 | Commercial | Lodging (WA) | Existing | Food Preparation | Natural Gas | Griddle | E5 | PACT BC Ratio | 0 | 0 | 0 | 0 | 0 | 0 | 0 | 0 | 0 | 0 | 0 | 0 | 0 | 0 | 0 | 0 | 0 | 0 | 0 | 0 | 0 | 0 | 0 | 0 | 0 | 0 | 0
F3_Commercial_Lodging (WA)_Existing_Food Preparation_Natural Gas_Griddle_E6 | F3 | Commercial | Lodging (WA) | Existing | Food Preparation | Natural Gas | Griddle | E6 | PACT BC Ratio | 0 | 0 | 0 | 0 | 0 | 0 | 0 | 0 | 0 | 0 | 0 | 0 | 0 | 0 | 0 | 0 | 0 | 0 | 0 | 0 | 0 | 0 | 0 | 0 | 0 | 0 | 0
F3_Commercial_Lodging (WA)_Existing_Food Preparation_Natural Gas_Griddle_E7 | F3 | Commercial | Lodging (WA) | Existing | Food Preparation | Natural Gas | Griddle | E7 | PACT BC Ratio | 0 | 0 | 0 | 0 | 0 | 0 | 0 | 0 | 0 | 0 | 0 | 0 | 0 | 0 | 0 | 0 | 0 | 0 | 0 | 0 | 0 | 0 | 0 | 0 | 0 | 0 | 0
F3_Commercial_Lodging (WA)_Existing_Food Preparation_Natural Gas_Griddle_E8 | F3 | Commercial | Lodging (WA) | Existing | Food Preparation | Natural Gas | Griddle | E8 | PACT BC Ratio | 0 | 0 | 0 | 0 | 0 | 0 | 0 | 0 | 0 | 0 | 0 | 0 | 0 | 0 | 0 | 0 | 0 | 0 | 0 | 0 | 0 | 0 | 0 | 0 | 0 | 0 | 0
F3_Commercial_Lodging (WA)_Existing_Food Preparation_Natural Gas_Griddle_E9 | F3 | Commercial | Lodging (WA) | Existing | Food Preparation | Natural Gas | Griddle | E9 | PACT BC Ratio | 0 | 0 | 0 | 0 | 0 | 0 | 0 | 0 | 0 | 0 | 0 | 0 | 0 | 0 | 0 | 0 | 0 | 0 | 0 | 0 | 0 | 0 | 0 | 0 | 0 | 0 | 0
F3_Commercial_Lodging (WA)_Existing_Food Preparation_Natural Gas_Griddle_E10 | F3 | Commercial | Lodging (WA) | Existing | Food Preparation | Natural Gas | Griddle | E10 | PACT BC Ratio | 0 | 0 | 0 | 0 | 0 | 0 | 0 | 0 | 0 | 0 | 0 | 0 | 0 | 0 | 0 | 0 | 0 | 0 | 0 | 0 | 0 | 0 | 0 | 0 | 0 | 0 | 0
F4_Commercial_Lodging (WA)_Existing_Food Preparation_Natural Gas_Griddle_E1 | F4 | Commercial | Lodging (WA) | Existing | Food Preparation | Natural Gas | Griddle | E1 | RVT BC Ratio | [24 empty] | 1 | 1 | 1 | bar: 2019 to 2042
F4_Commercial_Lodging (WA)_Existing_Food Preparation_Natural Gas_Griddle_E2 | F4 | Commercial | Lodging (WA) | Existing | Food Preparation | Natural Gas | Griddle | E2 | RVT BC Ratio | 5.5081 | 5.6047 | 5.718 | 5.8502 | 6.0016 | 6.1905 | 6.38 | 6.5599 | 6.7228 | 6.8806 | 7.0442 | 7.1929 | 7.3498 | 7.4983 | 7.626 | 7.7412 | 7.8387 | 7.9318 | 8.0308 | 8.1233 | 8.216 | 8.354 | 8.4935 | 8.6374 | 8.7838 | 8.9328 | 9.0845
F4_Commercial_Lodging (WA)_Existing_Food Preparation_Natural Gas_Griddle_E3 | F4 | Commercial | Lodging (WA) | Existing | Food Preparation | Natural Gas | Griddle | E3 | RVT BC Ratio | 0 | 0 | 0 | 0 | 0 | 0 | 0 | 0 | 0 | 0 | 0 | 0 | 0 | 0 | 0 | 0 | 0 | 0 | 0 | 0 | 0 | 0 | 0 | 0 | 0 | 0 | 0
F4_Commercial_Lodging (WA)_Existing_Food Preparation_Natural Gas_Griddle_E4 | F4 | Commercial | Lodging (WA) | Existing | Food Preparation | Natural Gas | Griddle | E4 | RVT BC Ratio | 0 | 0 | 0 | 0 | 0 | 0 | 0 | 0 | 0 | 0 | 0 | 0 | 0 | 0 | 0 | 0 | 0 | 0 | 0 | 0 | 0 | 0 | 0 | 0 | 0 | 0 | 0
F4_Commercial_Lodging (WA)_Existing_Food Preparation_Natural Gas_Griddle_E5 | F4 | Commercial | Lodging (WA) | Existing | Food Preparation | Natural Gas | Griddle | E5 | RVT BC Ratio | 0 | 0 | 0 | 0 | 0 | 0 | 0 | 0 | 0 | 0 | 0 | 0 | 0 | 0 | 0 | 0 | 0 | 0 | 0 | 0 | 0 | 0 | 0 | 0 | 0 | 0 | 0
F4_Commercial_Lodging (WA)_Existing_Food Preparation_Natural Gas_Griddle_E6 | F4 | Commercial | Lodging (WA) | Existing | Food Preparation | Natural Gas | Griddle | E6 | RVT BC Ratio | 0 | 0 | 0 | 0 | 0 | 0 | 0 | 0 | 0 | 0 | 0 | 0 | 0 | 0 | 0 | 0 | 0 | 0 | 0 | 0 | 0 | 0 | 0 | 0 | 0 | 0 | 0
F4_Commercial_Lodging (WA)_Existing_Food Preparation_Natural Gas_Griddle_E7 | F4 | Commercial | Lodging (WA) | Existing | Food Preparation | Natural Gas | Griddle | E7 | RVT BC Ratio | 0 | 0 | 0 | 0 | 0 | 0 | 0 | 0 | 0 | 0 | 0 | 0 | 0 | 0 | 0 | 0 | 0 | 0 | 0 | 0 | 0 | 0 | 0 | 0 | 0 | 0 | 0
F4_Commercial_Lodging (WA)_Existing_Food Preparation_Natural Gas_Griddle_E8 | F4 | Commercial | Lodging (WA) | Existing | Food Preparation | Natural Gas | Griddle | E8 | RVT BC Ratio | 0 | 0 | 0 | 0 | 0 | 0 | 0 | 0 | 0 | 0 | 0 | 0 | 0 | 0 | 0 | 0 | 0 | 0 | 0 | 0 | 0 | 0 | 0 | 0 | 0 | 0 | 0
F4_Commercial_Lodging (WA)_Existing_Food Preparation_Natural Gas_Griddle_E9 | F4 | Commercial | Lodging (WA) | Existing | Food Preparation | Natural Gas | Griddle | E9 | RVT BC Ratio | 0 | 0 | 0 | 0 | 0 | 0 | 0 | 0 | 0 | 0 | 0 | 0 | 0 | 0 | 0 | 0 | 0 | 0 | 0 | 0 | 0 | 0 | 0 | 0 | 0 | 0 | 0
F4_Commercial_Lodging (WA)_Existing_Food Preparation_Natural Gas_Griddle_E10 | F4 | Commercial | Lodging (WA) | Existing | Food Preparation | Natural Gas | Griddle | E10 | RVT BC Ratio | 0 | 0 | 0 | 0 | 0 | 0 | 0 | 0 | 0 | 0 | 0 | 0 | 0 | 0 | 0 | 0 | 0 | 0 | 0 | 0 | 0 | 0 | 0 | 0 | 0 | 0 | 0
F5_Commercial_Lodging (WA)_Existing_Food Preparation_Natural Gas_Griddle_E1 | F5 | Commercial | Lodging (WA) | Existing | Food Preparation | Natural Gas | Griddle | E1 | RIM BC Ratio | [24 empty] | 1 | 1 | 1 | bar: 2019 to 2042
F5_Commercial_Lodging (WA)_Existing_Food Preparation_Natural Gas_Griddle_E2 | F5 | Commercial | Lodging (WA) | Existing | Food Preparation | Natural Gas | Griddle | E2 | RIM BC Ratio | 0.76048 | 0.76667 | 0.77388 | 0.78153 | 0.78954 | 0.79817 | 0.80715 | 0.81649 | 0.82625 | 0.83655 | 0.83999 | 0.8436 | 0.84764 | 0.852 | 0.85631 | 0.86068 | 0.86512 | 0.86974 | 0.87461 | 0.87968 | 0.885 | 0.88609 | 0.88715 | 0.88821 | 0.88926 | 0.89029 | 0.8913
F5_Commercial_Lodging (WA)_Existing_Food Preparation_Natural Gas_Griddle_E3 | F5 | Commercial | Lodging (WA) | Existing | Food Preparation | Natural Gas | Griddle | E3 | RIM BC Ratio | 0 | 0 | 0 | 0 | 0 | 0 | 0 | 0 | 0 | 0 | 0 | 0 | 0 | 0 | 0 | 0 | 0 | 0 | 0 | 0 | 0 | 0 | 0 | 0 | 0 | 0 | 0
F5_Commercial_Lodging (WA)_Existing_Food Preparation_Natural Gas_Griddle_E4 | F5 | Commercial | Lodging (WA) | Existing | Food Preparation | Natural Gas | Griddle | E4 | RIM BC Ratio | 0 | 0 | 0 | 0 | 0 | 0 | 0 | 0 | 0 | 0 | 0 | 0 | 0 | 0 | 0 | 0 | 0 | 0 | 0 | 0 | 0 | 0 | 0 | 0 | 0 | 0 | 0
F5_Commercial_Lodging (WA)_Existing_Food Preparation_Natural Gas_Griddle_E5 | F5 | Commercial | Lodging (WA) | Existing | Food Preparation | Natural Gas | Griddle | E5 | RIM BC Ratio | 0 | 0 | 0 | 0 | 0 | 0 | 0 | 0 | 0 | 0 | 0 | 0 | 0 | 0 | 0 | 0 | 0 | 0 | 0 | 0 | 0 | 0 | 0 | 0 | 0 | 0 | 0
F5_Commercial_Lodging (WA)_Existing_Food Preparation_Natural Gas_Griddle_E6 | F5 | Commercial | Lodging (WA) | Existing | Food Preparation | Natural Gas | Griddle | E6 | RIM BC Ratio | 0 | 0 | 0 | 0 | 0 | 0 | 0 | 0 | 0 | 0 | 0 | 0 | 0 | 0 | 0 | 0 | 0 | 0 | 0 | 0 | 0 | 0 | 0 | 0 | 0 | 0 | 0
F5_Commercial_Lodging (WA)_Existing_Food Preparation_Natural Gas_Griddle_E7 | F5 | Commercial | Lodging (WA) | Existing | Food Preparation | Natural Gas | Griddle | E7 | RIM BC Ratio | 0 | 0 | 0 | 0 | 0 | 0 | 0 | 0 | 0 | 0 | 0 | 0 | 0 | 0 | 0 | 0 | 0 | 0 | 0 | 0 | 0 | 0 | 0 | 0 | 0 | 0 | 0
F5_Commercial_Lodging (WA)_Existing_Food Preparation_Natural Gas_Griddle_E8 | F5 | Commercial | Lodging (WA) | Existing | Food Preparation | Natural Gas | Griddle | E8 | RIM BC Ratio | 0 | 0 | 0 | 0 | 0 | 0 | 0 | 0 | 0 | 0 | 0 | 0 | 0 | 0 | 0 | 0 | 0 | 0 | 0 | 0 | 0 | 0 | 0 | 0 | 0 | 0 | 0
F5_Commercial_Lodging (WA)_Existing_Food Preparation_Natural Gas_Griddle_E9 | F5 | Commercial | Lodging (WA) | Existing | Food Preparation | Natural Gas | Griddle | E9 | RIM BC Ratio | 0 | 0 | 0 | 0 | 0 | 0 | 0 | 0 | 0 | 0 | 0 | 0 | 0 | 0 | 0 | 0 | 0 | 0 | 0 | 0 | 0 | 0 | 0 | 0 | 0 | 0 | 0
F5_Commercial_Lodging (WA)_Existing_Food Preparation_Natural Gas_Griddle_E10 | F5 | Commercial | Lodging (WA) | Existing | Food Preparation | Natural Gas | Griddle | E10 | RIM BC Ratio | 0 | 0 | 0 | 0 | 0 | 0 | 0 | 0 | 0 | 0 | 0 | 0 | 0 | 0 | 0 | 0 | 0 | 0 | 0 | 0 | 0 | 0 | 0 | 0 | 0 | 0 | 0
F0_Commercial_Lodging (WA)_Existing_Food Preparation_Natural Gas_Range_E0 | F0 | Commercial | Lodging (WA) | Existing | Food Preparation | Natural Gas | Range | E0 | Economic Unit | High Efficiency | High Efficiency | High Efficiency | High Efficiency | High Efficiency | High Efficiency | High Efficiency | High Efficiency | High Efficiency | High Efficiency | High Efficiency | High Efficiency | High Efficiency | High Efficiency | High Efficiency | High Efficiency | High Efficiency | High Efficiency | High Efficiency | High Efficiency | High Efficiency | High Efficiency | High Efficiency | High Efficiency | High Efficiency | High Efficiency | High Efficiency
F1_Commercial_Lodging (WA)_Existing_Food Preparation_Natural Gas_Range_E1 | F1 | Commercial | Lodging (WA) | Existing | Food Preparation | Natural Gas | Range | E1 | CCE | 0 | 0 | 0 | 0 | 0 | 0 | 0 | 0 | 0 | 0 | 0 | 0 | 0 | 0 | 0 | 0 | 0 | 0 | 0 | 0 | 0 | 0 | 0 | 0 | 0 | 0 | 0
F1_Commercial_Lodging (WA)_Existing_Food Preparation_Natural Gas_Range_E2 | F1 | Commercial | Lodging (WA) | Existing | Food Preparation | Natural Gas | Range | E2 | CCE | 4.0279e-06 | 4.0279e-06 | 4.0279e-06 | 4.0279e-06 | 4.0279e-06 | 4.0279e-06 | 4.0279e-06 | 4.0279e-06 | 4.0279e-06 | 4.0279e-06 | 4.0279e-06 | 4.0279e-06 | 4.0279e-06 | 4.0279e-06 | 4.0279e-06 | 4.0279e-06 | 4.0279e-06 | 4.0279e-06 | 4.0279e-06 | 4.0279e-06 | 4.0279e-06 | 4.0279e-06 | 4.0279e-06 | 4.0279e-06 | 4.0279e-06 | 4.0279e-06 | 4.0279e-06
F1_Commercial_Lodging (WA)_Existing_Food Preparation_Natural Gas_Range_E3 | F1 | Commercial | Lodging (WA) | Existing | Food Preparation | Natural Gas | Range | E3 | CCE | 0 | 0 | 0 | 0 | 0 | 0 | 0 | 0 | 0 | 0 | 0 | 0 | 0 | 0 | 0 | 0 | 0 | 0 | 0 | 0 | 0 | 0 | 0 | 0 | 0 | 0 | 0
F1_Commercial_Lodging (WA)_Existing_Food Preparation_Natural Gas_Range_E4 | F1 | Commercial | Lodging (WA) | Existing | Food Preparation | Natural Gas | Range | E4 | CCE | 0 | 0 | 0 | 0 | 0 | 0 | 0 | 0 | 0 | 0 | 0 | 0 | 0 | 0 | 0 | 0 | 0 | 0 | 0 | 0 | 0 | 0 | 0 | 0 | 0 | 0 | 0
F1_Commercial_Lodging (WA)_Existing_Food Preparation_Natural Gas_Range_E5 | F1 | Commercial | Lodging (WA) | Existing | Food Preparation | Natural Gas | Range | E5 | CCE | 0 | 0 | 0 | 0 | 0 | 0 | 0 | 0 | 0 | 0 | 0 | 0 | 0 | 0 | 0 | 0 | 0 | 0 | 0 | 0 | 0 | 0 | 0 | 0 | 0 | 0 | 0
F1_Commercial_Lodging (WA)_Existing_Food Preparation_Natural Gas_Range_E6 | F1 | Commercial | Lodging (WA) | Existing | Food Preparation | Natural Gas | Range | E6 | CCE | 0 | 0 | 0 | 0 | 0 | 0 | 0 | 0 | 0 | 0 | 0 | 0 | 0 | 0 | 0 | 0 | 0 | 0 | 0 | 0 | 0 | 0 | 0 | 0 | 0 | 0 | 0
F1_Commercial_Lodging (WA)_Existing_Food Preparation_Natural Gas_Range_E7 | F1 | Commercial | Lodging (WA) | Existing | Food Preparation | Natural Gas | Range | E7 | CCE | 0 | 0 | 0 | 0 | 0 | 0 | 0 | 0 | 0 | 0 | 0 | 0 | 0 | 0 | 0 | 0 | 0 | 0 | 0 | 0 | 0 | 0 | 0 | 0 | 0 | 0 | 0
F1_Commercial_Lodging (WA)_Existing_Food Preparation_Natural Gas_Range_E8 | F1 | Commercial | Lodging (WA) | Existing | Food Preparation | Natural Gas | Range | E8 | CCE | 0 | 0 | 0 | 0 | 0 | 0 | 0 | 0 | 0 | 0 | 0 | 0 | 0 | 0 | 0 | 0 | 0 | 0 | 0 | 0 | 0 | 0 | 0 | 0 | 0 | 0 | 0
F1_Commercial_Lodging (WA)_Existing_Food Preparation_Natural Gas_Range_E9 | F1 | Commercial | Lodging (WA) | Existing | Food Preparation | Natural Gas | Range | E9 | CCE | 0 | 0 | 0 | 0 | 0 | 0 | 0 | 0 | 0 | 0 | 0 | 0 | 0 | 0 | 0 | 0 | 0 | 0 | 0 | 0 | 0 | 0 | 0 | 0 | 0 | 0 | 0
F1_Commercial_Lodging (WA)_Existing_Food Preparation_Natural Gas_Range_E10 | F1 | Commercial | Lodging (WA) | Existing | Food Preparation | Natural Gas | Range | E10 | CCE | 0 | 0 | 0 | 0 | 0 | 0 | 0 | 0 | 0 | 0 | 0 | 0 | 0 | 0 | 0 | 0 | 0 | 0 | 0 | 0 | 0 | 0 | 0 | 0 | 0 | 0 | 0
F2_Commercial_Lodging (WA)_Existing_Food Preparation_Natural Gas_Range_E1 | F2 | Commercial | Lodging (WA) | Existing | Food Preparation | Natural Gas | Range | E1 | TRC BC Ratio | [24 empty] | 1 | 1 | 1 | bar: 2019 to 2042
F2_Commercial_Lodging (WA)_Existing_Food Preparation_Natural Gas_Range_E2 | F2 | Commercial | Lodging (WA) | Existing | Food Preparation | Natural Gas | Range | E2 | TRC BC Ratio | 861.0229 | 880.9005 | 905.9042 | 935.3999 | 969.7004 | 1012.9597 | 1058.0178 | 1102.9436 | 1146.2762 | 1190.2049 | 1224.49 | 1256.3824 | 1290.7665 | 1324.2617 | 1353.8023 | 1381.1547 | 1405.2764 | 1428.9872 | 1454.4887 | 1479.2154 | 1504.652 | 1531.1783 | 1557.9591 | 1585.6376 | 1613.8079 | 1642.4787 | 1671.6588
F2_Commercial_Lodging (WA)_Existing_Food Preparation_Natural Gas_Range_E3 | F2 | Commercial | Lodging (WA) | Existing | Food Preparation | Natural Gas | Range | E3 | TRC BC Ratio | 0 | 0 | 0 | 0 | 0 | 0 | 0 | 0 | 0 | 0 | 0 | 0 | 0 | 0 | 0 | 0 | 0 | 0 | 0 | 0 | 0 | 0 | 0 | 0 | 0 | 0 | 0
F2_Commercial_Lodging (WA)_Existing_Food Preparation_Natural Gas_Range_E4 | F2 | Commercial | Lodging (WA) | Existing | Food Preparation | Natural Gas | Range | E4 | TRC BC Ratio | 0 | 0 | 0 | 0 | 0 | 0 | 0 | 0 | 0 | 0 | 0 | 0 | 0 | 0 | 0 | 0 | 0 | 0 | 0 | 0 | 0 | 0 | 0 | 0 | 0 | 0 | 0
F2_Commercial_Lodging (WA)_Existing_Food Preparation_Natural Gas_Range_E5 | F2 | Commercial | Lodging (WA) | Existing | Food Preparation | Natural Gas | Range | E5 | TRC BC Ratio | 0 | 0 | 0 | 0 | 0 | 0 | 0 | 0 | 0 | 0 | 0 | 0 | 0 | 0 | 0 | 0 | 0 | 0 | 0 | 0 | 0 | 0 | 0 | 0 | 0 | 0 | 0
F2_Commercial_Lodging (WA)_Existing_Food Preparation_Natural Gas_Range_E6 | F2 | Commercial | Lodging (WA) | Existing | Food Preparation | Natural Gas | Range | E6 | TRC BC Ratio | 0 | 0 | 0 | 0 | 0 | 0 | 0 | 0 | 0 | 0 | 0 | 0 | 0 | 0 | 0 | 0 | 0 | 0 | 0 | 0 | 0 | 0 | 0 | 0 | 0 | 0 | 0
F2_Commercial_Lodging (WA)_Existing_Food Preparation_Natural Gas_Range_E7 | F2 | Commercial | Lodging (WA) | Existing | Food Preparation | Natural Gas | Range | E7 | TRC BC Ratio | 0 | 0 | 0 | 0 | 0 | 0 | 0 | 0 | 0 | 0 | 0 | 0 | 0 | 0 | 0 | 0 | 0 | 0 | 0 | 0 | 0 | 0 | 0 | 0 | 0 | 0 | 0
F2_Commercial_Lodging (WA)_Existing_Food Preparation_Natural Gas_Range_E8 | F2 | Commercial | Lodging (WA) | Existing | Food Preparation | Natural Gas | Range | E8 | TRC BC Ratio | 0 | 0 | 0 | 0 | 0 | 0 | 0 | 0 | 0 | 0 | 0 | 0 | 0 | 0 | 0 | 0 | 0 | 0 | 0 | 0 | 0 | 0 | 0 | 0 | 0 | 0 | 0
F2_Commercial_Lodging (WA)_Existing_Food Preparation_Natural Gas_Range_E9 | F2 | Commercial | Lodging (WA) | Existing | Food Preparation | Natural Gas | Range | E9 | TRC BC Ratio | 0 | 0 | 0 | 0 | 0 | 0 | 0 | 0 | 0 | 0 | 0 | 0 | 0 | 0 | 0 | 0 | 0 | 0 | 0 | 0 | 0 | 0 | 0 | 0 | 0 | 0 | 0
F2_Commercial_Lodging (WA)_Existing_Food Preparation_Natural Gas_Range_E10 | F2 | Commercial | Lodging (WA) | Existing | Food Preparation | Natural Gas | Range | E10 | TRC BC Ratio | 0 | 0 | 0 | 0 | 0 | 0 | 0 | 0 | 0 | 0 | 0 | 0 | 0 | 0 | 0 | 0 | 0 | 0 | 0 | 0 | 0 | 0 | 0 | 0 | 0 | 0 | 0
F3_Commercial_Lodging (WA)_Existing_Food Preparation_Natural Gas_Range_E1 | F3 | Commercial | Lodging (WA) | Existing | Food Preparation | Natural Gas | Range | E1 | PACT BC Ratio | [24 empty] | 1 | 1 | 1 | bar: 2019 to 2042
F3_Commercial_Lodging (WA)_Existing_Food Preparation_Natural Gas_Range_E2 | F3 | Commercial | Lodging (WA) | Existing | Food Preparation | Natural Gas | Range | E2 | PACT BC Ratio | 1735.2741 | 1775.3347 | 1825.7264 | 1885.1709 | 1954.2988 | 2041.482 | 2132.2905 | 2222.8323 | 2310.1632 | 2398.6956 | 2467.7925 | 2532.0672 | 2601.3637 | 2668.8688 | 2728.4038 | 2783.5288 | 2832.1428 | 2879.9288 | 2931.3236 | 2981.1568 | 3032.4209 | 3085.8811 | 3139.854 | 3195.6364 | 3252.4097 | 3310.1917 | 3369.0002
F3_Commercial_Lodging (WA)_Existing_Food Preparation_Natural Gas_Range_E3 | F3 | Commercial | Lodging (WA) | Existing | Food Preparation | Natural Gas | Range | E3 | PACT BC Ratio | 0 | 0 | 0 | 0 | 0 | 0 | 0 | 0 | 0 | 0 | 0 | 0 | 0 | 0 | 0 | 0 | 0 | 0 | 0 | 0 | 0 | 0 | 0 | 0 | 0 | 0 | 0
F3_Commercial_Lodging (WA)_Existing_Food Preparation_Natural Gas_Range_E4 | F3 | Commercial | Lodging (WA) | Existing | Food Preparation | Natural Gas | Range | E4 | PACT BC Ratio | 0 | 0 | 0 | 0 | 0 | 0 | 0 | 0 | 0 | 0 | 0 | 0 | 0 | 0 | 0 | 0 | 0 | 0 | 0 | 0 | 0 | 0 | 0 | 0 | 0 | 0 | 0
F3_Commercial_Lodging (WA)_Existing_Food Preparation_Natural Gas_Range_E5 | F3 | Commercial | Lodging (WA) | Existing | Food Preparation | Natural Gas | Range | E5 | PACT BC Ratio | 0 | 0 | 0 | 0 | 0 | 0 | 0 | 0 | 0 | 0 | 0 | 0 | 0 | 0 | 0 | 0 | 0 | 0 | 0 | 0 | 0 | 0 | 0 | 0 | 0 | 0 | 0
F3_Commercial_Lodging (WA)_Existing_Food Preparation_Natural Gas_Range_E6 | F3 | Commercial | Lodging (WA) | Existing | Food Preparation | Natural Gas | Range | E6 | PACT BC Ratio | 0 | 0 | 0 | 0 | 0 | 0 | 0 | 0 | 0 | 0 | 0 | 0 | 0 | 0 | 0 | 0 | 0 | 0 | 0 | 0 | 0 | 0 | 0 | 0 | 0 | 0 | 0
F3_Commercial_Lodging (WA)_Existing_Food Preparation_Natural Gas_Range_E7 | F3 | Commercial | Lodging (WA) | Existing | Food Preparation | Natural Gas | Range | E7 | PACT BC Ratio | 0 | 0 | 0 | 0 | 0 | 0 | 0 | 0 | 0 | 0 | 0 | 0 | 0 | 0 | 0 | 0 | 0 | 0 | 0 | 0 | 0 | 0 | 0 | 0 | 0 | 0 | 0
F3_Commercial_Lodging (WA)_Existing_Food Preparation_Natural Gas_Range_E8 | F3 | Commercial | Lodging (WA) | Existing | Food Preparation | Natural Gas | Range | E8 | PACT BC Ratio | 0 | 0 | 0 | 0 | 0 | 0 | 0 | 0 | 0 | 0 | 0 | 0 | 0 | 0 | 0 | 0 | 0 | 0 | 0 | 0 | 0 | 0 | 0 | 0 | 0 | 0 | 0
F3_Commercial_Lodging (WA)_Existing_Food Preparation_Natural Gas_Range_E9 | F3 | Commercial | Lodging (WA) | Existing | Food Preparation | Natural Gas | Range | E9 | PACT BC Ratio | 0 | 0 | 0 | 0 | 0 | 0 | 0 | 0 | 0 | 0 | 0 | 0 | 0 | 0 | 0 | 0 | 0 | 0 | 0 | 0 | 0 | 0 | 0 | 0 | 0 | 0 | 0
F3_Commercial_Lodging (WA)_Existing_Food Preparation_Natural Gas_Range_E10 | F3 | Commercial | Lodging (WA) | Existing | Food Preparation | Natural Gas | Range | E10 | PACT BC Ratio | 0 | 0 | 0 | 0 | 0 | 0 | 0 | 0 | 0 | 0 | 0 | 0 | 0 | 0 | 0 | 0 | 0 | 0 | 0 | 0 | 0 | 0 | 0 | 0 | 0 | 0 | 0
F4_Commercial_Lodging (WA)_Existing_Food Preparation_Natural Gas_Range_E1 | F4 | Commercial | Lodging (WA) | Existing | Food Preparation | Natural Gas | Range | E1 | RVT BC Ratio | [24 empty] | 1 | 1 | 1 | bar: 2019 to 2042
F4_Commercial_Lodging (WA)_Existing_Food Preparation_Natural Gas_Range_E2 | F4 | Commercial | Lodging (WA) | Existing | Food Preparation | Natural Gas | Range | E2 | RVT BC Ratio | 1229.5023 | 1249.9608 | 1274.8933 | 1305.1974 | 1341.2474 | 1388.8985 | 1437.7796 | 1485.0645 | 1528.5901 | 1570.3913 | 1613.3296 | 1651.6827 | 1691.6918 | 1728.6669 | 1759.8099 | 1787.41 | 1810.0407 | 1831.3733 | 1854.2596 | 1875.2549 | 1896.257 | 1929.6801 | 1963.4239 | 1998.2989 | 2033.7934 | 2069.9185 | 2106.6855
F4_Commercial_Lodging (WA)_Existing_Food Preparation_Natural Gas_Range_E3 | F4 | Commercial | Lodging (WA) | Existing | Food Preparation | Natural Gas | Range | E3 | RVT BC Ratio | 0 | 0 | 0 | 0 | 0 | 0 | 0 | 0 | 0 | 0 | 0 | 0 | 0 | 0 | 0 | 0 | 0 | 0 | 0 | 0 | 0 | 0 | 0 | 0 | 0 | 0 | 0
F4_Commercial_Lodging (WA)_Existing_Food Preparation_Natural Gas_Range_E4 | F4 | Commercial | Lodging (WA) | Existing | Food Preparation | Natural Gas | Range | E4 | RVT BC Ratio | 0 | 0 | 0 | 0 | 0 | 0 | 0 | 0 | 0 | 0 | 0 | 0 | 0 | 0 | 0 | 0 | 0 | 0 | 0 | 0 | 0 | 0 | 0 | 0 | 0 | 0 | 0
F4_Commercial_Lodging (WA)_Existing_Food Preparation_Natural Gas_Range_E5 | F4 | Commercial | Lodging (WA) | Existing | Food Preparation | Natural Gas | Range | E5 | RVT BC Ratio | 0 | 0 | 0 | 0 | 0 | 0 | 0 | 0 | 0 | 0 | 0 | 0 | 0 | 0 | 0 | 0 | 0 | 0 | 0 | 0 | 0 | 0 | 0 | 0 | 0 | 0 | 0
F4_Commercial_Lodging (WA)_Existing_Food Preparation_Natural Gas_Range_E6 | F4 | Commercial | Lodging (WA) | Existing | Food Preparation | Natural Gas | Range | E6 | RVT BC Ratio | 0 | 0 | 0 | 0 | 0 | 0 | 0 | 0 | 0 | 0 | 0 | 0 | 0 | 0 | 0 | 0 | 0 | 0 | 0 | 0 | 0 | 0 | 0 | 0 | 0 | 0 | 0
F4_Commercial_Lodging (WA)_Existing_Food Preparation_Natural Gas_Range_E7 | F4 | Commercial | Lodging (WA) | Existing | Food Preparation | Natural Gas | Range | E7 | RVT BC Ratio | 0 | 0 | 0 | 0 | 0 | 0 | 0 | 0 | 0 | 0 | 0 | 0 | 0 | 0 | 0 | 0 | 0 | 0 | 0 | 0 | 0 | 0 | 0 | 0 | 0 | 0 | 0
F4_Commercial_Lodging (WA)_Existing_Food Preparation_Natural Gas_Range_E8 | F4 | Commercial | Lodging (WA) | Existing | Food Preparation | Natural Gas | Range | E8 | RVT BC Ratio | 0 | 0 | 0 | 0 | 0 | 0 | 0 | 0 | 0 | 0 | 0 | 0 | 0 | 0 | 0 | 0 | 0 | 0 | 0 | 0 | 0 | 0 | 0 | 0 | 0 | 0 | 0
F4_Commercial_Lodging (WA)_Existing_Food Preparation_Natural Gas_Range_E9 | F4 | Commercial | Lodging (WA) | Existing | Food Preparation | Natural Gas | Range | E9 | RVT BC Ratio | 0 | 0 | 0 | 0 | 0 | 0 | 0 | 0 | 0 | 0 | 0 | 0 | 0 | 0 | 0 | 0 | 0 | 0 | 0 | 0 | 0 | 0 | 0 | 0 | 0 | 0 | 0
F4_Commercial_Lodging (WA)_Existing_Food Preparation_Natural Gas_Range_E10 | F4 | Commercial | Lodging (WA) | Existing | Food Preparation | Natural Gas | Range | E10 | RVT BC Ratio | 0 | 0 | 0 | 0 | 0 | 0 | 0 | 0 | 0 | 0 | 0 | 0 | 0 | 0 | 0 | 0 | 0 | 0 | 0 | 0 | 0 | 0 | 0 | 0 | 0 | 0 | 0
F5_Commercial_Lodging (WA)_Existing_Food Preparation_Natural Gas_Range_E1 | F5 | Commercial | Lodging (WA) | Existing | Food Preparation | Natural Gas | Range | E1 | RIM BC Ratio | [24 empty] | 1 | 1 | 1 | bar: 2019 to 2042
F5_Commercial_Lodging (WA)_Existing_Food Preparation_Natural Gas_Range_E2 | F5 | Commercial | Lodging (WA) | Existing | Food Preparation | Natural Gas | Range | E2 | RIM BC Ratio | 0.84023 | 0.84556 | 0.85255 | 0.85988 | 0.86745 | 0.87507 | 0.88292 | 0.89111 | 0.89975 | 0.90937 | 0.91067 | 0.91269 | 0.9155 | 0.91917 | 0.92304 | 0.92715 | 0.93155 | 0.93624 | 0.94118 | 0.94647 | 0.95208 | 0.95209 | 0.95209 | 0.9521 | 0.9521 | 0.95211 | 0.95211
F5_Commercial_Lodging (WA)_Existing_Food Preparation_Natural Gas_Range_E3 | F5 | Commercial | Lodging (WA) | Existing | Food Preparation | Natural Gas | Range | E3 | RIM BC Ratio | 0 | 0 | 0 | 0 | 0 | 0 | 0 | 0 | 0 | 0 | 0 | 0 | 0 | 0 | 0 | 0 | 0 | 0 | 0 | 0 | 0 | 0 | 0 | 0 | 0 | 0 | 0
F5_Commercial_Lodging (WA)_Existing_Food Preparation_Natural Gas_Range_E4 | F5 | Commercial | Lodging (WA) | Existing | Food Preparation | Natural Gas | Range | E4 | RIM BC Ratio | 0 | 0 | 0 | 0 | 0 | 0 | 0 | 0 | 0 | 0 | 0 | 0 | 0 | 0 | 0 | 0 | 0 | 0 | 0 | 0 | 0 | 0 | 0 | 0 | 0 | 0 | 0
F5_Commercial_Lodging (WA)_Existing_Food Preparation_Natural Gas_Range_E5 | F5 | Commercial | Lodging (WA) | Existing | Food Preparation | Natural Gas | Range | E5 | RIM BC Ratio | 0 | 0 | 0 | 0 | 0 | 0 | 0 | 0 | 0 | 0 | 0 | 0 | 0 | 0 | 0 | 0 | 0 | 0 | 0 | 0 | 0 | 0 | 0 | 0 | 0 | 0 | 0
F5_Commercial_Lodging (WA)_Existing_Food Preparation_Natural Gas_Range_E6 | F5 | Commercial | Lodging (WA) | Existing | Food Preparation | Natural Gas | Range | E6 | RIM BC Ratio | 0 | 0 | 0 | 0 | 0 | 0 | 0 | 0 | 0 | 0 | 0 | 0 | 0 | 0 | 0 | 0 | 0 | 0 | 0 | 0 | 0 | 0 | 0 | 0 | 0 | 0 | 0
F5_Commercial_Lodging (WA)_Existing_Food Preparation_Natural Gas_Range_E7 | F5 | Commercial | Lodging (WA) | Existing | Food Preparation | Natural Gas | Range | E7 | RIM BC Ratio | 0 | 0 | 0 | 0 | 0 | 0 | 0 | 0 | 0 | 0 | 0 | 0 | 0 | 0 | 0 | 0 | 0 | 0 | 0 | 0 | 0 | 0 | 0 | 0 | 0 | 0 | 0
F5_Commercial_Lodging (WA)_Existing_Food Preparation_Natural Gas_Range_E8 | F5 | Commercial | Lodging (WA) | Existing | Food Preparation | Natural Gas | Range | E8 | RIM BC Ratio | 0 | 0 | 0 | 0 | 0 | 0 | 0 | 0 | 0 | 0 | 0 | 0 | 0 | 0 | 0 | 0 | 0 | 0 | 0 | 0 | 0 | 0 | 0 | 0 | 0 | 0 | 0
F5_Commercial_Lodging (WA)_Existing_Food Preparation_Natural Gas_Range_E9 | F5 | Commercial | Lodging (WA) | Existing | Food Preparation | Natural Gas | Range | E9 | RIM BC Ratio | 0 | 0 | 0 | 0 | 0 | 0 | 0 | 0 | 0 | 0 | 0 | 0 | 0 | 0 | 0 | 0 | 0 | 0 | 0 | 0 | 0 | 0 | 0 | 0 | 0 | 0 | 0
F5_Commercial_Lodging (WA)_Existing_Food Preparation_Natural Gas_Range_E10 | F5 | Commercial | Lodging (WA) | Existing | Food Preparation | Natural Gas | Range | E10 | RIM BC Ratio | 0 | 0 | 0 | 0 | 0 | 0 | 0 | 0 | 0 | 0 | 0 | 0 | 0 | 0 | 0 | 0 | 0 | 0 | 0 | 0 | 0 | 0 | 0 | 0 | 0 | 0 | 0
F0_Commercial_Lodging (WA)_Existing_Food Preparation_Natural Gas_Steamer_E0 | F0 | Commercial | Lodging (WA) | Existing | Food Preparation | Natural Gas | Steamer | E0 | Economic Unit | ENERGY STAR | ENERGY STAR | ENERGY STAR | ENERGY STAR | ENERGY STAR | ENERGY STAR | ENERGY STAR | ENERGY STAR | ENERGY STAR | ENERGY STAR | ENERGY STAR | ENERGY STAR | ENERGY STAR | ENERGY STAR | ENERGY STAR | ENERGY STAR | ENERGY STAR | ENERGY STAR | ENERGY STAR | ENERGY STAR | ENERGY STAR | ENERGY STAR | ENERGY STAR | ENERGY STAR | ENERGY STAR | ENERGY STAR | ENERGY STAR
F1_Commercial_Lodging (WA)_Existing_Food Preparation_Natural Gas_Steamer_E1 | F1 | Commercial | Lodging (WA) | Existing | Food Preparation | Natural Gas | Steamer | E1 | CCE | 0 | 0 | 0 | 0 | 0 | 0 | 0 | 0 | 0 | 0 | 0 | 0 | 0 | 0 | 0 | 0 | 0 | 0 | 0 | 0 | 0 | 0 | 0 | 0 | 0 | 0 | 0
F1_Commercial_Lodging (WA)_Existing_Food Preparation_Natural Gas_Steamer_E2 | F1 | Commercial | Lodging (WA) | Existing | Food Preparation | Natural Gas | Steamer | E2 | CCE | 6.0958e-06 | 6.0958e-06 | 6.0958e-06 | 6.0958e-06 | 6.0958e-06 | 6.0958e-06 | 6.0958e-06 | 6.0958e-06 | 6.0958e-06 | 6.0958e-06 | 6.0958e-06 | 6.0958e-06 | 6.0958e-06 | 6.0958e-06 | 6.0958e-06 | 6.0958e-06 | 6.0958e-06 | 6.0958e-06 | 6.0958e-06 | 6.0958e-06 | 6.0958e-06 | 6.0958e-06 | 6.0958e-06 | 6.0958e-06 | 6.0958e-06 | 6.0958e-06 | 6.0958e-06
F1_Commercial_Lodging (WA)_Existing_Food Preparation_Natural Gas_Steamer_E3 | F1 | Commercial | Lodging (WA) | Existing | Food Preparation | Natural Gas | Steamer | E3 | CCE | 0 | 0 | 0 | 0 | 0 | 0 | 0 | 0 | 0 | 0 | 0 | 0 | 0 | 0 | 0 | 0 | 0 | 0 | 0 | 0 | 0 | 0 | 0 | 0 | 0 | 0 | 0
F1_Commercial_Lodging (WA)_Existing_Food Preparation_Natural Gas_Steamer_E4 | F1 | Commercial | Lodging (WA) | Existing | Food Preparation | Natural Gas | Steamer | E4 | CCE | 0 | 0 | 0 | 0 | 0 | 0 | 0 | 0 | 0 | 0 | 0 | 0 | 0 | 0 | 0 | 0 | 0 | 0 | 0 | 0 | 0 | 0 | 0 | 0 | 0 | 0 | 0
F1_Commercial_Lodging (WA)_Existing_Food Preparation_Natural Gas_Steamer_E5 | F1 | Commercial | Lodging (WA) | Existing | Food Preparation | Natural Gas | Steamer | E5 | CCE | 0 | 0 | 0 | 0 | 0 | 0 | 0 | 0 | 0 | 0 | 0 | 0 | 0 | 0 | 0 | 0 | 0 | 0 | 0 | 0 | 0 | 0 | 0 | 0 | 0 | 0 | 0
F1_Commercial_Lodging (WA)_Existing_Food Preparation_Natural Gas_Steamer_E6 | F1 | Commercial | Lodging (WA) | Existing | Food Preparation | Natural Gas | Steamer | E6 | CCE | 0 | 0 | 0 | 0 | 0 | 0 | 0 | 0 | 0 | 0 | 0 | 0 | 0 | 0 | 0 | 0 | 0 | 0 | 0 | 0 | 0 | 0 | 0 | 0 | 0 | 0 | 0
F1_Commercial_Lodging (WA)_Existing_Food Preparation_Natural Gas_Steamer_E7 | F1 | Commercial | Lodging (WA) | Existing | Food Preparation | Natural Gas | Steamer | E7 | CCE | 0 | 0 | 0 | 0 | 0 | 0 | 0 | 0 | 0 | 0 | 0 | 0 | 0 | 0 | 0 | 0 | 0 | 0 | 0 | 0 | 0 | 0 | 0 | 0 | 0 | 0 | 0
F1_Commercial_Lodging (WA)_Existing_Food Preparation_Natural Gas_Steamer_E8 | F1 | Commercial | Lodging (WA) | Existing | Food Preparation | Natural Gas | Steamer | E8 | CCE | 0 | 0 | 0 | 0 | 0 | 0 | 0 | 0 | 0 | 0 | 0 | 0 | 0 | 0 | 0 | 0 | 0 | 0 | 0 | 0 | 0 | 0 | 0 | 0 | 0 | 0 | 0
F1_Commercial_Lodging (WA)_Existing_Food Preparation_Natural Gas_Steamer_E9 | F1 | Commercial | Lodging (WA) | Existing | Food Preparation | Natural Gas | Steamer | E9 | CCE | 0 | 0 | 0 | 0 | 0 | 0 | 0 | 0 | 0 | 0 | 0 | 0 | 0 | 0 | 0 | 0 | 0 | 0 | 0 | 0 | 0 | 0 | 0 | 0 | 0 | 0 | 0
F1_Commercial_Lodging (WA)_Existing_Food Preparation_Natural Gas_Steamer_E10 | F1 | Commercial | Lodging (WA) | Existing | Food Preparation | Natural Gas | Steamer | E10 | CCE | 0 | 0 | 0 | 0 | 0 | 0 | 0 | 0 | 0 | 0 | 0 | 0 | 0 | 0 | 0 | 0 | 0 | 0 | 0 | 0 | 0 | 0 | 0 | 0 | 0 | 0 | 0
F2_Commercial_Lodging (WA)_Existing_Food Preparation_Natural Gas_Steamer_E1 | F2 | Commercial | Lodging (WA) | Existing | Food Preparation | Natural Gas | Steamer | E1 | TRC BC Ratio | [24 empty] | 1 | 1 | 1 | bar: 2019 to 2042
F2_Commercial_Lodging (WA)_Existing_Food Preparation_Natural Gas_Steamer_E2 | F2 | Commercial | Lodging (WA) | Existing | Food Preparation | Natural Gas | Steamer | E2 | TRC BC Ratio | 583.8412 | 598.5552 | 615.9879 | 635.965 | 658.5567 | 686.044 | 714.336 | 742.3546 | 769.3279 | 796.6765 | 818.4374 | 838.8238 | 860.7276 | 882.1693 | 901.3407 | 919.2812 | 935.3703 | 951.2551 | 968.2218 | 984.7728 | 1001.776 | 1019.4536 | 1037.3187 | 1055.7476 | 1074.5039 | 1093.5934 | 1113.0221
F2_Commercial_Lodging (WA)_Existing_Food Preparation_Natural Gas_Steamer_E3 | F2 | Commercial | Lodging (WA) | Existing | Food Preparation | Natural Gas | Steamer | E3 | TRC BC Ratio | 0 | 0 | 0 | 0 | 0 | 0 | 0 | 0 | 0 | 0 | 0 | 0 | 0 | 0 | 0 | 0 | 0 | 0 | 0 | 0 | 0 | 0 | 0 | 0 | 0 | 0 | 0
F2_Commercial_Lodging (WA)_Existing_Food Preparation_Natural Gas_Steamer_E4 | F2 | Commercial | Lodging (WA) | Existing | Food Preparation | Natural Gas | Steamer | E4 | TRC BC Ratio | 0 | 0 | 0 | 0 | 0 | 0 | 0 | 0 | 0 | 0 | 0 | 0 | 0 | 0 | 0 | 0 | 0 | 0 | 0 | 0 | 0 | 0 | 0 | 0 | 0 | 0 | 0
F2_Commercial_Lodging (WA)_Existing_Food Preparation_Natural Gas_Steamer_E5 | F2 | Commercial | Lodging (WA) | Existing | Food Preparation | Natural Gas | Steamer | E5 | TRC BC Ratio | 0 | 0 | 0 | 0 | 0 | 0 | 0 | 0 | 0 | 0 | 0 | 0 | 0 | 0 | 0 | 0 | 0 | 0 | 0 | 0 | 0 | 0 | 0 | 0 | 0 | 0 | 0
F2_Commercial_Lodging (WA)_Existing_Food Preparation_Natural Gas_Steamer_E6 | F2 | Commercial | Lodging (WA) | Existing | Food Preparation | Natural Gas | Steamer | E6 | TRC BC Ratio | 0 | 0 | 0 | 0 | 0 | 0 | 0 | 0 | 0 | 0 | 0 | 0 | 0 | 0 | 0 | 0 | 0 | 0 | 0 | 0 | 0 | 0 | 0 | 0 | 0 | 0 | 0
F2_Commercial_Lodging (WA)_Existing_Food Preparation_Natural Gas_Steamer_E7 | F2 | Commercial | Lodging (WA) | Existing | Food Preparation | Natural Gas | Steamer | E7 | TRC BC Ratio | 0 | 0 | 0 | 0 | 0 | 0 | 0 | 0 | 0 | 0 | 0 | 0 | 0 | 0 | 0 | 0 | 0 | 0 | 0 | 0 | 0 | 0 | 0 | 0 | 0 | 0 | 0
F2_Commercial_Lodging (WA)_Existing_Food Preparation_Natural Gas_Steamer_E8 | F2 | Commercial | Lodging (WA) | Existing | Food Preparation | Natural Gas | Steamer | E8 | TRC BC Ratio | 0 | 0 | 0 | 0 | 0 | 0 | 0 | 0 | 0 | 0 | 0 | 0 | 0 | 0 | 0 | 0 | 0 | 0 | 0 | 0 | 0 | 0 | 0 | 0 | 0 | 0 | 0
F2_Commercial_Lodging (WA)_Existing_Food Preparation_Natural Gas_Steamer_E9 | F2 | Commercial | Lodging (WA) | Existing | Food Preparation | Natural Gas | Steamer | E9 | TRC BC Ratio | 0 | 0 | 0 | 0 | 0 | 0 | 0 | 0 | 0 | 0 | 0 | 0 | 0 | 0 | 0 | 0 | 0 | 0 | 0 | 0 | 0 | 0 | 0 | 0 | 0 | 0 | 0
F2_Commercial_Lodging (WA)_Existing_Food Preparation_Natural Gas_Steamer_E10 | F2 | Commercial | Lodging (WA) | Existing | Food Preparation | Natural Gas | Steamer | E10 | TRC BC Ratio | 0 | 0 | 0 | 0 | 0 | 0 | 0 | 0 | 0 | 0 | 0 | 0 | 0 | 0 | 0 | 0 | 0 | 0 | 0 | 0 | 0 | 0 | 0 | 0 | 0 | 0 | 0
F3_Commercial_Lodging (WA)_Existing_Food Preparation_Natural Gas_Steamer_E1 | F3 | Commercial | Lodging (WA) | Existing | Food Preparation | Natural Gas | Steamer | E1 | PACT BC Ratio | [24 empty] | 1 | 1 | 1 | bar: 2019 to 2042
F3_Commercial_Lodging (WA)_Existing_Food Preparation_Natural Gas_Steamer_E2 | F3 | Commercial | Lodging (WA) | Existing | Food Preparation | Natural Gas | Steamer | E2 | PACT BC Ratio | 1176.6522 | 1206.3064 | 1241.4397 | 1281.7007 | 1327.2311 | 1382.6281 | 1439.6468 | 1496.1143 | 1550.4754 | 1605.5928 | 1649.4489 | 1690.5349 | 1734.6791 | 1777.892 | 1816.5291 | 1852.6859 | 1885.1113 | 1917.125 | 1951.3189 | 1984.6752 | 2018.9428 | 2054.5697 | 2090.5743 | 2127.7152 | 2165.516 | 2203.9883 | 2243.1442
F3_Commercial_Lodging (WA)_Existing_Food Preparation_Natural Gas_Steamer_E3 | F3 | Commercial | Lodging (WA) | Existing | Food Preparation | Natural Gas | Steamer | E3 | PACT BC Ratio | 0 | 0 | 0 | 0 | 0 | 0 | 0 | 0 | 0 | 0 | 0 | 0 | 0 | 0 | 0 | 0 | 0 | 0 | 0 | 0 | 0 | 0 | 0 | 0 | 0 | 0 | 0
F3_Commercial_Lodging (WA)_Existing_Food Preparation_Natural Gas_Steamer_E4 | F3 | Commercial | Lodging (WA) | Existing | Food Preparation | Natural Gas | Steamer | E4 | PACT BC Ratio | 0 | 0 | 0 | 0 | 0 | 0 | 0 | 0 | 0 | 0 | 0 | 0 | 0 | 0 | 0 | 0 | 0 | 0 | 0 | 0 | 0 | 0 | 0 | 0 | 0 | 0 | 0
F3_Commercial_Lodging (WA)_Existing_Food Preparation_Natural Gas_Steamer_E5 | F3 | Commercial | Lodging (WA) | Existing | Food Preparation | Natural Gas | Steamer | E5 | PACT BC Ratio | 0 | 0 | 0 | 0 | 0 | 0 | 0 | 0 | 0 | 0 | 0 | 0 | 0 | 0 | 0 | 0 | 0 | 0 | 0 | 0 | 0 | 0 | 0 | 0 | 0 | 0 | 0
F3_Commercial_Lodging (WA)_Existing_Food Preparation_Natural Gas_Steamer_E6 | F3 | Commercial | Lodging (WA) | Existing | Food Preparation | Natural Gas | Steamer | E6 | PACT BC Ratio | 0 | 0 | 0 | 0 | 0 | 0 | 0 | 0 | 0 | 0 | 0 | 0 | 0 | 0 | 0 | 0 | 0 | 0 | 0 | 0 | 0 | 0 | 0 | 0 | 0 | 0 | 0
F3_Commercial_Lodging (WA)_Existing_Food Preparation_Natural Gas_Steamer_E7 | F3 | Commercial | Lodging (WA) | Existing | Food Preparation | Natural Gas | Steamer | E7 | PACT BC Ratio | 0 | 0 | 0 | 0 | 0 | 0 | 0 | 0 | 0 | 0 | 0 | 0 | 0 | 0 | 0 | 0 | 0 | 0 | 0 | 0 | 0 | 0 | 0 | 0 | 0 | 0 | 0
F3_Commercial_Lodging (WA)_Existing_Food Preparation_Natural Gas_Steamer_E8 | F3 | Commercial | Lodging (WA) | Existing | Food Preparation | Natural Gas | Steamer | E8 | PACT BC Ratio | 0 | 0 | 0 | 0 | 0 | 0 | 0 | 0 | 0 | 0 | 0 | 0 | 0 | 0 | 0 | 0 | 0 | 0 | 0 | 0 | 0 | 0 | 0 | 0 | 0 | 0 | 0
F3_Commercial_Lodging (WA)_Existing_Food Preparation_Natural Gas_Steamer_E9 | F3 | Commercial | Lodging (WA) | Existing | Food Preparation | Natural Gas | Steamer | E9 | PACT BC Ratio | 0 | 0 | 0 | 0 | 0 | 0 | 0 | 0 | 0 | 0 | 0 | 0 | 0 | 0 | 0 | 0 | 0 | 0 | 0 | 0 | 0 | 0 | 0 | 0 | 0 | 0 | 0
F3_Commercial_Lodging (WA)_Existing_Food Preparation_Natural Gas_Steamer_E10 | F3 | Commercial | Lodging (WA) | Existing | Food Preparation | Natural Gas | Steamer | E10 | PACT BC Ratio | 0 | 0 | 0 | 0 | 0 | 0 | 0 | 0 | 0 | 0 | 0 | 0 | 0 | 0 | 0 | 0 | 0 | 0 | 0 | 0 | 0 | 0 | 0 | 0 | 0 | 0 | 0
F4_Commercial_Lodging (WA)_Existing_Food Preparation_Natural Gas_Steamer_E1 | F4 | Commercial | Lodging (WA) | Existing | Food Preparation | Natural Gas | Steamer | E1 | RVT BC Ratio | [24 empty] | 1 | 1 | 1 | bar: 2019 to 2042
F4_Commercial_Lodging (WA)_Existing_Food Preparation_Natural Gas_Steamer_E2 | F4 | Commercial | Lodging (WA) | Existing | Food Preparation | Natural Gas | Steamer | E2 | RVT BC Ratio | 825.5714 | 841.1593 | 859.4568 | 880.7871 | 905.2205 | 935.7182 | 966.301 | 995.3385 | 1021.6236 | 1047.1031 | 1073.5054 | 1097.4996 | 1122.8268 | 1146.79 | 1167.3968 | 1185.9939 | 1201.7333 | 1216.7597 | 1232.7389 | 1247.6604 | 1262.6331 | 1284.907 | 1307.417 | 1330.6374 | 1354.2703 | 1378.3231 | 1402.8033
F4_Commercial_Lodging (WA)_Existing_Food Preparation_Natural Gas_Steamer_E3 | F4 | Commercial | Lodging (WA) | Existing | Food Preparation | Natural Gas | Steamer | E3 | RVT BC Ratio | 0 | 0 | 0 | 0 | 0 | 0 | 0 | 0 | 0 | 0 | 0 | 0 | 0 | 0 | 0 | 0 | 0 | 0 | 0 | 0 | 0 | 0 | 0 | 0 | 0 | 0 | 0
F4_Commercial_Lodging (WA)_Existing_Food Preparation_Natural Gas_Steamer_E4 | F4 | Commercial | Lodging (WA) | Existing | Food Preparation | Natural Gas | Steamer | E4 | RVT BC Ratio | 0 | 0 | 0 | 0 | 0 | 0 | 0 | 0 | 0 | 0 | 0 | 0 | 0 | 0 | 0 | 0 | 0 | 0 | 0 | 0 | 0 | 0 | 0 | 0 | 0 | 0 | 0
F4_Commercial_Lodging (WA)_Existing_Food Preparation_Natural Gas_Steamer_E5 | F4 | Commercial | Lodging (WA) | Existing | Food Preparation | Natural Gas | Steamer | E5 | RVT BC Ratio | 0 | 0 | 0 | 0 | 0 | 0 | 0 | 0 | 0 | 0 | 0 | 0 | 0 | 0 | 0 | 0 | 0 | 0 | 0 | 0 | 0 | 0 | 0 | 0 | 0 | 0 | 0
F4_Commercial_Lodging (WA)_Existing_Food Preparation_Natural Gas_Steamer_E6 | F4 | Commercial | Lodging (WA) | Existing | Food Preparation | Natural Gas | Steamer | E6 | RVT BC Ratio | 0 | 0 | 0 | 0 | 0 | 0 | 0 | 0 | 0 | 0 | 0 | 0 | 0 | 0 | 0 | 0 | 0 | 0 | 0 | 0 | 0 | 0 | 0 | 0 | 0 | 0 | 0
F4_Commercial_Lodging (WA)_Existing_Food Preparation_Natural Gas_Steamer_E7 | F4 | Commercial | Lodging (WA) | Existing | Food Preparation | Natural Gas | Steamer | E7 | RVT BC Ratio | 0 | 0 | 0 | 0 | 0 | 0 | 0 | 0 | 0 | 0 | 0 | 0 | 0 | 0 | 0 | 0 | 0 | 0 | 0 | 0 | 0 | 0 | 0 | 0 | 0 | 0 | 0
F4_Commercial_Lodging (WA)_Existing_Food Preparation_Natural Gas_Steamer_E8 | F4 | Commercial | Lodging (WA) | Existing | Food Preparation | Natural Gas | Steamer | E8 | RVT BC Ratio | 0 | 0 | 0 | 0 | 0 | 0 | 0 | 0 | 0 | 0 | 0 | 0 | 0 | 0 | 0 | 0 | 0 | 0 | 0 | 0 | 0 | 0 | 0 | 0 | 0 | 0 | 0
F4_Commercial_Lodging (WA)_Existing_Food Preparation_Natural Gas_Steamer_E9 | F4 | Commercial | Lodging (WA) | Existing | Food Preparation | Natural Gas | Steamer | E9 | RVT BC Ratio | 0 | 0 | 0 | 0 | 0 | 0 | 0 | 0 | 0 | 0 | 0 | 0 | 0 | 0 | 0 | 0 | 0 | 0 | 0 | 0 | 0 | 0 | 0 | 0 | 0 | 0 | 0
F4_Commercial_Lodging (WA)_Existing_Food Preparation_Natural Gas_Steamer_E10 | F4 | Commercial | Lodging (WA) | Existing | Food Preparation | Natural Gas | Steamer | E10 | RVT BC Ratio | 0 | 0 | 0 | 0 | 0 | 0 | 0 | 0 | 0 | 0 | 0 | 0 | 0 | 0 | 0 | 0 | 0 | 0 | 0 | 0 | 0 | 0 | 0 | 0 | 0 | 0 | 0
F5_Commercial_Lodging (WA)_Existing_Food Preparation_Natural Gas_Steamer_E1 | F5 | Commercial | Lodging (WA) | Existing | Food Preparation | Natural Gas | Steamer | E1 | RIM BC Ratio | [24 empty] | 1 | 1 | 1 | bar: 2019 to 2042
F5_Commercial_Lodging (WA)_Existing_Food Preparation_Natural Gas_Steamer_E2 | F5 | Commercial | Lodging (WA) | Existing | Food Preparation | Natural Gas | Steamer | E2 | RIM BC Ratio | 0.84843 | 0.8537 | 0.85986 | 0.86625 | 0.87282 | 0.87962 | 0.88691 | 0.89482 | 0.90348 | 0.91283 | 0.91471 | 0.917 | 0.91972 | 0.92294 | 0.92635 | 0.92998 | 0.93387 | 0.938 | 0.94235 | 0.947 | 0.95193 | 0.95194 | 0.95195 | 0.95195 | 0.95196 | 0.95197 | 0.95198
F5_Commercial_Lodging (WA)_Existing_Food Preparation_Natural Gas_Steamer_E3 | F5 | Commercial | Lodging (WA) | Existing | Food Preparation | Natural Gas | Steamer | E3 | RIM BC Ratio | 0 | 0 | 0 | 0 | 0 | 0 | 0 | 0 | 0 | 0 | 0 | 0 | 0 | 0 | 0 | 0 | 0 | 0 | 0 | 0 | 0 | 0 | 0 | 0 | 0 | 0 | 0
F5_Commercial_Lodging (WA)_Existing_Food Preparation_Natural Gas_Steamer_E4 | F5 | Commercial | Lodging (WA) | Existing | Food Preparation | Natural Gas | Steamer | E4 | RIM BC Ratio | 0 | 0 | 0 | 0 | 0 | 0 | 0 | 0 | 0 | 0 | 0 | 0 | 0 | 0 | 0 | 0 | 0 | 0 | 0 | 0 | 0 | 0 | 0 | 0 | 0 | 0 | 0
F5_Commercial_Lodging (WA)_Existing_Food Preparation_Natural Gas_Steamer_E5 | F5 | Commercial | Lodging (WA) | Existing | Food Preparation | Natural Gas | Steamer | E5 | RIM BC Ratio | 0 | 0 | 0 | 0 | 0 | 0 | 0 | 0 | 0 | 0 | 0 | 0 | 0 | 0 | 0 | 0 | 0 | 0 | 0 | 0 | 0 | 0 | 0 | 0 | 0 | 0 | 0
F5_Commercial_Lodging (WA)_Existing_Food Preparation_Natural Gas_Steamer_E6 | F5 | Commercial | Lodging (WA) | Existing | Food Preparation | Natural Gas | Steamer | E6 | RIM BC Ratio | 0 | 0 | 0 | 0 | 0 | 0 | 0 | 0 | 0 | 0 | 0 | 0 | 0 | 0 | 0 | 0 | 0 | 0 | 0 | 0 | 0 | 0 | 0 | 0 | 0 | 0 | 0
F5_Commercial_Lodging (WA)_Existing_Food Preparation_Natural Gas_Steamer_E7 | F5 | Commercial | Lodging (WA) | Existing | Food Preparation | Natural Gas | Steamer | E7 | RIM BC Ratio | 0 | 0 | 0 | 0 | 0 | 0 | 0 | 0 | 0 | 0 | 0 | 0 | 0 | 0 | 0 | 0 | 0 | 0 | 0 | 0 | 0 | 0 | 0 | 0 | 0 | 0 | 0
F5_Commercial_Lodging (WA)_Existing_Food Preparation_Natural Gas_Steamer_E8 | F5 | Commercial | Lodging (WA) | Existing | Food Preparation | Natural Gas | Steamer | E8 | RIM BC Ratio | 0 | 0 | 0 | 0 | 0 | 0 | 0 | 0 | 0 | 0 | 0 | 0 | 0 | 0 | 0 | 0 | 0 | 0 | 0 | 0 | 0 | 0 | 0 | 0 | 0 | 0 | 0
F5_Commercial_Lodging (WA)_Existing_Food Preparation_Natural Gas_Steamer_E9 | F5 | Commercial | Lodging (WA) | Existing | Food Preparation | Natural Gas | Steamer | E9 | RIM BC Ratio | 0 | 0 | 0 | 0 | 0 | 0 | 0 | 0 | 0 | 0 | 0 | 0 | 0 | 0 | 0 | 0 | 0 | 0 | 0 | 0 | 0 | 0 | 0 | 0 | 0 | 0 | 0
F5_Commercial_Lodging (WA)_Existing_Food Preparation_Natural Gas_Steamer_E10 | F5 | Commercial | Lodging (WA) | Existing | Food Preparation | Natural Gas | Steamer | E10 | RIM BC Ratio | 0 | 0 | 0 | 0 | 0 | 0 | 0 | 0 | 0 | 0 | 0 | 0 | 0 | 0 | 0 | 0 | 0 | 0 | 0 | 0 | 0 | 0 | 0 | 0 | 0 | 0 | 0
F0_Commercial_Lodging (WA)_Existing_Food Preparation_Natural Gas_Food Prep Other_E0 | F0 | Commercial | Lodging (WA) | Existing | Food Preparation | Natural Gas | Food Prep Other | E0 | Economic Unit | Standard | Standard | Standard | Standard | Standard | Standard | Standard | Standard | Standard | Standard | Standard | Standard | Standard | Standard | Standard | Standard | Standard | Standard | Standard | Standard | Standard | Standard | Standard | Standard | Standard | Standard | Standard
F1_Commercial_Lodging (WA)_Existing_Food Preparation_Natural Gas_Food Prep Other_E1 | F1 | Commercial | Lodging (WA) | Existing | Food Preparation | Natural Gas | Food Prep Other | E1 | CCE | 0 | 0 | 0 | 0 | 0 | 0 | 0 | 0 | 0 | 0 | 0 | 0 | 0 | 0 | 0 | 0 | 0 | 0 | 0 | 0 | 0 | 0 | 0 | 0 | 0 | 0 | 0
F1_Commercial_Lodging (WA)_Existing_Food Preparation_Natural Gas_Food Prep Other_E2 | F1 | Commercial | Lodging (WA) | Existing | Food Preparation | Natural Gas | Food Prep Other | E2 | CCE | 0.19058 | 0.19058 | 0.19058 | 0.19058 | 0.19058 | 0.19058 | 0.19058 | 0.19058 | 0.19058 | 0.19058 | 0.19058 | 0.19058 | 0.19058 | 0.19058 | 0.19058 | 0.19058 | 0.19058 | 0.19058 | 0.19058 | 0.19058 | 0.19058 | 0.19058 | 0.19058 | 0.19058 | 0.19058 | 0.19058 | 0.19058
F1_Commercial_Lodging (WA)_Existing_Food Preparation_Natural Gas_Food Prep Other_E3 | F1 | Commercial | Lodging (WA) | Existing | Food Preparation | Natural Gas | Food Prep Other | E3 | CCE | 0 | 0 | 0 | 0 | 0 | 0 | 0 | 0 | 0 | 0 | 0 | 0 | 0 | 0 | 0 | 0 | 0 | 0 | 0 | 0 | 0 | 0 | 0 | 0 | 0 | 0 | 0
F1_Commercial_Lodging (WA)_Existing_Food Preparation_Natural Gas_Food Prep Other_E4 | F1 | Commercial | Lodging (WA) | Existing | Food Preparation | Natural Gas | Food Prep Other | E4 | CCE | 0 | 0 | 0 | 0 | 0 | 0 | 0 | 0 | 0 | 0 | 0 | 0 | 0 | 0 | 0 | 0 | 0 | 0 | 0 | 0 | 0 | 0 | 0 | 0 | 0 | 0 | 0
F1_Commercial_Lodging (WA)_Existing_Food Preparation_Natural Gas_Food Prep Other_E5 | F1 | Commercial | Lodging (WA) | Existing | Food Preparation | Natural Gas | Food Prep Other | E5 | CCE | 0 | 0 | 0 | 0 | 0 | 0 | 0 | 0 | 0 | 0 | 0 | 0 | 0 | 0 | 0 | 0 | 0 | 0 | 0 | 0 | 0 | 0 | 0 | 0 | 0 | 0 | 0
F1_Commercial_Lodging (WA)_Existing_Food Preparation_Natural Gas_Food Prep Other_E6 | F1 | Commercial | Lodging (WA) | Existing | Food Preparation | Natural Gas | Food Prep Other | E6 | CCE | 0 | 0 | 0 | 0 | 0 | 0 | 0 | 0 | 0 | 0 | 0 | 0 | 0 | 0 | 0 | 0 | 0 | 0 | 0 | 0 | 0 | 0 | 0 | 0 | 0 | 0 | 0
F1_Commercial_Lodging (WA)_Existing_Food Preparation_Natural Gas_Food Prep Other_E7 | F1 | Commercial | Lodging (WA) | Existing | Food Preparation | Natural Gas | Food Prep Other | E7 | CCE | 0 | 0 | 0 | 0 | 0 | 0 | 0 | 0 | 0 | 0 | 0 | 0 | 0 | 0 | 0 | 0 | 0 | 0 | 0 | 0 | 0 | 0 | 0 | 0 | 0 | 0 | 0
F1_Commercial_Lodging (WA)_Existing_Food Preparation_Natural Gas_Food Prep Other_E8 | F1 | Commercial | Lodging (WA) | Existing | Food Preparation | Natural Gas | Food Prep Other | E8 | CCE | 0 | 0 | 0 | 0 | 0 | 0 | 0 | 0 | 0 | 0 | 0 | 0 | 0 | 0 | 0 | 0 | 0 | 0 | 0 | 0 | 0 | 0 | 0 | 0 | 0 | 0 | 0
F1_Commercial_Lodging (WA)_Existing_Food Preparation_Natural Gas_Food Prep Other_E9 | F1 | Commercial | Lodging (WA) | Existing | Food Preparation | Natural Gas | Food Prep Other | E9 | CCE | 0 | 0 | 0 | 0 | 0 | 0 | 0 | 0 | 0 | 0 | 0 | 0 | 0 | 0 | 0 | 0 | 0 | 0 | 0 | 0 | 0 | 0 | 0 | 0 | 0 | 0 | 0
F1_Commercial_Lodging (WA)_Existing_Food Preparation_Natural Gas_Food Prep Other_E10 | F1 | Commercial | Lodging (WA) | Existing | Food Preparation | Natural Gas | Food Prep Other | E10 | CCE | 0 | 0 | 0 | 0 | 0 | 0 | 0 | 0 | 0 | 0 | 0 | 0 | 0 | 0 | 0 | 0 | 0 | 0 | 0 | 0 | 0 | 0 | 0 | 0 | 0 | 0 | 0
F2_Commercial_Lodging (WA)_Existing_Food Preparation_Natural Gas_Food Prep Other_E1 | F2 | Commercial | Lodging (WA) | Existing | Food Preparation | Natural Gas | Food Prep Other | E1 | TRC BC Ratio | [24 empty] | 1 | 1 | 1 | bar: 2019 to 2042
F2_Commercial_Lodging (WA)_Existing_Food Preparation_Natural Gas_Food Prep Other_E2 | F2 | Commercial | Lodging (WA) | Existing | Food Preparation | Natural Gas | Food Prep Other | E2 | TRC BC Ratio | 0.018197 | 0.018618 | 0.019146 | 0.019769 | 0.020494 | 0.021409 | 0.022361 | 0.02331 | 0.024226 | 0.025155 | 0.025879 | 0.026553 | 0.02728 | 0.027988 | 0.028612 | 0.02919 | 0.0297 | 0.030201 | 0.03074 | 0.031263 | 0.0318 | 0.032361 | 0.032927 | 0.033512 | 0.034107 | 0.034713 | 0.03533
F2_Commercial_Lodging (WA)_Existing_Food Preparation_Natural Gas_Food Prep Other_E3 | F2 | Commercial | Lodging (WA) | Existing | Food Preparation | Natural Gas | Food Prep Other | E3 | TRC BC Ratio | 0 | 0 | 0 | 0 | 0 | 0 | 0 | 0 | 0 | 0 | 0 | 0 | 0 | 0 | 0 | 0 | 0 | 0 | 0 | 0 | 0 | 0 | 0 | 0 | 0 | 0 | 0
F2_Commercial_Lodging (WA)_Existing_Food Preparation_Natural Gas_Food Prep Other_E4 | F2 | Commercial | Lodging (WA) | Existing | Food Preparation | Natural Gas | Food Prep Other | E4 | TRC BC Ratio | 0 | 0 | 0 | 0 | 0 | 0 | 0 | 0 | 0 | 0 | 0 | 0 | 0 | 0 | 0 | 0 | 0 | 0 | 0 | 0 | 0 | 0 | 0 | 0 | 0 | 0 | 0
F2_Commercial_Lodging (WA)_Existing_Food Preparation_Natural Gas_Food Prep Other_E5 | F2 | Commercial | Lodging (WA) | Existing | Food Preparation | Natural Gas | Food Prep Other | E5 | TRC BC Ratio | 0 | 0 | 0 | 0 | 0 | 0 | 0 | 0 | 0 | 0 | 0 | 0 | 0 | 0 | 0 | 0 | 0 | 0 | 0 | 0 | 0 | 0 | 0 | 0 | 0 | 0 | 0
F2_Commercial_Lodging (WA)_Existing_Food Preparation_Natural Gas_Food Prep Other_E6 | F2 | Commercial | Lodging (WA) | Existing | Food Preparation | Natural Gas | Food Prep Other | E6 | TRC BC Ratio | 0 | 0 | 0 | 0 | 0 | 0 | 0 | 0 | 0 | 0 | 0 | 0 | 0 | 0 | 0 | 0 | 0 | 0 | 0 | 0 | 0 | 0 | 0 | 0 | 0 | 0 | 0
F2_Commercial_Lodging (WA)_Existing_Food Preparation_Natural Gas_Food Prep Other_E7 | F2 | Commercial | Lodging (WA) | Existing | Food Preparation | Natural Gas | Food Prep Other | E7 | TRC BC Ratio | 0 | 0 | 0 | 0 | 0 | 0 | 0 | 0 | 0 | 0 | 0 | 0 | 0 | 0 | 0 | 0 | 0 | 0 | 0 | 0 | 0 | 0 | 0 | 0 | 0 | 0 | 0
F2_Commercial_Lodging (WA)_Existing_Food Preparation_Natural Gas_Food Prep Other_E8 | F2 | Commercial | Lodging (WA) | Existing | Food Preparation | Natural Gas | Food Prep Other | E8 | TRC BC Ratio | 0 | 0 | 0 | 0 | 0 | 0 | 0 | 0 | 0 | 0 | 0 | 0 | 0 | 0 | 0 | 0 | 0 | 0 | 0 | 0 | 0 | 0 | 0 | 0 | 0 | 0 | 0
F2_Commercial_Lodging (WA)_Existing_Food Preparation_Natural Gas_Food Prep Other_E9 | F2 | Commercial | Lodging (WA) | Existing | Food Preparation | Natural Gas | Food Prep Other | E9 | TRC BC Ratio | 0 | 0 | 0 | 0 | 0 | 0 | 0 | 0 | 0 | 0 | 0 | 0 | 0 | 0 | 0 | 0 | 0 | 0 | 0 | 0 | 0 | 0 | 0 | 0 | 0 | 0 | 0
F2_Commercial_Lodging (WA)_Existing_Food Preparation_Natural Gas_Food Prep Other_E10 | F2 | Commercial | Lodging (WA) | Existing | Food Preparation | Natural Gas | Food Prep Other | E10 | TRC BC Ratio | 0 | 0 | 0 | 0 | 0 | 0 | 0 | 0 | 0 | 0 | 0 | 0 | 0 | 0 | 0 | 0 | 0 | 0 | 0 | 0 | 0 | 0 | 0 | 0 | 0 | 0 | 0
F3_Commercial_Lodging (WA)_Existing_Food Preparation_Natural Gas_Food Prep Other_E1 | F3 | Commercial | Lodging (WA) | Existing | Food Preparation | Natural Gas | Food Prep Other | E1 | PACT BC Ratio | [24 empty] | 1 | 1 | 1 | bar: 2019 to 2042
F3_Commercial_Lodging (WA)_Existing_Food Preparation_Natural Gas_Food Prep Other_E2 | F3 | Commercial | Lodging (WA) | Existing | Food Preparation | Natural Gas | Food Prep Other | E2 | PACT BC Ratio | 0.036674 | 0.037521 | 0.038586 | 0.039842 | 0.041303 | 0.043146 | 0.045065 | 0.046979 | 0.048825 | 0.050696 | 0.052156 | 0.053514 | 0.054979 | 0.056406 | 0.057664 | 0.058829 | 0.059856 | 0.060866 | 0.061953 | 0.063006 | 0.064089 | 0.065219 | 0.06636 | 0.067539 | 0.068739 | 0.06996 | 0.071203
F3_Commercial_Lodging (WA)_Existing_Food Preparation_Natural Gas_Food Prep Other_E3 | F3 | Commercial | Lodging (WA) | Existing | Food Preparation | Natural Gas | Food Prep Other | E3 | PACT BC Ratio | 0 | 0 | 0 | 0 | 0 | 0 | 0 | 0 | 0 | 0 | 0 | 0 | 0 | 0 | 0 | 0 | 0 | 0 | 0 | 0 | 0 | 0 | 0 | 0 | 0 | 0 | 0
F3_Commercial_Lodging (WA)_Existing_Food Preparation_Natural Gas_Food Prep Other_E4 | F3 | Commercial | Lodging (WA) | Existing | Food Preparation | Natural Gas | Food Prep Other | E4 | PACT BC Ratio | 0 | 0 | 0 | 0 | 0 | 0 | 0 | 0 | 0 | 0 | 0 | 0 | 0 | 0 | 0 | 0 | 0 | 0 | 0 | 0 | 0 | 0 | 0 | 0 | 0 | 0 | 0
F3_Commercial_Lodging (WA)_Existing_Food Preparation_Natural Gas_Food Prep Other_E5 | F3 | Commercial | Lodging (WA) | Existing | Food Preparation | Natural Gas | Food Prep Other | E5 | PACT BC Ratio | 0 | 0 | 0 | 0 | 0 | 0 | 0 | 0 | 0 | 0 | 0 | 0 | 0 | 0 | 0 | 0 | 0 | 0 | 0 | 0 | 0 | 0 | 0 | 0 | 0 | 0 | 0
F3_Commercial_Lodging (WA)_Existing_Food Preparation_Natural Gas_Food Prep Other_E6 | F3 | Commercial | Lodging (WA) | Existing | Food Preparation | Natural Gas | Food Prep Other | E6 | PACT BC Ratio | 0 | 0 | 0 | 0 | 0 | 0 | 0 | 0 | 0 | 0 | 0 | 0 | 0 | 0 | 0 | 0 | 0 | 0 | 0 | 0 | 0 | 0 | 0 | 0 | 0 | 0 | 0
F3_Commercial_Lodging (WA)_Existing_Food Preparation_Natural Gas_Food Prep Other_E7 | F3 | Commercial | Lodging (WA) | Existing | Food Preparation | Natural Gas | Food Prep Other | E7 | PACT BC Ratio | 0 | 0 | 0 | 0 | 0 | 0 | 0 | 0 | 0 | 0 | 0 | 0 | 0 | 0 | 0 | 0 | 0 | 0 | 0 | 0 | 0 | 0 | 0 | 0 | 0 | 0 | 0
F3_Commercial_Lodging (WA)_Existing_Food Preparation_Natural Gas_Food Prep Other_E8 | F3 | Commercial | Lodging (WA) | Existing | Food Preparation | Natural Gas | Food Prep Other | E8 | PACT BC Ratio | 0 | 0 | 0 | 0 | 0 | 0 | 0 | 0 | 0 | 0 | 0 | 0 | 0 | 0 | 0 | 0 | 0 | 0 | 0 | 0 | 0 | 0 | 0 | 0 | 0 | 0 | 0
F3_Commercial_Lodging (WA)_Existing_Food Preparation_Natural Gas_Food Prep Other_E9 | F3 | Commercial | Lodging (WA) | Existing | Food Preparation | Natural Gas | Food Prep Other | E9 | PACT BC Ratio | 0 | 0 | 0 | 0 | 0 | 0 | 0 | 0 | 0 | 0 | 0 | 0 | 0 | 0 | 0 | 0 | 0 | 0 | 0 | 0 | 0 | 0 | 0 | 0 | 0 | 0 | 0
F3_Commercial_Lodging (WA)_Existing_Food Preparation_Natural Gas_Food Prep Other_E10 | F3 | Commercial | Lodging (WA) | Existing | Food Preparation | Natural Gas | Food Prep Other | E10 | PACT BC Ratio | 0 | 0 | 0 | 0 | 0 | 0 | 0 | 0 | 0 | 0 | 0 | 0 | 0 | 0 | 0 | 0 | 0 | 0 | 0 | 0 | 0 | 0 | 0 | 0 | 0 | 0 | 0
F4_Commercial_Lodging (WA)_Existing_Food Preparation_Natural Gas_Food Prep Other_E1 | F4 | Commercial | Lodging (WA) | Existing | Food Preparation | Natural Gas | Food Prep Other | E1 | RVT BC Ratio | [24 empty] | 1 | 1 | 1 | bar: 2019 to 2042
F4_Commercial_Lodging (WA)_Existing_Food Preparation_Natural Gas_Food Prep Other_E2 | F4 | Commercial | Lodging (WA) | Existing | Food Preparation | Natural Gas | Food Prep Other | E2 | RVT BC Ratio | 0.4214 | 0.42184 | 0.42236 | 0.423 | 0.42376 | 0.42477 | 0.4258 | 0.4268 | 0.42772 | 0.42861 | 0.42951 | 0.43033 | 0.43117 | 0.43195 | 0.43261 | 0.43319 | 0.43367 | 0.43412 | 0.43461 | 0.43505 | 0.43549 | 0.4362 | 0.43691 | 0.43765 | 0.4384 | 0.43916 | 0.43994
F4_Commercial_Lodging (WA)_Existing_Food Preparation_Natural Gas_Food Prep Other_E3 | F4 | Commercial | Lodging (WA) | Existing | Food Preparation | Natural Gas | Food Prep Other | E3 | RVT BC Ratio | 0 | 0 | 0 | 0 | 0 | 0 | 0 | 0 | 0 | 0 | 0 | 0 | 0 | 0 | 0 | 0 | 0 | 0 | 0 | 0 | 0 | 0 | 0 | 0 | 0 | 0 | 0
F4_Commercial_Lodging (WA)_Existing_Food Preparation_Natural Gas_Food Prep Other_E4 | F4 | Commercial | Lodging (WA) | Existing | Food Preparation | Natural Gas | Food Prep Other | E4 | RVT BC Ratio | 0 | 0 | 0 | 0 | 0 | 0 | 0 | 0 | 0 | 0 | 0 | 0 | 0 | 0 | 0 | 0 | 0 | 0 | 0 | 0 | 0 | 0 | 0 | 0 | 0 | 0 | 0
F4_Commercial_Lodging (WA)_Existing_Food Preparation_Natural Gas_Food Prep Other_E5 | F4 | Commercial | Lodging (WA) | Existing | Food Preparation | Natural Gas | Food Prep Other | E5 | RVT BC Ratio | 0 | 0 | 0 | 0 | 0 | 0 | 0 | 0 | 0 | 0 | 0 | 0 | 0 | 0 | 0 | 0 | 0 | 0 | 0 | 0 | 0 | 0 | 0 | 0 | 0 | 0 | 0
F4_Commercial_Lodging (WA)_Existing_Food Preparation_Natural Gas_Food Prep Other_E6 | F4 | Commercial | Lodging (WA) | Existing | Food Preparation | Natural Gas | Food Prep Other | E6 | RVT BC Ratio | 0 | 0 | 0 | 0 | 0 | 0 | 0 | 0 | 0 | 0 | 0 | 0 | 0 | 0 | 0 | 0 | 0 | 0 | 0 | 0 | 0 | 0 | 0 | 0 | 0 | 0 | 0
F4_Commercial_Lodging (WA)_Existing_Food Preparation_Natural Gas_Food Prep Other_E7 | F4 | Commercial | Lodging (WA) | Existing | Food Preparation | Natural Gas | Food Prep Other | E7 | RVT BC Ratio | 0 | 0 | 0 | 0 | 0 | 0 | 0 | 0 | 0 | 0 | 0 | 0 | 0 | 0 | 0 | 0 | 0 | 0 | 0 | 0 | 0 | 0 | 0 | 0 | 0 | 0 | 0
F4_Commercial_Lodging (WA)_Existing_Food Preparation_Natural Gas_Food Prep Other_E8 | F4 | Commercial | Lodging (WA) | Existing | Food Preparation | Natural Gas | Food Prep Other | E8 | RVT BC Ratio | 0 | 0 | 0 | 0 | 0 | 0 | 0 | 0 | 0 | 0 | 0 | 0 | 0 | 0 | 0 | 0 | 0 | 0 | 0 | 0 | 0 | 0 | 0 | 0 | 0 | 0 | 0
F4_Commercial_Lodging (WA)_Existing_Food Preparation_Natural Gas_Food Prep Other_E9 | F4 | Commercial | Lodging (WA) | Existing | Food Preparation | Natural Gas | Food Prep Other | E9 | RVT BC Ratio | 0 | 0 | 0 | 0 | 0 | 0 | 0 | 0 | 0 | 0 | 0 | 0 | 0 | 0 | 0 | 0 | 0 | 0 | 0 | 0 | 0 | 0 | 0 | 0 | 0 | 0 | 0
F4_Commercial_Lodging (WA)_Existing_Food Preparation_Natural Gas_Food Prep Other_E10 | F4 | Commercial | Lodging (WA) | Existing | Food Preparation | Natural Gas | Food Prep Other | E10 | RVT BC Ratio | 0 | 0 | 0 | 0 | 0 | 0 | 0 | 0 | 0 | 0 | 0 | 0 | 0 | 0 | 0 | 0 | 0 | 0 | 0 | 0 | 0 | 0 | 0 | 0 | 0 | 0 | 0
F5_Commercial_Lodging (WA)_Existing_Food Preparation_Natural Gas_Food Prep Other_E1 | F5 | Commercial | Lodging (WA) | Existing | Food Preparation | Natural Gas | Food Prep Other | E1 | RIM BC Ratio | [24 empty] | 1 | 1 | 1 | bar: 2019 to 2042
F5_Commercial_Lodging (WA)_Existing_Food Preparation_Natural Gas_Food Prep Other_E2 | F5 | Commercial | Lodging (WA) | Existing | Food Preparation | Natural Gas | Food Prep Other | E2 | RIM BC Ratio | 0.035141 | 0.035928 | 0.036916 | 0.038079 | 0.039427 | 0.041119 | 0.042878 | 0.044627 | 0.046312 | 0.04802 | 0.049332 | 0.050551 | 0.051865 | 0.053145 | 0.054274 | 0.05532 | 0.056244 | 0.057152 | 0.058128 | 0.059074 | 0.060048 | 0.061039 | 0.062037 | 0.063066 | 0.064111 | 0.065172 | 0.06625
F5_Commercial_Lodging (WA)_Existing_Food Preparation_Natural Gas_Food Prep Other_E3 | F5 | Commercial | Lodging (WA) | Existing | Food Preparation | Natural Gas | Food Prep Other | E3 | RIM BC Ratio | 0 | 0 | 0 | 0 | 0 | 0 | 0 | 0 | 0 | 0 | 0 | 0 | 0 | 0 | 0 | 0 | 0 | 0 | 0 | 0 | 0 | 0 | 0 | 0 | 0 | 0 | 0
F5_Commercial_Lodging (WA)_Existing_Food Preparation_Natural Gas_Food Prep Other_E4 | F5 | Commercial | Lodging (WA) | Existing | Food Preparation | Natural Gas | Food Prep Other | E4 | RIM BC Ratio | 0 | 0 | 0 | 0 | 0 | 0 | 0 | 0 | 0 | 0 | 0 | 0 | 0 | 0 | 0 | 0 | 0 | 0 | 0 | 0 | 0 | 0 | 0 | 0 | 0 | 0 | 0
F5_Commercial_Lodging (WA)_Existing_Food Preparation_Natural Gas_Food Prep Other_E5 | F5 | Commercial | Lodging (WA) | Existing | Food Preparation | Natural Gas | Food Prep Other | E5 | RIM BC Ratio | 0 | 0 | 0 | 0 | 0 | 0 | 0 | 0 | 0 | 0 | 0 | 0 | 0 | 0 | 0 | 0 | 0 | 0 | 0 | 0 | 0 | 0 | 0 | 0 | 0 | 0 | 0
F5_Commercial_Lodging (WA)_Existing_Food Preparation_Natural Gas_Food Prep Other_E6 | F5 | Commercial | Lodging (WA) | Existing | Food Preparation | Natural Gas | Food Prep Other | E6 | RIM BC Ratio | 0 | 0 | 0 | 0 | 0 | 0 | 0 | 0 | 0 | 0 | 0 | 0 | 0 | 0 | 0 | 0 | 0 | 0 | 0 | 0 | 0 | 0 | 0 | 0 | 0 | 0 | 0
F5_Commercial_Lodging (WA)_Existing_Food Preparation_Natural Gas_Food Prep Other_E7 | F5 | Commercial | Lodging (WA) | Existing | Food Preparation | Natural Gas | Food Prep Other | E7 | RIM BC Ratio | 0 | 0 | 0 | 0 | 0 | 0 | 0 | 0 | 0 | 0 | 0 | 0 | 0 | 0 | 0 | 0 | 0 | 0 | 0 | 0 | 0 | 0 | 0 | 0 | 0 | 0 | 0
F5_Commercial_Lodging (WA)_Existing_Food Preparation_Natural Gas_Food Prep Other_E8 | F5 | Commercial | Lodging (WA) | Existing | Food Preparation | Natural Gas | Food Prep Other | E8 | RIM BC Ratio | 0 | 0 | 0 | 0 | 0 | 0 | 0 | 0 | 0 | 0 | 0 | 0 | 0 | 0 | 0 | 0 | 0 | 0 | 0 | 0 | 0 | 0 | 0 | 0 | 0 | 0 | 0
F5_Commercial_Lodging (WA)_Existing_Food Preparation_Natural Gas_Food Prep Other_E9 | F5 | Commercial | Lodging (WA) | Existing | Food Preparation | Natural Gas | Food Prep Other | E9 | RIM BC Ratio | 0 | 0 | 0 | 0 | 0 | 0 | 0 | 0 | 0 | 0 | 0 | 0 | 0 | 0 | 0 | 0 | 0 | 0 | 0 | 0 | 0 | 0 | 0 | 0 | 0 | 0 | 0
F5_Commercial_Lodging (WA)_Existing_Food Preparation_Natural Gas_Food Prep Other_E10 | F5 | Commercial | Lodging (WA) | Existing | Food Preparation | Natural Gas | Food Prep Other | E10 | RIM BC Ratio | 0 | 0 | 0 | 0 | 0 | 0 | 0 | 0 | 0 | 0 | 0 | 0 | 0 | 0 | 0 | 0 | 0 | 0 | 0 | 0 | 0 | 0 | 0 | 0 | 0 | 0 | 0
F0_Commercial_Lodging (WA)_Existing_Miscellaneous_Natural Gas_Pool Heater_E0 | F0 | Commercial | Lodging (WA) | Existing | Miscellaneous | Natural Gas | Pool Heater | E0 | Economic Unit | Condensing (EF .90) | Condensing (EF .90) | Condensing (EF .90) | Condensing (EF .90) | Condensing (EF .90) | Condensing (EF .90) | Condensing (EF .90) | Condensing (EF .90) | Condensing (EF .90) | Condensing (EF .90) | Condensing (EF .90) | Condensing (EF .90) | Condensing (EF .90) | Condensing (EF .90) | Condensing (EF .90) | Condensing (EF .90) | Condensing (EF .90) | Condensing (EF .90) | Condensing (EF .90) | Condensing (EF .90) | Condensing (EF .90) | Condensing (EF .90) | Condensing (EF .90) | Condensing (EF .90) | Condensing (EF .90) | Condensing (EF .90) | Condensing (EF .90)
F1_Commercial_Lodging (WA)_Existing_Miscellaneous_Natural Gas_Pool Heater_E1 | F1 | Commercial | Lodging (WA) | Existing | Miscellaneous | Natural Gas | Pool Heater | E1 | CCE | 0 | 0 | 0 | 0 | 0 | 0 | 0 | 0 | 0 | 0 | 0 | 0 | 0 | 0 | 0 | 0 | 0 | 0 | 0 | 0 | 0 | 0 | 0 | 0 | 0 | 0 | 0
F1_Commercial_Lodging (WA)_Existing_Miscellaneous_Natural Gas_Pool Heater_E2 | F1 | Commercial | Lodging (WA) | Existing | Miscellaneous | Natural Gas | Pool Heater | E2 | CCE | 0.0013292 | 0.0013292 | 0.0013292 | 0.0013292 | 0.0013292 | 0.0013292 | 0.0013292 | 0.0013292 | 0.0013292 | 0.0013292 | 0.0013292 | 0.0013292 | 0.0013292 | 0.0013292 | 0.0013292 | 0.0013292 | 0.0013292 | 0.0013292 | 0.0013292 | 0.0013292 | 0.0013292 | 0.0013292 | 0.0013292 | 0.0013292 | 0.0013292 | 0.0013292 | 0.0013292
F1_Commercial_Lodging (WA)_Existing_Miscellaneous_Natural Gas_Pool Heater_E3 | F1 | Commercial | Lodging (WA) | Existing | Miscellaneous | Natural Gas | Pool Heater | E3 | CCE | 0 | 0 | 0 | 0 | 0 | 0 | 0 | 0 | 0 | 0 | 0 | 0 | 0 | 0 | 0 | 0 | 0 | 0 | 0 | 0 | 0 | 0 | 0 | 0 | 0 | 0 | 0
F1_Commercial_Lodging (WA)_Existing_Miscellaneous_Natural Gas_Pool Heater_E4 | F1 | Commercial | Lodging (WA) | Existing | Miscellaneous | Natural Gas | Pool Heater | E4 | CCE | 0 | 0 | 0 | 0 | 0 | 0 | 0 | 0 | 0 | 0 | 0 | 0 | 0 | 0 | 0 | 0 | 0 | 0 | 0 | 0 | 0 | 0 | 0 | 0 | 0 | 0 | 0
F1_Commercial_Lodging (WA)_Existing_Miscellaneous_Natural Gas_Pool Heater_E5 | F1 | Commercial | Lodging (WA) | Existing | Miscellaneous | Natural Gas | Pool Heater | E5 | CCE | 0 | 0 | 0 | 0 | 0 | 0 | 0 | 0 | 0 | 0 | 0 | 0 | 0 | 0 | 0 | 0 | 0 | 0 | 0 | 0 | 0 | 0 | 0 | 0 | 0 | 0 | 0
F1_Commercial_Lodging (WA)_Existing_Miscellaneous_Natural Gas_Pool Heater_E6 | F1 | Commercial | Lodging (WA) | Existing | Miscellaneous | Natural Gas | Pool Heater | E6 | CCE | 0 | 0 | 0 | 0 | 0 | 0 | 0 | 0 | 0 | 0 | 0 | 0 | 0 | 0 | 0 | 0 | 0 | 0 | 0 | 0 | 0 | 0 | 0 | 0 | 0 | 0 | 0
F1_Commercial_Lodging (WA)_Existing_Miscellaneous_Natural Gas_Pool Heater_E7 | F1 | Commercial | Lodging (WA) | Existing | Miscellaneous | Natural Gas | Pool Heater | E7 | CCE | 0 | 0 | 0 | 0 | 0 | 0 | 0 | 0 | 0 | 0 | 0 | 0 | 0 | 0 | 0 | 0 | 0 | 0 | 0 | 0 | 0 | 0 | 0 | 0 | 0 | 0 | 0
F1_Commercial_Lodging (WA)_Existing_Miscellaneous_Natural Gas_Pool Heater_E8 | F1 | Commercial | Lodging (WA) | Existing | Miscellaneous | Natural Gas | Pool Heater | E8 | CCE | 0 | 0 | 0 | 0 | 0 | 0 | 0 | 0 | 0 | 0 | 0 | 0 | 0 | 0 | 0 | 0 | 0 | 0 | 0 | 0 | 0 | 0 | 0 | 0 | 0 | 0 | 0
F1_Commercial_Lodging (WA)_Existing_Miscellaneous_Natural Gas_Pool Heater_E9 | F1 | Commercial | Lodging (WA) | Existing | Miscellaneous | Natural Gas | Pool Heater | E9 | CCE | 0 | 0 | 0 | 0 | 0 | 0 | 0 | 0 | 0 | 0 | 0 | 0 | 0 | 0 | 0 | 0 | 0 | 0 | 0 | 0 | 0 | 0 | 0 | 0 | 0 | 0 | 0
F1_Commercial_Lodging (WA)_Existing_Miscellaneous_Natural Gas_Pool Heater_E10 | F1 | Commercial | Lodging (WA) | Existing | Miscellaneous | Natural Gas | Pool Heater | E10 | CCE | 0 | 0 | 0 | 0 | 0 | 0 | 0 | 0 | 0 | 0 | 0 | 0 | 0 | 0 | 0 | 0 | 0 | 0 | 0 | 0 | 0 | 0 | 0 | 0 | 0 | 0 | 0
F2_Commercial_Lodging (WA)_Existing_Miscellaneous_Natural Gas_Pool Heater_E1 | F2 | Commercial | Lodging (WA) | Existing | Miscellaneous | Natural Gas | Pool Heater | E1 | TRC BC Ratio | [24 empty] | 1 | 1 | 1 | bar: 2019 to 2042
F2_Commercial_Lodging (WA)_Existing_Miscellaneous_Natural Gas_Pool Heater_E2 | F2 | Commercial | Lodging (WA) | Existing | Miscellaneous | Natural Gas | Pool Heater | E2 | TRC BC Ratio | 2.4894 | 2.5083 | 2.5489 | 2.6145 | 2.7051 | 2.8366 | 2.9807 | 3.1254 | 3.2654 | 3.4151 | 3.5281 | 3.6341 | 3.754 | 3.8696 | 3.9665 | 4.0534 | 4.1245 | 4.1926 | 4.2678 | 4.3387 | 4.412 | 4.4895 | 4.5673 | 4.6485 | 4.7311 | 4.8151 | 4.9007
F2_Commercial_Lodging (WA)_Existing_Miscellaneous_Natural Gas_Pool Heater_E3 | F2 | Commercial | Lodging (WA) | Existing | Miscellaneous | Natural Gas | Pool Heater | E3 | TRC BC Ratio | 0 | 0 | 0 | 0 | 0 | 0 | 0 | 0 | 0 | 0 | 0 | 0 | 0 | 0 | 0 | 0 | 0 | 0 | 0 | 0 | 0 | 0 | 0 | 0 | 0 | 0 | 0
F2_Commercial_Lodging (WA)_Existing_Miscellaneous_Natural Gas_Pool Heater_E4 | F2 | Commercial | Lodging (WA) | Existing | Miscellaneous | Natural Gas | Pool Heater | E4 | TRC BC Ratio | 0 | 0 | 0 | 0 | 0 | 0 | 0 | 0 | 0 | 0 | 0 | 0 | 0 | 0 | 0 | 0 | 0 | 0 | 0 | 0 | 0 | 0 | 0 | 0 | 0 | 0 | 0
F2_Commercial_Lodging (WA)_Existing_Miscellaneous_Natural Gas_Pool Heater_E5 | F2 | Commercial | Lodging (WA) | Existing | Miscellaneous | Natural Gas | Pool Heater | E5 | TRC BC Ratio | 0 | 0 | 0 | 0 | 0 | 0 | 0 | 0 | 0 | 0 | 0 | 0 | 0 | 0 | 0 | 0 | 0 | 0 | 0 | 0 | 0 | 0 | 0 | 0 | 0 | 0 | 0
F2_Commercial_Lodging (WA)_Existing_Miscellaneous_Natural Gas_Pool Heater_E6 | F2 | Commercial | Lodging (WA) | Existing | Miscellaneous | Natural Gas | Pool Heater | E6 | TRC BC Ratio | 0 | 0 | 0 | 0 | 0 | 0 | 0 | 0 | 0 | 0 | 0 | 0 | 0 | 0 | 0 | 0 | 0 | 0 | 0 | 0 | 0 | 0 | 0 | 0 | 0 | 0 | 0
F2_Commercial_Lodging (WA)_Existing_Miscellaneous_Natural Gas_Pool Heater_E7 | F2 | Commercial | Lodging (WA) | Existing | Miscellaneous | Natural Gas | Pool Heater | E7 | TRC BC Ratio | 0 | 0 | 0 | 0 | 0 | 0 | 0 | 0 | 0 | 0 | 0 | 0 | 0 | 0 | 0 | 0 | 0 | 0 | 0 | 0 | 0 | 0 | 0 | 0 | 0 | 0 | 0
F2_Commercial_Lodging (WA)_Existing_Miscellaneous_Natural Gas_Pool Heater_E8 | F2 | Commercial | Lodging (WA) | Existing | Miscellaneous | Natural Gas | Pool Heater | E8 | TRC BC Ratio | 0 | 0 | 0 | 0 | 0 | 0 | 0 | 0 | 0 | 0 | 0 | 0 | 0 | 0 | 0 | 0 | 0 | 0 | 0 | 0 | 0 | 0 | 0 | 0 | 0 | 0 | 0
F2_Commercial_Lodging (WA)_Existing_Miscellaneous_Natural Gas_Pool Heater_E9 | F2 | Commercial | Lodging (WA) | Existing | Miscellaneous | Natural Gas | Pool Heater | E9 | TRC BC Ratio | 0 | 0 | 0 | 0 | 0 | 0 | 0 | 0 | 0 | 0 | 0 | 0 | 0 | 0 | 0 | 0 | 0 | 0 | 0 | 0 | 0 | 0 | 0 | 0 | 0 | 0 | 0
F2_Commercial_Lodging (WA)_Existing_Miscellaneous_Natural Gas_Pool Heater_E10 | F2 | Commercial | Lodging (WA) | Existing | Miscellaneous | Natural Gas | Pool Heater | E10 | TRC BC Ratio | 0 | 0 | 0 | 0 | 0 | 0 | 0 | 0 | 0 | 0 | 0 | 0 | 0 | 0 | 0 | 0 | 0 | 0 | 0 | 0 | 0 | 0 | 0 | 0 | 0 | 0 | 0
F3_Commercial_Lodging (WA)_Existing_Miscellaneous_Natural Gas_Pool Heater_E1 | F3 | Commercial | Lodging (WA) | Existing | Miscellaneous | Natural Gas | Pool Heater | E1 | PACT BC Ratio | [24 empty] | 1 | 1 | 1 | bar: 2019 to 2042
F3_Commercial_Lodging (WA)_Existing_Miscellaneous_Natural Gas_Pool Heater_E2 | F3 | Commercial | Lodging (WA) | Existing | Miscellaneous | Natural Gas | Pool Heater | E2 | PACT BC Ratio | 6.1765 | 6.2234 | 6.3241 | 6.4871 | 6.7117 | 7.0379 | 7.3957 | 7.7545 | 8.1019 | 8.4734 | 8.7537 | 9.0168 | 9.3142 | 9.6011 | 9.8415 | 10.0571 | 10.2335 | 10.4024 | 10.5892 | 10.765 | 10.9469 | 11.1391 | 11.3323 | 11.5336 | 11.7385 | 11.9471 | 12.1593
F3_Commercial_Lodging (WA)_Existing_Miscellaneous_Natural Gas_Pool Heater_E3 | F3 | Commercial | Lodging (WA) | Existing | Miscellaneous | Natural Gas | Pool Heater | E3 | PACT BC Ratio | 0 | 0 | 0 | 0 | 0 | 0 | 0 | 0 | 0 | 0 | 0 | 0 | 0 | 0 | 0 | 0 | 0 | 0 | 0 | 0 | 0 | 0 | 0 | 0 | 0 | 0 | 0
F3_Commercial_Lodging (WA)_Existing_Miscellaneous_Natural Gas_Pool Heater_E4 | F3 | Commercial | Lodging (WA) | Existing | Miscellaneous | Natural Gas | Pool Heater | E4 | PACT BC Ratio | 0 | 0 | 0 | 0 | 0 | 0 | 0 | 0 | 0 | 0 | 0 | 0 | 0 | 0 | 0 | 0 | 0 | 0 | 0 | 0 | 0 | 0 | 0 | 0 | 0 | 0 | 0
F3_Commercial_Lodging (WA)_Existing_Miscellaneous_Natural Gas_Pool Heater_E5 | F3 | Commercial | Lodging (WA) | Existing | Miscellaneous | Natural Gas | Pool Heater | E5 | PACT BC Ratio | 0 | 0 | 0 | 0 | 0 | 0 | 0 | 0 | 0 | 0 | 0 | 0 | 0 | 0 | 0 | 0 | 0 | 0 | 0 | 0 | 0 | 0 | 0 | 0 | 0 | 0 | 0
F3_Commercial_Lodging (WA)_Existing_Miscellaneous_Natural Gas_Pool Heater_E6 | F3 | Commercial | Lodging (WA) | Existing | Miscellaneous | Natural Gas | Pool Heater | E6 | PACT BC Ratio | 0 | 0 | 0 | 0 | 0 | 0 | 0 | 0 | 0 | 0 | 0 | 0 | 0 | 0 | 0 | 0 | 0 | 0 | 0 | 0 | 0 | 0 | 0 | 0 | 0 | 0 | 0
F3_Commercial_Lodging (WA)_Existing_Miscellaneous_Natural Gas_Pool Heater_E7 | F3 | Commercial | Lodging (WA) | Existing | Miscellaneous | Natural Gas | Pool Heater | E7 | PACT BC Ratio | 0 | 0 | 0 | 0 | 0 | 0 | 0 | 0 | 0 | 0 | 0 | 0 | 0 | 0 | 0 | 0 | 0 | 0 | 0 | 0 | 0 | 0 | 0 | 0 | 0 | 0 | 0
F3_Commercial_Lodging (WA)_Existing_Miscellaneous_Natural Gas_Pool Heater_E8 | F3 | Commercial | Lodging (WA) | Existing | Miscellaneous | Natural Gas | Pool Heater | E8 | PACT BC Ratio | 0 | 0 | 0 | 0 | 0 | 0 | 0 | 0 | 0 | 0 | 0 | 0 | 0 | 0 | 0 | 0 | 0 | 0 | 0 | 0 | 0 | 0 | 0 | 0 | 0 | 0 | 0
F3_Commercial_Lodging (WA)_Existing_Miscellaneous_Natural Gas_Pool Heater_E9 | F3 | Commercial | Lodging (WA) | Existing | Miscellaneous | Natural Gas | Pool Heater | E9 | PACT BC Ratio | 0 | 0 | 0 | 0 | 0 | 0 | 0 | 0 | 0 | 0 | 0 | 0 | 0 | 0 | 0 | 0 | 0 | 0 | 0 | 0 | 0 | 0 | 0 | 0 | 0 | 0 | 0
F3_Commercial_Lodging (WA)_Existing_Miscellaneous_Natural Gas_Pool Heater_E10 | F3 | Commercial | Lodging (WA) | Existing | Miscellaneous | Natural Gas | Pool Heater | E10 | PACT BC Ratio | 0 | 0 | 0 | 0 | 0 | 0 | 0 | 0 | 0 | 0 | 0 | 0 | 0 | 0 | 0 | 0 | 0 | 0 | 0 | 0 | 0 | 0 | 0 | 0 | 0 | 0 | 0
F4_Commercial_Lodging (WA)_Existing_Miscellaneous_Natural Gas_Pool Heater_E1 | F4 | Commercial | Lodging (WA) | Existing | Miscellaneous | Natural Gas | Pool Heater | E1 | RVT BC Ratio | [24 empty] | 1 | 1 | 1 | bar: 2019 to 2042
F4_Commercial_Lodging (WA)_Existing_Miscellaneous_Natural Gas_Pool Heater_E2 | F4 | Commercial | Lodging (WA) | Existing | Miscellaneous | Natural Gas | Pool Heater | E2 | RVT BC Ratio | 3.8684 | 3.8955 | 3.9446 | 4.0188 | 4.116 | 4.2577 | 4.4007 | 4.5378 | 4.6615 | 4.7916 | 4.9407 | 5.0807 | 5.2389 | 5.3852 | 5.4996 | 5.5924 | 5.6549 | 5.7024 | 5.756 | 5.7998 | 5.8428 | 5.9404 | 6.0385 | 6.1407 | 6.2448 | 6.3507 | 6.4585
F4_Commercial_Lodging (WA)_Existing_Miscellaneous_Natural Gas_Pool Heater_E3 | F4 | Commercial | Lodging (WA) | Existing | Miscellaneous | Natural Gas | Pool Heater | E3 | RVT BC Ratio | 0 | 0 | 0 | 0 | 0 | 0 | 0 | 0 | 0 | 0 | 0 | 0 | 0 | 0 | 0 | 0 | 0 | 0 | 0 | 0 | 0 | 0 | 0 | 0 | 0 | 0 | 0
F4_Commercial_Lodging (WA)_Existing_Miscellaneous_Natural Gas_Pool Heater_E4 | F4 | Commercial | Lodging (WA) | Existing | Miscellaneous | Natural Gas | Pool Heater | E4 | RVT BC Ratio | 0 | 0 | 0 | 0 | 0 | 0 | 0 | 0 | 0 | 0 | 0 | 0 | 0 | 0 | 0 | 0 | 0 | 0 | 0 | 0 | 0 | 0 | 0 | 0 | 0 | 0 | 0
F4_Commercial_Lodging (WA)_Existing_Miscellaneous_Natural Gas_Pool Heater_E5 | F4 | Commercial | Lodging (WA) | Existing | Miscellaneous | Natural Gas | Pool Heater | E5 | RVT BC Ratio | 0 | 0 | 0 | 0 | 0 | 0 | 0 | 0 | 0 | 0 | 0 | 0 | 0 | 0 | 0 | 0 | 0 | 0 | 0 | 0 | 0 | 0 | 0 | 0 | 0 | 0 | 0
F4_Commercial_Lodging (WA)_Existing_Miscellaneous_Natural Gas_Pool Heater_E6 | F4 | Commercial | Lodging (WA) | Existing | Miscellaneous | Natural Gas | Pool Heater | E6 | RVT BC Ratio | 0 | 0 | 0 | 0 | 0 | 0 | 0 | 0 | 0 | 0 | 0 | 0 | 0 | 0 | 0 | 0 | 0 | 0 | 0 | 0 | 0 | 0 | 0 | 0 | 0 | 0 | 0
F4_Commercial_Lodging (WA)_Existing_Miscellaneous_Natural Gas_Pool Heater_E7 | F4 | Commercial | Lodging (WA) | Existing | Miscellaneous | Natural Gas | Pool Heater | E7 | RVT BC Ratio | 0 | 0 | 0 | 0 | 0 | 0 | 0 | 0 | 0 | 0 | 0 | 0 | 0 | 0 | 0 | 0 | 0 | 0 | 0 | 0 | 0 | 0 | 0 | 0 | 0 | 0 | 0
F4_Commercial_Lodging (WA)_Existing_Miscellaneous_Natural Gas_Pool Heater_E8 | F4 | Commercial | Lodging (WA) | Existing | Miscellaneous | Natural Gas | Pool Heater | E8 | RVT BC Ratio | 0 | 0 | 0 | 0 | 0 | 0 | 0 | 0 | 0 | 0 | 0 | 0 | 0 | 0 | 0 | 0 | 0 | 0 | 0 | 0 | 0 | 0 | 0 | 0 | 0 | 0 | 0
F4_Commercial_Lodging (WA)_Existing_Miscellaneous_Natural Gas_Pool Heater_E9 | F4 | Commercial | Lodging (WA) | Existing | Miscellaneous | Natural Gas | Pool Heater | E9 | RVT BC Ratio | 0 | 0 | 0 | 0 | 0 | 0 | 0 | 0 | 0 | 0 | 0 | 0 | 0 | 0 | 0 | 0 | 0 | 0 | 0 | 0 | 0 | 0 | 0 | 0 | 0 | 0 | 0
F4_Commercial_Lodging (WA)_Existing_Miscellaneous_Natural Gas_Pool Heater_E10 | F4 | Commercial | Lodging (WA) | Existing | Miscellaneous | Natural Gas | Pool Heater | E10 | RVT BC Ratio | 0 | 0 | 0 | 0 | 0 | 0 | 0 | 0 | 0 | 0 | 0 | 0 | 0 | 0 | 0 | 0 | 0 | 0 | 0 | 0 | 0 | 0 | 0 | 0 | 0 | 0 | 0
F5_Commercial_Lodging (WA)_Existing_Miscellaneous_Natural Gas_Pool Heater_E1 | F5 | Commercial | Lodging (WA) | Existing | Miscellaneous | Natural Gas | Pool Heater | E1 | RIM BC Ratio | [24 empty] | 1 | 1 | 1 | bar: 2019 to 2042
F5_Commercial_Lodging (WA)_Existing_Miscellaneous_Natural Gas_Pool Heater_E2 | F5 | Commercial | Lodging (WA) | Existing | Miscellaneous | Natural Gas | Pool Heater | E2 | RIM BC Ratio | 0.73427 | 0.73492 | 0.73797 | 0.74369 | 0.75209 | 0.76359 | 0.77747 | 0.79159 | 0.80602 | 0.82101 | 0.82356 | 0.82583 | 0.82825 | 0.83139 | 0.83511 | 0.83973 | 0.84535 | 0.85237 | 0.85988 | 0.86777 | 0.87616 | 0.87737 | 0.87855 | 0.87974 | 0.88091 | 0.88207 | 0.8832
F5_Commercial_Lodging (WA)_Existing_Miscellaneous_Natural Gas_Pool Heater_E3 | F5 | Commercial | Lodging (WA) | Existing | Miscellaneous | Natural Gas | Pool Heater | E3 | RIM BC Ratio | 0 | 0 | 0 | 0 | 0 | 0 | 0 | 0 | 0 | 0 | 0 | 0 | 0 | 0 | 0 | 0 | 0 | 0 | 0 | 0 | 0 | 0 | 0 | 0 | 0 | 0 | 0
F5_Commercial_Lodging (WA)_Existing_Miscellaneous_Natural Gas_Pool Heater_E4 | F5 | Commercial | Lodging (WA) | Existing | Miscellaneous | Natural Gas | Pool Heater | E4 | RIM BC Ratio | 0 | 0 | 0 | 0 | 0 | 0 | 0 | 0 | 0 | 0 | 0 | 0 | 0 | 0 | 0 | 0 | 0 | 0 | 0 | 0 | 0 | 0 | 0 | 0 | 0 | 0 | 0
F5_Commercial_Lodging (WA)_Existing_Miscellaneous_Natural Gas_Pool Heater_E5 | F5 | Commercial | Lodging (WA) | Existing | Miscellaneous | Natural Gas | Pool Heater | E5 | RIM BC Ratio | 0 | 0 | 0 | 0 | 0 | 0 | 0 | 0 | 0 | 0 | 0 | 0 | 0 | 0 | 0 | 0 | 0 | 0 | 0 | 0 | 0 | 0 | 0 | 0 | 0 | 0 | 0
F5_Commercial_Lodging (WA)_Existing_Miscellaneous_Natural Gas_Pool Heater_E6 | F5 | Commercial | Lodging (WA) | Existing | Miscellaneous | Natural Gas | Pool Heater | E6 | RIM BC Ratio | 0 | 0 | 0 | 0 | 0 | 0 | 0 | 0 | 0 | 0 | 0 | 0 | 0 | 0 | 0 | 0 | 0 | 0 | 0 | 0 | 0 | 0 | 0 | 0 | 0 | 0 | 0
F5_Commercial_Lodging (WA)_Existing_Miscellaneous_Natural Gas_Pool Heater_E7 | F5 | Commercial | Lodging (WA) | Existing | Miscellaneous | Natural Gas | Pool Heater | E7 | RIM BC Ratio | 0 | 0 | 0 | 0 | 0 | 0 | 0 | 0 | 0 | 0 | 0 | 0 | 0 | 0 | 0 | 0 | 0 | 0 | 0 | 0 | 0 | 0 | 0 | 0 | 0 | 0 | 0
F5_Commercial_Lodging (WA)_Existing_Miscellaneous_Natural Gas_Pool Heater_E8 | F5 | Commercial | Lodging (WA) | Existing | Miscellaneous | Natural Gas | Pool Heater | E8 | RIM BC Ratio | 0 | 0 | 0 | 0 | 0 | 0 | 0 | 0 | 0 | 0 | 0 | 0 | 0 | 0 | 0 | 0 | 0 | 0 | 0 | 0 | 0 | 0 | 0 | 0 | 0 | 0 | 0
F5_Commercial_Lodging (WA)_Existing_Miscellaneous_Natural Gas_Pool Heater_E9 | F5 | Commercial | Lodging (WA) | Existing | Miscellaneous | Natural Gas | Pool Heater | E9 | RIM BC Ratio | 0 | 0 | 0 | 0 | 0 | 0 | 0 | 0 | 0 | 0 | 0 | 0 | 0 | 0 | 0 | 0 | 0 | 0 | 0 | 0 | 0 | 0 | 0 | 0 | 0 | 0 | 0
F5_Commercial_Lodging (WA)_Existing_Miscellaneous_Natural Gas_Pool Heater_E10 | F5 | Commercial | Lodging (WA) | Existing | Miscellaneous | Natural Gas | Pool Heater | E10 | RIM BC Ratio | 0 | 0 | 0 | 0 | 0 | 0 | 0 | 0 | 0 | 0 | 0 | 0 | 0 | 0 | 0 | 0 | 0 | 0 | 0 | 0 | 0 | 0 | 0 | 0 | 0 | 0 | 0
F0_Commercial_Lodging (WA)_Existing_Miscellaneous_Natural Gas_Miscellaneous_E0 | F0 | Commercial | Lodging (WA) | Existing | Miscellaneous | Natural Gas | Miscellaneous | E0 | Economic Unit | Standard | Standard | Standard | Standard | Standard | Standard | Standard | Standard | Standard | Standard | Standard | Standard | Standard | Standard | Standard | Standard | Standard | Standard | Standard | Standard | Standard | Standard | Standard | Standard | Standard | Standard | Standard
F1_Commercial_Lodging (WA)_Existing_Miscellaneous_Natural Gas_Miscellaneous_E1 | F1 | Commercial | Lodging (WA) | Existing | Miscellaneous | Natural Gas | Miscellaneous | E1 | CCE | 0 | 0 | 0 | 0 | 0 | 0 | 0 | 0 | 0 | 0 | 0 | 0 | 0 | 0 | 0 | 0 | 0 | 0 | 0 | 0 | 0 | 0 | 0 | 0 | 0 | 0 | 0
F1_Commercial_Lodging (WA)_Existing_Miscellaneous_Natural Gas_Miscellaneous_E2 | F1 | Commercial | Lodging (WA) | Existing | Miscellaneous | Natural Gas | Miscellaneous | E2 | CCE | 0 | 0 | 0 | 0 | 0 | 0 | 0 | 0 | 0 | 0 | 0 | 0 | 0 | 0 | 0 | 0 | 0 | 0 | 0 | 0 | 0 | 0 | 0 | 0 | 0 | 0 | 0
F1_Commercial_Lodging (WA)_Existing_Miscellaneous_Natural Gas_Miscellaneous_E3 | F1 | Commercial | Lodging (WA) | Existing | Miscellaneous | Natural Gas | Miscellaneous | E3 | CCE | 0 | 0 | 0 | 0 | 0 | 0 | 0 | 0 | 0 | 0 | 0 | 0 | 0 | 0 | 0 | 0 | 0 | 0 | 0 | 0 | 0 | 0 | 0 | 0 | 0 | 0 | 0
F1_Commercial_Lodging (WA)_Existing_Miscellaneous_Natural Gas_Miscellaneous_E4 | F1 | Commercial | Lodging (WA) | Existing | Miscellaneous | Natural Gas | Miscellaneous | E4 | CCE | 0 | 0 | 0 | 0 | 0 | 0 | 0 | 0 | 0 | 0 | 0 | 0 | 0 | 0 | 0 | 0 | 0 | 0 | 0 | 0 | 0 | 0 | 0 | 0 | 0 | 0 | 0
F1_Commercial_Lodging (WA)_Existing_Miscellaneous_Natural Gas_Miscellaneous_E5 | F1 | Commercial | Lodging (WA) | Existing | Miscellaneous | Natural Gas | Miscellaneous | E5 | CCE | 0 | 0 | 0 | 0 | 0 | 0 | 0 | 0 | 0 | 0 | 0 | 0 | 0 | 0 | 0 | 0 | 0 | 0 | 0 | 0 | 0 | 0 | 0 | 0 | 0 | 0 | 0
F1_Commercial_Lodging (WA)_Existing_Miscellaneous_Natural Gas_Miscellaneous_E6 | F1 | Commercial | Lodging (WA) | Existing | Miscellaneous | Natural Gas | Miscellaneous | E6 | CCE | 0 | 0 | 0 | 0 | 0 | 0 | 0 | 0 | 0 | 0 | 0 | 0 | 0 | 0 | 0 | 0 | 0 | 0 | 0 | 0 | 0 | 0 | 0 | 0 | 0 | 0 | 0
F1_Commercial_Lodging (WA)_Existing_Miscellaneous_Natural Gas_Miscellaneous_E7 | F1 | Commercial | Lodging (WA) | Existing | Miscellaneous | Natural Gas | Miscellaneous | E7 | CCE | 0 | 0 | 0 | 0 | 0 | 0 | 0 | 0 | 0 | 0 | 0 | 0 | 0 | 0 | 0 | 0 | 0 | 0 | 0 | 0 | 0 | 0 | 0 | 0 | 0 | 0 | 0
F1_Commercial_Lodging (WA)_Existing_Miscellaneous_Natural Gas_Miscellaneous_E8 | F1 | Commercial | Lodging (WA) | Existing | Miscellaneous | Natural Gas | Miscellaneous | E8 | CCE | 0 | 0 | 0 | 0 | 0 | 0 | 0 | 0 | 0 | 0 | 0 | 0 | 0 | 0 | 0 | 0 | 0 | 0 | 0 | 0 | 0 | 0 | 0 | 0 | 0 | 0 | 0
F1_Commercial_Lodging (WA)_Existing_Miscellaneous_Natural Gas_Miscellaneous_E9 | F1 | Commercial | Lodging (WA) | Existing | Miscellaneous | Natural Gas | Miscellaneous | E9 | CCE | 0 | 0 | 0 | 0 | 0 | 0 | 0 | 0 | 0 | 0 | 0 | 0 | 0 | 0 | 0 | 0 | 0 | 0 | 0 | 0 | 0 | 0 | 0 | 0 | 0 | 0 | 0
F1_Commercial_Lodging (WA)_Existing_Miscellaneous_Natural Gas_Miscellaneous_E10 | F1 | Commercial | Lodging (WA) | Existing | Miscellaneous | Natural Gas | Miscellaneous | E10 | CCE | 0 | 0 | 0 | 0 | 0 | 0 | 0 | 0 | 0 | 0 | 0 | 0 | 0 | 0 | 0 | 0 | 0 | 0 | 0 | 0 | 0 | 0 | 0 | 0 | 0 | 0 | 0
F2_Commercial_Lodging (WA)_Existing_Miscellaneous_Natural Gas_Miscellaneous_E1 | F2 | Commercial | Lodging (WA) | Existing | Miscellaneous | Natural Gas | Miscellaneous | E1 | TRC BC Ratio | [24 empty] | 1 | 1 | 1 | bar: 2019 to 2042
F2_Commercial_Lodging (WA)_Existing_Miscellaneous_Natural Gas_Miscellaneous_E2 | F2 | Commercial | Lodging (WA) | Existing | Miscellaneous | Natural Gas | Miscellaneous | E2 | TRC BC Ratio | 0 | 0 | 0 | 0 | 0 | 0 | 0 | 0 | 0 | 0 | 0 | 0 | 0 | 0 | 0 | 0 | 0 | 0 | 0 | 0 | 0 | 0 | 0 | 0 | 0 | 0 | 0
F2_Commercial_Lodging (WA)_Existing_Miscellaneous_Natural Gas_Miscellaneous_E3 | F2 | Commercial | Lodging (WA) | Existing | Miscellaneous | Natural Gas | Miscellaneous | E3 | TRC BC Ratio | 0 | 0 | 0 | 0 | 0 | 0 | 0 | 0 | 0 | 0 | 0 | 0 | 0 | 0 | 0 | 0 | 0 | 0 | 0 | 0 | 0 | 0 | 0 | 0 | 0 | 0 | 0
F2_Commercial_Lodging (WA)_Existing_Miscellaneous_Natural Gas_Miscellaneous_E4 | F2 | Commercial | Lodging (WA) | Existing | Miscellaneous | Natural Gas | Miscellaneous | E4 | TRC BC Ratio | 0 | 0 | 0 | 0 | 0 | 0 | 0 | 0 | 0 | 0 | 0 | 0 | 0 | 0 | 0 | 0 | 0 | 0 | 0 | 0 | 0 | 0 | 0 | 0 | 0 | 0 | 0
F2_Commercial_Lodging (WA)_Existing_Miscellaneous_Natural Gas_Miscellaneous_E5 | F2 | Commercial | Lodging (WA) | Existing | Miscellaneous | Natural Gas | Miscellaneous | E5 | TRC BC Ratio | 0 | 0 | 0 | 0 | 0 | 0 | 0 | 0 | 0 | 0 | 0 | 0 | 0 | 0 | 0 | 0 | 0 | 0 | 0 | 0 | 0 | 0 | 0 | 0 | 0 | 0 | 0
F2_Commercial_Lodging (WA)_Existing_Miscellaneous_Natural Gas_Miscellaneous_E6 | F2 | Commercial | Lodging (WA) | Existing | Miscellaneous | Natural Gas | Miscellaneous | E6 | TRC BC Ratio | 0 | 0 | 0 | 0 | 0 | 0 | 0 | 0 | 0 | 0 | 0 | 0 | 0 | 0 | 0 | 0 | 0 | 0 | 0 | 0 | 0 | 0 | 0 | 0 | 0 | 0 | 0
F2_Commercial_Lodging (WA)_Existing_Miscellaneous_Natural Gas_Miscellaneous_E7 | F2 | Commercial | Lodging (WA) | Existing | Miscellaneous | Natural Gas | Miscellaneous | E7 | TRC BC Ratio | 0 | 0 | 0 | 0 | 0 | 0 | 0 | 0 | 0 | 0 | 0 | 0 | 0 | 0 | 0 | 0 | 0 | 0 | 0 | 0 | 0 | 0 | 0 | 0 | 0 | 0 | 0
F2_Commercial_Lodging (WA)_Existing_Miscellaneous_Natural Gas_Miscellaneous_E8 | F2 | Commercial | Lodging (WA) | Existing | Miscellaneous | Natural Gas | Miscellaneous | E8 | TRC BC Ratio | 0 | 0 | 0 | 0 | 0 | 0 | 0 | 0 | 0 | 0 | 0 | 0 | 0 | 0 | 0 | 0 | 0 | 0 | 0 | 0 | 0 | 0 | 0 | 0 | 0 | 0 | 0
F2_Commercial_Lodging (WA)_Existing_Miscellaneous_Natural Gas_Miscellaneous_E9 | F2 | Commercial | Lodging (WA) | Existing | Miscellaneous | Natural Gas | Miscellaneous | E9 | TRC BC Ratio | 0 | 0 | 0 | 0 | 0 | 0 | 0 | 0 | 0 | 0 | 0 | 0 | 0 | 0 | 0 | 0 | 0 | 0 | 0 | 0 | 0 | 0 | 0 | 0 | 0 | 0 | 0
F2_Commercial_Lodging (WA)_Existing_Miscellaneous_Natural Gas_Miscellaneous_E10 | F2 | Commercial | Lodging (WA) | Existing | Miscellaneous | Natural Gas | Miscellaneous | E10 | TRC BC Ratio | 0 | 0 | 0 | 0 | 0 | 0 | 0 | 0 | 0 | 0 | 0 | 0 | 0 | 0 | 0 | 0 | 0 | 0 | 0 | 0 | 0 | 0 | 0 | 0 | 0 | 0 | 0
F3_Commercial_Lodging (WA)_Existing_Miscellaneous_Natural Gas_Miscellaneous_E1 | F3 | Commercial | Lodging (WA) | Existing | Miscellaneous | Natural Gas | Miscellaneous | E1 | PACT BC Ratio | [24 empty] | 1 | 1 | 1 | bar: 2019 to 2042
F3_Commercial_Lodging (WA)_Existing_Miscellaneous_Natural Gas_Miscellaneous_E2 | F3 | Commercial | Lodging (WA) | Existing | Miscellaneous | Natural Gas | Miscellaneous | E2 | PACT BC Ratio | 0 | 0 | 0 | 0 | 0 | 0 | 0 | 0 | 0 | 0 | 0 | 0 | 0 | 0 | 0 | 0 | 0 | 0 | 0 | 0 | 0 | 0 | 0 | 0 | 0 | 0 | 0
F3_Commercial_Lodging (WA)_Existing_Miscellaneous_Natural Gas_Miscellaneous_E3 | F3 | Commercial | Lodging (WA) | Existing | Miscellaneous | Natural Gas | Miscellaneous | E3 | PACT BC Ratio | 0 | 0 | 0 | 0 | 0 | 0 | 0 | 0 | 0 | 0 | 0 | 0 | 0 | 0 | 0 | 0 | 0 | 0 | 0 | 0 | 0 | 0 | 0 | 0 | 0 | 0 | 0
F3_Commercial_Lodging (WA)_Existing_Miscellaneous_Natural Gas_Miscellaneous_E4 | F3 | Commercial | Lodging (WA) | Existing | Miscellaneous | Natural Gas | Miscellaneous | E4 | PACT BC Ratio | 0 | 0 | 0 | 0 | 0 | 0 | 0 | 0 | 0 | 0 | 0 | 0 | 0 | 0 | 0 | 0 | 0 | 0 | 0 | 0 | 0 | 0 | 0 | 0 | 0 | 0 | 0
F3_Commercial_Lodging (WA)_Existing_Miscellaneous_Natural Gas_Miscellaneous_E5 | F3 | Commercial | Lodging (WA) | Existing | Miscellaneous | Natural Gas | Miscellaneous | E5 | PACT BC Ratio | 0 | 0 | 0 | 0 | 0 | 0 | 0 | 0 | 0 | 0 | 0 | 0 | 0 | 0 | 0 | 0 | 0 | 0 | 0 | 0 | 0 | 0 | 0 | 0 | 0 | 0 | 0
F3_Commercial_Lodging (WA)_Existing_Miscellaneous_Natural Gas_Miscellaneous_E6 | F3 | Commercial | Lodging (WA) | Existing | Miscellaneous | Natural Gas | Miscellaneous | E6 | PACT BC Ratio | 0 | 0 | 0 | 0 | 0 | 0 | 0 | 0 | 0 | 0 | 0 | 0 | 0 | 0 | 0 | 0 | 0 | 0 | 0 | 0 | 0 | 0 | 0 | 0 | 0 | 0 | 0
F3_Commercial_Lodging (WA)_Existing_Miscellaneous_Natural Gas_Miscellaneous_E7 | F3 | Commercial | Lodging (WA) | Existing | Miscellaneous | Natural Gas | Miscellaneous | E7 | PACT BC Ratio | 0 | 0 | 0 | 0 | 0 | 0 | 0 | 0 | 0 | 0 | 0 | 0 | 0 | 0 | 0 | 0 | 0 | 0 | 0 | 0 | 0 | 0 | 0 | 0 | 0 | 0 | 0
F3_Commercial_Lodging (WA)_Existing_Miscellaneous_Natural Gas_Miscellaneous_E8 | F3 | Commercial | Lodging (WA) | Existing | Miscellaneous | Natural Gas | Miscellaneous | E8 | PACT BC Ratio | 0 | 0 | 0 | 0 | 0 | 0 | 0 | 0 | 0 | 0 | 0 | 0 | 0 | 0 | 0 | 0 | 0 | 0 | 0 | 0 | 0 | 0 | 0 | 0 | 0 | 0 | 0
F3_Commercial_Lodging (WA)_Existing_Miscellaneous_Natural Gas_Miscellaneous_E9 | F3 | Commercial | Lodging (WA) | Existing | Miscellaneous | Natural Gas | Miscellaneous | E9 | PACT BC Ratio | 0 | 0 | 0 | 0 | 0 | 0 | 0 | 0 | 0 | 0 | 0 | 0 | 0 | 0 | 0 | 0 | 0 | 0 | 0 | 0 | 0 | 0 | 0 | 0 | 0 | 0 | 0
F3_Commercial_Lodging (WA)_Existing_Miscellaneous_Natural Gas_Miscellaneous_E10 | F3 | Commercial | Lodging (WA) | Existing | Miscellaneous | Natural Gas | Miscellaneous | E10 | PACT BC Ratio | 0 | 0 | 0 | 0 | 0 | 0 | 0 | 0 | 0 | 0 | 0 | 0 | 0 | 0 | 0 | 0 | 0 | 0 | 0 | 0 | 0 | 0 | 0 | 0 | 0 | 0 | 0
F4_Commercial_Lodging (WA)_Existing_Miscellaneous_Natural Gas_Miscellaneous_E1 | F4 | Commercial | Lodging (WA) | Existing | Miscellaneous | Natural Gas | Miscellaneous | E1 | RVT BC Ratio | [24 empty] | 1 | 1 | 1 | bar: 2019 to 2042
F4_Commercial_Lodging (WA)_Existing_Miscellaneous_Natural Gas_Miscellaneous_E2 | F4 | Commercial | Lodging (WA) | Existing | Miscellaneous | Natural Gas | Miscellaneous | E2 | RVT BC Ratio | 0 | 0 | 0 | 0 | 0 | 0 | 0 | 0 | 0 | 0 | 0 | 0 | 0 | 0 | 0 | 0 | 0 | 0 | 0 | 0 | 0 | 0 | 0 | 0 | 0 | 0 | 0
F4_Commercial_Lodging (WA)_Existing_Miscellaneous_Natural Gas_Miscellaneous_E3 | F4 | Commercial | Lodging (WA) | Existing | Miscellaneous | Natural Gas | Miscellaneous | E3 | RVT BC Ratio | 0 | 0 | 0 | 0 | 0 | 0 | 0 | 0 | 0 | 0 | 0 | 0 | 0 | 0 | 0 | 0 | 0 | 0 | 0 | 0 | 0 | 0 | 0 | 0 | 0 | 0 | 0
F4_Commercial_Lodging (WA)_Existing_Miscellaneous_Natural Gas_Miscellaneous_E4 | F4 | Commercial | Lodging (WA) | Existing | Miscellaneous | Natural Gas | Miscellaneous | E4 | RVT BC Ratio | 0 | 0 | 0 | 0 | 0 | 0 | 0 | 0 | 0 | 0 | 0 | 0 | 0 | 0 | 0 | 0 | 0 | 0 | 0 | 0 | 0 | 0 | 0 | 0 | 0 | 0 | 0
F4_Commercial_Lodging (WA)_Existing_Miscellaneous_Natural Gas_Miscellaneous_E5 | F4 | Commercial | Lodging (WA) | Existing | Miscellaneous | Natural Gas | Miscellaneous | E5 | RVT BC Ratio | 0 | 0 | 0 | 0 | 0 | 0 | 0 | 0 | 0 | 0 | 0 | 0 | 0 | 0 | 0 | 0 | 0 | 0 | 0 | 0 | 0 | 0 | 0 | 0 | 0 | 0 | 0
F4_Commercial_Lodging (WA)_Existing_Miscellaneous_Natural Gas_Miscellaneous_E6 | F4 | Commercial | Lodging (WA) | Existing | Miscellaneous | Natural Gas | Miscellaneous | E6 | RVT BC Ratio | 0 | 0 | 0 | 0 | 0 | 0 | 0 | 0 | 0 | 0 | 0 | 0 | 0 | 0 | 0 | 0 | 0 | 0 | 0 | 0 | 0 | 0 | 0 | 0 | 0 | 0 | 0
F4_Commercial_Lodging (WA)_Existing_Miscellaneous_Natural Gas_Miscellaneous_E7 | F4 | Commercial | Lodging (WA) | Existing | Miscellaneous | Natural Gas | Miscellaneous | E7 | RVT BC Ratio | 0 | 0 | 0 | 0 | 0 | 0 | 0 | 0 | 0 | 0 | 0 | 0 | 0 | 0 | 0 | 0 | 0 | 0 | 0 | 0 | 0 | 0 | 0 | 0 | 0 | 0 | 0
F4_Commercial_Lodging (WA)_Existing_Miscellaneous_Natural Gas_Miscellaneous_E8 | F4 | Commercial | Lodging (WA) | Existing | Miscellaneous | Natural Gas | Miscellaneous | E8 | RVT BC Ratio | 0 | 0 | 0 | 0 | 0 | 0 | 0 | 0 | 0 | 0 | 0 | 0 | 0 | 0 | 0 | 0 | 0 | 0 | 0 | 0 | 0 | 0 | 0 | 0 | 0 | 0 | 0
F4_Commercial_Lodging (WA)_Existing_Miscellaneous_Natural Gas_Miscellaneous_E9 | F4 | Commercial | Lodging (WA) | Existing | Miscellaneous | Natural Gas | Miscellaneous | E9 | RVT BC Ratio | 0 | 0 | 0 | 0 | 0 | 0 | 0 | 0 | 0 | 0 | 0 | 0 | 0 | 0 | 0 | 0 | 0 | 0 | 0 | 0 | 0 | 0 | 0 | 0 | 0 | 0 | 0
F4_Commercial_Lodging (WA)_Existing_Miscellaneous_Natural Gas_Miscellaneous_E10 | F4 | Commercial | Lodging (WA) | Existing | Miscellaneous | Natural Gas | Miscellaneous | E10 | RVT BC Ratio | 0 | 0 | 0 | 0 | 0 | 0 | 0 | 0 | 0 | 0 | 0 | 0 | 0 | 0 | 0 | 0 | 0 | 0 | 0 | 0 | 0 | 0 | 0 | 0 | 0 | 0 | 0
F5_Commercial_Lodging (WA)_Existing_Miscellaneous_Natural Gas_Miscellaneous_E1 | F5 | Commercial | Lodging (WA) | Existing | Miscellaneous | Natural Gas | Miscellaneous | E1 | RIM BC Ratio | [24 empty] | 1 | 1 | 1 | bar: 2019 to 2042
F5_Commercial_Lodging (WA)_Existing_Miscellaneous_Natural Gas_Miscellaneous_E2 | F5 | Commercial | Lodging (WA) | Existing | Miscellaneous | Natural Gas | Miscellaneous | E2 | RIM BC Ratio | 0 | 0 | 0 | 0 | 0 | 0 | 0 | 0 | 0 | 0 | 0 | 0 | 0 | 0 | 0 | 0 | 0 | 0 | 0 | 0 | 0 | 0 | 0 | 0 | 0 | 0 | 0
F5_Commercial_Lodging (WA)_Existing_Miscellaneous_Natural Gas_Miscellaneous_E3 | F5 | Commercial | Lodging (WA) | Existing | Miscellaneous | Natural Gas | Miscellaneous | E3 | RIM BC Ratio | 0 | 0 | 0 | 0 | 0 | 0 | 0 | 0 | 0 | 0 | 0 | 0 | 0 | 0 | 0 | 0 | 0 | 0 | 0 | 0 | 0 | 0 | 0 | 0 | 0 | 0 | 0
F5_Commercial_Lodging (WA)_Existing_Miscellaneous_Natural Gas_Miscellaneous_E4 | F5 | Commercial | Lodging (WA) | Existing | Miscellaneous | Natural Gas | Miscellaneous | E4 | RIM BC Ratio | 0 | 0 | 0 | 0 | 0 | 0 | 0 | 0 | 0 | 0 | 0 | 0 | 0 | 0 | 0 | 0 | 0 | 0 | 0 | 0 | 0 | 0 | 0 | 0 | 0 | 0 | 0
F5_Commercial_Lodging (WA)_Existing_Miscellaneous_Natural Gas_Miscellaneous_E5 | F5 | Commercial | Lodging (WA) | Existing | Miscellaneous | Natural Gas | Miscellaneous | E5 | RIM BC Ratio | 0 | 0 | 0 | 0 | 0 | 0 | 0 | 0 | 0 | 0 | 0 | 0 | 0 | 0 | 0 | 0 | 0 | 0 | 0 | 0 | 0 | 0 | 0 | 0 | 0 | 0 | 0
F5_Commercial_Lodging (WA)_Existing_Miscellaneous_Natural Gas_Miscellaneous_E6 | F5 | Commercial | Lodging (WA) | Existing | Miscellaneous | Natural Gas | Miscellaneous | E6 | RIM BC Ratio | 0 | 0 | 0 | 0 | 0 | 0 | 0 | 0 | 0 | 0 | 0 | 0 | 0 | 0 | 0 | 0 | 0 | 0 | 0 | 0 | 0 | 0 | 0 | 0 | 0 | 0 | 0
F5_Commercial_Lodging (WA)_Existing_Miscellaneous_Natural Gas_Miscellaneous_E7 | F5 | Commercial | Lodging (WA) | Existing | Miscellaneous | Natural Gas | Miscellaneous | E7 | RIM BC Ratio | 0 | 0 | 0 | 0 | 0 | 0 | 0 | 0 | 0 | 0 | 0 | 0 | 0 | 0 | 0 | 0 | 0 | 0 | 0 | 0 | 0 | 0 | 0 | 0 | 0 | 0 | 0
F5_Commercial_Lodging (WA)_Existing_Miscellaneous_Natural Gas_Miscellaneous_E8 | F5 | Commercial | Lodging (WA) | Existing | Miscellaneous | Natural Gas | Miscellaneous | E8 | RIM BC Ratio | 0 | 0 | 0 | 0 | 0 | 0 | 0 | 0 | 0 | 0 | 0 | 0 | 0 | 0 | 0 | 0 | 0 | 0 | 0 | 0 | 0 | 0 | 0 | 0 | 0 | 0 | 0
F5_Commercial_Lodging (WA)_Existing_Miscellaneous_Natural Gas_Miscellaneous_E9 | F5 | Commercial | Lodging (WA) | Existing | Miscellaneous | Natural Gas | Miscellaneous | E9 | RIM BC Ratio | 0 | 0 | 0 | 0 | 0 | 0 | 0 | 0 | 0 | 0 | 0 | 0 | 0 | 0 | 0 | 0 | 0 | 0 | 0 | 0 | 0 | 0 | 0 | 0 | 0 | 0 | 0
F5_Commercial_Lodging (WA)_Existing_Miscellaneous_Natural Gas_Miscellaneous_E10 | F5 | Commercial | Lodging (WA) | Existing | Miscellaneous | Natural Gas | Miscellaneous | E10 | RIM BC Ratio | 0 | 0 | 0 | 0 | 0 | 0 | 0 | 0 | 0 | 0 | 0 | 0 | 0 | 0 | 0 | 0 | 0 | 0 | 0 | 0 | 0 | 0 | 0 | 0 | 0 | 0 | 0
F0_Commercial_Lodging (WA)_New_Space Heating_Natural Gas_Furnace_E0 | F0 | Commercial | Lodging (WA) | New | Space Heating | Natural Gas | Furnace | E0 | Economic Unit | AFUE 96% | AFUE 96% | AFUE 96% | AFUE 96% | AFUE 96% | AFUE 96% | AFUE 96% | AFUE 96% | AFUE 96% | AFUE 96% | AFUE 96% | AFUE 96% | AFUE 96% | AFUE 96% | AFUE 96% | AFUE 96% | AFUE 96% | AFUE 96% | AFUE 96% | AFUE 96% | AFUE 96% | AFUE 96% | AFUE 96% | AFUE 96% | AFUE 96% | AFUE 96% | AFUE 96%
F1_Commercial_Lodging (WA)_New_Space Heating_Natural Gas_Furnace_E1 | F1 | Commercial | Lodging (WA) | New | Space Heating | Natural Gas | Furnace | E1 | CCE | 0 | 0 | 0 | 0 | 0 | 0 | 0 | 0 | 0 | 0 | 0 | 0 | 0 | 0 | 0 | 0 | 0 | 0 | 0 | 0 | 0 | 0 | 0 | 0 | 0 | 0 | 0
F1_Commercial_Lodging (WA)_New_Space Heating_Natural Gas_Furnace_E2 | F1 | Commercial | Lodging (WA) | New | Space Heating | Natural Gas | Furnace | E2 | CCE | 0.025018 | 0.025962 | 0.025962 | 0.025962 | 0.025962 | 0.025962 | 0.025962 | 0.025962 | 0.025962 | 0.025962 | 0.025962 | 0.025962 | 0.025962 | 0.025962 | 0.025962 | 0.025962 | 0.025962 | 0.025962 | 0.025962 | 0.025962 | 0.025962 | 0.025962 | 0.025962 | 0.025962 | 0.025962 | 0.025962 | 0.025962
F1_Commercial_Lodging (WA)_New_Space Heating_Natural Gas_Furnace_E3 | F1 | Commercial | Lodging (WA) | New | Space Heating | Natural Gas | Furnace | E3 | CCE | 0.0037369 | 0.003878 | 0.003878 | 0.003878 | 0.003878 | 0.003878 | 0.003878 | 0.003878 | 0.003878 | 0.003878 | 0.003878 | 0.003878 | 0.003878 | 0.003878 | 0.003878 | 0.003878 | 0.003878 | 0.003878 | 0.003878 | 0.003878 | 0.003878 | 0.003878 | 0.003878 | 0.003878 | 0.003878 | 0.003878 | 0.003878
F1_Commercial_Lodging (WA)_New_Space Heating_Natural Gas_Furnace_E4 | F1 | Commercial | Lodging (WA) | New | Space Heating | Natural Gas | Furnace | E4 | CCE | 0 | 0 | 0 | 0 | 0 | 0 | 0 | 0 | 0 | 0 | 0 | 0 | 0 | 0 | 0 | 0 | 0 | 0 | 0 | 0 | 0 | 0 | 0 | 0 | 0 | 0 | 0
F1_Commercial_Lodging (WA)_New_Space Heating_Natural Gas_Furnace_E5 | F1 | Commercial | Lodging (WA) | New | Space Heating | Natural Gas | Furnace | E5 | CCE | 0 | 0 | 0 | 0 | 0 | 0 | 0 | 0 | 0 | 0 | 0 | 0 | 0 | 0 | 0 | 0 | 0 | 0 | 0 | 0 | 0 | 0 | 0 | 0 | 0 | 0 | 0
F1_Commercial_Lodging (WA)_New_Space Heating_Natural Gas_Furnace_E6 | F1 | Commercial | Lodging (WA) | New | Space Heating | Natural Gas | Furnace | E6 | CCE | 0 | 0 | 0 | 0 | 0 | 0 | 0 | 0 | 0 | 0 | 0 | 0 | 0 | 0 | 0 | 0 | 0 | 0 | 0 | 0 | 0 | 0 | 0 | 0 | 0 | 0 | 0
F1_Commercial_Lodging (WA)_New_Space Heating_Natural Gas_Furnace_E7 | F1 | Commercial | Lodging (WA) | New | Space Heating | Natural Gas | Furnace | E7 | CCE | 0 | 0 | 0 | 0 | 0 | 0 | 0 | 0 | 0 | 0 | 0 | 0 | 0 | 0 | 0 | 0 | 0 | 0 | 0 | 0 | 0 | 0 | 0 | 0 | 0 | 0 | 0
F1_Commercial_Lodging (WA)_New_Space Heating_Natural Gas_Furnace_E8 | F1 | Commercial | Lodging (WA) | New | Space Heating | Natural Gas | Furnace | E8 | CCE | 0 | 0 | 0 | 0 | 0 | 0 | 0 | 0 | 0 | 0 | 0 | 0 | 0 | 0 | 0 | 0 | 0 | 0 | 0 | 0 | 0 | 0 | 0 | 0 | 0 | 0 | 0
F1_Commercial_Lodging (WA)_New_Space Heating_Natural Gas_Furnace_E9 | F1 | Commercial | Lodging (WA) | New | Space Heating | Natural Gas | Furnace | E9 | CCE | 0 | 0 | 0 | 0 | 0 | 0 | 0 | 0 | 0 | 0 | 0 | 0 | 0 | 0 | 0 | 0 | 0 | 0 | 0 | 0 | 0 | 0 | 0 | 0 | 0 | 0 | 0
F1_Commercial_Lodging (WA)_New_Space Heating_Natural Gas_Furnace_E10 | F1 | Commercial | Lodging (WA) | New | Space Heating | Natural Gas | Furnace | E10 | CCE | 0 | 0 | 0 | 0 | 0 | 0 | 0 | 0 | 0 | 0 | 0 | 0 | 0 | 0 | 0 | 0 | 0 | 0 | 0 | 0 | 0 | 0 | 0 | 0 | 0 | 0 | 0
F2_Commercial_Lodging (WA)_New_Space Heating_Natural Gas_Furnace_E1 | F2 | Commercial | Lodging (WA) | New | Space Heating | Natural Gas | Furnace | E1 | TRC BC Ratio | [24 empty] | 1 | 1 | 1 | bar: 2019 to 2042
F2_Commercial_Lodging (WA)_New_Space Heating_Natural Gas_Furnace_E2 | F2 | Commercial | Lodging (WA) | New | Space Heating | Natural Gas | Furnace | E2 | TRC BC Ratio | 0.15033 | 0.15251 | 0.15561 | 0.15914 | 0.16316 | 0.16899 | 0.17495 | 0.18127 | 0.18722 | 0.19325 | 0.19853 | 0.2033 | 0.2086 | 0.21409 | 0.21912 | 0.22404 | 0.22855 | 0.2332 | 0.23807 | 0.24307 | 0.24817 | 0.25358 | 0.25999 | 0.26551 | 0.27115 | 0.2769 | 0.28278
F2_Commercial_Lodging (WA)_New_Space Heating_Natural Gas_Furnace_E3 | F2 | Commercial | Lodging (WA) | New | Space Heating | Natural Gas | Furnace | E3 | TRC BC Ratio | 1.0064 | 1.021 | 1.0418 | 1.0654 | 1.0923 | 1.1314 | 1.1712 | 1.2135 | 1.2534 | 1.2938 | 1.3291 | 1.3611 | 1.3965 | 1.4333 | 1.467 | 1.4999 | 1.5301 | 1.5613 | 1.5938 | 1.6273 | 1.6614 | 1.6976 | 1.7406 | 1.7775 | 1.8153 | 1.8538 | 1.8932
F2_Commercial_Lodging (WA)_New_Space Heating_Natural Gas_Furnace_E4 | F2 | Commercial | Lodging (WA) | New | Space Heating | Natural Gas | Furnace | E4 | TRC BC Ratio | 0 | 0 | 0 | 0 | 0 | 0 | 0 | 0 | 0 | 0 | 0 | 0 | 0 | 0 | 0 | 0 | 0 | 0 | 0 | 0 | 0 | 0 | 0 | 0 | 0 | 0 | 0
F2_Commercial_Lodging (WA)_New_Space Heating_Natural Gas_Furnace_E5 | F2 | Commercial | Lodging (WA) | New | Space Heating | Natural Gas | Furnace | E5 | TRC BC Ratio | 0 | 0 | 0 | 0 | 0 | 0 | 0 | 0 | 0 | 0 | 0 | 0 | 0 | 0 | 0 | 0 | 0 | 0 | 0 | 0 | 0 | 0 | 0 | 0 | 0 | 0 | 0
F2_Commercial_Lodging (WA)_New_Space Heating_Natural Gas_Furnace_E6 | F2 | Commercial | Lodging (WA) | New | Space Heating | Natural Gas | Furnace | E6 | TRC BC Ratio | 0 | 0 | 0 | 0 | 0 | 0 | 0 | 0 | 0 | 0 | 0 | 0 | 0 | 0 | 0 | 0 | 0 | 0 | 0 | 0 | 0 | 0 | 0 | 0 | 0 | 0 | 0
F2_Commercial_Lodging (WA)_New_Space Heating_Natural Gas_Furnace_E7 | F2 | Commercial | Lodging (WA) | New | Space Heating | Natural Gas | Furnace | E7 | TRC BC Ratio | 0 | 0 | 0 | 0 | 0 | 0 | 0 | 0 | 0 | 0 | 0 | 0 | 0 | 0 | 0 | 0 | 0 | 0 | 0 | 0 | 0 | 0 | 0 | 0 | 0 | 0 | 0
F2_Commercial_Lodging (WA)_New_Space Heating_Natural Gas_Furnace_E8 | F2 | Commercial | Lodging (WA) | New | Space Heating | Natural Gas | Furnace | E8 | TRC BC Ratio | 0 | 0 | 0 | 0 | 0 | 0 | 0 | 0 | 0 | 0 | 0 | 0 | 0 | 0 | 0 | 0 | 0 | 0 | 0 | 0 | 0 | 0 | 0 | 0 | 0 | 0 | 0
F2_Commercial_Lodging (WA)_New_Space Heating_Natural Gas_Furnace_E9 | F2 | Commercial | Lodging (WA) | New | Space Heating | Natural Gas | Furnace | E9 | TRC BC Ratio | 0 | 0 | 0 | 0 | 0 | 0 | 0 | 0 | 0 | 0 | 0 | 0 | 0 | 0 | 0 | 0 | 0 | 0 | 0 | 0 | 0 | 0 | 0 | 0 | 0 | 0 | 0
F2_Commercial_Lodging (WA)_New_Space Heating_Natural Gas_Furnace_E10 | F2 | Commercial | Lodging (WA) | New | Space Heating | Natural Gas | Furnace | E10 | TRC BC Ratio | 0 | 0 | 0 | 0 | 0 | 0 | 0 | 0 | 0 | 0 | 0 | 0 | 0 | 0 | 0 | 0 | 0 | 0 | 0 | 0 | 0 | 0 | 0 | 0 | 0 | 0 | 0
F3_Commercial_Lodging (WA)_New_Space Heating_Natural Gas_Furnace_E1 | F3 | Commercial | Lodging (WA) | New | Space Heating | Natural Gas | Furnace | E1 | PACT BC Ratio | [24 empty] | 1 | 1 | 1 | bar: 2019 to 2042
F3_Commercial_Lodging (WA)_New_Space Heating_Natural Gas_Furnace_E2 | F3 | Commercial | Lodging (WA) | New | Space Heating | Natural Gas | Furnace | E2 | PACT BC Ratio | 0.42105 | 0.42717 | 0.43585 | 0.44575 | 0.45698 | 0.47332 | 0.49001 | 0.50771 | 0.52438 | 0.54128 | 0.55607 | 0.56943 | 0.58426 | 0.59965 | 0.61374 | 0.62752 | 0.64015 | 0.65318 | 0.66682 | 0.68082 | 0.69509 | 0.71025 | 0.72822 | 0.74368 | 0.75946 | 0.77558 | 0.79204
F3_Commercial_Lodging (WA)_New_Space Heating_Natural Gas_Furnace_E3 | F3 | Commercial | Lodging (WA) | New | Space Heating | Natural Gas | Furnace | E3 | PACT BC Ratio | 2.8188 | 2.8598 | 2.9179 | 2.9842 | 3.0594 | 3.1688 | 3.2805 | 3.399 | 3.5106 | 3.6237 | 3.7227 | 3.8122 | 3.9115 | 4.0145 | 4.1088 | 4.2011 | 4.2856 | 4.3729 | 4.4642 | 4.558 | 4.6535 | 4.7549 | 4.8753 | 4.9788 | 5.0844 | 5.1923 | 5.3026
F3_Commercial_Lodging (WA)_New_Space Heating_Natural Gas_Furnace_E4 | F3 | Commercial | Lodging (WA) | New | Space Heating | Natural Gas | Furnace | E4 | PACT BC Ratio | 0 | 0 | 0 | 0 | 0 | 0 | 0 | 0 | 0 | 0 | 0 | 0 | 0 | 0 | 0 | 0 | 0 | 0 | 0 | 0 | 0 | 0 | 0 | 0 | 0 | 0 | 0
F3_Commercial_Lodging (WA)_New_Space Heating_Natural Gas_Furnace_E5 | F3 | Commercial | Lodging (WA) | New | Space Heating | Natural Gas | Furnace | E5 | PACT BC Ratio | 0 | 0 | 0 | 0 | 0 | 0 | 0 | 0 | 0 | 0 | 0 | 0 | 0 | 0 | 0 | 0 | 0 | 0 | 0 | 0 | 0 | 0 | 0 | 0 | 0 | 0 | 0
F3_Commercial_Lodging (WA)_New_Space Heating_Natural Gas_Furnace_E6 | F3 | Commercial | Lodging (WA) | New | Space Heating | Natural Gas | Furnace | E6 | PACT BC Ratio | 0 | 0 | 0 | 0 | 0 | 0 | 0 | 0 | 0 | 0 | 0 | 0 | 0 | 0 | 0 | 0 | 0 | 0 | 0 | 0 | 0 | 0 | 0 | 0 | 0 | 0 | 0
F3_Commercial_Lodging (WA)_New_Space Heating_Natural Gas_Furnace_E7 | F3 | Commercial | Lodging (WA) | New | Space Heating | Natural Gas | Furnace | E7 | PACT BC Ratio | 0 | 0 | 0 | 0 | 0 | 0 | 0 | 0 | 0 | 0 | 0 | 0 | 0 | 0 | 0 | 0 | 0 | 0 | 0 | 0 | 0 | 0 | 0 | 0 | 0 | 0 | 0
F3_Commercial_Lodging (WA)_New_Space Heating_Natural Gas_Furnace_E8 | F3 | Commercial | Lodging (WA) | New | Space Heating | Natural Gas | Furnace | E8 | PACT BC Ratio | 0 | 0 | 0 | 0 | 0 | 0 | 0 | 0 | 0 | 0 | 0 | 0 | 0 | 0 | 0 | 0 | 0 | 0 | 0 | 0 | 0 | 0 | 0 | 0 | 0 | 0 | 0
F3_Commercial_Lodging (WA)_New_Space Heating_Natural Gas_Furnace_E9 | F3 | Commercial | Lodging (WA) | New | Space Heating | Natural Gas | Furnace | E9 | PACT BC Ratio | 0 | 0 | 0 | 0 | 0 | 0 | 0 | 0 | 0 | 0 | 0 | 0 | 0 | 0 | 0 | 0 | 0 | 0 | 0 | 0 | 0 | 0 | 0 | 0 | 0 | 0 | 0
F3_Commercial_Lodging (WA)_New_Space Heating_Natural Gas_Furnace_E10 | F3 | Commercial | Lodging (WA) | New | Space Heating | Natural Gas | Furnace | E10 | PACT BC Ratio | 0 | 0 | 0 | 0 | 0 | 0 | 0 | 0 | 0 | 0 | 0 | 0 | 0 | 0 | 0 | 0 | 0 | 0 | 0 | 0 | 0 | 0 | 0 | 0 | 0 | 0 | 0
F4_Commercial_Lodging (WA)_New_Space Heating_Natural Gas_Furnace_E1 | F4 | Commercial | Lodging (WA) | New | Space Heating | Natural Gas | Furnace | E1 | RVT BC Ratio | [24 empty] | 1 | 1 | 1 | bar: 2019 to 2042
F4_Commercial_Lodging (WA)_New_Space Heating_Natural Gas_Furnace_E2 | F4 | Commercial | Lodging (WA) | New | Space Heating | Natural Gas | Furnace | E2 | RVT BC Ratio | 0.43899 | 0.44074 | 0.44365 | 0.44702 | 0.45088 | 0.45716 | 0.46339 | 0.4699 | 0.47562 | 0.48117 | 0.48746 | 0.49295 | 0.49907 | 0.50537 | 0.51098 | 0.51636 | 0.5211 | 0.52594 | 0.53096 | 0.53604 | 0.54112 | 0.54794 | 0.55602 | 0.56298 | 0.57008 | 0.57733 | 0.58474
F4_Commercial_Lodging (WA)_New_Space Heating_Natural Gas_Furnace_E3 | F4 | Commercial | Lodging (WA) | New | Space Heating | Natural Gas | Furnace | E3 | RVT BC Ratio | 1.6381 | 1.6498 | 1.6693 | 1.6918 | 1.7177 | 1.7597 | 1.8014 | 1.845 | 1.8833 | 1.9205 | 1.9626 | 1.9993 | 2.0403 | 2.0825 | 2.12 | 2.156 | 2.1878 | 2.2202 | 2.2538 | 2.2878 | 2.3218 | 2.3675 | 2.4216 | 2.4681 | 2.5157 | 2.5642 | 2.6138
F4_Commercial_Lodging (WA)_New_Space Heating_Natural Gas_Furnace_E4 | F4 | Commercial | Lodging (WA) | New | Space Heating | Natural Gas | Furnace | E4 | RVT BC Ratio | 0 | 0 | 0 | 0 | 0 | 0 | 0 | 0 | 0 | 0 | 0 | 0 | 0 | 0 | 0 | 0 | 0 | 0 | 0 | 0 | 0 | 0 | 0 | 0 | 0 | 0 | 0
F4_Commercial_Lodging (WA)_New_Space Heating_Natural Gas_Furnace_E5 | F4 | Commercial | Lodging (WA) | New | Space Heating | Natural Gas | Furnace | E5 | RVT BC Ratio | 0 | 0 | 0 | 0 | 0 | 0 | 0 | 0 | 0 | 0 | 0 | 0 | 0 | 0 | 0 | 0 | 0 | 0 | 0 | 0 | 0 | 0 | 0 | 0 | 0 | 0 | 0
F4_Commercial_Lodging (WA)_New_Space Heating_Natural Gas_Furnace_E6 | F4 | Commercial | Lodging (WA) | New | Space Heating | Natural Gas | Furnace | E6 | RVT BC Ratio | 0 | 0 | 0 | 0 | 0 | 0 | 0 | 0 | 0 | 0 | 0 | 0 | 0 | 0 | 0 | 0 | 0 | 0 | 0 | 0 | 0 | 0 | 0 | 0 | 0 | 0 | 0
F4_Commercial_Lodging (WA)_New_Space Heating_Natural Gas_Furnace_E7 | F4 | Commercial | Lodging (WA) | New | Space Heating | Natural Gas | Furnace | E7 | RVT BC Ratio | 0 | 0 | 0 | 0 | 0 | 0 | 0 | 0 | 0 | 0 | 0 | 0 | 0 | 0 | 0 | 0 | 0 | 0 | 0 | 0 | 0 | 0 | 0 | 0 | 0 | 0 | 0
F4_Commercial_Lodging (WA)_New_Space Heating_Natural Gas_Furnace_E8 | F4 | Commercial | Lodging (WA) | New | Space Heating | Natural Gas | Furnace | E8 | RVT BC Ratio | 0 | 0 | 0 | 0 | 0 | 0 | 0 | 0 | 0 | 0 | 0 | 0 | 0 | 0 | 0 | 0 | 0 | 0 | 0 | 0 | 0 | 0 | 0 | 0 | 0 | 0 | 0
F4_Commercial_Lodging (WA)_New_Space Heating_Natural Gas_Furnace_E9 | F4 | Commercial | Lodging (WA) | New | Space Heating | Natural Gas | Furnace | E9 | RVT BC Ratio | 0 | 0 | 0 | 0 | 0 | 0 | 0 | 0 | 0 | 0 | 0 | 0 | 0 | 0 | 0 | 0 | 0 | 0 | 0 | 0 | 0 | 0 | 0 | 0 | 0 | 0 | 0
F4_Commercial_Lodging (WA)_New_Space Heating_Natural Gas_Furnace_E10 | F4 | Commercial | Lodging (WA) | New | Space Heating | Natural Gas | Furnace | E10 | RVT BC Ratio | 0 | 0 | 0 | 0 | 0 | 0 | 0 | 0 | 0 | 0 | 0 | 0 | 0 | 0 | 0 | 0 | 0 | 0 | 0 | 0 | 0 | 0 | 0 | 0 | 0 | 0 | 0
F5_Commercial_Lodging (WA)_New_Space Heating_Natural Gas_Furnace_E1 | F5 | Commercial | Lodging (WA) | New | Space Heating | Natural Gas | Furnace | E1 | RIM BC Ratio | [24 empty] | 1 | 1 | 1 | bar: 2019 to 2042
F5_Commercial_Lodging (WA)_New_Space Heating_Natural Gas_Furnace_E2 | F5 | Commercial | Lodging (WA) | New | Space Heating | Natural Gas | Furnace | E2 | RIM BC Ratio | 0.28231 | 0.28563 | 0.29011 | 0.29516 | 0.3008 | 0.30858 | 0.31646 | 0.32471 | 0.33253 | 0.34044 | 0.34655 | 0.35206 | 0.35807 | 0.36422 | 0.36984 | 0.3753 | 0.38033 | 0.38549 | 0.39084 | 0.39629 | 0.40182 | 0.40684 | 0.41268 | 0.41759 | 0.42253 | 0.42747 | 0.43242
F5_Commercial_Lodging (WA)_New_Space Heating_Natural Gas_Furnace_E3 | F5 | Commercial | Lodging (WA) | New | Space Heating | Natural Gas | Furnace | E3 | RIM BC Ratio | 0.65703 | 0.66236 | 0.66877 | 0.67581 | 0.68351 | 0.69277 | 0.70224 | 0.7121 | 0.72196 | 0.73216 | 0.73752 | 0.74262 | 0.74804 | 0.75356 | 0.75878 | 0.76396 | 0.76896 | 0.77411 | 0.77946 | 0.78495 | 0.79058 | 0.79346 | 0.79674 | 0.79945 | 0.80213 | 0.80477 | 0.80737
F5_Commercial_Lodging (WA)_New_Space Heating_Natural Gas_Furnace_E4 | F5 | Commercial | Lodging (WA) | New | Space Heating | Natural Gas | Furnace | E4 | RIM BC Ratio | 0 | 0 | 0 | 0 | 0 | 0 | 0 | 0 | 0 | 0 | 0 | 0 | 0 | 0 | 0 | 0 | 0 | 0 | 0 | 0 | 0 | 0 | 0 | 0 | 0 | 0 | 0
F5_Commercial_Lodging (WA)_New_Space Heating_Natural Gas_Furnace_E5 | F5 | Commercial | Lodging (WA) | New | Space Heating | Natural Gas | Furnace | E5 | RIM BC Ratio | 0 | 0 | 0 | 0 | 0 | 0 | 0 | 0 | 0 | 0 | 0 | 0 | 0 | 0 | 0 | 0 | 0 | 0 | 0 | 0 | 0 | 0 | 0 | 0 | 0 | 0 | 0
F5_Commercial_Lodging (WA)_New_Space Heating_Natural Gas_Furnace_E6 | F5 | Commercial | Lodging (WA) | New | Space Heating | Natural Gas | Furnace | E6 | RIM BC Ratio | 0 | 0 | 0 | 0 | 0 | 0 | 0 | 0 | 0 | 0 | 0 | 0 | 0 | 0 | 0 | 0 | 0 | 0 | 0 | 0 | 0 | 0 | 0 | 0 | 0 | 0 | 0
F5_Commercial_Lodging (WA)_New_Space Heating_Natural Gas_Furnace_E7 | F5 | Commercial | Lodging (WA) | New | Space Heating | Natural Gas | Furnace | E7 | RIM BC Ratio | 0 | 0 | 0 | 0 | 0 | 0 | 0 | 0 | 0 | 0 | 0 | 0 | 0 | 0 | 0 | 0 | 0 | 0 | 0 | 0 | 0 | 0 | 0 | 0 | 0 | 0 | 0
F5_Commercial_Lodging (WA)_New_Space Heating_Natural Gas_Furnace_E8 | F5 | Commercial | Lodging (WA) | New | Space Heating | Natural Gas | Furnace | E8 | RIM BC Ratio | 0 | 0 | 0 | 0 | 0 | 0 | 0 | 0 | 0 | 0 | 0 | 0 | 0 | 0 | 0 | 0 | 0 | 0 | 0 | 0 | 0 | 0 | 0 | 0 | 0 | 0 | 0
F5_Commercial_Lodging (WA)_New_Space Heating_Natural Gas_Furnace_E9 | F5 | Commercial | Lodging (WA) | New | Space Heating | Natural Gas | Furnace | E9 | RIM BC Ratio | 0 | 0 | 0 | 0 | 0 | 0 | 0 | 0 | 0 | 0 | 0 | 0 | 0 | 0 | 0 | 0 | 0 | 0 | 0 | 0 | 0 | 0 | 0 | 0 | 0 | 0 | 0
F5_Commercial_Lodging (WA)_New_Space Heating_Natural Gas_Furnace_E10 | F5 | Commercial | Lodging (WA) | New | Space Heating | Natural Gas | Furnace | E10 | RIM BC Ratio | 0 | 0 | 0 | 0 | 0 | 0 | 0 | 0 | 0 | 0 | 0 | 0 | 0 | 0 | 0 | 0 | 0 | 0 | 0 | 0 | 0 | 0 | 0 | 0 | 0 | 0 | 0
F0_Commercial_Lodging (WA)_New_Space Heating_Natural Gas_Boiler_E0 | F0 | Commercial | Lodging (WA) | New | Space Heating | Natural Gas | Boiler | E0 | Economic Unit | AFUE 97% | AFUE 97% | AFUE 97% | AFUE 97% | AFUE 97% | AFUE 97% | AFUE 97% | AFUE 97% | AFUE 97% | AFUE 97% | AFUE 97% | AFUE 97% | AFUE 97% | AFUE 97% | AFUE 97% | AFUE 97% | AFUE 97% | AFUE 97% | AFUE 97% | AFUE 97% | AFUE 97% | AFUE 97% | AFUE 97% | AFUE 97% | AFUE 97% | AFUE 97% | AFUE 97%
F1_Commercial_Lodging (WA)_New_Space Heating_Natural Gas_Boiler_E1 | F1 | Commercial | Lodging (WA) | New | Space Heating | Natural Gas | Boiler | E1 | CCE | 0 | 0 | 0 | 0 | 0 | 0 | 0 | 0 | 0 | 0 | 0 | 0 | 0 | 0 | 0 | 0 | 0 | 0 | 0 | 0 | 0 | 0 | 0 | 0 | 0 | 0 | 0
F1_Commercial_Lodging (WA)_New_Space Heating_Natural Gas_Boiler_E2 | F1 | Commercial | Lodging (WA) | New | Space Heating | Natural Gas | Boiler | E2 | CCE | 0.0018494 | 0.0019193 | 0.0019193 | 0.0019193 | 0.0019193 | 0.0019193 | 0.0019193 | 0.0019193 | 0.0019193 | 0.0019193 | 0.0019193 | 0.0019193 | 0.0019193 | 0.0019193 | 0.0019193 | 0.0019193 | 0.0019193 | 0.0019193 | 0.0019193 | 0.0019193 | 0.0019193 | 0.0019193 | 0.0019193 | 0.0019193 | 0.0019193 | 0.0019193 | 0.0019193
F1_Commercial_Lodging (WA)_New_Space Heating_Natural Gas_Boiler_E3 | F1 | Commercial | Lodging (WA) | New | Space Heating | Natural Gas | Boiler | E3 | CCE | -0.00040405 | -0.0004193 | -0.0004193 | -0.0004193 | -0.0004193 | -0.0004193 | -0.0004193 | -0.0004193 | -0.0004193 | -0.0004193 | -0.0004193 | -0.0004193 | -0.0004193 | -0.0004193 | -0.0004193 | -0.0004193 | -0.0004193 | -0.0004193 | -0.0004193 | -0.0004193 | -0.0004193 | -0.0004193 | -0.0004193 | -0.0004193 | -0.0004193 | -0.0004193 | -0.0004193
F1_Commercial_Lodging (WA)_New_Space Heating_Natural Gas_Boiler_E4 | F1 | Commercial | Lodging (WA) | New | Space Heating | Natural Gas | Boiler | E4 | CCE | 0.042494 | 0.044099 | 0.044099 | 0.044099 | 0.044099 | 0.044099 | 0.044099 | 0.044099 | 0.044099 | 0.044099 | 0.044099 | 0.044099 | 0.044099 | 0.044099 | 0.044099 | 0.044099 | 0.044099 | 0.044099 | 0.044099 | 0.044099 | 0.044099 | 0.044099 | 0.044099 | 0.044099 | 0.044099 | 0.044099 | 0.044099
F1_Commercial_Lodging (WA)_New_Space Heating_Natural Gas_Boiler_E5 | F1 | Commercial | Lodging (WA) | New | Space Heating | Natural Gas | Boiler | E5 | CCE | 0 | 0 | 0 | 0 | 0 | 0 | 0 | 0 | 0 | 0 | 0 | 0 | 0 | 0 | 0 | 0 | 0 | 0 | 0 | 0 | 0 | 0 | 0 | 0 | 0 | 0 | 0
F1_Commercial_Lodging (WA)_New_Space Heating_Natural Gas_Boiler_E6 | F1 | Commercial | Lodging (WA) | New | Space Heating | Natural Gas | Boiler | E6 | CCE | 0 | 0 | 0 | 0 | 0 | 0 | 0 | 0 | 0 | 0 | 0 | 0 | 0 | 0 | 0 | 0 | 0 | 0 | 0 | 0 | 0 | 0 | 0 | 0 | 0 | 0 | 0
F1_Commercial_Lodging (WA)_New_Space Heating_Natural Gas_Boiler_E7 | F1 | Commercial | Lodging (WA) | New | Space Heating | Natural Gas | Boiler | E7 | CCE | 0 | 0 | 0 | 0 | 0 | 0 | 0 | 0 | 0 | 0 | 0 | 0 | 0 | 0 | 0 | 0 | 0 | 0 | 0 | 0 | 0 | 0 | 0 | 0 | 0 | 0 | 0
F1_Commercial_Lodging (WA)_New_Space Heating_Natural Gas_Boiler_E8 | F1 | Commercial | Lodging (WA) | New | Space Heating | Natural Gas | Boiler | E8 | CCE | 0 | 0 | 0 | 0 | 0 | 0 | 0 | 0 | 0 | 0 | 0 | 0 | 0 | 0 | 0 | 0 | 0 | 0 | 0 | 0 | 0 | 0 | 0 | 0 | 0 | 0 | 0
F1_Commercial_Lodging (WA)_New_Space Heating_Natural Gas_Boiler_E9 | F1 | Commercial | Lodging (WA) | New | Space Heating | Natural Gas | Boiler | E9 | CCE | 0 | 0 | 0 | 0 | 0 | 0 | 0 | 0 | 0 | 0 | 0 | 0 | 0 | 0 | 0 | 0 | 0 | 0 | 0 | 0 | 0 | 0 | 0 | 0 | 0 | 0 | 0
F1_Commercial_Lodging (WA)_New_Space Heating_Natural Gas_Boiler_E10 | F1 | Commercial | Lodging (WA) | New | Space Heating | Natural Gas | Boiler | E10 | CCE | 0 | 0 | 0 | 0 | 0 | 0 | 0 | 0 | 0 | 0 | 0 | 0 | 0 | 0 | 0 | 0 | 0 | 0 | 0 | 0 | 0 | 0 | 0 | 0 | 0 | 0 | 0
F2_Commercial_Lodging (WA)_New_Space Heating_Natural Gas_Boiler_E1 | F2 | Commercial | Lodging (WA) | New | Space Heating | Natural Gas | Boiler | E1 | TRC BC Ratio | [24 empty] | 1 | 1 | 1 | bar: 2019 to 2042
F2_Commercial_Lodging (WA)_New_Space Heating_Natural Gas_Boiler_E2 | F2 | Commercial | Lodging (WA) | New | Space Heating | Natural Gas | Boiler | E2 | TRC BC Ratio | 2.2962 | 2.3362 | 2.3858 | 2.4396 | 2.498 | 2.5747 | 2.6529 | 2.7353 | 2.8145 | 2.895 | 2.9685 | 3.0376 | 3.1122 | 3.1888 | 3.2613 | 3.3332 | 3.4015 | 3.4718 | 3.5446 | 3.6194 | 3.6955 | 3.775 | 3.8644 | 3.9447 | 4.0258 | 4.0878 | 4.1436
F2_Commercial_Lodging (WA)_New_Space Heating_Natural Gas_Boiler_E3 | F2 | Commercial | Lodging (WA) | New | Space Heating | Natural Gas | Boiler | E3 | TRC BC Ratio | [24 empty] | 1 | 1 | 1 | bar: 2019 to 2042
F2_Commercial_Lodging (WA)_New_Space Heating_Natural Gas_Boiler_E4 | F2 | Commercial | Lodging (WA) | New | Space Heating | Natural Gas | Boiler | E4 | TRC BC Ratio | 0.11518 | 0.11753 | 0.12013 | 0.12282 | 0.12561 | 0.12882 | 0.13208 | 0.13548 | 0.13885 | 0.14229 | 0.14562 | 0.14888 | 0.15231 | 0.15578 | 0.15919 | 0.16263 | 0.16602 | 0.1695 | 0.17308 | 0.17675 | 0.18048 | 0.1843 | 0.18834 | 0.19217 | 0.19598 | 0.19776 | 0.19882
F2_Commercial_Lodging (WA)_New_Space Heating_Natural Gas_Boiler_E5 | F2 | Commercial | Lodging (WA) | New | Space Heating | Natural Gas | Boiler | E5 | TRC BC Ratio | 0 | 0 | 0 | 0 | 0 | 0 | 0 | 0 | 0 | 0 | 0 | 0 | 0 | 0 | 0 | 0 | 0 | 0 | 0 | 0 | 0 | 0 | 0 | 0 | 0 | 0 | 0
F2_Commercial_Lodging (WA)_New_Space Heating_Natural Gas_Boiler_E6 | F2 | Commercial | Lodging (WA) | New | Space Heating | Natural Gas | Boiler | E6 | TRC BC Ratio | 0 | 0 | 0 | 0 | 0 | 0 | 0 | 0 | 0 | 0 | 0 | 0 | 0 | 0 | 0 | 0 | 0 | 0 | 0 | 0 | 0 | 0 | 0 | 0 | 0 | 0 | 0
F2_Commercial_Lodging (WA)_New_Space Heating_Natural Gas_Boiler_E7 | F2 | Commercial | Lodging (WA) | New | Space Heating | Natural Gas | Boiler | E7 | TRC BC Ratio | 0 | 0 | 0 | 0 | 0 | 0 | 0 | 0 | 0 | 0 | 0 | 0 | 0 | 0 | 0 | 0 | 0 | 0 | 0 | 0 | 0 | 0 | 0 | 0 | 0 | 0 | 0
F2_Commercial_Lodging (WA)_New_Space Heating_Natural Gas_Boiler_E8 | F2 | Commercial | Lodging (WA) | New | Space Heating | Natural Gas | Boiler | E8 | TRC BC Ratio | 0 | 0 | 0 | 0 | 0 | 0 | 0 | 0 | 0 | 0 | 0 | 0 | 0 | 0 | 0 | 0 | 0 | 0 | 0 | 0 | 0 | 0 | 0 | 0 | 0 | 0 | 0
F2_Commercial_Lodging (WA)_New_Space Heating_Natural Gas_Boiler_E9 | F2 | Commercial | Lodging (WA) | New | Space Heating | Natural Gas | Boiler | E9 | TRC BC Ratio | 0 | 0 | 0 | 0 | 0 | 0 | 0 | 0 | 0 | 0 | 0 | 0 | 0 | 0 | 0 | 0 | 0 | 0 | 0 | 0 | 0 | 0 | 0 | 0 | 0 | 0 | 0
F2_Commercial_Lodging (WA)_New_Space Heating_Natural Gas_Boiler_E10 | F2 | Commercial | Lodging (WA) | New | Space Heating | Natural Gas | Boiler | E10 | TRC BC Ratio | 0 | 0 | 0 | 0 | 0 | 0 | 0 | 0 | 0 | 0 | 0 | 0 | 0 | 0 | 0 | 0 | 0 | 0 | 0 | 0 | 0 | 0 | 0 | 0 | 0 | 0 | 0
F3_Commercial_Lodging (WA)_New_Space Heating_Natural Gas_Boiler_E1 | F3 | Commercial | Lodging (WA) | New | Space Heating | Natural Gas | Boiler | E1 | PACT BC Ratio | [24 empty] | 1 | 1 | 1 | bar: 2019 to 2042
F3_Commercial_Lodging (WA)_New_Space Heating_Natural Gas_Boiler_E2 | F3 | Commercial | Lodging (WA) | New | Space Heating | Natural Gas | Boiler | E2 | PACT BC Ratio | 6.4314 | 6.5436 | 6.6823 | 6.8331 | 6.9968 | 7.2116 | 7.4306 | 7.6613 | 7.8831 | 8.1085 | 8.3146 | 8.5079 | 8.7171 | 8.9316 | 9.1346 | 9.336 | 9.5273 | 9.7241 | 9.9282 | 10.1375 | 10.3508 | 10.5733 | 10.8237 | 11.0487 | 11.2759 | 11.4496 | 11.6059
F3_Commercial_Lodging (WA)_New_Space Heating_Natural Gas_Boiler_E3 | F3 | Commercial | Lodging (WA) | New | Space Heating | Natural Gas | Boiler | E3 | PACT BC Ratio | [24 empty] | 1 | 1 | 1 | bar: 2019 to 2042
F3_Commercial_Lodging (WA)_New_Space Heating_Natural Gas_Boiler_E4 | F3 | Commercial | Lodging (WA) | New | Space Heating | Natural Gas | Boiler | E4 | PACT BC Ratio | 0.32261 | 0.3292 | 0.33647 | 0.34401 | 0.35182 | 0.36081 | 0.36995 | 0.37947 | 0.38892 | 0.39855 | 0.40786 | 0.41701 | 0.4266 | 0.43631 | 0.44587 | 0.4555 | 0.46502 | 0.47477 | 0.48479 | 0.49505 | 0.50552 | 0.51622 | 0.52753 | 0.53825 | 0.54893 | 0.55392 | 0.55687
F3_Commercial_Lodging (WA)_New_Space Heating_Natural Gas_Boiler_E5 | F3 | Commercial | Lodging (WA) | New | Space Heating | Natural Gas | Boiler | E5 | PACT BC Ratio | 0 | 0 | 0 | 0 | 0 | 0 | 0 | 0 | 0 | 0 | 0 | 0 | 0 | 0 | 0 | 0 | 0 | 0 | 0 | 0 | 0 | 0 | 0 | 0 | 0 | 0 | 0
F3_Commercial_Lodging (WA)_New_Space Heating_Natural Gas_Boiler_E6 | F3 | Commercial | Lodging (WA) | New | Space Heating | Natural Gas | Boiler | E6 | PACT BC Ratio | 0 | 0 | 0 | 0 | 0 | 0 | 0 | 0 | 0 | 0 | 0 | 0 | 0 | 0 | 0 | 0 | 0 | 0 | 0 | 0 | 0 | 0 | 0 | 0 | 0 | 0 | 0
F3_Commercial_Lodging (WA)_New_Space Heating_Natural Gas_Boiler_E7 | F3 | Commercial | Lodging (WA) | New | Space Heating | Natural Gas | Boiler | E7 | PACT BC Ratio | 0 | 0 | 0 | 0 | 0 | 0 | 0 | 0 | 0 | 0 | 0 | 0 | 0 | 0 | 0 | 0 | 0 | 0 | 0 | 0 | 0 | 0 | 0 | 0 | 0 | 0 | 0
F3_Commercial_Lodging (WA)_New_Space Heating_Natural Gas_Boiler_E8 | F3 | Commercial | Lodging (WA) | New | Space Heating | Natural Gas | Boiler | E8 | PACT BC Ratio | 0 | 0 | 0 | 0 | 0 | 0 | 0 | 0 | 0 | 0 | 0 | 0 | 0 | 0 | 0 | 0 | 0 | 0 | 0 | 0 | 0 | 0 | 0 | 0 | 0 | 0 | 0
F3_Commercial_Lodging (WA)_New_Space Heating_Natural Gas_Boiler_E9 | F3 | Commercial | Lodging (WA) | New | Space Heating | Natural Gas | Boiler | E9 | PACT BC Ratio | 0 | 0 | 0 | 0 | 0 | 0 | 0 | 0 | 0 | 0 | 0 | 0 | 0 | 0 | 0 | 0 | 0 | 0 | 0 | 0 | 0 | 0 | 0 | 0 | 0 | 0 | 0
F3_Commercial_Lodging (WA)_New_Space Heating_Natural Gas_Boiler_E10 | F3 | Commercial | Lodging (WA) | New | Space Heating | Natural Gas | Boiler | E10 | PACT BC Ratio | 0 | 0 | 0 | 0 | 0 | 0 | 0 | 0 | 0 | 0 | 0 | 0 | 0 | 0 | 0 | 0 | 0 | 0 | 0 | 0 | 0 | 0 | 0 | 0 | 0 | 0 | 0
F4_Commercial_Lodging (WA)_New_Space Heating_Natural Gas_Boiler_E1 | F4 | Commercial | Lodging (WA) | New | Space Heating | Natural Gas | Boiler | E1 | RVT BC Ratio | [24 empty] | 1 | 1 | 1 | bar: 2019 to 2042
F4_Commercial_Lodging (WA)_New_Space Heating_Natural Gas_Boiler_E2 | F4 | Commercial | Lodging (WA) | New | Space Heating | Natural Gas | Boiler | E2 | RVT BC Ratio | 3.3522 | 3.3898 | 3.4395 | 3.4938 | 3.5529 | 3.6365 | 3.7201 | 3.8076 | 3.8882 | 3.9682 | 4.0566 | 4.1385 | 4.227 | 4.3174 | 4.4015 | 4.484 | 4.5608 | 4.6392 | 4.72 | 4.802 | 4.8848 | 4.9849 | 5.0975 | 5.1987 | 5.301 | 5.3791 | 5.4494
F4_Commercial_Lodging (WA)_New_Space Heating_Natural Gas_Boiler_E3 | F4 | Commercial | Lodging (WA) | New | Space Heating | Natural Gas | Boiler | E3 | RVT BC Ratio | [24 empty] | 1 | 1 | 1 | bar: 2019 to 2042
F4_Commercial_Lodging (WA)_New_Space Heating_Natural Gas_Boiler_E4 | F4 | Commercial | Lodging (WA) | New | Space Heating | Natural Gas | Boiler | E4 | RVT BC Ratio | 0.38037 | 0.38281 | 0.38558 | 0.38845 | 0.39143 | 0.39498 | 0.39859 | 0.40235 | 0.40605 | 0.40982 | 0.41386 | 0.41786 | 0.42206 | 0.42629 | 0.43043 | 0.43458 | 0.43865 | 0.44282 | 0.44708 | 0.45143 | 0.45584 | 0.46065 | 0.46574 | 0.47056 | 0.47537 | 0.47762 | 0.47894
F4_Commercial_Lodging (WA)_New_Space Heating_Natural Gas_Boiler_E5 | F4 | Commercial | Lodging (WA) | New | Space Heating | Natural Gas | Boiler | E5 | RVT BC Ratio | 0 | 0 | 0 | 0 | 0 | 0 | 0 | 0 | 0 | 0 | 0 | 0 | 0 | 0 | 0 | 0 | 0 | 0 | 0 | 0 | 0 | 0 | 0 | 0 | 0 | 0 | 0
F4_Commercial_Lodging (WA)_New_Space Heating_Natural Gas_Boiler_E6 | F4 | Commercial | Lodging (WA) | New | Space Heating | Natural Gas | Boiler | E6 | RVT BC Ratio | 0 | 0 | 0 | 0 | 0 | 0 | 0 | 0 | 0 | 0 | 0 | 0 | 0 | 0 | 0 | 0 | 0 | 0 | 0 | 0 | 0 | 0 | 0 | 0 | 0 | 0 | 0
F4_Commercial_Lodging (WA)_New_Space Heating_Natural Gas_Boiler_E7 | F4 | Commercial | Lodging (WA) | New | Space Heating | Natural Gas | Boiler | E7 | RVT BC Ratio | 0 | 0 | 0 | 0 | 0 | 0 | 0 | 0 | 0 | 0 | 0 | 0 | 0 | 0 | 0 | 0 | 0 | 0 | 0 | 0 | 0 | 0 | 0 | 0 | 0 | 0 | 0
F4_Commercial_Lodging (WA)_New_Space Heating_Natural Gas_Boiler_E8 | F4 | Commercial | Lodging (WA) | New | Space Heating | Natural Gas | Boiler | E8 | RVT BC Ratio | 0 | 0 | 0 | 0 | 0 | 0 | 0 | 0 | 0 | 0 | 0 | 0 | 0 | 0 | 0 | 0 | 0 | 0 | 0 | 0 | 0 | 0 | 0 | 0 | 0 | 0 | 0
F4_Commercial_Lodging (WA)_New_Space Heating_Natural Gas_Boiler_E9 | F4 | Commercial | Lodging (WA) | New | Space Heating | Natural Gas | Boiler | E9 | RVT BC Ratio | 0 | 0 | 0 | 0 | 0 | 0 | 0 | 0 | 0 | 0 | 0 | 0 | 0 | 0 | 0 | 0 | 0 | 0 | 0 | 0 | 0 | 0 | 0 | 0 | 0 | 0 | 0
F4_Commercial_Lodging (WA)_New_Space Heating_Natural Gas_Boiler_E10 | F4 | Commercial | Lodging (WA) | New | Space Heating | Natural Gas | Boiler | E10 | RVT BC Ratio | 0 | 0 | 0 | 0 | 0 | 0 | 0 | 0 | 0 | 0 | 0 | 0 | 0 | 0 | 0 | 0 | 0 | 0 | 0 | 0 | 0 | 0 | 0 | 0 | 0 | 0 | 0
F5_Commercial_Lodging (WA)_New_Space Heating_Natural Gas_Boiler_E1 | F5 | Commercial | Lodging (WA) | New | Space Heating | Natural Gas | Boiler | E1 | RIM BC Ratio | [24 empty] | 1 | 1 | 1 | bar: 2019 to 2042
F5_Commercial_Lodging (WA)_New_Space Heating_Natural Gas_Boiler_E2 | F5 | Commercial | Lodging (WA) | New | Space Heating | Natural Gas | Boiler | E2 | RIM BC Ratio | 0.77571 | 0.78096 | 0.78662 | 0.79255 | 0.79875 | 0.80535 | 0.8121 | 0.81903 | 0.82613 | 0.83345 | 0.83687 | 0.84017 | 0.84361 | 0.84708 | 0.8505 | 0.85394 | 0.85738 | 0.86091 | 0.86455 | 0.86829 | 0.87214 | 0.87368 | 0.87536 | 0.8768 | 0.87821 | 0.87925 | 0.88016
F5_Commercial_Lodging (WA)_New_Space Heating_Natural Gas_Boiler_E3 | F5 | Commercial | Lodging (WA) | New | Space Heating | Natural Gas | Boiler | E3 | RIM BC Ratio | [24 empty] | 1 | 1 | 1 | bar: 2019 to 2042
F5_Commercial_Lodging (WA)_New_Space Heating_Natural Gas_Boiler_E4 | F5 | Commercial | Lodging (WA) | New | Space Heating | Natural Gas | Boiler | E4 | RIM BC Ratio | 0.23815 | 0.242 | 0.24618 | 0.25046 | 0.25486 | 0.25981 | 0.26479 | 0.2699 | 0.27493 | 0.28001 | 0.28466 | 0.28916 | 0.29382 | 0.29847 | 0.30301 | 0.30753 | 0.31195 | 0.31643 | 0.32098 | 0.32559 | 0.33023 | 0.33476 | 0.33949 | 0.34389 | 0.34822 | 0.35022 | 0.3514
F5_Commercial_Lodging (WA)_New_Space Heating_Natural Gas_Boiler_E5 | F5 | Commercial | Lodging (WA) | New | Space Heating | Natural Gas | Boiler | E5 | RIM BC Ratio | 0 | 0 | 0 | 0 | 0 | 0 | 0 | 0 | 0 | 0 | 0 | 0 | 0 | 0 | 0 | 0 | 0 | 0 | 0 | 0 | 0 | 0 | 0 | 0 | 0 | 0 | 0
F5_Commercial_Lodging (WA)_New_Space Heating_Natural Gas_Boiler_E6 | F5 | Commercial | Lodging (WA) | New | Space Heating | Natural Gas | Boiler | E6 | RIM BC Ratio | 0 | 0 | 0 | 0 | 0 | 0 | 0 | 0 | 0 | 0 | 0 | 0 | 0 | 0 | 0 | 0 | 0 | 0 | 0 | 0 | 0 | 0 | 0 | 0 | 0 | 0 | 0
F5_Commercial_Lodging (WA)_New_Space Heating_Natural Gas_Boiler_E7 | F5 | Commercial | Lodging (WA) | New | Space Heating | Natural Gas | Boiler | E7 | RIM BC Ratio | 0 | 0 | 0 | 0 | 0 | 0 | 0 | 0 | 0 | 0 | 0 | 0 | 0 | 0 | 0 | 0 | 0 | 0 | 0 | 0 | 0 | 0 | 0 | 0 | 0 | 0 | 0
F5_Commercial_Lodging (WA)_New_Space Heating_Natural Gas_Boiler_E8 | F5 | Commercial | Lodging (WA) | New | Space Heating | Natural Gas | Boiler | E8 | RIM BC Ratio | 0 | 0 | 0 | 0 | 0 | 0 | 0 | 0 | 0 | 0 | 0 | 0 | 0 | 0 | 0 | 0 | 0 | 0 | 0 | 0 | 0 | 0 | 0 | 0 | 0 | 0 | 0
F5_Commercial_Lodging (WA)_New_Space Heating_Natural Gas_Boiler_E9 | F5 | Commercial | Lodging (WA) | New | Space Heating | Natural Gas | Boiler | E9 | RIM BC Ratio | 0 | 0 | 0 | 0 | 0 | 0 | 0 | 0 | 0 | 0 | 0 | 0 | 0 | 0 | 0 | 0 | 0 | 0 | 0 | 0 | 0 | 0 | 0 | 0 | 0 | 0 | 0
F5_Commercial_Lodging (WA)_New_Space Heating_Natural Gas_Boiler_E10 | F5 | Commercial | Lodging (WA) | New | Space Heating | Natural Gas | Boiler | E10 | RIM BC Ratio | 0 | 0 | 0 | 0 | 0 | 0 | 0 | 0 | 0 | 0 | 0 | 0 | 0 | 0 | 0 | 0 | 0 | 0 | 0 | 0 | 0 | 0 | 0 | 0 | 0 | 0 | 0
F0_Commercial_Lodging (WA)_New_Space Heating_Natural Gas_Unit Heater_E0 | F0 | Commercial | Lodging (WA) | New | Space Heating | Natural Gas | Unit Heater | E0 | Economic Unit | Infrared Radiant | Infrared Radiant | Infrared Radiant | Infrared Radiant | Infrared Radiant | Infrared Radiant | Infrared Radiant | Infrared Radiant | Infrared Radiant | Infrared Radiant | Infrared Radiant | Infrared Radiant | Infrared Radiant | Infrared Radiant | Infrared Radiant | Infrared Radiant | Infrared Radiant | Infrared Radiant | Infrared Radiant | Infrared Radiant | Infrared Radiant | Infrared Radiant | Infrared Radiant | Infrared Radiant | Infrared Radiant | Infrared Radiant | Infrared Radiant
F1_Commercial_Lodging (WA)_New_Space Heating_Natural Gas_Unit Heater_E1 | F1 | Commercial | Lodging (WA) | New | Space Heating | Natural Gas | Unit Heater | E1 | CCE | 0 | 0 | 0 | 0 | 0 | 0 | 0 | 0 | 0 | 0 | 0 | 0 | 0 | 0 | 0 | 0 | 0 | 0 | 0 | 0 | 0 | 0 | 0 | 0 | 0 | 0 | 0
F1_Commercial_Lodging (WA)_New_Space Heating_Natural Gas_Unit Heater_E2 | F1 | Commercial | Lodging (WA) | New | Space Heating | Natural Gas | Unit Heater | E2 | CCE | 0.00011006 | 0.00011422 | 0.00011422 | 0.00011422 | 0.00011422 | 0.00011422 | 0.00011422 | 0.00011422 | 0.00011422 | 0.00011422 | 0.00011422 | 0.00011422 | 0.00011422 | 0.00011422 | 0.00011422 | 0.00011422 | 0.00011422 | 0.00011422 | 0.00011422 | 0.00011422 | 0.00011422 | 0.00011422 | 0.00011422 | 0.00011422 | 0.00011422 | 0.00011422 | 0.00011422
F1_Commercial_Lodging (WA)_New_Space Heating_Natural Gas_Unit Heater_E3 | F1 | Commercial | Lodging (WA) | New | Space Heating | Natural Gas | Unit Heater | E3 | CCE | 3.4544e-05 | 3.5848e-05 | 3.5848e-05 | 3.5848e-05 | 3.5848e-05 | 3.5848e-05 | 3.5848e-05 | 3.5848e-05 | 3.5848e-05 | 3.5848e-05 | 3.5848e-05 | 3.5848e-05 | 3.5848e-05 | 3.5848e-05 | 3.5848e-05 | 3.5848e-05 | 3.5848e-05 | 3.5848e-05 | 3.5848e-05 | 3.5848e-05 | 3.5848e-05 | 3.5848e-05 | 3.5848e-05 | 3.5848e-05 | 3.5848e-05 | 3.5848e-05 | 3.5848e-05
F1_Commercial_Lodging (WA)_New_Space Heating_Natural Gas_Unit Heater_E4 | F1 | Commercial | Lodging (WA) | New | Space Heating | Natural Gas | Unit Heater | E4 | CCE | 0 | 0 | 0 | 0 | 0 | 0 | 0 | 0 | 0 | 0 | 0 | 0 | 0 | 0 | 0 | 0 | 0 | 0 | 0 | 0 | 0 | 0 | 0 | 0 | 0 | 0 | 0
F1_Commercial_Lodging (WA)_New_Space Heating_Natural Gas_Unit Heater_E5 | F1 | Commercial | Lodging (WA) | New | Space Heating | Natural Gas | Unit Heater | E5 | CCE | 0 | 0 | 0 | 0 | 0 | 0 | 0 | 0 | 0 | 0 | 0 | 0 | 0 | 0 | 0 | 0 | 0 | 0 | 0 | 0 | 0 | 0 | 0 | 0 | 0 | 0 | 0
F1_Commercial_Lodging (WA)_New_Space Heating_Natural Gas_Unit Heater_E6 | F1 | Commercial | Lodging (WA) | New | Space Heating | Natural Gas | Unit Heater | E6 | CCE | 0 | 0 | 0 | 0 | 0 | 0 | 0 | 0 | 0 | 0 | 0 | 0 | 0 | 0 | 0 | 0 | 0 | 0 | 0 | 0 | 0 | 0 | 0 | 0 | 0 | 0 | 0
F1_Commercial_Lodging (WA)_New_Space Heating_Natural Gas_Unit Heater_E7 | F1 | Commercial | Lodging (WA) | New | Space Heating | Natural Gas | Unit Heater | E7 | CCE | 0 | 0 | 0 | 0 | 0 | 0 | 0 | 0 | 0 | 0 | 0 | 0 | 0 | 0 | 0 | 0 | 0 | 0 | 0 | 0 | 0 | 0 | 0 | 0 | 0 | 0 | 0
F1_Commercial_Lodging (WA)_New_Space Heating_Natural Gas_Unit Heater_E8 | F1 | Commercial | Lodging (WA) | New | Space Heating | Natural Gas | Unit Heater | E8 | CCE | 0 | 0 | 0 | 0 | 0 | 0 | 0 | 0 | 0 | 0 | 0 | 0 | 0 | 0 | 0 | 0 | 0 | 0 | 0 | 0 | 0 | 0 | 0 | 0 | 0 | 0 | 0
F1_Commercial_Lodging (WA)_New_Space Heating_Natural Gas_Unit Heater_E9 | F1 | Commercial | Lodging (WA) | New | Space Heating | Natural Gas | Unit Heater | E9 | CCE | 0 | 0 | 0 | 0 | 0 | 0 | 0 | 0 | 0 | 0 | 0 | 0 | 0 | 0 | 0 | 0 | 0 | 0 | 0 | 0 | 0 | 0 | 0 | 0 | 0 | 0 | 0
F1_Commercial_Lodging (WA)_New_Space Heating_Natural Gas_Unit Heater_E10 | F1 | Commercial | Lodging (WA) | New | Space Heating | Natural Gas | Unit Heater | E10 | CCE | 0 | 0 | 0 | 0 | 0 | 0 | 0 | 0 | 0 | 0 | 0 | 0 | 0 | 0 | 0 | 0 | 0 | 0 | 0 | 0 | 0 | 0 | 0 | 0 | 0 | 0 | 0
F2_Commercial_Lodging (WA)_New_Space Heating_Natural Gas_Unit Heater_E1 | F2 | Commercial | Lodging (WA) | New | Space Heating | Natural Gas | Unit Heater | E1 | TRC BC Ratio | [24 empty] | 1 | 1 | 1 | bar: 2019 to 2042
F2_Commercial_Lodging (WA)_New_Space Heating_Natural Gas_Unit Heater_E2 | F2 | Commercial | Lodging (WA) | New | Space Heating | Natural Gas | Unit Heater | E2 | TRC BC Ratio | 36.0177 | 36.6097 | 37.3822 | 38.2338 | 39.1715 | 40.4636 | 41.7794 | 43.1729 | 44.5062 | 45.8603 | 47.0726 | 48.1906 | 49.4145 | 50.6713 | 51.8414 | 52.9947 | 54.071 | 55.1804 | 56.3358 | 57.521 | 58.729 | 60.0037 | 61.4793 | 62.7842 | 64.1168 | 65.4777 | 66.8675
F2_Commercial_Lodging (WA)_New_Space Heating_Natural Gas_Unit Heater_E3 | F2 | Commercial | Lodging (WA) | New | Space Heating | Natural Gas | Unit Heater | E3 | TRC BC Ratio | 159.8853 | 164.0994 | 168.2287 | 172.1136 | 175.7384 | 179.0207 | 182.2834 | 185.6603 | 189.4387 | 193.3387 | 197.4946 | 201.8747 | 206.2592 | 210.463 | 214.851 | 219.3669 | 224.0637 | 228.8515 | 233.7222 | 238.6918 | 243.7689 | 248.9194 | 254.0337 | 259.4256 | 264.932 | 270.5553 | 276.2979
F2_Commercial_Lodging (WA)_New_Space Heating_Natural Gas_Unit Heater_E4 | F2 | Commercial | Lodging (WA) | New | Space Heating | Natural Gas | Unit Heater | E4 | TRC BC Ratio | 0 | 0 | 0 | 0 | 0 | 0 | 0 | 0 | 0 | 0 | 0 | 0 | 0 | 0 | 0 | 0 | 0 | 0 | 0 | 0 | 0 | 0 | 0 | 0 | 0 | 0 | 0
F2_Commercial_Lodging (WA)_New_Space Heating_Natural Gas_Unit Heater_E5 | F2 | Commercial | Lodging (WA) | New | Space Heating | Natural Gas | Unit Heater | E5 | TRC BC Ratio | 0 | 0 | 0 | 0 | 0 | 0 | 0 | 0 | 0 | 0 | 0 | 0 | 0 | 0 | 0 | 0 | 0 | 0 | 0 | 0 | 0 | 0 | 0 | 0 | 0 | 0 | 0
F2_Commercial_Lodging (WA)_New_Space Heating_Natural Gas_Unit Heater_E6 | F2 | Commercial | Lodging (WA) | New | Space Heating | Natural Gas | Unit Heater | E6 | TRC BC Ratio | 0 | 0 | 0 | 0 | 0 | 0 | 0 | 0 | 0 | 0 | 0 | 0 | 0 | 0 | 0 | 0 | 0 | 0 | 0 | 0 | 0 | 0 | 0 | 0 | 0 | 0 | 0
F2_Commercial_Lodging (WA)_New_Space Heating_Natural Gas_Unit Heater_E7 | F2 | Commercial | Lodging (WA) | New | Space Heating | Natural Gas | Unit Heater | E7 | TRC BC Ratio | 0 | 0 | 0 | 0 | 0 | 0 | 0 | 0 | 0 | 0 | 0 | 0 | 0 | 0 | 0 | 0 | 0 | 0 | 0 | 0 | 0 | 0 | 0 | 0 | 0 | 0 | 0
F2_Commercial_Lodging (WA)_New_Space Heating_Natural Gas_Unit Heater_E8 | F2 | Commercial | Lodging (WA) | New | Space Heating | Natural Gas | Unit Heater | E8 | TRC BC Ratio | 0 | 0 | 0 | 0 | 0 | 0 | 0 | 0 | 0 | 0 | 0 | 0 | 0 | 0 | 0 | 0 | 0 | 0 | 0 | 0 | 0 | 0 | 0 | 0 | 0 | 0 | 0
F2_Commercial_Lodging (WA)_New_Space Heating_Natural Gas_Unit Heater_E9 | F2 | Commercial | Lodging (WA) | New | Space Heating | Natural Gas | Unit Heater | E9 | TRC BC Ratio | 0 | 0 | 0 | 0 | 0 | 0 | 0 | 0 | 0 | 0 | 0 | 0 | 0 | 0 | 0 | 0 | 0 | 0 | 0 | 0 | 0 | 0 | 0 | 0 | 0 | 0 | 0
F2_Commercial_Lodging (WA)_New_Space Heating_Natural Gas_Unit Heater_E10 | F2 | Commercial | Lodging (WA) | New | Space Heating | Natural Gas | Unit Heater | E10 | TRC BC Ratio | 0 | 0 | 0 | 0 | 0 | 0 | 0 | 0 | 0 | 0 | 0 | 0 | 0 | 0 | 0 | 0 | 0 | 0 | 0 | 0 | 0 | 0 | 0 | 0 | 0 | 0 | 0
F3_Commercial_Lodging (WA)_New_Space Heating_Natural Gas_Unit Heater_E1 | F3 | Commercial | Lodging (WA) | New | Space Heating | Natural Gas | Unit Heater | E1 | PACT BC Ratio | [24 empty] | 1 | 1 | 1 | bar: 2019 to 2042
F3_Commercial_Lodging (WA)_New_Space Heating_Natural Gas_Unit Heater_E2 | F3 | Commercial | Lodging (WA) | New | Space Heating | Natural Gas | Unit Heater | E2 | PACT BC Ratio | 100.8824 | 102.5404 | 104.7041 | 107.0895 | 109.7158 | 113.3348 | 117.0204 | 120.9234 | 124.6578 | 128.4506 | 131.8461 | 134.9776 | 138.4055 | 141.9257 | 145.2031 | 148.4334 | 151.4479 | 154.5552 | 157.7915 | 161.1112 | 164.4947 | 168.0649 | 172.1979 | 175.8529 | 179.5854 | 183.3971 | 187.2898
F3_Commercial_Lodging (WA)_New_Space Heating_Natural Gas_Unit Heater_E3 | F3 | Commercial | Lodging (WA) | New | Space Heating | Natural Gas | Unit Heater | E3 | PACT BC Ratio | 447.8243 | 459.6276 | 471.1933 | 482.0746 | 492.2273 | 501.4209 | 510.5592 | 520.0177 | 530.6006 | 541.5242 | 553.1643 | 565.4328 | 577.7132 | 589.4878 | 601.7781 | 614.4269 | 627.582 | 640.9924 | 654.6346 | 668.554 | 682.7745 | 697.2007 | 711.5254 | 726.6277 | 742.0505 | 757.8007 | 773.8853
F3_Commercial_Lodging (WA)_New_Space Heating_Natural Gas_Unit Heater_E4 | F3 | Commercial | Lodging (WA) | New | Space Heating | Natural Gas | Unit Heater | E4 | PACT BC Ratio | 0 | 0 | 0 | 0 | 0 | 0 | 0 | 0 | 0 | 0 | 0 | 0 | 0 | 0 | 0 | 0 | 0 | 0 | 0 | 0 | 0 | 0 | 0 | 0 | 0 | 0 | 0
F3_Commercial_Lodging (WA)_New_Space Heating_Natural Gas_Unit Heater_E5 | F3 | Commercial | Lodging (WA) | New | Space Heating | Natural Gas | Unit Heater | E5 | PACT BC Ratio | 0 | 0 | 0 | 0 | 0 | 0 | 0 | 0 | 0 | 0 | 0 | 0 | 0 | 0 | 0 | 0 | 0 | 0 | 0 | 0 | 0 | 0 | 0 | 0 | 0 | 0 | 0
F3_Commercial_Lodging (WA)_New_Space Heating_Natural Gas_Unit Heater_E6 | F3 | Commercial | Lodging (WA) | New | Space Heating | Natural Gas | Unit Heater | E6 | PACT BC Ratio | 0 | 0 | 0 | 0 | 0 | 0 | 0 | 0 | 0 | 0 | 0 | 0 | 0 | 0 | 0 | 0 | 0 | 0 | 0 | 0 | 0 | 0 | 0 | 0 | 0 | 0 | 0
F3_Commercial_Lodging (WA)_New_Space Heating_Natural Gas_Unit Heater_E7 | F3 | Commercial | Lodging (WA) | New | Space Heating | Natural Gas | Unit Heater | E7 | PACT BC Ratio | 0 | 0 | 0 | 0 | 0 | 0 | 0 | 0 | 0 | 0 | 0 | 0 | 0 | 0 | 0 | 0 | 0 | 0 | 0 | 0 | 0 | 0 | 0 | 0 | 0 | 0 | 0
F3_Commercial_Lodging (WA)_New_Space Heating_Natural Gas_Unit Heater_E8 | F3 | Commercial | Lodging (WA) | New | Space Heating | Natural Gas | Unit Heater | E8 | PACT BC Ratio | 0 | 0 | 0 | 0 | 0 | 0 | 0 | 0 | 0 | 0 | 0 | 0 | 0 | 0 | 0 | 0 | 0 | 0 | 0 | 0 | 0 | 0 | 0 | 0 | 0 | 0 | 0
F3_Commercial_Lodging (WA)_New_Space Heating_Natural Gas_Unit Heater_E9 | F3 | Commercial | Lodging (WA) | New | Space Heating | Natural Gas | Unit Heater | E9 | PACT BC Ratio | 0 | 0 | 0 | 0 | 0 | 0 | 0 | 0 | 0 | 0 | 0 | 0 | 0 | 0 | 0 | 0 | 0 | 0 | 0 | 0 | 0 | 0 | 0 | 0 | 0 | 0 | 0
F3_Commercial_Lodging (WA)_New_Space Heating_Natural Gas_Unit Heater_E10 | F3 | Commercial | Lodging (WA) | New | Space Heating | Natural Gas | Unit Heater | E10 | PACT BC Ratio | 0 | 0 | 0 | 0 | 0 | 0 | 0 | 0 | 0 | 0 | 0 | 0 | 0 | 0 | 0 | 0 | 0 | 0 | 0 | 0 | 0 | 0 | 0 | 0 | 0 | 0 | 0
F4_Commercial_Lodging (WA)_New_Space Heating_Natural Gas_Unit Heater_E1 | F4 | Commercial | Lodging (WA) | New | Space Heating | Natural Gas | Unit Heater | E1 | RVT BC Ratio | [24 empty] | 1 | 1 | 1 | bar: 2019 to 2042
F4_Commercial_Lodging (WA)_New_Space Heating_Natural Gas_Unit Heater_E2 | F4 | Commercial | Lodging (WA) | New | Space Heating | Natural Gas | Unit Heater | E2 | RVT BC Ratio | 50.051 | 50.5756 | 51.3264 | 52.1544 | 53.0662 | 54.4445 | 55.8092 | 57.2437 | 58.5452 | 59.8284 | 61.2728 | 62.58 | 64.0133 | 65.4755 | 66.8077 | 68.1008 | 69.2743 | 70.4722 | 71.7102 | 72.9654 | 74.227 | 75.8331 | 77.6923 | 79.3365 | 81.0156 | 82.7303 | 84.4815
F4_Commercial_Lodging (WA)_New_Space Heating_Natural Gas_Unit Heater_E3 | F4 | Commercial | Lodging (WA) | New | Space Heating | Natural Gas | Unit Heater | E3 | RVT BC Ratio | 206.8531 | 211.6213 | 216.1917 | 220.3677 | 224.1238 | 227.32 | 230.4107 | 233.8405 | 238.0316 | 242.6608 | 247.6213 | 253.2253 | 258.8407 | 264.2391 | 269.8869 | 275.711 | 281.7817 | 287.9818 | 294.301 | 300.7621 | 307.3772 | 313.8669 | 320.3109 | 327.1047 | 334.0428 | 341.1281 | 348.3637
F4_Commercial_Lodging (WA)_New_Space Heating_Natural Gas_Unit Heater_E4 | F4 | Commercial | Lodging (WA) | New | Space Heating | Natural Gas | Unit Heater | E4 | RVT BC Ratio | 0 | 0 | 0 | 0 | 0 | 0 | 0 | 0 | 0 | 0 | 0 | 0 | 0 | 0 | 0 | 0 | 0 | 0 | 0 | 0 | 0 | 0 | 0 | 0 | 0 | 0 | 0
F4_Commercial_Lodging (WA)_New_Space Heating_Natural Gas_Unit Heater_E5 | F4 | Commercial | Lodging (WA) | New | Space Heating | Natural Gas | Unit Heater | E5 | RVT BC Ratio | 0 | 0 | 0 | 0 | 0 | 0 | 0 | 0 | 0 | 0 | 0 | 0 | 0 | 0 | 0 | 0 | 0 | 0 | 0 | 0 | 0 | 0 | 0 | 0 | 0 | 0 | 0
F4_Commercial_Lodging (WA)_New_Space Heating_Natural Gas_Unit Heater_E6 | F4 | Commercial | Lodging (WA) | New | Space Heating | Natural Gas | Unit Heater | E6 | RVT BC Ratio | 0 | 0 | 0 | 0 | 0 | 0 | 0 | 0 | 0 | 0 | 0 | 0 | 0 | 0 | 0 | 0 | 0 | 0 | 0 | 0 | 0 | 0 | 0 | 0 | 0 | 0 | 0
F4_Commercial_Lodging (WA)_New_Space Heating_Natural Gas_Unit Heater_E7 | F4 | Commercial | Lodging (WA) | New | Space Heating | Natural Gas | Unit Heater | E7 | RVT BC Ratio | 0 | 0 | 0 | 0 | 0 | 0 | 0 | 0 | 0 | 0 | 0 | 0 | 0 | 0 | 0 | 0 | 0 | 0 | 0 | 0 | 0 | 0 | 0 | 0 | 0 | 0 | 0
F4_Commercial_Lodging (WA)_New_Space Heating_Natural Gas_Unit Heater_E8 | F4 | Commercial | Lodging (WA) | New | Space Heating | Natural Gas | Unit Heater | E8 | RVT BC Ratio | 0 | 0 | 0 | 0 | 0 | 0 | 0 | 0 | 0 | 0 | 0 | 0 | 0 | 0 | 0 | 0 | 0 | 0 | 0 | 0 | 0 | 0 | 0 | 0 | 0 | 0 | 0
F4_Commercial_Lodging (WA)_New_Space Heating_Natural Gas_Unit Heater_E9 | F4 | Commercial | Lodging (WA) | New | Space Heating | Natural Gas | Unit Heater | E9 | RVT BC Ratio | 0 | 0 | 0 | 0 | 0 | 0 | 0 | 0 | 0 | 0 | 0 | 0 | 0 | 0 | 0 | 0 | 0 | 0 | 0 | 0 | 0 | 0 | 0 | 0 | 0 | 0 | 0
F4_Commercial_Lodging (WA)_New_Space Heating_Natural Gas_Unit Heater_E10 | F4 | Commercial | Lodging (WA) | New | Space Heating | Natural Gas | Unit Heater | E10 | RVT BC Ratio | 0 | 0 | 0 | 0 | 0 | 0 | 0 | 0 | 0 | 0 | 0 | 0 | 0 | 0 | 0 | 0 | 0 | 0 | 0 | 0 | 0 | 0 | 0 | 0 | 0 | 0 | 0
F5_Commercial_Lodging (WA)_New_Space Heating_Natural Gas_Unit Heater_E1 | F5 | Commercial | Lodging (WA) | New | Space Heating | Natural Gas | Unit Heater | E1 | RIM BC Ratio | [24 empty] | 1 | 1 | 1 | bar: 2019 to 2042
F5_Commercial_Lodging (WA)_New_Space Heating_Natural Gas_Unit Heater_E2 | F5 | Commercial | Lodging (WA) | New | Space Heating | Natural Gas | Unit Heater | E2 | RIM BC Ratio | 0.86011 | 0.86521 | 0.8706 | 0.87635 | 0.88247 | 0.88859 | 0.89513 | 0.90188 | 0.90914 | 0.91677 | 0.9189 | 0.92113 | 0.92344 | 0.92585 | 0.9284 | 0.93108 | 0.93395 | 0.93695 | 0.9401 | 0.94341 | 0.9469 | 0.94701 | 0.94714 | 0.94725 | 0.94736 | 0.94746 | 0.94756
F5_Commercial_Lodging (WA)_New_Space Heating_Natural Gas_Unit Heater_E3 | F5 | Commercial | Lodging (WA) | New | Space Heating | Natural Gas | Unit Heater | E3 | RIM BC Ratio | 0.92663 | 0.92965 | 0.93291 | 0.93639 | 0.9401 | 0.9442 | 0.94853 | 0.95194 | 0.95422 | 0.95531 | 0.95631 | 0.9559 | 0.95549 | 0.95506 | 0.95459 | 0.95408 | 0.95352 | 0.95295 | 0.95235 | 0.95172 | 0.95105 | 0.95108 | 0.95111 | 0.95113 | 0.95116 | 0.95119 | 0.95121
F5_Commercial_Lodging (WA)_New_Space Heating_Natural Gas_Unit Heater_E4 | F5 | Commercial | Lodging (WA) | New | Space Heating | Natural Gas | Unit Heater | E4 | RIM BC Ratio | 0 | 0 | 0 | 0 | 0 | 0 | 0 | 0 | 0 | 0 | 0 | 0 | 0 | 0 | 0 | 0 | 0 | 0 | 0 | 0 | 0 | 0 | 0 | 0 | 0 | 0 | 0
F5_Commercial_Lodging (WA)_New_Space Heating_Natural Gas_Unit Heater_E5 | F5 | Commercial | Lodging (WA) | New | Space Heating | Natural Gas | Unit Heater | E5 | RIM BC Ratio | 0 | 0 | 0 | 0 | 0 | 0 | 0 | 0 | 0 | 0 | 0 | 0 | 0 | 0 | 0 | 0 | 0 | 0 | 0 | 0 | 0 | 0 | 0 | 0 | 0 | 0 | 0
F5_Commercial_Lodging (WA)_New_Space Heating_Natural Gas_Unit Heater_E6 | F5 | Commercial | Lodging (WA) | New | Space Heating | Natural Gas | Unit Heater | E6 | RIM BC Ratio | 0 | 0 | 0 | 0 | 0 | 0 | 0 | 0 | 0 | 0 | 0 | 0 | 0 | 0 | 0 | 0 | 0 | 0 | 0 | 0 | 0 | 0 | 0 | 0 | 0 | 0 | 0
F5_Commercial_Lodging (WA)_New_Space Heating_Natural Gas_Unit Heater_E7 | F5 | Commercial | Lodging (WA) | New | Space Heating | Natural Gas | Unit Heater | E7 | RIM BC Ratio | 0 | 0 | 0 | 0 | 0 | 0 | 0 | 0 | 0 | 0 | 0 | 0 | 0 | 0 | 0 | 0 | 0 | 0 | 0 | 0 | 0 | 0 | 0 | 0 | 0 | 0 | 0
F5_Commercial_Lodging (WA)_New_Space Heating_Natural Gas_Unit Heater_E8 | F5 | Commercial | Lodging (WA) | New | Space Heating | Natural Gas | Unit Heater | E8 | RIM BC Ratio | 0 | 0 | 0 | 0 | 0 | 0 | 0 | 0 | 0 | 0 | 0 | 0 | 0 | 0 | 0 | 0 | 0 | 0 | 0 | 0 | 0 | 0 | 0 | 0 | 0 | 0 | 0
F5_Commercial_Lodging (WA)_New_Space Heating_Natural Gas_Unit Heater_E9 | F5 | Commercial | Lodging (WA) | New | Space Heating | Natural Gas | Unit Heater | E9 | RIM BC Ratio | 0 | 0 | 0 | 0 | 0 | 0 | 0 | 0 | 0 | 0 | 0 | 0 | 0 | 0 | 0 | 0 | 0 | 0 | 0 | 0 | 0 | 0 | 0 | 0 | 0 | 0 | 0
F5_Commercial_Lodging (WA)_New_Space Heating_Natural Gas_Unit Heater_E10 | F5 | Commercial | Lodging (WA) | New | Space Heating | Natural Gas | Unit Heater | E10 | RIM BC Ratio | 0 | 0 | 0 | 0 | 0 | 0 | 0 | 0 | 0 | 0 | 0 | 0 | 0 | 0 | 0 | 0 | 0 | 0 | 0 | 0 | 0 | 0 | 0 | 0 | 0 | 0 | 0
F0_Commercial_Lodging (WA)_New_Water Heating_Natural Gas_Water Heater_E0 | F0 | Commercial | Lodging (WA) | New | Water Heating | Natural Gas | Water Heater | E0 | Economic Unit | TE 0.94 | TE 0.94 | TE 0.94 | TE 0.94 | TE 0.94 | TE 0.94 | TE 0.94 | Instantaneous TE 0.94 | Gas-Fired Absorption HPWH | Gas-Fired Absorption HPWH | Gas-Fired Absorption HPWH | Gas-Fired Absorption HPWH | Gas-Fired Absorption HPWH | Gas-Fired Absorption HPWH | Gas-Fired Absorption HPWH | Gas-Fired Absorption HPWH | Gas-Fired Absorption HPWH | Gas-Fired Absorption HPWH | Gas-Fired Absorption HPWH | Gas-Fired Absorption HPWH | Gas-Fired Absorption HPWH | Gas-Fired Absorption HPWH | Gas-Fired Absorption HPWH | Gas-Fired Absorption HPWH | Gas-Fired Absorption HPWH | Gas-Fired Absorption HPWH | Gas-Fired Absorption HPWH
F1_Commercial_Lodging (WA)_New_Water Heating_Natural Gas_Water Heater_E1 | F1 | Commercial | Lodging (WA) | New | Water Heating | Natural Gas | Water Heater | E1 | CCE | 0 | 0 | 0 | 0 | 0 | 0 | 0 | 0 | 0 | 0 | 0 | 0 | 0 | 0 | 0 | 0 | 0 | 0 | 0 | 0 | 0 | 0 | 0 | 0 | 0 | 0 | 0
F1_Commercial_Lodging (WA)_New_Water Heating_Natural Gas_Water Heater_E2 | F1 | Commercial | Lodging (WA) | New | Water Heating | Natural Gas | Water Heater | E2 | CCE | 0.0018201 | 0.0018201 | 0.0018201 | 0.0018201 | 0.0018201 | 0.0018201 | 0.0018201 | 0.0018201 | 0.0018201 | 0.0018201 | 0.0018201 | 0.0018201 | 0.0018201 | 0.0018201 | 0.0018201 | 0.0018201 | 0.0018201 | 0.0018201 | 0.0018201 | 0.0018201 | 0.0018201 | 0.0018201 | 0.0018201 | 0.0018201 | 0.0018201 | 0.0018201 | 0.0018201
F1_Commercial_Lodging (WA)_New_Water Heating_Natural Gas_Water Heater_E3 | F1 | Commercial | Lodging (WA) | New | Water Heating | Natural Gas | Water Heater | E3 | CCE | 0.0032257 | 0.0032257 | 0.0032257 | 0.0032257 | 0.0032257 | 0.0032257 | 0.0032257 | 0.0032257 | 0.0032257 | 0.0032257 | 0.0032257 | 0.0032257 | 0.0032257 | 0.0032257 | 0.0032257 | 0.0032257 | 0.0032257 | 0.0032257 | 0.0032257 | 0.0032257 | 0.0032257 | 0.0032257 | 0.0032257 | 0.0032257 | 0.0032257 | 0.0032257 | 0.0032257
F1_Commercial_Lodging (WA)_New_Water Heating_Natural Gas_Water Heater_E4 | F1 | Commercial | Lodging (WA) | New | Water Heating | Natural Gas | Water Heater | E4 | CCE | 0.0032849 | 0.0032849 | 0.0032849 | 0.0032849 | 0.0032849 | 0.0032849 | 0.0032849 | 0.0032849 | 0.0032849 | 0.0032849 | 0.0032849 | 0.0032849 | 0.0032849 | 0.0032849 | 0.0032849 | 0.0032849 | 0.0032849 | 0.0032849 | 0.0032849 | 0.0032849 | 0.0032849 | 0.0032849 | 0.0032849 | 0.0032849 | 0.0032849 | 0.0032849 | 0.0032849
F1_Commercial_Lodging (WA)_New_Water Heating_Natural Gas_Water Heater_E5 | F1 | Commercial | Lodging (WA) | New | Water Heating | Natural Gas | Water Heater | E5 | CCE | 0.0047872 | 0.0047872 | 0.0047872 | 0.0047872 | 0.0047872 | 0.0047872 | 0.0047872 | 0.0047872 | 0.0047872 | 0.0047872 | 0.0047872 | 0.0047872 | 0.0047872 | 0.0047872 | 0.0047872 | 0.0047872 | 0.0047872 | 0.0047872 | 0.0047872 | 0.0047872 | 0.0047872 | 0.0047872 | 0.0047872 | 0.0047872 | 0.0047872 | 0.0047872 | 0.0047872
F1_Commercial_Lodging (WA)_New_Water Heating_Natural Gas_Water Heater_E6 | F1 | Commercial | Lodging (WA) | New | Water Heating | Natural Gas | Water Heater | E6 | CCE | 0 | 0 | 0 | 0 | 0 | 0 | 0 | 0 | 0 | 0 | 0 | 0 | 0 | 0 | 0 | 0 | 0 | 0 | 0 | 0 | 0 | 0 | 0 | 0 | 0 | 0 | 0
F1_Commercial_Lodging (WA)_New_Water Heating_Natural Gas_Water Heater_E7 | F1 | Commercial | Lodging (WA) | New | Water Heating | Natural Gas | Water Heater | E7 | CCE | 0 | 0 | 0 | 0 | 0 | 0 | 0 | 0 | 0 | 0 | 0 | 0 | 0 | 0 | 0 | 0 | 0 | 0 | 0 | 0 | 0 | 0 | 0 | 0 | 0 | 0 | 0
F1_Commercial_Lodging (WA)_New_Water Heating_Natural Gas_Water Heater_E8 | F1 | Commercial | Lodging (WA) | New | Water Heating | Natural Gas | Water Heater | E8 | CCE | 0 | 0 | 0 | 0 | 0 | 0 | 0 | 0 | 0 | 0 | 0 | 0 | 0 | 0 | 0 | 0 | 0 | 0 | 0 | 0 | 0 | 0 | 0 | 0 | 0 | 0 | 0
F1_Commercial_Lodging (WA)_New_Water Heating_Natural Gas_Water Heater_E9 | F1 | Commercial | Lodging (WA) | New | Water Heating | Natural Gas | Water Heater | E9 | CCE | 0 | 0 | 0 | 0 | 0 | 0 | 0 | 0 | 0 | 0 | 0 | 0 | 0 | 0 | 0 | 0 | 0 | 0 | 0 | 0 | 0 | 0 | 0 | 0 | 0 | 0 | 0
F1_Commercial_Lodging (WA)_New_Water Heating_Natural Gas_Water Heater_E10 | F1 | Commercial | Lodging (WA) | New | Water Heating | Natural Gas | Water Heater | E10 | CCE | 0 | 0 | 0 | 0 | 0 | 0 | 0 | 0 | 0 | 0 | 0 | 0 | 0 | 0 | 0 | 0 | 0 | 0 | 0 | 0 | 0 | 0 | 0 | 0 | 0 | 0 | 0
F2_Commercial_Lodging (WA)_New_Water Heating_Natural Gas_Water Heater_E1 | F2 | Commercial | Lodging (WA) | New | Water Heating | Natural Gas | Water Heater | E1 | TRC BC Ratio | [24 empty] | 1 | 1 | 1 | bar: 2019 to 2042
F2_Commercial_Lodging (WA)_New_Water Heating_Natural Gas_Water Heater_E2 | F2 | Commercial | Lodging (WA) | New | Water Heating | Natural Gas | Water Heater | E2 | TRC BC Ratio | 2.0371 | 2.0906 | 2.1507 | 2.2179 | 2.2928 | 2.3814 | 2.4717 | 2.5606 | 2.6461 | 2.7329 | 2.8035 | 2.8701 | 2.9414 | 3.0116 | 3.0752 | 3.1355 | 3.1905 | 3.245 | 3.3029 | 3.3597 | 3.4179 | 3.4783 | 3.5394 | 3.6022 | 3.6662 | 3.7314 | 3.7977
F2_Commercial_Lodging (WA)_New_Water Heating_Natural Gas_Water Heater_E3 | F2 | Commercial | Lodging (WA) | New | Water Heating | Natural Gas | Water Heater | E3 | TRC BC Ratio | 1.1494 | 1.1796 | 1.2135 | 1.2515 | 1.2937 | 1.3437 | 1.3946 | 1.4448 | 1.4931 | 1.542 | 1.5819 | 1.6195 | 1.6597 | 1.6993 | 1.7352 | 1.7692 | 1.8002 | 1.831 | 1.8636 | 1.8957 | 1.9285 | 1.9626 | 1.9971 | 2.0326 | 2.0687 | 2.1054 | 2.1428
F2_Commercial_Lodging (WA)_New_Water Heating_Natural Gas_Water Heater_E4 | F2 | Commercial | Lodging (WA) | New | Water Heating | Natural Gas | Water Heater | E4 | TRC BC Ratio | 0.72547 | 0.74755 | 0.77743 | 0.81648 | 0.86478 | 0.92773 | 0.99273 | 1.0559 | 1.1151 | 1.1751 | 1.2184 | 1.2569 | 1.2997 | 1.3406 | 1.3746 | 1.4046 | 1.4288 | 1.4521 | 1.4781 | 1.5025 | 1.5277 | 1.5545 | 1.5814 | 1.6095 | 1.6381 | 1.6672 | 1.6968
F2_Commercial_Lodging (WA)_New_Water Heating_Natural Gas_Water Heater_E5 | F2 | Commercial | Lodging (WA) | New | Water Heating | Natural Gas | Water Heater | E5 | TRC BC Ratio | 0.79459 | 0.81543 | 0.8384 | 0.8636 | 0.8912 | 0.92337 | 0.95604 | 0.9883 | 1.0195 | 1.0511 | 1.0772 | 1.1021 | 1.1286 | 1.1547 | 1.1787 | 1.2016 | 1.2227 | 1.2437 | 1.2658 | 1.2877 | 1.3101 | 1.3332 | 1.3567 | 1.3808 | 1.4053 | 1.4303 | 1.4557
F2_Commercial_Lodging (WA)_New_Water Heating_Natural Gas_Water Heater_E6 | F2 | Commercial | Lodging (WA) | New | Water Heating | Natural Gas | Water Heater | E6 | TRC BC Ratio | 0 | 0 | 0 | 0 | 0 | 0 | 0 | 0 | 0 | 0 | 0 | 0 | 0 | 0 | 0 | 0 | 0 | 0 | 0 | 0 | 0 | 0 | 0 | 0 | 0 | 0 | 0
F2_Commercial_Lodging (WA)_New_Water Heating_Natural Gas_Water Heater_E7 | F2 | Commercial | Lodging (WA) | New | Water Heating | Natural Gas | Water Heater | E7 | TRC BC Ratio | 0 | 0 | 0 | 0 | 0 | 0 | 0 | 0 | 0 | 0 | 0 | 0 | 0 | 0 | 0 | 0 | 0 | 0 | 0 | 0 | 0 | 0 | 0 | 0 | 0 | 0 | 0
F2_Commercial_Lodging (WA)_New_Water Heating_Natural Gas_Water Heater_E8 | F2 | Commercial | Lodging (WA) | New | Water Heating | Natural Gas | Water Heater | E8 | TRC BC Ratio | 0 | 0 | 0 | 0 | 0 | 0 | 0 | 0 | 0 | 0 | 0 | 0 | 0 | 0 | 0 | 0 | 0 | 0 | 0 | 0 | 0 | 0 | 0 | 0 | 0 | 0 | 0
F2_Commercial_Lodging (WA)_New_Water Heating_Natural Gas_Water Heater_E9 | F2 | Commercial | Lodging (WA) | New | Water Heating | Natural Gas | Water Heater | E9 | TRC BC Ratio | 0 | 0 | 0 | 0 | 0 | 0 | 0 | 0 | 0 | 0 | 0 | 0 | 0 | 0 | 0 | 0 | 0 | 0 | 0 | 0 | 0 | 0 | 0 | 0 | 0 | 0 | 0
F2_Commercial_Lodging (WA)_New_Water Heating_Natural Gas_Water Heater_E10 | F2 | Commercial | Lodging (WA) | New | Water Heating | Natural Gas | Water Heater | E10 | TRC BC Ratio | 0 | 0 | 0 | 0 | 0 | 0 | 0 | 0 | 0 | 0 | 0 | 0 | 0 | 0 | 0 | 0 | 0 | 0 | 0 | 0 | 0 | 0 | 0 | 0 | 0 | 0 | 0
F3_Commercial_Lodging (WA)_New_Water Heating_Natural Gas_Water Heater_E1 | F3 | Commercial | Lodging (WA) | New | Water Heating | Natural Gas | Water Heater | E1 | PACT BC Ratio | [24 empty] | 1 | 1 | 1 | bar: 2019 to 2042
F3_Commercial_Lodging (WA)_New_Water Heating_Natural Gas_Water Heater_E2 | F3 | Commercial | Lodging (WA) | New | Water Heating | Natural Gas | Water Heater | E2 | PACT BC Ratio | 5.0543 | 5.1871 | 5.3361 | 5.503 | 5.6889 | 5.9087 | 6.1327 | 6.3532 | 6.5654 | 6.7807 | 6.9559 | 7.1212 | 7.2982 | 7.4722 | 7.6301 | 7.7797 | 7.9161 | 8.0514 | 8.195 | 8.3358 | 8.4804 | 8.6302 | 8.7817 | 8.9377 | 9.0965 | 9.2581 | 9.4226
F3_Commercial_Lodging (WA)_New_Water Heating_Natural Gas_Water Heater_E3 | F3 | Commercial | Lodging (WA) | New | Water Heating | Natural Gas | Water Heater | E3 | PACT BC Ratio | 2.8519 | 2.9268 | 3.0109 | 3.1051 | 3.2099 | 3.334 | 3.4603 | 3.5848 | 3.7045 | 3.826 | 3.9249 | 4.0182 | 4.118 | 4.2162 | 4.3053 | 4.3897 | 4.4667 | 4.543 | 4.624 | 4.7035 | 4.785 | 4.8696 | 4.9551 | 5.0431 | 5.1327 | 5.2239 | 5.3167
F3_Commercial_Lodging (WA)_New_Water Heating_Natural Gas_Water Heater_E4 | F3 | Commercial | Lodging (WA) | New | Water Heating | Natural Gas | Water Heater | E4 | PACT BC Ratio | 1.8 | 1.8548 | 1.9289 | 2.0258 | 2.1457 | 2.3018 | 2.4631 | 2.6199 | 2.7668 | 2.9157 | 3.0229 | 3.1187 | 3.2246 | 3.3262 | 3.4105 | 3.485 | 3.5452 | 3.6029 | 3.6674 | 3.7278 | 3.7905 | 3.857 | 3.9237 | 3.9934 | 4.0644 | 4.1366 | 4.2101
F3_Commercial_Lodging (WA)_New_Water Heating_Natural Gas_Water Heater_E5 | F3 | Commercial | Lodging (WA) | New | Water Heating | Natural Gas | Water Heater | E5 | PACT BC Ratio | 1.9715 | 2.0232 | 2.0802 | 2.1427 | 2.2112 | 2.291 | 2.3721 | 2.4521 | 2.5294 | 2.6079 | 2.6728 | 2.7345 | 2.8002 | 2.8651 | 2.9246 | 2.9813 | 3.0337 | 3.0857 | 3.1407 | 3.1949 | 3.2505 | 3.3079 | 3.3661 | 3.4259 | 3.4867 | 3.5487 | 3.6117
F3_Commercial_Lodging (WA)_New_Water Heating_Natural Gas_Water Heater_E6 | F3 | Commercial | Lodging (WA) | New | Water Heating | Natural Gas | Water Heater | E6 | PACT BC Ratio | 0 | 0 | 0 | 0 | 0 | 0 | 0 | 0 | 0 | 0 | 0 | 0 | 0 | 0 | 0 | 0 | 0 | 0 | 0 | 0 | 0 | 0 | 0 | 0 | 0 | 0 | 0
F3_Commercial_Lodging (WA)_New_Water Heating_Natural Gas_Water Heater_E7 | F3 | Commercial | Lodging (WA) | New | Water Heating | Natural Gas | Water Heater | E7 | PACT BC Ratio | 0 | 0 | 0 | 0 | 0 | 0 | 0 | 0 | 0 | 0 | 0 | 0 | 0 | 0 | 0 | 0 | 0 | 0 | 0 | 0 | 0 | 0 | 0 | 0 | 0 | 0 | 0
F3_Commercial_Lodging (WA)_New_Water Heating_Natural Gas_Water Heater_E8 | F3 | Commercial | Lodging (WA) | New | Water Heating | Natural Gas | Water Heater | E8 | PACT BC Ratio | 0 | 0 | 0 | 0 | 0 | 0 | 0 | 0 | 0 | 0 | 0 | 0 | 0 | 0 | 0 | 0 | 0 | 0 | 0 | 0 | 0 | 0 | 0 | 0 | 0 | 0 | 0
F3_Commercial_Lodging (WA)_New_Water Heating_Natural Gas_Water Heater_E9 | F3 | Commercial | Lodging (WA) | New | Water Heating | Natural Gas | Water Heater | E9 | PACT BC Ratio | 0 | 0 | 0 | 0 | 0 | 0 | 0 | 0 | 0 | 0 | 0 | 0 | 0 | 0 | 0 | 0 | 0 | 0 | 0 | 0 | 0 | 0 | 0 | 0 | 0 | 0 | 0
F3_Commercial_Lodging (WA)_New_Water Heating_Natural Gas_Water Heater_E10 | F3 | Commercial | Lodging (WA) | New | Water Heating | Natural Gas | Water Heater | E10 | PACT BC Ratio | 0 | 0 | 0 | 0 | 0 | 0 | 0 | 0 | 0 | 0 | 0 | 0 | 0 | 0 | 0 | 0 | 0 | 0 | 0 | 0 | 0 | 0 | 0 | 0 | 0 | 0 | 0
F4_Commercial_Lodging (WA)_New_Water Heating_Natural Gas_Water Heater_E1 | F4 | Commercial | Lodging (WA) | New | Water Heating | Natural Gas | Water Heater | E1 | RVT BC Ratio | [24 empty] | 1 | 1 | 1 | bar: 2019 to 2042
F4_Commercial_Lodging (WA)_New_Water Heating_Natural Gas_Water Heater_E2 | F4 | Commercial | Lodging (WA) | New | Water Heating | Natural Gas | Water Heater | E2 | RVT BC Ratio | 3.1333 | 3.1906 | 3.2551 | 3.3275 | 3.4082 | 3.5058 | 3.6026 | 3.6941 | 3.7772 | 3.858 | 3.9417 | 4.0185 | 4.1005 | 4.18 | 4.2498 | 4.314 | 4.3701 | 4.4243 | 4.4814 | 4.5356 | 4.5902 | 4.6663 | 4.7432 | 4.8225 | 4.9031 | 4.9852 | 5.0687
F4_Commercial_Lodging (WA)_New_Water Heating_Natural Gas_Water Heater_E3 | F4 | Commercial | Lodging (WA) | New | Water Heating | Natural Gas | Water Heater | E3 | RVT BC Ratio | 1.8916 | 1.9239 | 1.9603 | 2.0011 | 2.0467 | 2.1017 | 2.1564 | 2.208 | 2.2549 | 2.3005 | 2.3477 | 2.391 | 2.4373 | 2.4821 | 2.5215 | 2.5578 | 2.5894 | 2.62 | 2.6522 | 2.6828 | 2.7136 | 2.7565 | 2.8 | 2.8447 | 2.8902 | 2.9365 | 2.9836
F4_Commercial_Lodging (WA)_New_Water Heating_Natural Gas_Water Heater_E4 | F4 | Commercial | Lodging (WA) | New | Water Heating | Natural Gas | Water Heater | E4 | RVT BC Ratio | 1.4191 | 1.4418 | 1.4739 | 1.5171 | 1.5715 | 1.6447 | 1.7184 | 1.7852 | 1.8411 | 1.8927 | 1.9443 | 1.9857 | 2.0317 | 2.0744 | 2.1068 | 2.133 | 2.1503 | 2.1651 | 2.1821 | 2.1955 | 2.2086 | 2.2423 | 2.2762 | 2.3116 | 2.3476 | 2.3843 | 2.4216
F4_Commercial_Lodging (WA)_New_Water Heating_Natural Gas_Water Heater_E5 | F4 | Commercial | Lodging (WA) | New | Water Heating | Natural Gas | Water Heater | E5 | RVT BC Ratio | 1.3873 | 1.41 | 1.4348 | 1.4617 | 1.4907 | 1.5255 | 1.5601 | 1.593 | 1.6232 | 1.6529 | 1.6838 | 1.7127 | 1.7434 | 1.7733 | 1.8 | 1.8248 | 1.8469 | 1.8684 | 1.8909 | 1.9125 | 1.9343 | 1.9635 | 1.993 | 2.0234 | 2.0543 | 2.0858 | 2.1178
F4_Commercial_Lodging (WA)_New_Water Heating_Natural Gas_Water Heater_E6 | F4 | Commercial | Lodging (WA) | New | Water Heating | Natural Gas | Water Heater | E6 | RVT BC Ratio | 0 | 0 | 0 | 0 | 0 | 0 | 0 | 0 | 0 | 0 | 0 | 0 | 0 | 0 | 0 | 0 | 0 | 0 | 0 | 0 | 0 | 0 | 0 | 0 | 0 | 0 | 0
F4_Commercial_Lodging (WA)_New_Water Heating_Natural Gas_Water Heater_E7 | F4 | Commercial | Lodging (WA) | New | Water Heating | Natural Gas | Water Heater | E7 | RVT BC Ratio | 0 | 0 | 0 | 0 | 0 | 0 | 0 | 0 | 0 | 0 | 0 | 0 | 0 | 0 | 0 | 0 | 0 | 0 | 0 | 0 | 0 | 0 | 0 | 0 | 0 | 0 | 0
F4_Commercial_Lodging (WA)_New_Water Heating_Natural Gas_Water Heater_E8 | F4 | Commercial | Lodging (WA) | New | Water Heating | Natural Gas | Water Heater | E8 | RVT BC Ratio | 0 | 0 | 0 | 0 | 0 | 0 | 0 | 0 | 0 | 0 | 0 | 0 | 0 | 0 | 0 | 0 | 0 | 0 | 0 | 0 | 0 | 0 | 0 | 0 | 0 | 0 | 0
F4_Commercial_Lodging (WA)_New_Water Heating_Natural Gas_Water Heater_E9 | F4 | Commercial | Lodging (WA) | New | Water Heating | Natural Gas | Water Heater | E9 | RVT BC Ratio | 0 | 0 | 0 | 0 | 0 | 0 | 0 | 0 | 0 | 0 | 0 | 0 | 0 | 0 | 0 | 0 | 0 | 0 | 0 | 0 | 0 | 0 | 0 | 0 | 0 | 0 | 0
F4_Commercial_Lodging (WA)_New_Water Heating_Natural Gas_Water Heater_E10 | F4 | Commercial | Lodging (WA) | New | Water Heating | Natural Gas | Water Heater | E10 | RVT BC Ratio | 0 | 0 | 0 | 0 | 0 | 0 | 0 | 0 | 0 | 0 | 0 | 0 | 0 | 0 | 0 | 0 | 0 | 0 | 0 | 0 | 0 | 0 | 0 | 0 | 0 | 0 | 0
F5_Commercial_Lodging (WA)_New_Water Heating_Natural Gas_Water Heater_E1 | F5 | Commercial | Lodging (WA) | New | Water Heating | Natural Gas | Water Heater | E1 | RIM BC Ratio | [24 empty] | 1 | 1 | 1 | bar: 2019 to 2042
F5_Commercial_Lodging (WA)_New_Water Heating_Natural Gas_Water Heater_E2 | F5 | Commercial | Lodging (WA) | New | Water Heating | Natural Gas | Water Heater | E2 | RIM BC Ratio | 0.73335 | 0.7399 | 0.74695 | 0.75451 | 0.76254 | 0.77116 | 0.78 | 0.78906 | 0.79839 | 0.80814 | 0.81226 | 0.81644 | 0.82077 | 0.8251 | 0.82931 | 0.83353 | 0.83774 | 0.84209 | 0.84664 | 0.85133 | 0.85622 | 0.85773 | 0.8592 | 0.86067 | 0.86212 | 0.86355 | 0.86496
F5_Commercial_Lodging (WA)_New_Water Heating_Natural Gas_Water Heater_E3 | F5 | Commercial | Lodging (WA) | New | Water Heating | Natural Gas | Water Heater | E3 | RIM BC Ratio | 0.65946 | 0.66648 | 0.67408 | 0.68227 | 0.69101 | 0.70055 | 0.71024 | 0.72 | 0.72985 | 0.74003 | 0.74507 | 0.75003 | 0.75518 | 0.76026 | 0.76509 | 0.76983 | 0.77445 | 0.77915 | 0.78408 | 0.78909 | 0.79429 | 0.79659 | 0.79884 | 0.8011 | 0.80332 | 0.80552 | 0.8077
F5_Commercial_Lodging (WA)_New_Water Heating_Natural Gas_Water Heater_E4 | F5 | Commercial | Lodging (WA) | New | Water Heating | Natural Gas | Water Heater | E4 | RIM BC Ratio | 0.53768 | 0.54639 | 0.55733 | 0.57058 | 0.58579 | 0.6035 | 0.62096 | 0.6383 | 0.65559 | 0.67385 | 0.68182 | 0.69008 | 0.69883 | 0.70732 | 0.71504 | 0.72247 | 0.72952 | 0.73676 | 0.74459 | 0.75263 | 0.76114 | 0.76378 | 0.76636 | 0.76899 | 0.77158 | 0.77415 | 0.77668
F5_Commercial_Lodging (WA)_New_Water Heating_Natural Gas_Water Heater_E5 | F5 | Commercial | Lodging (WA) | New | Water Heating | Natural Gas | Water Heater | E5 | RIM BC Ratio | 0.60071 | 0.60777 | 0.61542 | 0.62366 | 0.63252 | 0.64215 | 0.65183 | 0.66145 | 0.67099 | 0.68072 | 0.6862 | 0.69145 | 0.69688 | 0.70222 | 0.70724 | 0.71212 | 0.71681 | 0.72154 | 0.72648 | 0.73145 | 0.73657 | 0.73948 | 0.74235 | 0.74521 | 0.74805 | 0.75087 | 0.75365
F5_Commercial_Lodging (WA)_New_Water Heating_Natural Gas_Water Heater_E6 | F5 | Commercial | Lodging (WA) | New | Water Heating | Natural Gas | Water Heater | E6 | RIM BC Ratio | 0 | 0 | 0 | 0 | 0 | 0 | 0 | 0 | 0 | 0 | 0 | 0 | 0 | 0 | 0 | 0 | 0 | 0 | 0 | 0 | 0 | 0 | 0 | 0 | 0 | 0 | 0
F5_Commercial_Lodging (WA)_New_Water Heating_Natural Gas_Water Heater_E7 | F5 | Commercial | Lodging (WA) | New | Water Heating | Natural Gas | Water Heater | E7 | RIM BC Ratio | 0 | 0 | 0 | 0 | 0 | 0 | 0 | 0 | 0 | 0 | 0 | 0 | 0 | 0 | 0 | 0 | 0 | 0 | 0 | 0 | 0 | 0 | 0 | 0 | 0 | 0 | 0
F5_Commercial_Lodging (WA)_New_Water Heating_Natural Gas_Water Heater_E8 | F5 | Commercial | Lodging (WA) | New | Water Heating | Natural Gas | Water Heater | E8 | RIM BC Ratio | 0 | 0 | 0 | 0 | 0 | 0 | 0 | 0 | 0 | 0 | 0 | 0 | 0 | 0 | 0 | 0 | 0 | 0 | 0 | 0 | 0 | 0 | 0 | 0 | 0 | 0 | 0
F5_Commercial_Lodging (WA)_New_Water Heating_Natural Gas_Water Heater_E9 | F5 | Commercial | Lodging (WA) | New | Water Heating | Natural Gas | Water Heater | E9 | RIM BC Ratio | 0 | 0 | 0 | 0 | 0 | 0 | 0 | 0 | 0 | 0 | 0 | 0 | 0 | 0 | 0 | 0 | 0 | 0 | 0 | 0 | 0 | 0 | 0 | 0 | 0 | 0 | 0
F5_Commercial_Lodging (WA)_New_Water Heating_Natural Gas_Water Heater_E10 | F5 | Commercial | Lodging (WA) | New | Water Heating | Natural Gas | Water Heater | E10 | RIM BC Ratio | 0 | 0 | 0 | 0 | 0 | 0 | 0 | 0 | 0 | 0 | 0 | 0 | 0 | 0 | 0 | 0 | 0 | 0 | 0 | 0 | 0 | 0 | 0 | 0 | 0 | 0 | 0
F0_Commercial_Lodging (WA)_New_Food Preparation_Natural Gas_Oven_E0 | F0 | Commercial | Lodging (WA) | New | Food Preparation | Natural Gas | Oven | E0 | Economic Unit | ENERGY STAR (>42% Baking Efficiency) | ENERGY STAR (>42% Baking Efficiency) | ENERGY STAR (>42% Baking Efficiency) | ENERGY STAR (>42% Baking Efficiency) | ENERGY STAR (>42% Baking Efficiency) | ENERGY STAR (>42% Baking Efficiency) | ENERGY STAR (>42% Baking Efficiency) | ENERGY STAR (>42% Baking Efficiency) | ENERGY STAR (>42% Baking Efficiency) | ENERGY STAR (>42% Baking Efficiency) | ENERGY STAR (>42% Baking Efficiency) | ENERGY STAR (>42% Baking Efficiency) | ENERGY STAR (>42% Baking Efficiency) | ENERGY STAR (>42% Baking Efficiency) | ENERGY STAR (>42% Baking Efficiency) | ENERGY STAR (>42% Baking Efficiency) | ENERGY STAR (>42% Baking Efficiency) | ENERGY STAR (>42% Baking Efficiency) | ENERGY STAR (>42% Baking Efficiency) | ENERGY STAR (>42% Baking Efficiency) | ENERGY STAR (>42% Baking Efficiency) | ENERGY STAR (>42% Baking Efficiency) | ENERGY STAR (>42% Baking Efficiency) | ENERGY STAR (>42% Baking Efficiency) | ENERGY STAR (>42% Baking Efficiency) | ENERGY STAR (>42% Baking Efficiency) | ENERGY STAR (>42% Baking Efficiency)
F1_Commercial_Lodging (WA)_New_Food Preparation_Natural Gas_Oven_E1 | F1 | Commercial | Lodging (WA) | New | Food Preparation | Natural Gas | Oven | E1 | CCE | 0 | 0 | 0 | 0 | 0 | 0 | 0 | 0 | 0 | 0 | 0 | 0 | 0 | 0 | 0 | 0 | 0 | 0 | 0 | 0 | 0 | 0 | 0 | 0 | 0 | 0 | 0
F1_Commercial_Lodging (WA)_New_Food Preparation_Natural Gas_Oven_E2 | F1 | Commercial | Lodging (WA) | New | Food Preparation | Natural Gas | Oven | E2 | CCE | 0.00013181 | 0.00013181 | 0.00013181 | 0.00013181 | 0.00013181 | 0.00013181 | 0.00013181 | 0.00013181 | 0.00013181 | 0.00013181 | 0.00013181 | 0.00013181 | 0.00013181 | 0.00013181 | 0.00013181 | 0.00013181 | 0.00013181 | 0.00013181 | 0.00013181 | 0.00013181 | 0.00013181 | 0.00013181 | 0.00013181 | 0.00013181 | 0.00013181 | 0.00013181 | 0.00013181
F1_Commercial_Lodging (WA)_New_Food Preparation_Natural Gas_Oven_E3 | F1 | Commercial | Lodging (WA) | New | Food Preparation | Natural Gas | Oven | E3 | CCE | 0 | 0 | 0 | 0 | 0 | 0 | 0 | 0 | 0 | 0 | 0 | 0 | 0 | 0 | 0 | 0 | 0 | 0 | 0 | 0 | 0 | 0 | 0 | 0 | 0 | 0 | 0
F1_Commercial_Lodging (WA)_New_Food Preparation_Natural Gas_Oven_E4 | F1 | Commercial | Lodging (WA) | New | Food Preparation | Natural Gas | Oven | E4 | CCE | 0 | 0 | 0 | 0 | 0 | 0 | 0 | 0 | 0 | 0 | 0 | 0 | 0 | 0 | 0 | 0 | 0 | 0 | 0 | 0 | 0 | 0 | 0 | 0 | 0 | 0 | 0
F1_Commercial_Lodging (WA)_New_Food Preparation_Natural Gas_Oven_E5 | F1 | Commercial | Lodging (WA) | New | Food Preparation | Natural Gas | Oven | E5 | CCE | 0 | 0 | 0 | 0 | 0 | 0 | 0 | 0 | 0 | 0 | 0 | 0 | 0 | 0 | 0 | 0 | 0 | 0 | 0 | 0 | 0 | 0 | 0 | 0 | 0 | 0 | 0
F1_Commercial_Lodging (WA)_New_Food Preparation_Natural Gas_Oven_E6 | F1 | Commercial | Lodging (WA) | New | Food Preparation | Natural Gas | Oven | E6 | CCE | 0 | 0 | 0 | 0 | 0 | 0 | 0 | 0 | 0 | 0 | 0 | 0 | 0 | 0 | 0 | 0 | 0 | 0 | 0 | 0 | 0 | 0 | 0 | 0 | 0 | 0 | 0
F1_Commercial_Lodging (WA)_New_Food Preparation_Natural Gas_Oven_E7 | F1 | Commercial | Lodging (WA) | New | Food Preparation | Natural Gas | Oven | E7 | CCE | 0 | 0 | 0 | 0 | 0 | 0 | 0 | 0 | 0 | 0 | 0 | 0 | 0 | 0 | 0 | 0 | 0 | 0 | 0 | 0 | 0 | 0 | 0 | 0 | 0 | 0 | 0
F1_Commercial_Lodging (WA)_New_Food Preparation_Natural Gas_Oven_E8 | F1 | Commercial | Lodging (WA) | New | Food Preparation | Natural Gas | Oven | E8 | CCE | 0 | 0 | 0 | 0 | 0 | 0 | 0 | 0 | 0 | 0 | 0 | 0 | 0 | 0 | 0 | 0 | 0 | 0 | 0 | 0 | 0 | 0 | 0 | 0 | 0 | 0 | 0
F1_Commercial_Lodging (WA)_New_Food Preparation_Natural Gas_Oven_E9 | F1 | Commercial | Lodging (WA) | New | Food Preparation | Natural Gas | Oven | E9 | CCE | 0 | 0 | 0 | 0 | 0 | 0 | 0 | 0 | 0 | 0 | 0 | 0 | 0 | 0 | 0 | 0 | 0 | 0 | 0 | 0 | 0 | 0 | 0 | 0 | 0 | 0 | 0
F1_Commercial_Lodging (WA)_New_Food Preparation_Natural Gas_Oven_E10 | F1 | Commercial | Lodging (WA) | New | Food Preparation | Natural Gas | Oven | E10 | CCE | 0 | 0 | 0 | 0 | 0 | 0 | 0 | 0 | 0 | 0 | 0 | 0 | 0 | 0 | 0 | 0 | 0 | 0 | 0 | 0 | 0 | 0 | 0 | 0 | 0 | 0 | 0
F2_Commercial_Lodging (WA)_New_Food Preparation_Natural Gas_Oven_E1 | F2 | Commercial | Lodging (WA) | New | Food Preparation | Natural Gas | Oven | E1 | TRC BC Ratio | [24 empty] | 1 | 1 | 1 | bar: 2019 to 2042
F2_Commercial_Lodging (WA)_New_Food Preparation_Natural Gas_Oven_E2 | F2 | Commercial | Lodging (WA) | New | Food Preparation | Natural Gas | Oven | E2 | TRC BC Ratio | 26.3115 | 26.9189 | 27.683 | 28.5844 | 29.6325 | 30.9545 | 32.3314 | 33.7042 | 35.0284 | 36.3708 | 37.4185 | 38.3931 | 39.4438 | 40.4674 | 41.3701 | 42.2059 | 42.943 | 43.6676 | 44.4469 | 45.2025 | 45.9798 | 46.7904 | 47.6088 | 48.4546 | 49.3154 | 50.1916 | 51.0833
F2_Commercial_Lodging (WA)_New_Food Preparation_Natural Gas_Oven_E3 | F2 | Commercial | Lodging (WA) | New | Food Preparation | Natural Gas | Oven | E3 | TRC BC Ratio | 0 | 0 | 0 | 0 | 0 | 0 | 0 | 0 | 0 | 0 | 0 | 0 | 0 | 0 | 0 | 0 | 0 | 0 | 0 | 0 | 0 | 0 | 0 | 0 | 0 | 0 | 0
F2_Commercial_Lodging (WA)_New_Food Preparation_Natural Gas_Oven_E4 | F2 | Commercial | Lodging (WA) | New | Food Preparation | Natural Gas | Oven | E4 | TRC BC Ratio | 0 | 0 | 0 | 0 | 0 | 0 | 0 | 0 | 0 | 0 | 0 | 0 | 0 | 0 | 0 | 0 | 0 | 0 | 0 | 0 | 0 | 0 | 0 | 0 | 0 | 0 | 0
F2_Commercial_Lodging (WA)_New_Food Preparation_Natural Gas_Oven_E5 | F2 | Commercial | Lodging (WA) | New | Food Preparation | Natural Gas | Oven | E5 | TRC BC Ratio | 0 | 0 | 0 | 0 | 0 | 0 | 0 | 0 | 0 | 0 | 0 | 0 | 0 | 0 | 0 | 0 | 0 | 0 | 0 | 0 | 0 | 0 | 0 | 0 | 0 | 0 | 0
F2_Commercial_Lodging (WA)_New_Food Preparation_Natural Gas_Oven_E6 | F2 | Commercial | Lodging (WA) | New | Food Preparation | Natural Gas | Oven | E6 | TRC BC Ratio | 0 | 0 | 0 | 0 | 0 | 0 | 0 | 0 | 0 | 0 | 0 | 0 | 0 | 0 | 0 | 0 | 0 | 0 | 0 | 0 | 0 | 0 | 0 | 0 | 0 | 0 | 0
F2_Commercial_Lodging (WA)_New_Food Preparation_Natural Gas_Oven_E7 | F2 | Commercial | Lodging (WA) | New | Food Preparation | Natural Gas | Oven | E7 | TRC BC Ratio | 0 | 0 | 0 | 0 | 0 | 0 | 0 | 0 | 0 | 0 | 0 | 0 | 0 | 0 | 0 | 0 | 0 | 0 | 0 | 0 | 0 | 0 | 0 | 0 | 0 | 0 | 0
F2_Commercial_Lodging (WA)_New_Food Preparation_Natural Gas_Oven_E8 | F2 | Commercial | Lodging (WA) | New | Food Preparation | Natural Gas | Oven | E8 | TRC BC Ratio | 0 | 0 | 0 | 0 | 0 | 0 | 0 | 0 | 0 | 0 | 0 | 0 | 0 | 0 | 0 | 0 | 0 | 0 | 0 | 0 | 0 | 0 | 0 | 0 | 0 | 0 | 0
F2_Commercial_Lodging (WA)_New_Food Preparation_Natural Gas_Oven_E9 | F2 | Commercial | Lodging (WA) | New | Food Preparation | Natural Gas | Oven | E9 | TRC BC Ratio | 0 | 0 | 0 | 0 | 0 | 0 | 0 | 0 | 0 | 0 | 0 | 0 | 0 | 0 | 0 | 0 | 0 | 0 | 0 | 0 | 0 | 0 | 0 | 0 | 0 | 0 | 0
F2_Commercial_Lodging (WA)_New_Food Preparation_Natural Gas_Oven_E10 | F2 | Commercial | Lodging (WA) | New | Food Preparation | Natural Gas | Oven | E10 | TRC BC Ratio | 0 | 0 | 0 | 0 | 0 | 0 | 0 | 0 | 0 | 0 | 0 | 0 | 0 | 0 | 0 | 0 | 0 | 0 | 0 | 0 | 0 | 0 | 0 | 0 | 0 | 0 | 0
F3_Commercial_Lodging (WA)_New_Food Preparation_Natural Gas_Oven_E1 | F3 | Commercial | Lodging (WA) | New | Food Preparation | Natural Gas | Oven | E1 | PACT BC Ratio | [24 empty] | 1 | 1 | 1 | bar: 2019 to 2042
F3_Commercial_Lodging (WA)_New_Food Preparation_Natural Gas_Oven_E2 | F3 | Commercial | Lodging (WA) | New | Food Preparation | Natural Gas | Oven | E2 | PACT BC Ratio | 53.0273 | 54.2514 | 55.7913 | 57.6079 | 59.7203 | 62.3845 | 65.1595 | 67.9263 | 70.595 | 73.3004 | 75.4119 | 77.376 | 79.4936 | 81.5565 | 83.3757 | 85.0603 | 86.5459 | 88.0061 | 89.5767 | 91.0995 | 92.666 | 94.2997 | 95.949 | 97.6536 | 99.3885 | 101.1543 | 102.9514
F3_Commercial_Lodging (WA)_New_Food Preparation_Natural Gas_Oven_E3 | F3 | Commercial | Lodging (WA) | New | Food Preparation | Natural Gas | Oven | E3 | PACT BC Ratio | 0 | 0 | 0 | 0 | 0 | 0 | 0 | 0 | 0 | 0 | 0 | 0 | 0 | 0 | 0 | 0 | 0 | 0 | 0 | 0 | 0 | 0 | 0 | 0 | 0 | 0 | 0
F3_Commercial_Lodging (WA)_New_Food Preparation_Natural Gas_Oven_E4 | F3 | Commercial | Lodging (WA) | New | Food Preparation | Natural Gas | Oven | E4 | PACT BC Ratio | 0 | 0 | 0 | 0 | 0 | 0 | 0 | 0 | 0 | 0 | 0 | 0 | 0 | 0 | 0 | 0 | 0 | 0 | 0 | 0 | 0 | 0 | 0 | 0 | 0 | 0 | 0
F3_Commercial_Lodging (WA)_New_Food Preparation_Natural Gas_Oven_E5 | F3 | Commercial | Lodging (WA) | New | Food Preparation | Natural Gas | Oven | E5 | PACT BC Ratio | 0 | 0 | 0 | 0 | 0 | 0 | 0 | 0 | 0 | 0 | 0 | 0 | 0 | 0 | 0 | 0 | 0 | 0 | 0 | 0 | 0 | 0 | 0 | 0 | 0 | 0 | 0
F3_Commercial_Lodging (WA)_New_Food Preparation_Natural Gas_Oven_E6 | F3 | Commercial | Lodging (WA) | New | Food Preparation | Natural Gas | Oven | E6 | PACT BC Ratio | 0 | 0 | 0 | 0 | 0 | 0 | 0 | 0 | 0 | 0 | 0 | 0 | 0 | 0 | 0 | 0 | 0 | 0 | 0 | 0 | 0 | 0 | 0 | 0 | 0 | 0 | 0
F3_Commercial_Lodging (WA)_New_Food Preparation_Natural Gas_Oven_E7 | F3 | Commercial | Lodging (WA) | New | Food Preparation | Natural Gas | Oven | E7 | PACT BC Ratio | 0 | 0 | 0 | 0 | 0 | 0 | 0 | 0 | 0 | 0 | 0 | 0 | 0 | 0 | 0 | 0 | 0 | 0 | 0 | 0 | 0 | 0 | 0 | 0 | 0 | 0 | 0
F3_Commercial_Lodging (WA)_New_Food Preparation_Natural Gas_Oven_E8 | F3 | Commercial | Lodging (WA) | New | Food Preparation | Natural Gas | Oven | E8 | PACT BC Ratio | 0 | 0 | 0 | 0 | 0 | 0 | 0 | 0 | 0 | 0 | 0 | 0 | 0 | 0 | 0 | 0 | 0 | 0 | 0 | 0 | 0 | 0 | 0 | 0 | 0 | 0 | 0
F3_Commercial_Lodging (WA)_New_Food Preparation_Natural Gas_Oven_E9 | F3 | Commercial | Lodging (WA) | New | Food Preparation | Natural Gas | Oven | E9 | PACT BC Ratio | 0 | 0 | 0 | 0 | 0 | 0 | 0 | 0 | 0 | 0 | 0 | 0 | 0 | 0 | 0 | 0 | 0 | 0 | 0 | 0 | 0 | 0 | 0 | 0 | 0 | 0 | 0
F3_Commercial_Lodging (WA)_New_Food Preparation_Natural Gas_Oven_E10 | F3 | Commercial | Lodging (WA) | New | Food Preparation | Natural Gas | Oven | E10 | PACT BC Ratio | 0 | 0 | 0 | 0 | 0 | 0 | 0 | 0 | 0 | 0 | 0 | 0 | 0 | 0 | 0 | 0 | 0 | 0 | 0 | 0 | 0 | 0 | 0 | 0 | 0 | 0 | 0
F4_Commercial_Lodging (WA)_New_Food Preparation_Natural Gas_Oven_E1 | F4 | Commercial | Lodging (WA) | New | Food Preparation | Natural Gas | Oven | E1 | RVT BC Ratio | [24 empty] | 1 | 1 | 1 | bar: 2019 to 2042
F4_Commercial_Lodging (WA)_New_Food Preparation_Natural Gas_Oven_E2 | F4 | Commercial | Lodging (WA) | New | Food Preparation | Natural Gas | Oven | E2 | RVT BC Ratio | 37.955 | 38.5802 | 39.3421 | 40.2681 | 41.3698 | 42.8259 | 44.3196 | 45.7646 | 47.0947 | 48.372 | 49.6842 | 50.8562 | 52.0788 | 53.2087 | 54.1604 | 55.0038 | 55.6954 | 56.3472 | 57.0466 | 57.6882 | 58.33 | 59.3513 | 60.3825 | 61.4482 | 62.5329 | 63.6368 | 64.7604
F4_Commercial_Lodging (WA)_New_Food Preparation_Natural Gas_Oven_E3 | F4 | Commercial | Lodging (WA) | New | Food Preparation | Natural Gas | Oven | E3 | RVT BC Ratio | 0 | 0 | 0 | 0 | 0 | 0 | 0 | 0 | 0 | 0 | 0 | 0 | 0 | 0 | 0 | 0 | 0 | 0 | 0 | 0 | 0 | 0 | 0 | 0 | 0 | 0 | 0
F4_Commercial_Lodging (WA)_New_Food Preparation_Natural Gas_Oven_E4 | F4 | Commercial | Lodging (WA) | New | Food Preparation | Natural Gas | Oven | E4 | RVT BC Ratio | 0 | 0 | 0 | 0 | 0 | 0 | 0 | 0 | 0 | 0 | 0 | 0 | 0 | 0 | 0 | 0 | 0 | 0 | 0 | 0 | 0 | 0 | 0 | 0 | 0 | 0 | 0
F4_Commercial_Lodging (WA)_New_Food Preparation_Natural Gas_Oven_E5 | F4 | Commercial | Lodging (WA) | New | Food Preparation | Natural Gas | Oven | E5 | RVT BC Ratio | 0 | 0 | 0 | 0 | 0 | 0 | 0 | 0 | 0 | 0 | 0 | 0 | 0 | 0 | 0 | 0 | 0 | 0 | 0 | 0 | 0 | 0 | 0 | 0 | 0 | 0 | 0
F4_Commercial_Lodging (WA)_New_Food Preparation_Natural Gas_Oven_E6 | F4 | Commercial | Lodging (WA) | New | Food Preparation | Natural Gas | Oven | E6 | RVT BC Ratio | 0 | 0 | 0 | 0 | 0 | 0 | 0 | 0 | 0 | 0 | 0 | 0 | 0 | 0 | 0 | 0 | 0 | 0 | 0 | 0 | 0 | 0 | 0 | 0 | 0 | 0 | 0
F4_Commercial_Lodging (WA)_New_Food Preparation_Natural Gas_Oven_E7 | F4 | Commercial | Lodging (WA) | New | Food Preparation | Natural Gas | Oven | E7 | RVT BC Ratio | 0 | 0 | 0 | 0 | 0 | 0 | 0 | 0 | 0 | 0 | 0 | 0 | 0 | 0 | 0 | 0 | 0 | 0 | 0 | 0 | 0 | 0 | 0 | 0 | 0 | 0 | 0
F4_Commercial_Lodging (WA)_New_Food Preparation_Natural Gas_Oven_E8 | F4 | Commercial | Lodging (WA) | New | Food Preparation | Natural Gas | Oven | E8 | RVT BC Ratio | 0 | 0 | 0 | 0 | 0 | 0 | 0 | 0 | 0 | 0 | 0 | 0 | 0 | 0 | 0 | 0 | 0 | 0 | 0 | 0 | 0 | 0 | 0 | 0 | 0 | 0 | 0
F4_Commercial_Lodging (WA)_New_Food Preparation_Natural Gas_Oven_E9 | F4 | Commercial | Lodging (WA) | New | Food Preparation | Natural Gas | Oven | E9 | RVT BC Ratio | 0 | 0 | 0 | 0 | 0 | 0 | 0 | 0 | 0 | 0 | 0 | 0 | 0 | 0 | 0 | 0 | 0 | 0 | 0 | 0 | 0 | 0 | 0 | 0 | 0 | 0 | 0
F4_Commercial_Lodging (WA)_New_Food Preparation_Natural Gas_Oven_E10 | F4 | Commercial | Lodging (WA) | New | Food Preparation | Natural Gas | Oven | E10 | RVT BC Ratio | 0 | 0 | 0 | 0 | 0 | 0 | 0 | 0 | 0 | 0 | 0 | 0 | 0 | 0 | 0 | 0 | 0 | 0 | 0 | 0 | 0 | 0 | 0 | 0 | 0 | 0 | 0
F5_Commercial_Lodging (WA)_New_Food Preparation_Natural Gas_Oven_E1 | F5 | Commercial | Lodging (WA) | New | Food Preparation | Natural Gas | Oven | E1 | RIM BC Ratio | [24 empty] | 1 | 1 | 1 | bar: 2019 to 2042
F5_Commercial_Lodging (WA)_New_Food Preparation_Natural Gas_Oven_E2 | F5 | Commercial | Lodging (WA) | New | Food Preparation | Natural Gas | Oven | E2 | RIM BC Ratio | 0.82751 | 0.83297 | 0.84011 | 0.84761 | 0.85541 | 0.86333 | 0.87147 | 0.87992 | 0.88877 | 0.89856 | 0.90013 | 0.90237 | 0.90539 | 0.90923 | 0.91324 | 0.91746 | 0.92193 | 0.92668 | 0.93169 | 0.93703 | 0.94269 | 0.94286 | 0.94302 | 0.94318 | 0.94334 | 0.9435 | 0.94365
F5_Commercial_Lodging (WA)_New_Food Preparation_Natural Gas_Oven_E3 | F5 | Commercial | Lodging (WA) | New | Food Preparation | Natural Gas | Oven | E3 | RIM BC Ratio | 0 | 0 | 0 | 0 | 0 | 0 | 0 | 0 | 0 | 0 | 0 | 0 | 0 | 0 | 0 | 0 | 0 | 0 | 0 | 0 | 0 | 0 | 0 | 0 | 0 | 0 | 0
F5_Commercial_Lodging (WA)_New_Food Preparation_Natural Gas_Oven_E4 | F5 | Commercial | Lodging (WA) | New | Food Preparation | Natural Gas | Oven | E4 | RIM BC Ratio | 0 | 0 | 0 | 0 | 0 | 0 | 0 | 0 | 0 | 0 | 0 | 0 | 0 | 0 | 0 | 0 | 0 | 0 | 0 | 0 | 0 | 0 | 0 | 0 | 0 | 0 | 0
F5_Commercial_Lodging (WA)_New_Food Preparation_Natural Gas_Oven_E5 | F5 | Commercial | Lodging (WA) | New | Food Preparation | Natural Gas | Oven | E5 | RIM BC Ratio | 0 | 0 | 0 | 0 | 0 | 0 | 0 | 0 | 0 | 0 | 0 | 0 | 0 | 0 | 0 | 0 | 0 | 0 | 0 | 0 | 0 | 0 | 0 | 0 | 0 | 0 | 0
F5_Commercial_Lodging (WA)_New_Food Preparation_Natural Gas_Oven_E6 | F5 | Commercial | Lodging (WA) | New | Food Preparation | Natural Gas | Oven | E6 | RIM BC Ratio | 0 | 0 | 0 | 0 | 0 | 0 | 0 | 0 | 0 | 0 | 0 | 0 | 0 | 0 | 0 | 0 | 0 | 0 | 0 | 0 | 0 | 0 | 0 | 0 | 0 | 0 | 0
F5_Commercial_Lodging (WA)_New_Food Preparation_Natural Gas_Oven_E7 | F5 | Commercial | Lodging (WA) | New | Food Preparation | Natural Gas | Oven | E7 | RIM BC Ratio | 0 | 0 | 0 | 0 | 0 | 0 | 0 | 0 | 0 | 0 | 0 | 0 | 0 | 0 | 0 | 0 | 0 | 0 | 0 | 0 | 0 | 0 | 0 | 0 | 0 | 0 | 0
F5_Commercial_Lodging (WA)_New_Food Preparation_Natural Gas_Oven_E8 | F5 | Commercial | Lodging (WA) | New | Food Preparation | Natural Gas | Oven | E8 | RIM BC Ratio | 0 | 0 | 0 | 0 | 0 | 0 | 0 | 0 | 0 | 0 | 0 | 0 | 0 | 0 | 0 | 0 | 0 | 0 | 0 | 0 | 0 | 0 | 0 | 0 | 0 | 0 | 0
F5_Commercial_Lodging (WA)_New_Food Preparation_Natural Gas_Oven_E9 | F5 | Commercial | Lodging (WA) | New | Food Preparation | Natural Gas | Oven | E9 | RIM BC Ratio | 0 | 0 | 0 | 0 | 0 | 0 | 0 | 0 | 0 | 0 | 0 | 0 | 0 | 0 | 0 | 0 | 0 | 0 | 0 | 0 | 0 | 0 | 0 | 0 | 0 | 0 | 0
F5_Commercial_Lodging (WA)_New_Food Preparation_Natural Gas_Oven_E10 | F5 | Commercial | Lodging (WA) | New | Food Preparation | Natural Gas | Oven | E10 | RIM BC Ratio | 0 | 0 | 0 | 0 | 0 | 0 | 0 | 0 | 0 | 0 | 0 | 0 | 0 | 0 | 0 | 0 | 0 | 0 | 0 | 0 | 0 | 0 | 0 | 0 | 0 | 0 | 0
F0_Commercial_Lodging (WA)_New_Food Preparation_Natural Gas_Conveyor Oven_E0 | F0 | Commercial | Lodging (WA) | New | Food Preparation | Natural Gas | Conveyor Oven | E0 | Economic Unit | ENERGY STAR (>42% Baking Efficiency) | ENERGY STAR (>42% Baking Efficiency) | ENERGY STAR (>42% Baking Efficiency) | ENERGY STAR (>42% Baking Efficiency) | ENERGY STAR (>42% Baking Efficiency) | ENERGY STAR (>42% Baking Efficiency) | ENERGY STAR (>42% Baking Efficiency) | ENERGY STAR (>42% Baking Efficiency) | ENERGY STAR (>42% Baking Efficiency) | ENERGY STAR (>42% Baking Efficiency) | ENERGY STAR (>42% Baking Efficiency) | ENERGY STAR (>42% Baking Efficiency) | ENERGY STAR (>42% Baking Efficiency) | ENERGY STAR (>42% Baking Efficiency) | ENERGY STAR (>42% Baking Efficiency) | ENERGY STAR (>42% Baking Efficiency) | ENERGY STAR (>42% Baking Efficiency) | ENERGY STAR (>42% Baking Efficiency) | ENERGY STAR (>42% Baking Efficiency) | ENERGY STAR (>42% Baking Efficiency) | ENERGY STAR (>42% Baking Efficiency) | ENERGY STAR (>42% Baking Efficiency) | ENERGY STAR (>42% Baking Efficiency) | ENERGY STAR (>42% Baking Efficiency) | ENERGY STAR (>42% Baking Efficiency) | ENERGY STAR (>42% Baking Efficiency) | ENERGY STAR (>42% Baking Efficiency)
F1_Commercial_Lodging (WA)_New_Food Preparation_Natural Gas_Conveyor Oven_E1 | F1 | Commercial | Lodging (WA) | New | Food Preparation | Natural Gas | Conveyor Oven | E1 | CCE | 0 | 0 | 0 | 0 | 0 | 0 | 0 | 0 | 0 | 0 | 0 | 0 | 0 | 0 | 0 | 0 | 0 | 0 | 0 | 0 | 0 | 0 | 0 | 0 | 0 | 0 | 0
F1_Commercial_Lodging (WA)_New_Food Preparation_Natural Gas_Conveyor Oven_E2 | F1 | Commercial | Lodging (WA) | New | Food Preparation | Natural Gas | Conveyor Oven | E2 | CCE | 0.00020614 | 0.00020614 | 0.00020614 | 0.00020614 | 0.00020614 | 0.00020614 | 0.00020614 | 0.00020614 | 0.00020614 | 0.00020614 | 0.00020614 | 0.00020614 | 0.00020614 | 0.00020614 | 0.00020614 | 0.00020614 | 0.00020614 | 0.00020614 | 0.00020614 | 0.00020614 | 0.00020614 | 0.00020614 | 0.00020614 | 0.00020614 | 0.00020614 | 0.00020614 | 0.00020614
F1_Commercial_Lodging (WA)_New_Food Preparation_Natural Gas_Conveyor Oven_E3 | F1 | Commercial | Lodging (WA) | New | Food Preparation | Natural Gas | Conveyor Oven | E3 | CCE | 0 | 0 | 0 | 0 | 0 | 0 | 0 | 0 | 0 | 0 | 0 | 0 | 0 | 0 | 0 | 0 | 0 | 0 | 0 | 0 | 0 | 0 | 0 | 0 | 0 | 0 | 0
F1_Commercial_Lodging (WA)_New_Food Preparation_Natural Gas_Conveyor Oven_E4 | F1 | Commercial | Lodging (WA) | New | Food Preparation | Natural Gas | Conveyor Oven | E4 | CCE | 0 | 0 | 0 | 0 | 0 | 0 | 0 | 0 | 0 | 0 | 0 | 0 | 0 | 0 | 0 | 0 | 0 | 0 | 0 | 0 | 0 | 0 | 0 | 0 | 0 | 0 | 0
F1_Commercial_Lodging (WA)_New_Food Preparation_Natural Gas_Conveyor Oven_E5 | F1 | Commercial | Lodging (WA) | New | Food Preparation | Natural Gas | Conveyor Oven | E5 | CCE | 0 | 0 | 0 | 0 | 0 | 0 | 0 | 0 | 0 | 0 | 0 | 0 | 0 | 0 | 0 | 0 | 0 | 0 | 0 | 0 | 0 | 0 | 0 | 0 | 0 | 0 | 0
F1_Commercial_Lodging (WA)_New_Food Preparation_Natural Gas_Conveyor Oven_E6 | F1 | Commercial | Lodging (WA) | New | Food Preparation | Natural Gas | Conveyor Oven | E6 | CCE | 0 | 0 | 0 | 0 | 0 | 0 | 0 | 0 | 0 | 0 | 0 | 0 | 0 | 0 | 0 | 0 | 0 | 0 | 0 | 0 | 0 | 0 | 0 | 0 | 0 | 0 | 0
F1_Commercial_Lodging (WA)_New_Food Preparation_Natural Gas_Conveyor Oven_E7 | F1 | Commercial | Lodging (WA) | New | Food Preparation | Natural Gas | Conveyor Oven | E7 | CCE | 0 | 0 | 0 | 0 | 0 | 0 | 0 | 0 | 0 | 0 | 0 | 0 | 0 | 0 | 0 | 0 | 0 | 0 | 0 | 0 | 0 | 0 | 0 | 0 | 0 | 0 | 0
F1_Commercial_Lodging (WA)_New_Food Preparation_Natural Gas_Conveyor Oven_E8 | F1 | Commercial | Lodging (WA) | New | Food Preparation | Natural Gas | Conveyor Oven | E8 | CCE | 0 | 0 | 0 | 0 | 0 | 0 | 0 | 0 | 0 | 0 | 0 | 0 | 0 | 0 | 0 | 0 | 0 | 0 | 0 | 0 | 0 | 0 | 0 | 0 | 0 | 0 | 0
F1_Commercial_Lodging (WA)_New_Food Preparation_Natural Gas_Conveyor Oven_E9 | F1 | Commercial | Lodging (WA) | New | Food Preparation | Natural Gas | Conveyor Oven | E9 | CCE | 0 | 0 | 0 | 0 | 0 | 0 | 0 | 0 | 0 | 0 | 0 | 0 | 0 | 0 | 0 | 0 | 0 | 0 | 0 | 0 | 0 | 0 | 0 | 0 | 0 | 0 | 0
F1_Commercial_Lodging (WA)_New_Food Preparation_Natural Gas_Conveyor Oven_E10 | F1 | Commercial | Lodging (WA) | New | Food Preparation | Natural Gas | Conveyor Oven | E10 | CCE | 0 | 0 | 0 | 0 | 0 | 0 | 0 | 0 | 0 | 0 | 0 | 0 | 0 | 0 | 0 | 0 | 0 | 0 | 0 | 0 | 0 | 0 | 0 | 0 | 0 | 0 | 0
F2_Commercial_Lodging (WA)_New_Food Preparation_Natural Gas_Conveyor Oven_E1 | F2 | Commercial | Lodging (WA) | New | Food Preparation | Natural Gas | Conveyor Oven | E1 | TRC BC Ratio | [24 empty] | 1 | 1 | 1 | bar: 2019 to 2042
F2_Commercial_Lodging (WA)_New_Food Preparation_Natural Gas_Conveyor Oven_E2 | F2 | Commercial | Lodging (WA) | New | Food Preparation | Natural Gas | Conveyor Oven | E2 | TRC BC Ratio | 18.6106 | 19.11 | 19.6588 | 20.2601 | 20.9187 | 21.686 | 22.4642 | 23.232 | 23.9727 | 24.7243 | 25.3443 | 25.9328 | 26.5605 | 27.1795 | 27.7461 | 28.2853 | 28.782 | 29.2757 | 29.7974 | 30.3112 | 30.8378 | 31.3828 | 31.9345 | 32.5018 | 33.0792 | 33.6669 | 34.265
F2_Commercial_Lodging (WA)_New_Food Preparation_Natural Gas_Conveyor Oven_E3 | F2 | Commercial | Lodging (WA) | New | Food Preparation | Natural Gas | Conveyor Oven | E3 | TRC BC Ratio | 0 | 0 | 0 | 0 | 0 | 0 | 0 | 0 | 0 | 0 | 0 | 0 | 0 | 0 | 0 | 0 | 0 | 0 | 0 | 0 | 0 | 0 | 0 | 0 | 0 | 0 | 0
F2_Commercial_Lodging (WA)_New_Food Preparation_Natural Gas_Conveyor Oven_E4 | F2 | Commercial | Lodging (WA) | New | Food Preparation | Natural Gas | Conveyor Oven | E4 | TRC BC Ratio | 0 | 0 | 0 | 0 | 0 | 0 | 0 | 0 | 0 | 0 | 0 | 0 | 0 | 0 | 0 | 0 | 0 | 0 | 0 | 0 | 0 | 0 | 0 | 0 | 0 | 0 | 0
F2_Commercial_Lodging (WA)_New_Food Preparation_Natural Gas_Conveyor Oven_E5 | F2 | Commercial | Lodging (WA) | New | Food Preparation | Natural Gas | Conveyor Oven | E5 | TRC BC Ratio | 0 | 0 | 0 | 0 | 0 | 0 | 0 | 0 | 0 | 0 | 0 | 0 | 0 | 0 | 0 | 0 | 0 | 0 | 0 | 0 | 0 | 0 | 0 | 0 | 0 | 0 | 0
F2_Commercial_Lodging (WA)_New_Food Preparation_Natural Gas_Conveyor Oven_E6 | F2 | Commercial | Lodging (WA) | New | Food Preparation | Natural Gas | Conveyor Oven | E6 | TRC BC Ratio | 0 | 0 | 0 | 0 | 0 | 0 | 0 | 0 | 0 | 0 | 0 | 0 | 0 | 0 | 0 | 0 | 0 | 0 | 0 | 0 | 0 | 0 | 0 | 0 | 0 | 0 | 0
F2_Commercial_Lodging (WA)_New_Food Preparation_Natural Gas_Conveyor Oven_E7 | F2 | Commercial | Lodging (WA) | New | Food Preparation | Natural Gas | Conveyor Oven | E7 | TRC BC Ratio | 0 | 0 | 0 | 0 | 0 | 0 | 0 | 0 | 0 | 0 | 0 | 0 | 0 | 0 | 0 | 0 | 0 | 0 | 0 | 0 | 0 | 0 | 0 | 0 | 0 | 0 | 0
F2_Commercial_Lodging (WA)_New_Food Preparation_Natural Gas_Conveyor Oven_E8 | F2 | Commercial | Lodging (WA) | New | Food Preparation | Natural Gas | Conveyor Oven | E8 | TRC BC Ratio | 0 | 0 | 0 | 0 | 0 | 0 | 0 | 0 | 0 | 0 | 0 | 0 | 0 | 0 | 0 | 0 | 0 | 0 | 0 | 0 | 0 | 0 | 0 | 0 | 0 | 0 | 0
F2_Commercial_Lodging (WA)_New_Food Preparation_Natural Gas_Conveyor Oven_E9 | F2 | Commercial | Lodging (WA) | New | Food Preparation | Natural Gas | Conveyor Oven | E9 | TRC BC Ratio | 0 | 0 | 0 | 0 | 0 | 0 | 0 | 0 | 0 | 0 | 0 | 0 | 0 | 0 | 0 | 0 | 0 | 0 | 0 | 0 | 0 | 0 | 0 | 0 | 0 | 0 | 0
F2_Commercial_Lodging (WA)_New_Food Preparation_Natural Gas_Conveyor Oven_E10 | F2 | Commercial | Lodging (WA) | New | Food Preparation | Natural Gas | Conveyor Oven | E10 | TRC BC Ratio | 0 | 0 | 0 | 0 | 0 | 0 | 0 | 0 | 0 | 0 | 0 | 0 | 0 | 0 | 0 | 0 | 0 | 0 | 0 | 0 | 0 | 0 | 0 | 0 | 0 | 0 | 0
F3_Commercial_Lodging (WA)_New_Food Preparation_Natural Gas_Conveyor Oven_E1 | F3 | Commercial | Lodging (WA) | New | Food Preparation | Natural Gas | Conveyor Oven | E1 | PACT BC Ratio | [24 empty] | 1 | 1 | 1 | bar: 2019 to 2042
F3_Commercial_Lodging (WA)_New_Food Preparation_Natural Gas_Conveyor Oven_E2 | F3 | Commercial | Lodging (WA) | New | Food Preparation | Natural Gas | Conveyor Oven | E2 | PACT BC Ratio | 37.5071 | 38.5136 | 39.6197 | 40.8314 | 42.1588 | 43.7052 | 45.2736 | 46.821 | 48.3138 | 49.8285 | 51.078 | 52.2641 | 53.529 | 54.7766 | 55.9184 | 57.0051 | 58.0061 | 59.0012 | 60.0526 | 61.088 | 62.1495 | 63.2478 | 64.3595 | 65.5029 | 66.6667 | 67.8511 | 69.0565
F3_Commercial_Lodging (WA)_New_Food Preparation_Natural Gas_Conveyor Oven_E3 | F3 | Commercial | Lodging (WA) | New | Food Preparation | Natural Gas | Conveyor Oven | E3 | PACT BC Ratio | 0 | 0 | 0 | 0 | 0 | 0 | 0 | 0 | 0 | 0 | 0 | 0 | 0 | 0 | 0 | 0 | 0 | 0 | 0 | 0 | 0 | 0 | 0 | 0 | 0 | 0 | 0
F3_Commercial_Lodging (WA)_New_Food Preparation_Natural Gas_Conveyor Oven_E4 | F3 | Commercial | Lodging (WA) | New | Food Preparation | Natural Gas | Conveyor Oven | E4 | PACT BC Ratio | 0 | 0 | 0 | 0 | 0 | 0 | 0 | 0 | 0 | 0 | 0 | 0 | 0 | 0 | 0 | 0 | 0 | 0 | 0 | 0 | 0 | 0 | 0 | 0 | 0 | 0 | 0
F3_Commercial_Lodging (WA)_New_Food Preparation_Natural Gas_Conveyor Oven_E5 | F3 | Commercial | Lodging (WA) | New | Food Preparation | Natural Gas | Conveyor Oven | E5 | PACT BC Ratio | 0 | 0 | 0 | 0 | 0 | 0 | 0 | 0 | 0 | 0 | 0 | 0 | 0 | 0 | 0 | 0 | 0 | 0 | 0 | 0 | 0 | 0 | 0 | 0 | 0 | 0 | 0
F3_Commercial_Lodging (WA)_New_Food Preparation_Natural Gas_Conveyor Oven_E6 | F3 | Commercial | Lodging (WA) | New | Food Preparation | Natural Gas | Conveyor Oven | E6 | PACT BC Ratio | 0 | 0 | 0 | 0 | 0 | 0 | 0 | 0 | 0 | 0 | 0 | 0 | 0 | 0 | 0 | 0 | 0 | 0 | 0 | 0 | 0 | 0 | 0 | 0 | 0 | 0 | 0
F3_Commercial_Lodging (WA)_New_Food Preparation_Natural Gas_Conveyor Oven_E7 | F3 | Commercial | Lodging (WA) | New | Food Preparation | Natural Gas | Conveyor Oven | E7 | PACT BC Ratio | 0 | 0 | 0 | 0 | 0 | 0 | 0 | 0 | 0 | 0 | 0 | 0 | 0 | 0 | 0 | 0 | 0 | 0 | 0 | 0 | 0 | 0 | 0 | 0 | 0 | 0 | 0
F3_Commercial_Lodging (WA)_New_Food Preparation_Natural Gas_Conveyor Oven_E8 | F3 | Commercial | Lodging (WA) | New | Food Preparation | Natural Gas | Conveyor Oven | E8 | PACT BC Ratio | 0 | 0 | 0 | 0 | 0 | 0 | 0 | 0 | 0 | 0 | 0 | 0 | 0 | 0 | 0 | 0 | 0 | 0 | 0 | 0 | 0 | 0 | 0 | 0 | 0 | 0 | 0
F3_Commercial_Lodging (WA)_New_Food Preparation_Natural Gas_Conveyor Oven_E9 | F3 | Commercial | Lodging (WA) | New | Food Preparation | Natural Gas | Conveyor Oven | E9 | PACT BC Ratio | 0 | 0 | 0 | 0 | 0 | 0 | 0 | 0 | 0 | 0 | 0 | 0 | 0 | 0 | 0 | 0 | 0 | 0 | 0 | 0 | 0 | 0 | 0 | 0 | 0 | 0 | 0
F3_Commercial_Lodging (WA)_New_Food Preparation_Natural Gas_Conveyor Oven_E10 | F3 | Commercial | Lodging (WA) | New | Food Preparation | Natural Gas | Conveyor Oven | E10 | PACT BC Ratio | 0 | 0 | 0 | 0 | 0 | 0 | 0 | 0 | 0 | 0 | 0 | 0 | 0 | 0 | 0 | 0 | 0 | 0 | 0 | 0 | 0 | 0 | 0 | 0 | 0 | 0 | 0
F4_Commercial_Lodging (WA)_New_Food Preparation_Natural Gas_Conveyor Oven_E1 | F4 | Commercial | Lodging (WA) | New | Food Preparation | Natural Gas | Conveyor Oven | E1 | RVT BC Ratio | [24 empty] | 1 | 1 | 1 | bar: 2019 to 2042
F4_Commercial_Lodging (WA)_New_Food Preparation_Natural Gas_Conveyor Oven_E2 | F4 | Commercial | Lodging (WA) | New | Food Preparation | Natural Gas | Conveyor Oven | E2 | RVT BC Ratio | 26.2846 | 26.8379 | 27.4397 | 28.0919 | 28.799 | 29.6319 | 30.447 | 31.2229 | 31.9341 | 32.6333 | 33.3641 | 34.0463 | 34.7724 | 35.4791 | 36.1077 | 36.6908 | 37.2077 | 37.71 | 38.2377 | 38.7425 | 39.2511 | 39.9378 | 40.6328 | 41.3477 | 42.0753 | 42.8157 | 43.5694
F4_Commercial_Lodging (WA)_New_Food Preparation_Natural Gas_Conveyor Oven_E3 | F4 | Commercial | Lodging (WA) | New | Food Preparation | Natural Gas | Conveyor Oven | E3 | RVT BC Ratio | 0 | 0 | 0 | 0 | 0 | 0 | 0 | 0 | 0 | 0 | 0 | 0 | 0 | 0 | 0 | 0 | 0 | 0 | 0 | 0 | 0 | 0 | 0 | 0 | 0 | 0 | 0
F4_Commercial_Lodging (WA)_New_Food Preparation_Natural Gas_Conveyor Oven_E4 | F4 | Commercial | Lodging (WA) | New | Food Preparation | Natural Gas | Conveyor Oven | E4 | RVT BC Ratio | 0 | 0 | 0 | 0 | 0 | 0 | 0 | 0 | 0 | 0 | 0 | 0 | 0 | 0 | 0 | 0 | 0 | 0 | 0 | 0 | 0 | 0 | 0 | 0 | 0 | 0 | 0
F4_Commercial_Lodging (WA)_New_Food Preparation_Natural Gas_Conveyor Oven_E5 | F4 | Commercial | Lodging (WA) | New | Food Preparation | Natural Gas | Conveyor Oven | E5 | RVT BC Ratio | 0 | 0 | 0 | 0 | 0 | 0 | 0 | 0 | 0 | 0 | 0 | 0 | 0 | 0 | 0 | 0 | 0 | 0 | 0 | 0 | 0 | 0 | 0 | 0 | 0 | 0 | 0
F4_Commercial_Lodging (WA)_New_Food Preparation_Natural Gas_Conveyor Oven_E6 | F4 | Commercial | Lodging (WA) | New | Food Preparation | Natural Gas | Conveyor Oven | E6 | RVT BC Ratio | 0 | 0 | 0 | 0 | 0 | 0 | 0 | 0 | 0 | 0 | 0 | 0 | 0 | 0 | 0 | 0 | 0 | 0 | 0 | 0 | 0 | 0 | 0 | 0 | 0 | 0 | 0
F4_Commercial_Lodging (WA)_New_Food Preparation_Natural Gas_Conveyor Oven_E7 | F4 | Commercial | Lodging (WA) | New | Food Preparation | Natural Gas | Conveyor Oven | E7 | RVT BC Ratio | 0 | 0 | 0 | 0 | 0 | 0 | 0 | 0 | 0 | 0 | 0 | 0 | 0 | 0 | 0 | 0 | 0 | 0 | 0 | 0 | 0 | 0 | 0 | 0 | 0 | 0 | 0
F4_Commercial_Lodging (WA)_New_Food Preparation_Natural Gas_Conveyor Oven_E8 | F4 | Commercial | Lodging (WA) | New | Food Preparation | Natural Gas | Conveyor Oven | E8 | RVT BC Ratio | 0 | 0 | 0 | 0 | 0 | 0 | 0 | 0 | 0 | 0 | 0 | 0 | 0 | 0 | 0 | 0 | 0 | 0 | 0 | 0 | 0 | 0 | 0 | 0 | 0 | 0 | 0
F4_Commercial_Lodging (WA)_New_Food Preparation_Natural Gas_Conveyor Oven_E9 | F4 | Commercial | Lodging (WA) | New | Food Preparation | Natural Gas | Conveyor Oven | E9 | RVT BC Ratio | 0 | 0 | 0 | 0 | 0 | 0 | 0 | 0 | 0 | 0 | 0 | 0 | 0 | 0 | 0 | 0 | 0 | 0 | 0 | 0 | 0 | 0 | 0 | 0 | 0 | 0 | 0
F4_Commercial_Lodging (WA)_New_Food Preparation_Natural Gas_Conveyor Oven_E10 | F4 | Commercial | Lodging (WA) | New | Food Preparation | Natural Gas | Conveyor Oven | E10 | RVT BC Ratio | 0 | 0 | 0 | 0 | 0 | 0 | 0 | 0 | 0 | 0 | 0 | 0 | 0 | 0 | 0 | 0 | 0 | 0 | 0 | 0 | 0 | 0 | 0 | 0 | 0 | 0 | 0
F5_Commercial_Lodging (WA)_New_Food Preparation_Natural Gas_Conveyor Oven_E1 | F5 | Commercial | Lodging (WA) | New | Food Preparation | Natural Gas | Conveyor Oven | E1 | RIM BC Ratio | [24 empty] | 1 | 1 | 1 | bar: 2019 to 2042
F5_Commercial_Lodging (WA)_New_Food Preparation_Natural Gas_Conveyor Oven_E2 | F5 | Commercial | Lodging (WA) | New | Food Preparation | Natural Gas | Conveyor Oven | E2 | RIM BC Ratio | 0.84323 | 0.84814 | 0.85351 | 0.85933 | 0.86563 | 0.87233 | 0.8796 | 0.8872 | 0.89523 | 0.90363 | 0.90612 | 0.90869 | 0.91136 | 0.91413 | 0.91703 | 0.92008 | 0.92329 | 0.92669 | 0.93026 | 0.93403 | 0.93801 | 0.93825 | 0.93849 | 0.93873 | 0.93897 | 0.9392 | 0.93943
F5_Commercial_Lodging (WA)_New_Food Preparation_Natural Gas_Conveyor Oven_E3 | F5 | Commercial | Lodging (WA) | New | Food Preparation | Natural Gas | Conveyor Oven | E3 | RIM BC Ratio | 0 | 0 | 0 | 0 | 0 | 0 | 0 | 0 | 0 | 0 | 0 | 0 | 0 | 0 | 0 | 0 | 0 | 0 | 0 | 0 | 0 | 0 | 0 | 0 | 0 | 0 | 0
F5_Commercial_Lodging (WA)_New_Food Preparation_Natural Gas_Conveyor Oven_E4 | F5 | Commercial | Lodging (WA) | New | Food Preparation | Natural Gas | Conveyor Oven | E4 | RIM BC Ratio | 0 | 0 | 0 | 0 | 0 | 0 | 0 | 0 | 0 | 0 | 0 | 0 | 0 | 0 | 0 | 0 | 0 | 0 | 0 | 0 | 0 | 0 | 0 | 0 | 0 | 0 | 0
F5_Commercial_Lodging (WA)_New_Food Preparation_Natural Gas_Conveyor Oven_E5 | F5 | Commercial | Lodging (WA) | New | Food Preparation | Natural Gas | Conveyor Oven | E5 | RIM BC Ratio | 0 | 0 | 0 | 0 | 0 | 0 | 0 | 0 | 0 | 0 | 0 | 0 | 0 | 0 | 0 | 0 | 0 | 0 | 0 | 0 | 0 | 0 | 0 | 0 | 0 | 0 | 0
F5_Commercial_Lodging (WA)_New_Food Preparation_Natural Gas_Conveyor Oven_E6 | F5 | Commercial | Lodging (WA) | New | Food Preparation | Natural Gas | Conveyor Oven | E6 | RIM BC Ratio | 0 | 0 | 0 | 0 | 0 | 0 | 0 | 0 | 0 | 0 | 0 | 0 | 0 | 0 | 0 | 0 | 0 | 0 | 0 | 0 | 0 | 0 | 0 | 0 | 0 | 0 | 0
F5_Commercial_Lodging (WA)_New_Food Preparation_Natural Gas_Conveyor Oven_E7 | F5 | Commercial | Lodging (WA) | New | Food Preparation | Natural Gas | Conveyor Oven | E7 | RIM BC Ratio | 0 | 0 | 0 | 0 | 0 | 0 | 0 | 0 | 0 | 0 | 0 | 0 | 0 | 0 | 0 | 0 | 0 | 0 | 0 | 0 | 0 | 0 | 0 | 0 | 0 | 0 | 0
F5_Commercial_Lodging (WA)_New_Food Preparation_Natural Gas_Conveyor Oven_E8 | F5 | Commercial | Lodging (WA) | New | Food Preparation | Natural Gas | Conveyor Oven | E8 | RIM BC Ratio | 0 | 0 | 0 | 0 | 0 | 0 | 0 | 0 | 0 | 0 | 0 | 0 | 0 | 0 | 0 | 0 | 0 | 0 | 0 | 0 | 0 | 0 | 0 | 0 | 0 | 0 | 0
F5_Commercial_Lodging (WA)_New_Food Preparation_Natural Gas_Conveyor Oven_E9 | F5 | Commercial | Lodging (WA) | New | Food Preparation | Natural Gas | Conveyor Oven | E9 | RIM BC Ratio | 0 | 0 | 0 | 0 | 0 | 0 | 0 | 0 | 0 | 0 | 0 | 0 | 0 | 0 | 0 | 0 | 0 | 0 | 0 | 0 | 0 | 0 | 0 | 0 | 0 | 0 | 0
F5_Commercial_Lodging (WA)_New_Food Preparation_Natural Gas_Conveyor Oven_E10 | F5 | Commercial | Lodging (WA) | New | Food Preparation | Natural Gas | Conveyor Oven | E10 | RIM BC Ratio | 0 | 0 | 0 | 0 | 0 | 0 | 0 | 0 | 0 | 0 | 0 | 0 | 0 | 0 | 0 | 0 | 0 | 0 | 0 | 0 | 0 | 0 | 0 | 0 | 0 | 0 | 0
F0_Commercial_Lodging (WA)_New_Food Preparation_Natural Gas_Double Rack Oven_E0 | F0 | Commercial | Lodging (WA) | New | Food Preparation | Natural Gas | Double Rack Oven | E0 | Economic Unit | FTSC Qualified (>50% Cooking Efficiency) | FTSC Qualified (>50% Cooking Efficiency) | FTSC Qualified (>50% Cooking Efficiency) | FTSC Qualified (>50% Cooking Efficiency) | FTSC Qualified (>50% Cooking Efficiency) | FTSC Qualified (>50% Cooking Efficiency) | FTSC Qualified (>50% Cooking Efficiency) | FTSC Qualified (>50% Cooking Efficiency) | FTSC Qualified (>50% Cooking Efficiency) | FTSC Qualified (>50% Cooking Efficiency) | FTSC Qualified (>50% Cooking Efficiency) | FTSC Qualified (>50% Cooking Efficiency) | FTSC Qualified (>50% Cooking Efficiency) | FTSC Qualified (>50% Cooking Efficiency) | FTSC Qualified (>50% Cooking Efficiency) | FTSC Qualified (>50% Cooking Efficiency) | FTSC Qualified (>50% Cooking Efficiency) | FTSC Qualified (>50% Cooking Efficiency) | FTSC Qualified (>50% Cooking Efficiency) | FTSC Qualified (>50% Cooking Efficiency) | FTSC Qualified (>50% Cooking Efficiency) | FTSC Qualified (>50% Cooking Efficiency) | FTSC Qualified (>50% Cooking Efficiency) | FTSC Qualified (>50% Cooking Efficiency) | FTSC Qualified (>50% Cooking Efficiency) | FTSC Qualified (>50% Cooking Efficiency) | FTSC Qualified (>50% Cooking Efficiency)
F1_Commercial_Lodging (WA)_New_Food Preparation_Natural Gas_Double Rack Oven_E1 | F1 | Commercial | Lodging (WA) | New | Food Preparation | Natural Gas | Double Rack Oven | E1 | CCE | 0 | 0 | 0 | 0 | 0 | 0 | 0 | 0 | 0 | 0 | 0 | 0 | 0 | 0 | 0 | 0 | 0 | 0 | 0 | 0 | 0 | 0 | 0 | 0 | 0 | 0 | 0
F1_Commercial_Lodging (WA)_New_Food Preparation_Natural Gas_Double Rack Oven_E2 | F1 | Commercial | Lodging (WA) | New | Food Preparation | Natural Gas | Double Rack Oven | E2 | CCE | 0.00043286 | 0.00043286 | 0.00043286 | 0.00043286 | 0.00043286 | 0.00043286 | 0.00043286 | 0.00043286 | 0.00043286 | 0.00043286 | 0.00043286 | 0.00043286 | 0.00043286 | 0.00043286 | 0.00043286 | 0.00043286 | 0.00043286 | 0.00043286 | 0.00043286 | 0.00043286 | 0.00043286 | 0.00043286 | 0.00043286 | 0.00043286 | 0.00043286 | 0.00043286 | 0.00043286
F1_Commercial_Lodging (WA)_New_Food Preparation_Natural Gas_Double Rack Oven_E3 | F1 | Commercial | Lodging (WA) | New | Food Preparation | Natural Gas | Double Rack Oven | E3 | CCE | 0 | 0 | 0 | 0 | 0 | 0 | 0 | 0 | 0 | 0 | 0 | 0 | 0 | 0 | 0 | 0 | 0 | 0 | 0 | 0 | 0 | 0 | 0 | 0 | 0 | 0 | 0
F1_Commercial_Lodging (WA)_New_Food Preparation_Natural Gas_Double Rack Oven_E4 | F1 | Commercial | Lodging (WA) | New | Food Preparation | Natural Gas | Double Rack Oven | E4 | CCE | 0 | 0 | 0 | 0 | 0 | 0 | 0 | 0 | 0 | 0 | 0 | 0 | 0 | 0 | 0 | 0 | 0 | 0 | 0 | 0 | 0 | 0 | 0 | 0 | 0 | 0 | 0
F1_Commercial_Lodging (WA)_New_Food Preparation_Natural Gas_Double Rack Oven_E5 | F1 | Commercial | Lodging (WA) | New | Food Preparation | Natural Gas | Double Rack Oven | E5 | CCE | 0 | 0 | 0 | 0 | 0 | 0 | 0 | 0 | 0 | 0 | 0 | 0 | 0 | 0 | 0 | 0 | 0 | 0 | 0 | 0 | 0 | 0 | 0 | 0 | 0 | 0 | 0
F1_Commercial_Lodging (WA)_New_Food Preparation_Natural Gas_Double Rack Oven_E6 | F1 | Commercial | Lodging (WA) | New | Food Preparation | Natural Gas | Double Rack Oven | E6 | CCE | 0 | 0 | 0 | 0 | 0 | 0 | 0 | 0 | 0 | 0 | 0 | 0 | 0 | 0 | 0 | 0 | 0 | 0 | 0 | 0 | 0 | 0 | 0 | 0 | 0 | 0 | 0
F1_Commercial_Lodging (WA)_New_Food Preparation_Natural Gas_Double Rack Oven_E7 | F1 | Commercial | Lodging (WA) | New | Food Preparation | Natural Gas | Double Rack Oven | E7 | CCE | 0 | 0 | 0 | 0 | 0 | 0 | 0 | 0 | 0 | 0 | 0 | 0 | 0 | 0 | 0 | 0 | 0 | 0 | 0 | 0 | 0 | 0 | 0 | 0 | 0 | 0 | 0
F1_Commercial_Lodging (WA)_New_Food Preparation_Natural Gas_Double Rack Oven_E8 | F1 | Commercial | Lodging (WA) | New | Food Preparation | Natural Gas | Double Rack Oven | E8 | CCE | 0 | 0 | 0 | 0 | 0 | 0 | 0 | 0 | 0 | 0 | 0 | 0 | 0 | 0 | 0 | 0 | 0 | 0 | 0 | 0 | 0 | 0 | 0 | 0 | 0 | 0 | 0
F1_Commercial_Lodging (WA)_New_Food Preparation_Natural Gas_Double Rack Oven_E9 | F1 | Commercial | Lodging (WA) | New | Food Preparation | Natural Gas | Double Rack Oven | E9 | CCE | 0 | 0 | 0 | 0 | 0 | 0 | 0 | 0 | 0 | 0 | 0 | 0 | 0 | 0 | 0 | 0 | 0 | 0 | 0 | 0 | 0 | 0 | 0 | 0 | 0 | 0 | 0
F1_Commercial_Lodging (WA)_New_Food Preparation_Natural Gas_Double Rack Oven_E10 | F1 | Commercial | Lodging (WA) | New | Food Preparation | Natural Gas | Double Rack Oven | E10 | CCE | 0 | 0 | 0 | 0 | 0 | 0 | 0 | 0 | 0 | 0 | 0 | 0 | 0 | 0 | 0 | 0 | 0 | 0 | 0 | 0 | 0 | 0 | 0 | 0 | 0 | 0 | 0
F2_Commercial_Lodging (WA)_New_Food Preparation_Natural Gas_Double Rack Oven_E1 | F2 | Commercial | Lodging (WA) | New | Food Preparation | Natural Gas | Double Rack Oven | E1 | TRC BC Ratio | [24 empty] | 1 | 1 | 1 | bar: 2019 to 2042
F2_Commercial_Lodging (WA)_New_Food Preparation_Natural Gas_Double Rack Oven_E2 | F2 | Commercial | Lodging (WA) | New | Food Preparation | Natural Gas | Double Rack Oven | E2 | TRC BC Ratio | 8.2221 | 8.4293 | 8.6748 | 8.9561 | 9.2743 | 9.6614 | 10.0598 | 10.4544 | 10.8343 | 11.2194 | 11.5259 | 11.813 | 12.1214 | 12.4234 | 12.6934 | 12.946 | 13.1726 | 13.3963 | 13.6352 | 13.8683 | 14.1078 | 14.3567 | 14.6083 | 14.8678 | 15.132 | 15.4008 | 15.6744
F2_Commercial_Lodging (WA)_New_Food Preparation_Natural Gas_Double Rack Oven_E3 | F2 | Commercial | Lodging (WA) | New | Food Preparation | Natural Gas | Double Rack Oven | E3 | TRC BC Ratio | 0 | 0 | 0 | 0 | 0 | 0 | 0 | 0 | 0 | 0 | 0 | 0 | 0 | 0 | 0 | 0 | 0 | 0 | 0 | 0 | 0 | 0 | 0 | 0 | 0 | 0 | 0
F2_Commercial_Lodging (WA)_New_Food Preparation_Natural Gas_Double Rack Oven_E4 | F2 | Commercial | Lodging (WA) | New | Food Preparation | Natural Gas | Double Rack Oven | E4 | TRC BC Ratio | 0 | 0 | 0 | 0 | 0 | 0 | 0 | 0 | 0 | 0 | 0 | 0 | 0 | 0 | 0 | 0 | 0 | 0 | 0 | 0 | 0 | 0 | 0 | 0 | 0 | 0 | 0
F2_Commercial_Lodging (WA)_New_Food Preparation_Natural Gas_Double Rack Oven_E5 | F2 | Commercial | Lodging (WA) | New | Food Preparation | Natural Gas | Double Rack Oven | E5 | TRC BC Ratio | 0 | 0 | 0 | 0 | 0 | 0 | 0 | 0 | 0 | 0 | 0 | 0 | 0 | 0 | 0 | 0 | 0 | 0 | 0 | 0 | 0 | 0 | 0 | 0 | 0 | 0 | 0
F2_Commercial_Lodging (WA)_New_Food Preparation_Natural Gas_Double Rack Oven_E6 | F2 | Commercial | Lodging (WA) | New | Food Preparation | Natural Gas | Double Rack Oven | E6 | TRC BC Ratio | 0 | 0 | 0 | 0 | 0 | 0 | 0 | 0 | 0 | 0 | 0 | 0 | 0 | 0 | 0 | 0 | 0 | 0 | 0 | 0 | 0 | 0 | 0 | 0 | 0 | 0 | 0
F2_Commercial_Lodging (WA)_New_Food Preparation_Natural Gas_Double Rack Oven_E7 | F2 | Commercial | Lodging (WA) | New | Food Preparation | Natural Gas | Double Rack Oven | E7 | TRC BC Ratio | 0 | 0 | 0 | 0 | 0 | 0 | 0 | 0 | 0 | 0 | 0 | 0 | 0 | 0 | 0 | 0 | 0 | 0 | 0 | 0 | 0 | 0 | 0 | 0 | 0 | 0 | 0
F2_Commercial_Lodging (WA)_New_Food Preparation_Natural Gas_Double Rack Oven_E8 | F2 | Commercial | Lodging (WA) | New | Food Preparation | Natural Gas | Double Rack Oven | E8 | TRC BC Ratio | 0 | 0 | 0 | 0 | 0 | 0 | 0 | 0 | 0 | 0 | 0 | 0 | 0 | 0 | 0 | 0 | 0 | 0 | 0 | 0 | 0 | 0 | 0 | 0 | 0 | 0 | 0
F2_Commercial_Lodging (WA)_New_Food Preparation_Natural Gas_Double Rack Oven_E9 | F2 | Commercial | Lodging (WA) | New | Food Preparation | Natural Gas | Double Rack Oven | E9 | TRC BC Ratio | 0 | 0 | 0 | 0 | 0 | 0 | 0 | 0 | 0 | 0 | 0 | 0 | 0 | 0 | 0 | 0 | 0 | 0 | 0 | 0 | 0 | 0 | 0 | 0 | 0 | 0 | 0
F2_Commercial_Lodging (WA)_New_Food Preparation_Natural Gas_Double Rack Oven_E10 | F2 | Commercial | Lodging (WA) | New | Food Preparation | Natural Gas | Double Rack Oven | E10 | TRC BC Ratio | 0 | 0 | 0 | 0 | 0 | 0 | 0 | 0 | 0 | 0 | 0 | 0 | 0 | 0 | 0 | 0 | 0 | 0 | 0 | 0 | 0 | 0 | 0 | 0 | 0 | 0 | 0
F3_Commercial_Lodging (WA)_New_Food Preparation_Natural Gas_Double Rack Oven_E1 | F3 | Commercial | Lodging (WA) | New | Food Preparation | Natural Gas | Double Rack Oven | E1 | PACT BC Ratio | [24 empty] | 1 | 1 | 1 | bar: 2019 to 2042
F3_Commercial_Lodging (WA)_New_Food Preparation_Natural Gas_Double Rack Oven_E2 | F3 | Commercial | Lodging (WA) | New | Food Preparation | Natural Gas | Double Rack Oven | E2 | PACT BC Ratio | 16.5705 | 16.9881 | 17.4829 | 18.0499 | 18.6911 | 19.4712 | 20.2742 | 21.0694 | 21.835 | 22.6112 | 23.2288 | 23.8074 | 24.4291 | 25.0376 | 25.5817 | 26.0909 | 26.5476 | 26.9984 | 27.48 | 27.9497 | 28.4323 | 28.934 | 29.4411 | 29.9641 | 30.4964 | 31.0382 | 31.5897
F3_Commercial_Lodging (WA)_New_Food Preparation_Natural Gas_Double Rack Oven_E3 | F3 | Commercial | Lodging (WA) | New | Food Preparation | Natural Gas | Double Rack Oven | E3 | PACT BC Ratio | 0 | 0 | 0 | 0 | 0 | 0 | 0 | 0 | 0 | 0 | 0 | 0 | 0 | 0 | 0 | 0 | 0 | 0 | 0 | 0 | 0 | 0 | 0 | 0 | 0 | 0 | 0
F3_Commercial_Lodging (WA)_New_Food Preparation_Natural Gas_Double Rack Oven_E4 | F3 | Commercial | Lodging (WA) | New | Food Preparation | Natural Gas | Double Rack Oven | E4 | PACT BC Ratio | 0 | 0 | 0 | 0 | 0 | 0 | 0 | 0 | 0 | 0 | 0 | 0 | 0 | 0 | 0 | 0 | 0 | 0 | 0 | 0 | 0 | 0 | 0 | 0 | 0 | 0 | 0
F3_Commercial_Lodging (WA)_New_Food Preparation_Natural Gas_Double Rack Oven_E5 | F3 | Commercial | Lodging (WA) | New | Food Preparation | Natural Gas | Double Rack Oven | E5 | PACT BC Ratio | 0 | 0 | 0 | 0 | 0 | 0 | 0 | 0 | 0 | 0 | 0 | 0 | 0 | 0 | 0 | 0 | 0 | 0 | 0 | 0 | 0 | 0 | 0 | 0 | 0 | 0 | 0
F3_Commercial_Lodging (WA)_New_Food Preparation_Natural Gas_Double Rack Oven_E6 | F3 | Commercial | Lodging (WA) | New | Food Preparation | Natural Gas | Double Rack Oven | E6 | PACT BC Ratio | 0 | 0 | 0 | 0 | 0 | 0 | 0 | 0 | 0 | 0 | 0 | 0 | 0 | 0 | 0 | 0 | 0 | 0 | 0 | 0 | 0 | 0 | 0 | 0 | 0 | 0 | 0
F3_Commercial_Lodging (WA)_New_Food Preparation_Natural Gas_Double Rack Oven_E7 | F3 | Commercial | Lodging (WA) | New | Food Preparation | Natural Gas | Double Rack Oven | E7 | PACT BC Ratio | 0 | 0 | 0 | 0 | 0 | 0 | 0 | 0 | 0 | 0 | 0 | 0 | 0 | 0 | 0 | 0 | 0 | 0 | 0 | 0 | 0 | 0 | 0 | 0 | 0 | 0 | 0
F3_Commercial_Lodging (WA)_New_Food Preparation_Natural Gas_Double Rack Oven_E8 | F3 | Commercial | Lodging (WA) | New | Food Preparation | Natural Gas | Double Rack Oven | E8 | PACT BC Ratio | 0 | 0 | 0 | 0 | 0 | 0 | 0 | 0 | 0 | 0 | 0 | 0 | 0 | 0 | 0 | 0 | 0 | 0 | 0 | 0 | 0 | 0 | 0 | 0 | 0 | 0 | 0
F3_Commercial_Lodging (WA)_New_Food Preparation_Natural Gas_Double Rack Oven_E9 | F3 | Commercial | Lodging (WA) | New | Food Preparation | Natural Gas | Double Rack Oven | E9 | PACT BC Ratio | 0 | 0 | 0 | 0 | 0 | 0 | 0 | 0 | 0 | 0 | 0 | 0 | 0 | 0 | 0 | 0 | 0 | 0 | 0 | 0 | 0 | 0 | 0 | 0 | 0 | 0 | 0
F3_Commercial_Lodging (WA)_New_Food Preparation_Natural Gas_Double Rack Oven_E10 | F3 | Commercial | Lodging (WA) | New | Food Preparation | Natural Gas | Double Rack Oven | E10 | PACT BC Ratio | 0 | 0 | 0 | 0 | 0 | 0 | 0 | 0 | 0 | 0 | 0 | 0 | 0 | 0 | 0 | 0 | 0 | 0 | 0 | 0 | 0 | 0 | 0 | 0 | 0 | 0 | 0
F4_Commercial_Lodging (WA)_New_Food Preparation_Natural Gas_Double Rack Oven_E1 | F4 | Commercial | Lodging (WA) | New | Food Preparation | Natural Gas | Double Rack Oven | E1 | RVT BC Ratio | [24 empty] | 1 | 1 | 1 | bar: 2019 to 2042
F4_Commercial_Lodging (WA)_New_Food Preparation_Natural Gas_Double Rack Oven_E2 | F4 | Commercial | Lodging (WA) | New | Food Preparation | Natural Gas | Double Rack Oven | E2 | RVT BC Ratio | 12.0162 | 12.2357 | 12.4934 | 12.7938 | 13.1379 | 13.5674 | 13.998 | 14.407 | 14.7771 | 15.136 | 15.5078 | 15.8457 | 16.2024 | 16.5398 | 16.83 | 17.0919 | 17.3136 | 17.5252 | 17.7502 | 17.9604 | 18.1712 | 18.4849 | 18.8019 | 19.1289 | 19.4617 | 19.8005 | 20.1452
F4_Commercial_Lodging (WA)_New_Food Preparation_Natural Gas_Double Rack Oven_E3 | F4 | Commercial | Lodging (WA) | New | Food Preparation | Natural Gas | Double Rack Oven | E3 | RVT BC Ratio | 0 | 0 | 0 | 0 | 0 | 0 | 0 | 0 | 0 | 0 | 0 | 0 | 0 | 0 | 0 | 0 | 0 | 0 | 0 | 0 | 0 | 0 | 0 | 0 | 0 | 0 | 0
F4_Commercial_Lodging (WA)_New_Food Preparation_Natural Gas_Double Rack Oven_E4 | F4 | Commercial | Lodging (WA) | New | Food Preparation | Natural Gas | Double Rack Oven | E4 | RVT BC Ratio | 0 | 0 | 0 | 0 | 0 | 0 | 0 | 0 | 0 | 0 | 0 | 0 | 0 | 0 | 0 | 0 | 0 | 0 | 0 | 0 | 0 | 0 | 0 | 0 | 0 | 0 | 0
F4_Commercial_Lodging (WA)_New_Food Preparation_Natural Gas_Double Rack Oven_E5 | F4 | Commercial | Lodging (WA) | New | Food Preparation | Natural Gas | Double Rack Oven | E5 | RVT BC Ratio | 0 | 0 | 0 | 0 | 0 | 0 | 0 | 0 | 0 | 0 | 0 | 0 | 0 | 0 | 0 | 0 | 0 | 0 | 0 | 0 | 0 | 0 | 0 | 0 | 0 | 0 | 0
F4_Commercial_Lodging (WA)_New_Food Preparation_Natural Gas_Double Rack Oven_E6 | F4 | Commercial | Lodging (WA) | New | Food Preparation | Natural Gas | Double Rack Oven | E6 | RVT BC Ratio | 0 | 0 | 0 | 0 | 0 | 0 | 0 | 0 | 0 | 0 | 0 | 0 | 0 | 0 | 0 | 0 | 0 | 0 | 0 | 0 | 0 | 0 | 0 | 0 | 0 | 0 | 0
F4_Commercial_Lodging (WA)_New_Food Preparation_Natural Gas_Double Rack Oven_E7 | F4 | Commercial | Lodging (WA) | New | Food Preparation | Natural Gas | Double Rack Oven | E7 | RVT BC Ratio | 0 | 0 | 0 | 0 | 0 | 0 | 0 | 0 | 0 | 0 | 0 | 0 | 0 | 0 | 0 | 0 | 0 | 0 | 0 | 0 | 0 | 0 | 0 | 0 | 0 | 0 | 0
F4_Commercial_Lodging (WA)_New_Food Preparation_Natural Gas_Double Rack Oven_E8 | F4 | Commercial | Lodging (WA) | New | Food Preparation | Natural Gas | Double Rack Oven | E8 | RVT BC Ratio | 0 | 0 | 0 | 0 | 0 | 0 | 0 | 0 | 0 | 0 | 0 | 0 | 0 | 0 | 0 | 0 | 0 | 0 | 0 | 0 | 0 | 0 | 0 | 0 | 0 | 0 | 0
F4_Commercial_Lodging (WA)_New_Food Preparation_Natural Gas_Double Rack Oven_E9 | F4 | Commercial | Lodging (WA) | New | Food Preparation | Natural Gas | Double Rack Oven | E9 | RVT BC Ratio | 0 | 0 | 0 | 0 | 0 | 0 | 0 | 0 | 0 | 0 | 0 | 0 | 0 | 0 | 0 | 0 | 0 | 0 | 0 | 0 | 0 | 0 | 0 | 0 | 0 | 0 | 0
F4_Commercial_Lodging (WA)_New_Food Preparation_Natural Gas_Double Rack Oven_E10 | F4 | Commercial | Lodging (WA) | New | Food Preparation | Natural Gas | Double Rack Oven | E10 | RVT BC Ratio | 0 | 0 | 0 | 0 | 0 | 0 | 0 | 0 | 0 | 0 | 0 | 0 | 0 | 0 | 0 | 0 | 0 | 0 | 0 | 0 | 0 | 0 | 0 | 0 | 0 | 0 | 0
F5_Commercial_Lodging (WA)_New_Food Preparation_Natural Gas_Double Rack Oven_E1 | F5 | Commercial | Lodging (WA) | New | Food Preparation | Natural Gas | Double Rack Oven | E1 | RIM BC Ratio | [24 empty] | 1 | 1 | 1 | bar: 2019 to 2042
F5_Commercial_Lodging (WA)_New_Food Preparation_Natural Gas_Double Rack Oven_E2 | F5 | Commercial | Lodging (WA) | New | Food Preparation | Natural Gas | Double Rack Oven | E2 | RIM BC Ratio | 0.80766 | 0.8134 | 0.82009 | 0.82712 | 0.8344 | 0.84211 | 0.85024 | 0.85886 | 0.86806 | 0.87789 | 0.88052 | 0.88345 | 0.88681 | 0.89057 | 0.89442 | 0.89841 | 0.90256 | 0.90693 | 0.91154 | 0.91639 | 0.92151 | 0.92203 | 0.92254 | 0.92304 | 0.92354 | 0.92403 | 0.92451
F5_Commercial_Lodging (WA)_New_Food Preparation_Natural Gas_Double Rack Oven_E3 | F5 | Commercial | Lodging (WA) | New | Food Preparation | Natural Gas | Double Rack Oven | E3 | RIM BC Ratio | 0 | 0 | 0 | 0 | 0 | 0 | 0 | 0 | 0 | 0 | 0 | 0 | 0 | 0 | 0 | 0 | 0 | 0 | 0 | 0 | 0 | 0 | 0 | 0 | 0 | 0 | 0
F5_Commercial_Lodging (WA)_New_Food Preparation_Natural Gas_Double Rack Oven_E4 | F5 | Commercial | Lodging (WA) | New | Food Preparation | Natural Gas | Double Rack Oven | E4 | RIM BC Ratio | 0 | 0 | 0 | 0 | 0 | 0 | 0 | 0 | 0 | 0 | 0 | 0 | 0 | 0 | 0 | 0 | 0 | 0 | 0 | 0 | 0 | 0 | 0 | 0 | 0 | 0 | 0
F5_Commercial_Lodging (WA)_New_Food Preparation_Natural Gas_Double Rack Oven_E5 | F5 | Commercial | Lodging (WA) | New | Food Preparation | Natural Gas | Double Rack Oven | E5 | RIM BC Ratio | 0 | 0 | 0 | 0 | 0 | 0 | 0 | 0 | 0 | 0 | 0 | 0 | 0 | 0 | 0 | 0 | 0 | 0 | 0 | 0 | 0 | 0 | 0 | 0 | 0 | 0 | 0
F5_Commercial_Lodging (WA)_New_Food Preparation_Natural Gas_Double Rack Oven_E6 | F5 | Commercial | Lodging (WA) | New | Food Preparation | Natural Gas | Double Rack Oven | E6 | RIM BC Ratio | 0 | 0 | 0 | 0 | 0 | 0 | 0 | 0 | 0 | 0 | 0 | 0 | 0 | 0 | 0 | 0 | 0 | 0 | 0 | 0 | 0 | 0 | 0 | 0 | 0 | 0 | 0
F5_Commercial_Lodging (WA)_New_Food Preparation_Natural Gas_Double Rack Oven_E7 | F5 | Commercial | Lodging (WA) | New | Food Preparation | Natural Gas | Double Rack Oven | E7 | RIM BC Ratio | 0 | 0 | 0 | 0 | 0 | 0 | 0 | 0 | 0 | 0 | 0 | 0 | 0 | 0 | 0 | 0 | 0 | 0 | 0 | 0 | 0 | 0 | 0 | 0 | 0 | 0 | 0
F5_Commercial_Lodging (WA)_New_Food Preparation_Natural Gas_Double Rack Oven_E8 | F5 | Commercial | Lodging (WA) | New | Food Preparation | Natural Gas | Double Rack Oven | E8 | RIM BC Ratio | 0 | 0 | 0 | 0 | 0 | 0 | 0 | 0 | 0 | 0 | 0 | 0 | 0 | 0 | 0 | 0 | 0 | 0 | 0 | 0 | 0 | 0 | 0 | 0 | 0 | 0 | 0
F5_Commercial_Lodging (WA)_New_Food Preparation_Natural Gas_Double Rack Oven_E9 | F5 | Commercial | Lodging (WA) | New | Food Preparation | Natural Gas | Double Rack Oven | E9 | RIM BC Ratio | 0 | 0 | 0 | 0 | 0 | 0 | 0 | 0 | 0 | 0 | 0 | 0 | 0 | 0 | 0 | 0 | 0 | 0 | 0 | 0 | 0 | 0 | 0 | 0 | 0 | 0 | 0
F5_Commercial_Lodging (WA)_New_Food Preparation_Natural Gas_Double Rack Oven_E10 | F5 | Commercial | Lodging (WA) | New | Food Preparation | Natural Gas | Double Rack Oven | E10 | RIM BC Ratio | 0 | 0 | 0 | 0 | 0 | 0 | 0 | 0 | 0 | 0 | 0 | 0 | 0 | 0 | 0 | 0 | 0 | 0 | 0 | 0 | 0 | 0 | 0 | 0 | 0 | 0 | 0
F0_Commercial_Lodging (WA)_New_Food Preparation_Natural Gas_Fryer_E0 | F0 | Commercial | Lodging (WA) | New | Food Preparation | Natural Gas | Fryer | E0 | Economic Unit | ENERGY STAR | ENERGY STAR | ENERGY STAR | ENERGY STAR | ENERGY STAR | ENERGY STAR | ENERGY STAR | ENERGY STAR | ENERGY STAR | ENERGY STAR | ENERGY STAR | ENERGY STAR | ENERGY STAR | ENERGY STAR | ENERGY STAR | ENERGY STAR | ENERGY STAR | ENERGY STAR | ENERGY STAR | ENERGY STAR | ENERGY STAR | ENERGY STAR | ENERGY STAR | ENERGY STAR | ENERGY STAR | ENERGY STAR | ENERGY STAR
F1_Commercial_Lodging (WA)_New_Food Preparation_Natural Gas_Fryer_E1 | F1 | Commercial | Lodging (WA) | New | Food Preparation | Natural Gas | Fryer | E1 | CCE | 0 | 0 | 0 | 0 | 0 | 0 | 0 | 0 | 0 | 0 | 0 | 0 | 0 | 0 | 0 | 0 | 0 | 0 | 0 | 0 | 0 | 0 | 0 | 0 | 0 | 0 | 0
F1_Commercial_Lodging (WA)_New_Food Preparation_Natural Gas_Fryer_E2 | F1 | Commercial | Lodging (WA) | New | Food Preparation | Natural Gas | Fryer | E2 | CCE | 0.00033161 | 0.00033161 | 0.00033161 | 0.00033161 | 0.00033161 | 0.00033161 | 0.00033161 | 0.00033161 | 0.00033161 | 0.00033161 | 0.00033161 | 0.00033161 | 0.00033161 | 0.00033161 | 0.00033161 | 0.00033161 | 0.00033161 | 0.00033161 | 0.00033161 | 0.00033161 | 0.00033161 | 0.00033161 | 0.00033161 | 0.00033161 | 0.00033161 | 0.00033161 | 0.00033161
F1_Commercial_Lodging (WA)_New_Food Preparation_Natural Gas_Fryer_E3 | F1 | Commercial | Lodging (WA) | New | Food Preparation | Natural Gas | Fryer | E3 | CCE | 0 | 0 | 0 | 0 | 0 | 0 | 0 | 0 | 0 | 0 | 0 | 0 | 0 | 0 | 0 | 0 | 0 | 0 | 0 | 0 | 0 | 0 | 0 | 0 | 0 | 0 | 0
F1_Commercial_Lodging (WA)_New_Food Preparation_Natural Gas_Fryer_E4 | F1 | Commercial | Lodging (WA) | New | Food Preparation | Natural Gas | Fryer | E4 | CCE | 0 | 0 | 0 | 0 | 0 | 0 | 0 | 0 | 0 | 0 | 0 | 0 | 0 | 0 | 0 | 0 | 0 | 0 | 0 | 0 | 0 | 0 | 0 | 0 | 0 | 0 | 0
F1_Commercial_Lodging (WA)_New_Food Preparation_Natural Gas_Fryer_E5 | F1 | Commercial | Lodging (WA) | New | Food Preparation | Natural Gas | Fryer | E5 | CCE | 0 | 0 | 0 | 0 | 0 | 0 | 0 | 0 | 0 | 0 | 0 | 0 | 0 | 0 | 0 | 0 | 0 | 0 | 0 | 0 | 0 | 0 | 0 | 0 | 0 | 0 | 0
F1_Commercial_Lodging (WA)_New_Food Preparation_Natural Gas_Fryer_E6 | F1 | Commercial | Lodging (WA) | New | Food Preparation | Natural Gas | Fryer | E6 | CCE | 0 | 0 | 0 | 0 | 0 | 0 | 0 | 0 | 0 | 0 | 0 | 0 | 0 | 0 | 0 | 0 | 0 | 0 | 0 | 0 | 0 | 0 | 0 | 0 | 0 | 0 | 0
F1_Commercial_Lodging (WA)_New_Food Preparation_Natural Gas_Fryer_E7 | F1 | Commercial | Lodging (WA) | New | Food Preparation | Natural Gas | Fryer | E7 | CCE | 0 | 0 | 0 | 0 | 0 | 0 | 0 | 0 | 0 | 0 | 0 | 0 | 0 | 0 | 0 | 0 | 0 | 0 | 0 | 0 | 0 | 0 | 0 | 0 | 0 | 0 | 0
F1_Commercial_Lodging (WA)_New_Food Preparation_Natural Gas_Fryer_E8 | F1 | Commercial | Lodging (WA) | New | Food Preparation | Natural Gas | Fryer | E8 | CCE | 0 | 0 | 0 | 0 | 0 | 0 | 0 | 0 | 0 | 0 | 0 | 0 | 0 | 0 | 0 | 0 | 0 | 0 | 0 | 0 | 0 | 0 | 0 | 0 | 0 | 0 | 0
F1_Commercial_Lodging (WA)_New_Food Preparation_Natural Gas_Fryer_E9 | F1 | Commercial | Lodging (WA) | New | Food Preparation | Natural Gas | Fryer | E9 | CCE | 0 | 0 | 0 | 0 | 0 | 0 | 0 | 0 | 0 | 0 | 0 | 0 | 0 | 0 | 0 | 0 | 0 | 0 | 0 | 0 | 0 | 0 | 0 | 0 | 0 | 0 | 0
F1_Commercial_Lodging (WA)_New_Food Preparation_Natural Gas_Fryer_E10 | F1 | Commercial | Lodging (WA) | New | Food Preparation | Natural Gas | Fryer | E10 | CCE | 0 | 0 | 0 | 0 | 0 | 0 | 0 | 0 | 0 | 0 | 0 | 0 | 0 | 0 | 0 | 0 | 0 | 0 | 0 | 0 | 0 | 0 | 0 | 0 | 0 | 0 | 0
F2_Commercial_Lodging (WA)_New_Food Preparation_Natural Gas_Fryer_E1 | F2 | Commercial | Lodging (WA) | New | Food Preparation | Natural Gas | Fryer | E1 | TRC BC Ratio | [24 empty] | 1 | 1 | 1 | bar: 2019 to 2042
F2_Commercial_Lodging (WA)_New_Food Preparation_Natural Gas_Fryer_E2 | F2 | Commercial | Lodging (WA) | New | Food Preparation | Natural Gas | Fryer | E2 | TRC BC Ratio | 11.1806 | 11.4743 | 11.8039 | 12.1731 | 12.5843 | 13.0706 | 13.5659 | 14.0539 | 14.5232 | 14.9994 | 15.387 | 15.7528 | 16.1441 | 16.5291 | 16.8785 | 17.2092 | 17.5111 | 17.8104 | 18.1279 | 18.4396 | 18.7593 | 19.0906 | 19.4259 | 19.771 | 20.1222 | 20.4797 | 20.8436
F2_Commercial_Lodging (WA)_New_Food Preparation_Natural Gas_Fryer_E3 | F2 | Commercial | Lodging (WA) | New | Food Preparation | Natural Gas | Fryer | E3 | TRC BC Ratio | 0 | 0 | 0 | 0 | 0 | 0 | 0 | 0 | 0 | 0 | 0 | 0 | 0 | 0 | 0 | 0 | 0 | 0 | 0 | 0 | 0 | 0 | 0 | 0 | 0 | 0 | 0
F2_Commercial_Lodging (WA)_New_Food Preparation_Natural Gas_Fryer_E4 | F2 | Commercial | Lodging (WA) | New | Food Preparation | Natural Gas | Fryer | E4 | TRC BC Ratio | 0 | 0 | 0 | 0 | 0 | 0 | 0 | 0 | 0 | 0 | 0 | 0 | 0 | 0 | 0 | 0 | 0 | 0 | 0 | 0 | 0 | 0 | 0 | 0 | 0 | 0 | 0
F2_Commercial_Lodging (WA)_New_Food Preparation_Natural Gas_Fryer_E5 | F2 | Commercial | Lodging (WA) | New | Food Preparation | Natural Gas | Fryer | E5 | TRC BC Ratio | 0 | 0 | 0 | 0 | 0 | 0 | 0 | 0 | 0 | 0 | 0 | 0 | 0 | 0 | 0 | 0 | 0 | 0 | 0 | 0 | 0 | 0 | 0 | 0 | 0 | 0 | 0
F2_Commercial_Lodging (WA)_New_Food Preparation_Natural Gas_Fryer_E6 | F2 | Commercial | Lodging (WA) | New | Food Preparation | Natural Gas | Fryer | E6 | TRC BC Ratio | 0 | 0 | 0 | 0 | 0 | 0 | 0 | 0 | 0 | 0 | 0 | 0 | 0 | 0 | 0 | 0 | 0 | 0 | 0 | 0 | 0 | 0 | 0 | 0 | 0 | 0 | 0
F2_Commercial_Lodging (WA)_New_Food Preparation_Natural Gas_Fryer_E7 | F2 | Commercial | Lodging (WA) | New | Food Preparation | Natural Gas | Fryer | E7 | TRC BC Ratio | 0 | 0 | 0 | 0 | 0 | 0 | 0 | 0 | 0 | 0 | 0 | 0 | 0 | 0 | 0 | 0 | 0 | 0 | 0 | 0 | 0 | 0 | 0 | 0 | 0 | 0 | 0
F2_Commercial_Lodging (WA)_New_Food Preparation_Natural Gas_Fryer_E8 | F2 | Commercial | Lodging (WA) | New | Food Preparation | Natural Gas | Fryer | E8 | TRC BC Ratio | 0 | 0 | 0 | 0 | 0 | 0 | 0 | 0 | 0 | 0 | 0 | 0 | 0 | 0 | 0 | 0 | 0 | 0 | 0 | 0 | 0 | 0 | 0 | 0 | 0 | 0 | 0
F2_Commercial_Lodging (WA)_New_Food Preparation_Natural Gas_Fryer_E9 | F2 | Commercial | Lodging (WA) | New | Food Preparation | Natural Gas | Fryer | E9 | TRC BC Ratio | 0 | 0 | 0 | 0 | 0 | 0 | 0 | 0 | 0 | 0 | 0 | 0 | 0 | 0 | 0 | 0 | 0 | 0 | 0 | 0 | 0 | 0 | 0 | 0 | 0 | 0 | 0
F2_Commercial_Lodging (WA)_New_Food Preparation_Natural Gas_Fryer_E10 | F2 | Commercial | Lodging (WA) | New | Food Preparation | Natural Gas | Fryer | E10 | TRC BC Ratio | 0 | 0 | 0 | 0 | 0 | 0 | 0 | 0 | 0 | 0 | 0 | 0 | 0 | 0 | 0 | 0 | 0 | 0 | 0 | 0 | 0 | 0 | 0 | 0 | 0 | 0 | 0
F3_Commercial_Lodging (WA)_New_Food Preparation_Natural Gas_Fryer_E1 | F3 | Commercial | Lodging (WA) | New | Food Preparation | Natural Gas | Fryer | E1 | PACT BC Ratio | [24 empty] | 1 | 1 | 1 | bar: 2019 to 2042
F3_Commercial_Lodging (WA)_New_Food Preparation_Natural Gas_Fryer_E2 | F3 | Commercial | Lodging (WA) | New | Food Preparation | Natural Gas | Fryer | E2 | PACT BC Ratio | 22.533 | 23.1249 | 23.7892 | 24.5333 | 25.3619 | 26.3421 | 27.3403 | 28.3237 | 29.2695 | 30.2292 | 31.0104 | 31.7476 | 32.5363 | 33.3121 | 34.0163 | 34.6829 | 35.2912 | 35.8945 | 36.5344 | 37.1624 | 37.8068 | 38.4746 | 39.1502 | 39.8457 | 40.5536 | 41.2741 | 42.0073
F3_Commercial_Lodging (WA)_New_Food Preparation_Natural Gas_Fryer_E3 | F3 | Commercial | Lodging (WA) | New | Food Preparation | Natural Gas | Fryer | E3 | PACT BC Ratio | 0 | 0 | 0 | 0 | 0 | 0 | 0 | 0 | 0 | 0 | 0 | 0 | 0 | 0 | 0 | 0 | 0 | 0 | 0 | 0 | 0 | 0 | 0 | 0 | 0 | 0 | 0
F3_Commercial_Lodging (WA)_New_Food Preparation_Natural Gas_Fryer_E4 | F3 | Commercial | Lodging (WA) | New | Food Preparation | Natural Gas | Fryer | E4 | PACT BC Ratio | 0 | 0 | 0 | 0 | 0 | 0 | 0 | 0 | 0 | 0 | 0 | 0 | 0 | 0 | 0 | 0 | 0 | 0 | 0 | 0 | 0 | 0 | 0 | 0 | 0 | 0 | 0
F3_Commercial_Lodging (WA)_New_Food Preparation_Natural Gas_Fryer_E5 | F3 | Commercial | Lodging (WA) | New | Food Preparation | Natural Gas | Fryer | E5 | PACT BC Ratio | 0 | 0 | 0 | 0 | 0 | 0 | 0 | 0 | 0 | 0 | 0 | 0 | 0 | 0 | 0 | 0 | 0 | 0 | 0 | 0 | 0 | 0 | 0 | 0 | 0 | 0 | 0
F3_Commercial_Lodging (WA)_New_Food Preparation_Natural Gas_Fryer_E6 | F3 | Commercial | Lodging (WA) | New | Food Preparation | Natural Gas | Fryer | E6 | PACT BC Ratio | 0 | 0 | 0 | 0 | 0 | 0 | 0 | 0 | 0 | 0 | 0 | 0 | 0 | 0 | 0 | 0 | 0 | 0 | 0 | 0 | 0 | 0 | 0 | 0 | 0 | 0 | 0
F3_Commercial_Lodging (WA)_New_Food Preparation_Natural Gas_Fryer_E7 | F3 | Commercial | Lodging (WA) | New | Food Preparation | Natural Gas | Fryer | E7 | PACT BC Ratio | 0 | 0 | 0 | 0 | 0 | 0 | 0 | 0 | 0 | 0 | 0 | 0 | 0 | 0 | 0 | 0 | 0 | 0 | 0 | 0 | 0 | 0 | 0 | 0 | 0 | 0 | 0
F3_Commercial_Lodging (WA)_New_Food Preparation_Natural Gas_Fryer_E8 | F3 | Commercial | Lodging (WA) | New | Food Preparation | Natural Gas | Fryer | E8 | PACT BC Ratio | 0 | 0 | 0 | 0 | 0 | 0 | 0 | 0 | 0 | 0 | 0 | 0 | 0 | 0 | 0 | 0 | 0 | 0 | 0 | 0 | 0 | 0 | 0 | 0 | 0 | 0 | 0
F3_Commercial_Lodging (WA)_New_Food Preparation_Natural Gas_Fryer_E9 | F3 | Commercial | Lodging (WA) | New | Food Preparation | Natural Gas | Fryer | E9 | PACT BC Ratio | 0 | 0 | 0 | 0 | 0 | 0 | 0 | 0 | 0 | 0 | 0 | 0 | 0 | 0 | 0 | 0 | 0 | 0 | 0 | 0 | 0 | 0 | 0 | 0 | 0 | 0 | 0
F3_Commercial_Lodging (WA)_New_Food Preparation_Natural Gas_Fryer_E10 | F3 | Commercial | Lodging (WA) | New | Food Preparation | Natural Gas | Fryer | E10 | PACT BC Ratio | 0 | 0 | 0 | 0 | 0 | 0 | 0 | 0 | 0 | 0 | 0 | 0 | 0 | 0 | 0 | 0 | 0 | 0 | 0 | 0 | 0 | 0 | 0 | 0 | 0 | 0 | 0
F4_Commercial_Lodging (WA)_New_Food Preparation_Natural Gas_Fryer_E1 | F4 | Commercial | Lodging (WA) | New | Food Preparation | Natural Gas | Fryer | E1 | RVT BC Ratio | [24 empty] | 1 | 1 | 1 | bar: 2019 to 2042
F4_Commercial_Lodging (WA)_New_Food Preparation_Natural Gas_Fryer_E2 | F4 | Commercial | Lodging (WA) | New | Food Preparation | Natural Gas | Fryer | E2 | RVT BC Ratio | 16.036 | 16.3504 | 16.7042 | 17.1015 | 17.5446 | 18.0801 | 18.6116 | 19.114 | 19.5696 | 20.0134 | 20.473 | 20.8943 | 21.3443 | 21.7804 | 22.1638 | 22.5164 | 22.8241 | 23.1214 | 23.435 | 23.7326 | 24.0321 | 24.4496 | 24.872 | 25.3069 | 25.7494 | 26.1999 | 26.6583
F4_Commercial_Lodging (WA)_New_Food Preparation_Natural Gas_Fryer_E3 | F4 | Commercial | Lodging (WA) | New | Food Preparation | Natural Gas | Fryer | E3 | RVT BC Ratio | 0 | 0 | 0 | 0 | 0 | 0 | 0 | 0 | 0 | 0 | 0 | 0 | 0 | 0 | 0 | 0 | 0 | 0 | 0 | 0 | 0 | 0 | 0 | 0 | 0 | 0 | 0
F4_Commercial_Lodging (WA)_New_Food Preparation_Natural Gas_Fryer_E4 | F4 | Commercial | Lodging (WA) | New | Food Preparation | Natural Gas | Fryer | E4 | RVT BC Ratio | 0 | 0 | 0 | 0 | 0 | 0 | 0 | 0 | 0 | 0 | 0 | 0 | 0 | 0 | 0 | 0 | 0 | 0 | 0 | 0 | 0 | 0 | 0 | 0 | 0 | 0 | 0
F4_Commercial_Lodging (WA)_New_Food Preparation_Natural Gas_Fryer_E5 | F4 | Commercial | Lodging (WA) | New | Food Preparation | Natural Gas | Fryer | E5 | RVT BC Ratio | 0 | 0 | 0 | 0 | 0 | 0 | 0 | 0 | 0 | 0 | 0 | 0 | 0 | 0 | 0 | 0 | 0 | 0 | 0 | 0 | 0 | 0 | 0 | 0 | 0 | 0 | 0
F4_Commercial_Lodging (WA)_New_Food Preparation_Natural Gas_Fryer_E6 | F4 | Commercial | Lodging (WA) | New | Food Preparation | Natural Gas | Fryer | E6 | RVT BC Ratio | 0 | 0 | 0 | 0 | 0 | 0 | 0 | 0 | 0 | 0 | 0 | 0 | 0 | 0 | 0 | 0 | 0 | 0 | 0 | 0 | 0 | 0 | 0 | 0 | 0 | 0 | 0
F4_Commercial_Lodging (WA)_New_Food Preparation_Natural Gas_Fryer_E7 | F4 | Commercial | Lodging (WA) | New | Food Preparation | Natural Gas | Fryer | E7 | RVT BC Ratio | 0 | 0 | 0 | 0 | 0 | 0 | 0 | 0 | 0 | 0 | 0 | 0 | 0 | 0 | 0 | 0 | 0 | 0 | 0 | 0 | 0 | 0 | 0 | 0 | 0 | 0 | 0
F4_Commercial_Lodging (WA)_New_Food Preparation_Natural Gas_Fryer_E8 | F4 | Commercial | Lodging (WA) | New | Food Preparation | Natural Gas | Fryer | E8 | RVT BC Ratio | 0 | 0 | 0 | 0 | 0 | 0 | 0 | 0 | 0 | 0 | 0 | 0 | 0 | 0 | 0 | 0 | 0 | 0 | 0 | 0 | 0 | 0 | 0 | 0 | 0 | 0 | 0
F4_Commercial_Lodging (WA)_New_Food Preparation_Natural Gas_Fryer_E9 | F4 | Commercial | Lodging (WA) | New | Food Preparation | Natural Gas | Fryer | E9 | RVT BC Ratio | 0 | 0 | 0 | 0 | 0 | 0 | 0 | 0 | 0 | 0 | 0 | 0 | 0 | 0 | 0 | 0 | 0 | 0 | 0 | 0 | 0 | 0 | 0 | 0 | 0 | 0 | 0
F4_Commercial_Lodging (WA)_New_Food Preparation_Natural Gas_Fryer_E10 | F4 | Commercial | Lodging (WA) | New | Food Preparation | Natural Gas | Fryer | E10 | RVT BC Ratio | 0 | 0 | 0 | 0 | 0 | 0 | 0 | 0 | 0 | 0 | 0 | 0 | 0 | 0 | 0 | 0 | 0 | 0 | 0 | 0 | 0 | 0 | 0 | 0 | 0 | 0 | 0
F5_Commercial_Lodging (WA)_New_Food Preparation_Natural Gas_Fryer_E1 | F5 | Commercial | Lodging (WA) | New | Food Preparation | Natural Gas | Fryer | E1 | RIM BC Ratio | [24 empty] | 1 | 1 | 1 | bar: 2019 to 2042
F5_Commercial_Lodging (WA)_New_Food Preparation_Natural Gas_Fryer_E2 | F5 | Commercial | Lodging (WA) | New | Food Preparation | Natural Gas | Fryer | E2 | RIM BC Ratio | 0.82636 | 0.83195 | 0.83794 | 0.8443 | 0.85103 | 0.85802 | 0.86538 | 0.87318 | 0.88155 | 0.89046 | 0.89317 | 0.89614 | 0.89922 | 0.90239 | 0.90567 | 0.90908 | 0.91267 | 0.91643 | 0.9204 | 0.92457 | 0.92898 | 0.92938 | 0.92976 | 0.93015 | 0.93053 | 0.9309 | 0.93127
F5_Commercial_Lodging (WA)_New_Food Preparation_Natural Gas_Fryer_E3 | F5 | Commercial | Lodging (WA) | New | Food Preparation | Natural Gas | Fryer | E3 | RIM BC Ratio | 0 | 0 | 0 | 0 | 0 | 0 | 0 | 0 | 0 | 0 | 0 | 0 | 0 | 0 | 0 | 0 | 0 | 0 | 0 | 0 | 0 | 0 | 0 | 0 | 0 | 0 | 0
F5_Commercial_Lodging (WA)_New_Food Preparation_Natural Gas_Fryer_E4 | F5 | Commercial | Lodging (WA) | New | Food Preparation | Natural Gas | Fryer | E4 | RIM BC Ratio | 0 | 0 | 0 | 0 | 0 | 0 | 0 | 0 | 0 | 0 | 0 | 0 | 0 | 0 | 0 | 0 | 0 | 0 | 0 | 0 | 0 | 0 | 0 | 0 | 0 | 0 | 0
F5_Commercial_Lodging (WA)_New_Food Preparation_Natural Gas_Fryer_E5 | F5 | Commercial | Lodging (WA) | New | Food Preparation | Natural Gas | Fryer | E5 | RIM BC Ratio | 0 | 0 | 0 | 0 | 0 | 0 | 0 | 0 | 0 | 0 | 0 | 0 | 0 | 0 | 0 | 0 | 0 | 0 | 0 | 0 | 0 | 0 | 0 | 0 | 0 | 0 | 0
F5_Commercial_Lodging (WA)_New_Food Preparation_Natural Gas_Fryer_E6 | F5 | Commercial | Lodging (WA) | New | Food Preparation | Natural Gas | Fryer | E6 | RIM BC Ratio | 0 | 0 | 0 | 0 | 0 | 0 | 0 | 0 | 0 | 0 | 0 | 0 | 0 | 0 | 0 | 0 | 0 | 0 | 0 | 0 | 0 | 0 | 0 | 0 | 0 | 0 | 0
F5_Commercial_Lodging (WA)_New_Food Preparation_Natural Gas_Fryer_E7 | F5 | Commercial | Lodging (WA) | New | Food Preparation | Natural Gas | Fryer | E7 | RIM BC Ratio | 0 | 0 | 0 | 0 | 0 | 0 | 0 | 0 | 0 | 0 | 0 | 0 | 0 | 0 | 0 | 0 | 0 | 0 | 0 | 0 | 0 | 0 | 0 | 0 | 0 | 0 | 0
F5_Commercial_Lodging (WA)_New_Food Preparation_Natural Gas_Fryer_E8 | F5 | Commercial | Lodging (WA) | New | Food Preparation | Natural Gas | Fryer | E8 | RIM BC Ratio | 0 | 0 | 0 | 0 | 0 | 0 | 0 | 0 | 0 | 0 | 0 | 0 | 0 | 0 | 0 | 0 | 0 | 0 | 0 | 0 | 0 | 0 | 0 | 0 | 0 | 0 | 0
F5_Commercial_Lodging (WA)_New_Food Preparation_Natural Gas_Fryer_E9 | F5 | Commercial | Lodging (WA) | New | Food Preparation | Natural Gas | Fryer | E9 | RIM BC Ratio | 0 | 0 | 0 | 0 | 0 | 0 | 0 | 0 | 0 | 0 | 0 | 0 | 0 | 0 | 0 | 0 | 0 | 0 | 0 | 0 | 0 | 0 | 0 | 0 | 0 | 0 | 0
F5_Commercial_Lodging (WA)_New_Food Preparation_Natural Gas_Fryer_E10 | F5 | Commercial | Lodging (WA) | New | Food Preparation | Natural Gas | Fryer | E10 | RIM BC Ratio | 0 | 0 | 0 | 0 | 0 | 0 | 0 | 0 | 0 | 0 | 0 | 0 | 0 | 0 | 0 | 0 | 0 | 0 | 0 | 0 | 0 | 0 | 0 | 0 | 0 | 0 | 0
F0_Commercial_Lodging (WA)_New_Food Preparation_Natural Gas_Broiler_E0 | F0 | Commercial | Lodging (WA) | New | Food Preparation | Natural Gas | Broiler | E0 | Economic Unit | Infrared Burners | Infrared Burners | Infrared Burners | Infrared Burners | Infrared Burners | Infrared Burners | Infrared Burners | Infrared Burners | Infrared Burners | Infrared Burners | Infrared Burners | Infrared Burners | Infrared Burners | Infrared Burners | Infrared Burners | Infrared Burners | Infrared Burners | Infrared Burners | Infrared Burners | Infrared Burners | Infrared Burners | Infrared Burners | Infrared Burners | Infrared Burners | Infrared Burners | Infrared Burners | Infrared Burners
F1_Commercial_Lodging (WA)_New_Food Preparation_Natural Gas_Broiler_E1 | F1 | Commercial | Lodging (WA) | New | Food Preparation | Natural Gas | Broiler | E1 | CCE | 0 | 0 | 0 | 0 | 0 | 0 | 0 | 0 | 0 | 0 | 0 | 0 | 0 | 0 | 0 | 0 | 0 | 0 | 0 | 0 | 0 | 0 | 0 | 0 | 0 | 0 | 0
F1_Commercial_Lodging (WA)_New_Food Preparation_Natural Gas_Broiler_E2 | F1 | Commercial | Lodging (WA) | New | Food Preparation | Natural Gas | Broiler | E2 | CCE | 0.00065691 | 0.00065691 | 0.00065691 | 0.00065691 | 0.00065691 | 0.00065691 | 0.00065691 | 0.00065691 | 0.00065691 | 0.00065691 | 0.00065691 | 0.00065691 | 0.00065691 | 0.00065691 | 0.00065691 | 0.00065691 | 0.00065691 | 0.00065691 | 0.00065691 | 0.00065691 | 0.00065691 | 0.00065691 | 0.00065691 | 0.00065691 | 0.00065691 | 0.00065691 | 0.00065691
F1_Commercial_Lodging (WA)_New_Food Preparation_Natural Gas_Broiler_E3 | F1 | Commercial | Lodging (WA) | New | Food Preparation | Natural Gas | Broiler | E3 | CCE | 0 | 0 | 0 | 0 | 0 | 0 | 0 | 0 | 0 | 0 | 0 | 0 | 0 | 0 | 0 | 0 | 0 | 0 | 0 | 0 | 0 | 0 | 0 | 0 | 0 | 0 | 0
F1_Commercial_Lodging (WA)_New_Food Preparation_Natural Gas_Broiler_E4 | F1 | Commercial | Lodging (WA) | New | Food Preparation | Natural Gas | Broiler | E4 | CCE | 0 | 0 | 0 | 0 | 0 | 0 | 0 | 0 | 0 | 0 | 0 | 0 | 0 | 0 | 0 | 0 | 0 | 0 | 0 | 0 | 0 | 0 | 0 | 0 | 0 | 0 | 0
F1_Commercial_Lodging (WA)_New_Food Preparation_Natural Gas_Broiler_E5 | F1 | Commercial | Lodging (WA) | New | Food Preparation | Natural Gas | Broiler | E5 | CCE | 0 | 0 | 0 | 0 | 0 | 0 | 0 | 0 | 0 | 0 | 0 | 0 | 0 | 0 | 0 | 0 | 0 | 0 | 0 | 0 | 0 | 0 | 0 | 0 | 0 | 0 | 0
F1_Commercial_Lodging (WA)_New_Food Preparation_Natural Gas_Broiler_E6 | F1 | Commercial | Lodging (WA) | New | Food Preparation | Natural Gas | Broiler | E6 | CCE | 0 | 0 | 0 | 0 | 0 | 0 | 0 | 0 | 0 | 0 | 0 | 0 | 0 | 0 | 0 | 0 | 0 | 0 | 0 | 0 | 0 | 0 | 0 | 0 | 0 | 0 | 0
F1_Commercial_Lodging (WA)_New_Food Preparation_Natural Gas_Broiler_E7 | F1 | Commercial | Lodging (WA) | New | Food Preparation | Natural Gas | Broiler | E7 | CCE | 0 | 0 | 0 | 0 | 0 | 0 | 0 | 0 | 0 | 0 | 0 | 0 | 0 | 0 | 0 | 0 | 0 | 0 | 0 | 0 | 0 | 0 | 0 | 0 | 0 | 0 | 0
F1_Commercial_Lodging (WA)_New_Food Preparation_Natural Gas_Broiler_E8 | F1 | Commercial | Lodging (WA) | New | Food Preparation | Natural Gas | Broiler | E8 | CCE | 0 | 0 | 0 | 0 | 0 | 0 | 0 | 0 | 0 | 0 | 0 | 0 | 0 | 0 | 0 | 0 | 0 | 0 | 0 | 0 | 0 | 0 | 0 | 0 | 0 | 0 | 0
F1_Commercial_Lodging (WA)_New_Food Preparation_Natural Gas_Broiler_E9 | F1 | Commercial | Lodging (WA) | New | Food Preparation | Natural Gas | Broiler | E9 | CCE | 0 | 0 | 0 | 0 | 0 | 0 | 0 | 0 | 0 | 0 | 0 | 0 | 0 | 0 | 0 | 0 | 0 | 0 | 0 | 0 | 0 | 0 | 0 | 0 | 0 | 0 | 0
F1_Commercial_Lodging (WA)_New_Food Preparation_Natural Gas_Broiler_E10 | F1 | Commercial | Lodging (WA) | New | Food Preparation | Natural Gas | Broiler | E10 | CCE | 0 | 0 | 0 | 0 | 0 | 0 | 0 | 0 | 0 | 0 | 0 | 0 | 0 | 0 | 0 | 0 | 0 | 0 | 0 | 0 | 0 | 0 | 0 | 0 | 0 | 0 | 0
F2_Commercial_Lodging (WA)_New_Food Preparation_Natural Gas_Broiler_E1 | F2 | Commercial | Lodging (WA) | New | Food Preparation | Natural Gas | Broiler | E1 | TRC BC Ratio | [24 empty] | 1 | 1 | 1 | bar: 2019 to 2042
F2_Commercial_Lodging (WA)_New_Food Preparation_Natural Gas_Broiler_E2 | F2 | Commercial | Lodging (WA) | New | Food Preparation | Natural Gas | Broiler | E2 | TRC BC Ratio | 5.4178 | 5.5543 | 5.7161 | 5.9014 | 6.1111 | 6.3661 | 6.6287 | 6.8887 | 7.139 | 7.3928 | 7.5947 | 7.7839 | 7.9871 | 8.1861 | 8.364 | 8.5305 | 8.6798 | 8.8272 | 8.9846 | 9.1382 | 9.296 | 9.46 | 9.6258 | 9.7968 | 9.9709 | 10.148 | 10.3283
F2_Commercial_Lodging (WA)_New_Food Preparation_Natural Gas_Broiler_E3 | F2 | Commercial | Lodging (WA) | New | Food Preparation | Natural Gas | Broiler | E3 | TRC BC Ratio | 0 | 0 | 0 | 0 | 0 | 0 | 0 | 0 | 0 | 0 | 0 | 0 | 0 | 0 | 0 | 0 | 0 | 0 | 0 | 0 | 0 | 0 | 0 | 0 | 0 | 0 | 0
F2_Commercial_Lodging (WA)_New_Food Preparation_Natural Gas_Broiler_E4 | F2 | Commercial | Lodging (WA) | New | Food Preparation | Natural Gas | Broiler | E4 | TRC BC Ratio | 0 | 0 | 0 | 0 | 0 | 0 | 0 | 0 | 0 | 0 | 0 | 0 | 0 | 0 | 0 | 0 | 0 | 0 | 0 | 0 | 0 | 0 | 0 | 0 | 0 | 0 | 0
F2_Commercial_Lodging (WA)_New_Food Preparation_Natural Gas_Broiler_E5 | F2 | Commercial | Lodging (WA) | New | Food Preparation | Natural Gas | Broiler | E5 | TRC BC Ratio | 0 | 0 | 0 | 0 | 0 | 0 | 0 | 0 | 0 | 0 | 0 | 0 | 0 | 0 | 0 | 0 | 0 | 0 | 0 | 0 | 0 | 0 | 0 | 0 | 0 | 0 | 0
F2_Commercial_Lodging (WA)_New_Food Preparation_Natural Gas_Broiler_E6 | F2 | Commercial | Lodging (WA) | New | Food Preparation | Natural Gas | Broiler | E6 | TRC BC Ratio | 0 | 0 | 0 | 0 | 0 | 0 | 0 | 0 | 0 | 0 | 0 | 0 | 0 | 0 | 0 | 0 | 0 | 0 | 0 | 0 | 0 | 0 | 0 | 0 | 0 | 0 | 0
F2_Commercial_Lodging (WA)_New_Food Preparation_Natural Gas_Broiler_E7 | F2 | Commercial | Lodging (WA) | New | Food Preparation | Natural Gas | Broiler | E7 | TRC BC Ratio | 0 | 0 | 0 | 0 | 0 | 0 | 0 | 0 | 0 | 0 | 0 | 0 | 0 | 0 | 0 | 0 | 0 | 0 | 0 | 0 | 0 | 0 | 0 | 0 | 0 | 0 | 0
F2_Commercial_Lodging (WA)_New_Food Preparation_Natural Gas_Broiler_E8 | F2 | Commercial | Lodging (WA) | New | Food Preparation | Natural Gas | Broiler | E8 | TRC BC Ratio | 0 | 0 | 0 | 0 | 0 | 0 | 0 | 0 | 0 | 0 | 0 | 0 | 0 | 0 | 0 | 0 | 0 | 0 | 0 | 0 | 0 | 0 | 0 | 0 | 0 | 0 | 0
F2_Commercial_Lodging (WA)_New_Food Preparation_Natural Gas_Broiler_E9 | F2 | Commercial | Lodging (WA) | New | Food Preparation | Natural Gas | Broiler | E9 | TRC BC Ratio | 0 | 0 | 0 | 0 | 0 | 0 | 0 | 0 | 0 | 0 | 0 | 0 | 0 | 0 | 0 | 0 | 0 | 0 | 0 | 0 | 0 | 0 | 0 | 0 | 0 | 0 | 0
F2_Commercial_Lodging (WA)_New_Food Preparation_Natural Gas_Broiler_E10 | F2 | Commercial | Lodging (WA) | New | Food Preparation | Natural Gas | Broiler | E10 | TRC BC Ratio | 0 | 0 | 0 | 0 | 0 | 0 | 0 | 0 | 0 | 0 | 0 | 0 | 0 | 0 | 0 | 0 | 0 | 0 | 0 | 0 | 0 | 0 | 0 | 0 | 0 | 0 | 0
F3_Commercial_Lodging (WA)_New_Food Preparation_Natural Gas_Broiler_E1 | F3 | Commercial | Lodging (WA) | New | Food Preparation | Natural Gas | Broiler | E1 | PACT BC Ratio | [24 empty] | 1 | 1 | 1 | bar: 2019 to 2042
F3_Commercial_Lodging (WA)_New_Food Preparation_Natural Gas_Broiler_E2 | F3 | Commercial | Lodging (WA) | New | Food Preparation | Natural Gas | Broiler | E2 | PACT BC Ratio | 10.9188 | 11.1939 | 11.5199 | 11.8935 | 12.316 | 12.8301 | 13.3592 | 13.8832 | 14.3876 | 14.8991 | 15.3061 | 15.6873 | 16.097 | 16.498 | 16.8565 | 17.192 | 17.4929 | 17.79 | 18.1073 | 18.4168 | 18.7348 | 19.0654 | 19.3995 | 19.7441 | 20.0949 | 20.4519 | 20.8153
F3_Commercial_Lodging (WA)_New_Food Preparation_Natural Gas_Broiler_E3 | F3 | Commercial | Lodging (WA) | New | Food Preparation | Natural Gas | Broiler | E3 | PACT BC Ratio | 0 | 0 | 0 | 0 | 0 | 0 | 0 | 0 | 0 | 0 | 0 | 0 | 0 | 0 | 0 | 0 | 0 | 0 | 0 | 0 | 0 | 0 | 0 | 0 | 0 | 0 | 0
F3_Commercial_Lodging (WA)_New_Food Preparation_Natural Gas_Broiler_E4 | F3 | Commercial | Lodging (WA) | New | Food Preparation | Natural Gas | Broiler | E4 | PACT BC Ratio | 0 | 0 | 0 | 0 | 0 | 0 | 0 | 0 | 0 | 0 | 0 | 0 | 0 | 0 | 0 | 0 | 0 | 0 | 0 | 0 | 0 | 0 | 0 | 0 | 0 | 0 | 0
F3_Commercial_Lodging (WA)_New_Food Preparation_Natural Gas_Broiler_E5 | F3 | Commercial | Lodging (WA) | New | Food Preparation | Natural Gas | Broiler | E5 | PACT BC Ratio | 0 | 0 | 0 | 0 | 0 | 0 | 0 | 0 | 0 | 0 | 0 | 0 | 0 | 0 | 0 | 0 | 0 | 0 | 0 | 0 | 0 | 0 | 0 | 0 | 0 | 0 | 0
F3_Commercial_Lodging (WA)_New_Food Preparation_Natural Gas_Broiler_E6 | F3 | Commercial | Lodging (WA) | New | Food Preparation | Natural Gas | Broiler | E6 | PACT BC Ratio | 0 | 0 | 0 | 0 | 0 | 0 | 0 | 0 | 0 | 0 | 0 | 0 | 0 | 0 | 0 | 0 | 0 | 0 | 0 | 0 | 0 | 0 | 0 | 0 | 0 | 0 | 0
F3_Commercial_Lodging (WA)_New_Food Preparation_Natural Gas_Broiler_E7 | F3 | Commercial | Lodging (WA) | New | Food Preparation | Natural Gas | Broiler | E7 | PACT BC Ratio | 0 | 0 | 0 | 0 | 0 | 0 | 0 | 0 | 0 | 0 | 0 | 0 | 0 | 0 | 0 | 0 | 0 | 0 | 0 | 0 | 0 | 0 | 0 | 0 | 0 | 0 | 0
F3_Commercial_Lodging (WA)_New_Food Preparation_Natural Gas_Broiler_E8 | F3 | Commercial | Lodging (WA) | New | Food Preparation | Natural Gas | Broiler | E8 | PACT BC Ratio | 0 | 0 | 0 | 0 | 0 | 0 | 0 | 0 | 0 | 0 | 0 | 0 | 0 | 0 | 0 | 0 | 0 | 0 | 0 | 0 | 0 | 0 | 0 | 0 | 0 | 0 | 0
F3_Commercial_Lodging (WA)_New_Food Preparation_Natural Gas_Broiler_E9 | F3 | Commercial | Lodging (WA) | New | Food Preparation | Natural Gas | Broiler | E9 | PACT BC Ratio | 0 | 0 | 0 | 0 | 0 | 0 | 0 | 0 | 0 | 0 | 0 | 0 | 0 | 0 | 0 | 0 | 0 | 0 | 0 | 0 | 0 | 0 | 0 | 0 | 0 | 0 | 0
F3_Commercial_Lodging (WA)_New_Food Preparation_Natural Gas_Broiler_E10 | F3 | Commercial | Lodging (WA) | New | Food Preparation | Natural Gas | Broiler | E10 | PACT BC Ratio | 0 | 0 | 0 | 0 | 0 | 0 | 0 | 0 | 0 | 0 | 0 | 0 | 0 | 0 | 0 | 0 | 0 | 0 | 0 | 0 | 0 | 0 | 0 | 0 | 0 | 0 | 0
F4_Commercial_Lodging (WA)_New_Food Preparation_Natural Gas_Broiler_E1 | F4 | Commercial | Lodging (WA) | New | Food Preparation | Natural Gas | Broiler | E1 | RVT BC Ratio | [24 empty] | 1 | 1 | 1 | bar: 2019 to 2042
F4_Commercial_Lodging (WA)_New_Food Preparation_Natural Gas_Broiler_E2 | F4 | Commercial | Lodging (WA) | New | Food Preparation | Natural Gas | Broiler | E2 | RVT BC Ratio | 8.0527 | 8.1973 | 8.3671 | 8.565 | 8.7918 | 9.0748 | 9.3586 | 9.628 | 9.8719 | 10.1084 | 10.3534 | 10.576 | 10.811 | 11.0334 | 11.2246 | 11.3972 | 11.5432 | 11.6827 | 11.831 | 11.9694 | 12.1084 | 12.3151 | 12.5239 | 12.7394 | 12.9587 | 13.1819 | 13.4091
F4_Commercial_Lodging (WA)_New_Food Preparation_Natural Gas_Broiler_E3 | F4 | Commercial | Lodging (WA) | New | Food Preparation | Natural Gas | Broiler | E3 | RVT BC Ratio | 0 | 0 | 0 | 0 | 0 | 0 | 0 | 0 | 0 | 0 | 0 | 0 | 0 | 0 | 0 | 0 | 0 | 0 | 0 | 0 | 0 | 0 | 0 | 0 | 0 | 0 | 0
F4_Commercial_Lodging (WA)_New_Food Preparation_Natural Gas_Broiler_E4 | F4 | Commercial | Lodging (WA) | New | Food Preparation | Natural Gas | Broiler | E4 | RVT BC Ratio | 0 | 0 | 0 | 0 | 0 | 0 | 0 | 0 | 0 | 0 | 0 | 0 | 0 | 0 | 0 | 0 | 0 | 0 | 0 | 0 | 0 | 0 | 0 | 0 | 0 | 0 | 0
F4_Commercial_Lodging (WA)_New_Food Preparation_Natural Gas_Broiler_E5 | F4 | Commercial | Lodging (WA) | New | Food Preparation | Natural Gas | Broiler | E5 | RVT BC Ratio | 0 | 0 | 0 | 0 | 0 | 0 | 0 | 0 | 0 | 0 | 0 | 0 | 0 | 0 | 0 | 0 | 0 | 0 | 0 | 0 | 0 | 0 | 0 | 0 | 0 | 0 | 0
F4_Commercial_Lodging (WA)_New_Food Preparation_Natural Gas_Broiler_E6 | F4 | Commercial | Lodging (WA) | New | Food Preparation | Natural Gas | Broiler | E6 | RVT BC Ratio | 0 | 0 | 0 | 0 | 0 | 0 | 0 | 0 | 0 | 0 | 0 | 0 | 0 | 0 | 0 | 0 | 0 | 0 | 0 | 0 | 0 | 0 | 0 | 0 | 0 | 0 | 0
F4_Commercial_Lodging (WA)_New_Food Preparation_Natural Gas_Broiler_E7 | F4 | Commercial | Lodging (WA) | New | Food Preparation | Natural Gas | Broiler | E7 | RVT BC Ratio | 0 | 0 | 0 | 0 | 0 | 0 | 0 | 0 | 0 | 0 | 0 | 0 | 0 | 0 | 0 | 0 | 0 | 0 | 0 | 0 | 0 | 0 | 0 | 0 | 0 | 0 | 0
F4_Commercial_Lodging (WA)_New_Food Preparation_Natural Gas_Broiler_E8 | F4 | Commercial | Lodging (WA) | New | Food Preparation | Natural Gas | Broiler | E8 | RVT BC Ratio | 0 | 0 | 0 | 0 | 0 | 0 | 0 | 0 | 0 | 0 | 0 | 0 | 0 | 0 | 0 | 0 | 0 | 0 | 0 | 0 | 0 | 0 | 0 | 0 | 0 | 0 | 0
F4_Commercial_Lodging (WA)_New_Food Preparation_Natural Gas_Broiler_E9 | F4 | Commercial | Lodging (WA) | New | Food Preparation | Natural Gas | Broiler | E9 | RVT BC Ratio | 0 | 0 | 0 | 0 | 0 | 0 | 0 | 0 | 0 | 0 | 0 | 0 | 0 | 0 | 0 | 0 | 0 | 0 | 0 | 0 | 0 | 0 | 0 | 0 | 0 | 0 | 0
F4_Commercial_Lodging (WA)_New_Food Preparation_Natural Gas_Broiler_E10 | F4 | Commercial | Lodging (WA) | New | Food Preparation | Natural Gas | Broiler | E10 | RVT BC Ratio | 0 | 0 | 0 | 0 | 0 | 0 | 0 | 0 | 0 | 0 | 0 | 0 | 0 | 0 | 0 | 0 | 0 | 0 | 0 | 0 | 0 | 0 | 0 | 0 | 0 | 0 | 0
F5_Commercial_Lodging (WA)_New_Food Preparation_Natural Gas_Broiler_E1 | F5 | Commercial | Lodging (WA) | New | Food Preparation | Natural Gas | Broiler | E1 | RIM BC Ratio | [24 empty] | 1 | 1 | 1 | bar: 2019 to 2042
F5_Commercial_Lodging (WA)_New_Food Preparation_Natural Gas_Broiler_E2 | F5 | Commercial | Lodging (WA) | New | Food Preparation | Natural Gas | Broiler | E2 | RIM BC Ratio | 0.78778 | 0.79373 | 0.80065 | 0.80795 | 0.81556 | 0.82367 | 0.83218 | 0.84111 | 0.85056 | 0.86059 | 0.86358 | 0.8668 | 0.87045 | 0.87447 | 0.87852 | 0.88268 | 0.88695 | 0.89143 | 0.89615 | 0.9011 | 0.90631 | 0.90707 | 0.90781 | 0.90856 | 0.90929 | 0.91 | 0.91071
F5_Commercial_Lodging (WA)_New_Food Preparation_Natural Gas_Broiler_E3 | F5 | Commercial | Lodging (WA) | New | Food Preparation | Natural Gas | Broiler | E3 | RIM BC Ratio | 0 | 0 | 0 | 0 | 0 | 0 | 0 | 0 | 0 | 0 | 0 | 0 | 0 | 0 | 0 | 0 | 0 | 0 | 0 | 0 | 0 | 0 | 0 | 0 | 0 | 0 | 0
F5_Commercial_Lodging (WA)_New_Food Preparation_Natural Gas_Broiler_E4 | F5 | Commercial | Lodging (WA) | New | Food Preparation | Natural Gas | Broiler | E4 | RIM BC Ratio | 0 | 0 | 0 | 0 | 0 | 0 | 0 | 0 | 0 | 0 | 0 | 0 | 0 | 0 | 0 | 0 | 0 | 0 | 0 | 0 | 0 | 0 | 0 | 0 | 0 | 0 | 0
F5_Commercial_Lodging (WA)_New_Food Preparation_Natural Gas_Broiler_E5 | F5 | Commercial | Lodging (WA) | New | Food Preparation | Natural Gas | Broiler | E5 | RIM BC Ratio | 0 | 0 | 0 | 0 | 0 | 0 | 0 | 0 | 0 | 0 | 0 | 0 | 0 | 0 | 0 | 0 | 0 | 0 | 0 | 0 | 0 | 0 | 0 | 0 | 0 | 0 | 0
F5_Commercial_Lodging (WA)_New_Food Preparation_Natural Gas_Broiler_E6 | F5 | Commercial | Lodging (WA) | New | Food Preparation | Natural Gas | Broiler | E6 | RIM BC Ratio | 0 | 0 | 0 | 0 | 0 | 0 | 0 | 0 | 0 | 0 | 0 | 0 | 0 | 0 | 0 | 0 | 0 | 0 | 0 | 0 | 0 | 0 | 0 | 0 | 0 | 0 | 0
F5_Commercial_Lodging (WA)_New_Food Preparation_Natural Gas_Broiler_E7 | F5 | Commercial | Lodging (WA) | New | Food Preparation | Natural Gas | Broiler | E7 | RIM BC Ratio | 0 | 0 | 0 | 0 | 0 | 0 | 0 | 0 | 0 | 0 | 0 | 0 | 0 | 0 | 0 | 0 | 0 | 0 | 0 | 0 | 0 | 0 | 0 | 0 | 0 | 0 | 0
F5_Commercial_Lodging (WA)_New_Food Preparation_Natural Gas_Broiler_E8 | F5 | Commercial | Lodging (WA) | New | Food Preparation | Natural Gas | Broiler | E8 | RIM BC Ratio | 0 | 0 | 0 | 0 | 0 | 0 | 0 | 0 | 0 | 0 | 0 | 0 | 0 | 0 | 0 | 0 | 0 | 0 | 0 | 0 | 0 | 0 | 0 | 0 | 0 | 0 | 0
F5_Commercial_Lodging (WA)_New_Food Preparation_Natural Gas_Broiler_E9 | F5 | Commercial | Lodging (WA) | New | Food Preparation | Natural Gas | Broiler | E9 | RIM BC Ratio | 0 | 0 | 0 | 0 | 0 | 0 | 0 | 0 | 0 | 0 | 0 | 0 | 0 | 0 | 0 | 0 | 0 | 0 | 0 | 0 | 0 | 0 | 0 | 0 | 0 | 0 | 0
F5_Commercial_Lodging (WA)_New_Food Preparation_Natural Gas_Broiler_E10 | F5 | Commercial | Lodging (WA) | New | Food Preparation | Natural Gas | Broiler | E10 | RIM BC Ratio | 0 | 0 | 0 | 0 | 0 | 0 | 0 | 0 | 0 | 0 | 0 | 0 | 0 | 0 | 0 | 0 | 0 | 0 | 0 | 0 | 0 | 0 | 0 | 0 | 0 | 0 | 0
F0_Commercial_Lodging (WA)_New_Food Preparation_Natural Gas_Griddle_E0 | F0 | Commercial | Lodging (WA) | New | Food Preparation | Natural Gas | Griddle | E0 | Economic Unit | ENERGY STAR | ENERGY STAR | ENERGY STAR | ENERGY STAR | ENERGY STAR | ENERGY STAR | ENERGY STAR | ENERGY STAR | ENERGY STAR | ENERGY STAR | ENERGY STAR | ENERGY STAR | ENERGY STAR | ENERGY STAR | ENERGY STAR | ENERGY STAR | ENERGY STAR | ENERGY STAR | ENERGY STAR | ENERGY STAR | ENERGY STAR | ENERGY STAR | ENERGY STAR | ENERGY STAR | ENERGY STAR | ENERGY STAR | ENERGY STAR
F1_Commercial_Lodging (WA)_New_Food Preparation_Natural Gas_Griddle_E1 | F1 | Commercial | Lodging (WA) | New | Food Preparation | Natural Gas | Griddle | E1 | CCE | 0 | 0 | 0 | 0 | 0 | 0 | 0 | 0 | 0 | 0 | 0 | 0 | 0 | 0 | 0 | 0 | 0 | 0 | 0 | 0 | 0 | 0 | 0 | 0 | 0 | 0 | 0
F1_Commercial_Lodging (WA)_New_Food Preparation_Natural Gas_Griddle_E2 | F1 | Commercial | Lodging (WA) | New | Food Preparation | Natural Gas | Griddle | E2 | CCE | 0.00098386 | 0.00098386 | 0.00098386 | 0.00098386 | 0.00098386 | 0.00098386 | 0.00098386 | 0.00098386 | 0.00098386 | 0.00098386 | 0.00098386 | 0.00098386 | 0.00098386 | 0.00098386 | 0.00098386 | 0.00098386 | 0.00098386 | 0.00098386 | 0.00098386 | 0.00098386 | 0.00098386 | 0.00098386 | 0.00098386 | 0.00098386 | 0.00098386 | 0.00098386 | 0.00098386
F1_Commercial_Lodging (WA)_New_Food Preparation_Natural Gas_Griddle_E3 | F1 | Commercial | Lodging (WA) | New | Food Preparation | Natural Gas | Griddle | E3 | CCE | 0 | 0 | 0 | 0 | 0 | 0 | 0 | 0 | 0 | 0 | 0 | 0 | 0 | 0 | 0 | 0 | 0 | 0 | 0 | 0 | 0 | 0 | 0 | 0 | 0 | 0 | 0
F1_Commercial_Lodging (WA)_New_Food Preparation_Natural Gas_Griddle_E4 | F1 | Commercial | Lodging (WA) | New | Food Preparation | Natural Gas | Griddle | E4 | CCE | 0 | 0 | 0 | 0 | 0 | 0 | 0 | 0 | 0 | 0 | 0 | 0 | 0 | 0 | 0 | 0 | 0 | 0 | 0 | 0 | 0 | 0 | 0 | 0 | 0 | 0 | 0
F1_Commercial_Lodging (WA)_New_Food Preparation_Natural Gas_Griddle_E5 | F1 | Commercial | Lodging (WA) | New | Food Preparation | Natural Gas | Griddle | E5 | CCE | 0 | 0 | 0 | 0 | 0 | 0 | 0 | 0 | 0 | 0 | 0 | 0 | 0 | 0 | 0 | 0 | 0 | 0 | 0 | 0 | 0 | 0 | 0 | 0 | 0 | 0 | 0
F1_Commercial_Lodging (WA)_New_Food Preparation_Natural Gas_Griddle_E6 | F1 | Commercial | Lodging (WA) | New | Food Preparation | Natural Gas | Griddle | E6 | CCE | 0 | 0 | 0 | 0 | 0 | 0 | 0 | 0 | 0 | 0 | 0 | 0 | 0 | 0 | 0 | 0 | 0 | 0 | 0 | 0 | 0 | 0 | 0 | 0 | 0 | 0 | 0
F1_Commercial_Lodging (WA)_New_Food Preparation_Natural Gas_Griddle_E7 | F1 | Commercial | Lodging (WA) | New | Food Preparation | Natural Gas | Griddle | E7 | CCE | 0 | 0 | 0 | 0 | 0 | 0 | 0 | 0 | 0 | 0 | 0 | 0 | 0 | 0 | 0 | 0 | 0 | 0 | 0 | 0 | 0 | 0 | 0 | 0 | 0 | 0 | 0
F1_Commercial_Lodging (WA)_New_Food Preparation_Natural Gas_Griddle_E8 | F1 | Commercial | Lodging (WA) | New | Food Preparation | Natural Gas | Griddle | E8 | CCE | 0 | 0 | 0 | 0 | 0 | 0 | 0 | 0 | 0 | 0 | 0 | 0 | 0 | 0 | 0 | 0 | 0 | 0 | 0 | 0 | 0 | 0 | 0 | 0 | 0 | 0 | 0
F1_Commercial_Lodging (WA)_New_Food Preparation_Natural Gas_Griddle_E9 | F1 | Commercial | Lodging (WA) | New | Food Preparation | Natural Gas | Griddle | E9 | CCE | 0 | 0 | 0 | 0 | 0 | 0 | 0 | 0 | 0 | 0 | 0 | 0 | 0 | 0 | 0 | 0 | 0 | 0 | 0 | 0 | 0 | 0 | 0 | 0 | 0 | 0 | 0
F1_Commercial_Lodging (WA)_New_Food Preparation_Natural Gas_Griddle_E10 | F1 | Commercial | Lodging (WA) | New | Food Preparation | Natural Gas | Griddle | E10 | CCE | 0 | 0 | 0 | 0 | 0 | 0 | 0 | 0 | 0 | 0 | 0 | 0 | 0 | 0 | 0 | 0 | 0 | 0 | 0 | 0 | 0 | 0 | 0 | 0 | 0 | 0 | 0
F2_Commercial_Lodging (WA)_New_Food Preparation_Natural Gas_Griddle_E1 | F2 | Commercial | Lodging (WA) | New | Food Preparation | Natural Gas | Griddle | E1 | TRC BC Ratio | [24 empty] | 1 | 1 | 1 | bar: 2019 to 2042
F2_Commercial_Lodging (WA)_New_Food Preparation_Natural Gas_Griddle_E2 | F2 | Commercial | Lodging (WA) | New | Food Preparation | Natural Gas | Griddle | E2 | TRC BC Ratio | 3.6174 | 3.7085 | 3.8166 | 3.9403 | 4.0803 | 4.2506 | 4.4259 | 4.5995 | 4.7666 | 4.9361 | 5.0709 | 5.1972 | 5.3329 | 5.4658 | 5.5846 | 5.6957 | 5.7954 | 5.8938 | 5.9989 | 6.1015 | 6.2068 | 6.3164 | 6.427 | 6.5412 | 6.6574 | 6.7757 | 6.8961
F2_Commercial_Lodging (WA)_New_Food Preparation_Natural Gas_Griddle_E3 | F2 | Commercial | Lodging (WA) | New | Food Preparation | Natural Gas | Griddle | E3 | TRC BC Ratio | 0 | 0 | 0 | 0 | 0 | 0 | 0 | 0 | 0 | 0 | 0 | 0 | 0 | 0 | 0 | 0 | 0 | 0 | 0 | 0 | 0 | 0 | 0 | 0 | 0 | 0 | 0
F2_Commercial_Lodging (WA)_New_Food Preparation_Natural Gas_Griddle_E4 | F2 | Commercial | Lodging (WA) | New | Food Preparation | Natural Gas | Griddle | E4 | TRC BC Ratio | 0 | 0 | 0 | 0 | 0 | 0 | 0 | 0 | 0 | 0 | 0 | 0 | 0 | 0 | 0 | 0 | 0 | 0 | 0 | 0 | 0 | 0 | 0 | 0 | 0 | 0 | 0
F2_Commercial_Lodging (WA)_New_Food Preparation_Natural Gas_Griddle_E5 | F2 | Commercial | Lodging (WA) | New | Food Preparation | Natural Gas | Griddle | E5 | TRC BC Ratio | 0 | 0 | 0 | 0 | 0 | 0 | 0 | 0 | 0 | 0 | 0 | 0 | 0 | 0 | 0 | 0 | 0 | 0 | 0 | 0 | 0 | 0 | 0 | 0 | 0 | 0 | 0
F2_Commercial_Lodging (WA)_New_Food Preparation_Natural Gas_Griddle_E6 | F2 | Commercial | Lodging (WA) | New | Food Preparation | Natural Gas | Griddle | E6 | TRC BC Ratio | 0 | 0 | 0 | 0 | 0 | 0 | 0 | 0 | 0 | 0 | 0 | 0 | 0 | 0 | 0 | 0 | 0 | 0 | 0 | 0 | 0 | 0 | 0 | 0 | 0 | 0 | 0
F2_Commercial_Lodging (WA)_New_Food Preparation_Natural Gas_Griddle_E7 | F2 | Commercial | Lodging (WA) | New | Food Preparation | Natural Gas | Griddle | E7 | TRC BC Ratio | 0 | 0 | 0 | 0 | 0 | 0 | 0 | 0 | 0 | 0 | 0 | 0 | 0 | 0 | 0 | 0 | 0 | 0 | 0 | 0 | 0 | 0 | 0 | 0 | 0 | 0 | 0
F2_Commercial_Lodging (WA)_New_Food Preparation_Natural Gas_Griddle_E8 | F2 | Commercial | Lodging (WA) | New | Food Preparation | Natural Gas | Griddle | E8 | TRC BC Ratio | 0 | 0 | 0 | 0 | 0 | 0 | 0 | 0 | 0 | 0 | 0 | 0 | 0 | 0 | 0 | 0 | 0 | 0 | 0 | 0 | 0 | 0 | 0 | 0 | 0 | 0 | 0
F2_Commercial_Lodging (WA)_New_Food Preparation_Natural Gas_Griddle_E9 | F2 | Commercial | Lodging (WA) | New | Food Preparation | Natural Gas | Griddle | E9 | TRC BC Ratio | 0 | 0 | 0 | 0 | 0 | 0 | 0 | 0 | 0 | 0 | 0 | 0 | 0 | 0 | 0 | 0 | 0 | 0 | 0 | 0 | 0 | 0 | 0 | 0 | 0 | 0 | 0
F2_Commercial_Lodging (WA)_New_Food Preparation_Natural Gas_Griddle_E10 | F2 | Commercial | Lodging (WA) | New | Food Preparation | Natural Gas | Griddle | E10 | TRC BC Ratio | 0 | 0 | 0 | 0 | 0 | 0 | 0 | 0 | 0 | 0 | 0 | 0 | 0 | 0 | 0 | 0 | 0 | 0 | 0 | 0 | 0 | 0 | 0 | 0 | 0 | 0 | 0
F3_Commercial_Lodging (WA)_New_Food Preparation_Natural Gas_Griddle_E1 | F3 | Commercial | Lodging (WA) | New | Food Preparation | Natural Gas | Griddle | E1 | PACT BC Ratio | [24 empty] | 1 | 1 | 1 | bar: 2019 to 2042
F3_Commercial_Lodging (WA)_New_Food Preparation_Natural Gas_Griddle_E2 | F3 | Commercial | Lodging (WA) | New | Food Preparation | Natural Gas | Griddle | E2 | PACT BC Ratio | 7.2903 | 7.4741 | 7.6917 | 7.9412 | 8.2233 | 8.5665 | 8.9198 | 9.2697 | 9.6065 | 9.948 | 10.2197 | 10.4743 | 10.7478 | 11.0155 | 11.2549 | 11.4789 | 11.6798 | 11.8782 | 12.09 | 12.2967 | 12.509 | 12.7298 | 12.9528 | 13.183 | 13.4172 | 13.6555 | 13.8981
F3_Commercial_Lodging (WA)_New_Food Preparation_Natural Gas_Griddle_E3 | F3 | Commercial | Lodging (WA) | New | Food Preparation | Natural Gas | Griddle | E3 | PACT BC Ratio | 0 | 0 | 0 | 0 | 0 | 0 | 0 | 0 | 0 | 0 | 0 | 0 | 0 | 0 | 0 | 0 | 0 | 0 | 0 | 0 | 0 | 0 | 0 | 0 | 0 | 0 | 0
F3_Commercial_Lodging (WA)_New_Food Preparation_Natural Gas_Griddle_E4 | F3 | Commercial | Lodging (WA) | New | Food Preparation | Natural Gas | Griddle | E4 | PACT BC Ratio | 0 | 0 | 0 | 0 | 0 | 0 | 0 | 0 | 0 | 0 | 0 | 0 | 0 | 0 | 0 | 0 | 0 | 0 | 0 | 0 | 0 | 0 | 0 | 0 | 0 | 0 | 0
F3_Commercial_Lodging (WA)_New_Food Preparation_Natural Gas_Griddle_E5 | F3 | Commercial | Lodging (WA) | New | Food Preparation | Natural Gas | Griddle | E5 | PACT BC Ratio | 0 | 0 | 0 | 0 | 0 | 0 | 0 | 0 | 0 | 0 | 0 | 0 | 0 | 0 | 0 | 0 | 0 | 0 | 0 | 0 | 0 | 0 | 0 | 0 | 0 | 0 | 0
F3_Commercial_Lodging (WA)_New_Food Preparation_Natural Gas_Griddle_E6 | F3 | Commercial | Lodging (WA) | New | Food Preparation | Natural Gas | Griddle | E6 | PACT BC Ratio | 0 | 0 | 0 | 0 | 0 | 0 | 0 | 0 | 0 | 0 | 0 | 0 | 0 | 0 | 0 | 0 | 0 | 0 | 0 | 0 | 0 | 0 | 0 | 0 | 0 | 0 | 0
F3_Commercial_Lodging (WA)_New_Food Preparation_Natural Gas_Griddle_E7 | F3 | Commercial | Lodging (WA) | New | Food Preparation | Natural Gas | Griddle | E7 | PACT BC Ratio | 0 | 0 | 0 | 0 | 0 | 0 | 0 | 0 | 0 | 0 | 0 | 0 | 0 | 0 | 0 | 0 | 0 | 0 | 0 | 0 | 0 | 0 | 0 | 0 | 0 | 0 | 0
F3_Commercial_Lodging (WA)_New_Food Preparation_Natural Gas_Griddle_E8 | F3 | Commercial | Lodging (WA) | New | Food Preparation | Natural Gas | Griddle | E8 | PACT BC Ratio | 0 | 0 | 0 | 0 | 0 | 0 | 0 | 0 | 0 | 0 | 0 | 0 | 0 | 0 | 0 | 0 | 0 | 0 | 0 | 0 | 0 | 0 | 0 | 0 | 0 | 0 | 0
F3_Commercial_Lodging (WA)_New_Food Preparation_Natural Gas_Griddle_E9 | F3 | Commercial | Lodging (WA) | New | Food Preparation | Natural Gas | Griddle | E9 | PACT BC Ratio | 0 | 0 | 0 | 0 | 0 | 0 | 0 | 0 | 0 | 0 | 0 | 0 | 0 | 0 | 0 | 0 | 0 | 0 | 0 | 0 | 0 | 0 | 0 | 0 | 0 | 0 | 0
F3_Commercial_Lodging (WA)_New_Food Preparation_Natural Gas_Griddle_E10 | F3 | Commercial | Lodging (WA) | New | Food Preparation | Natural Gas | Griddle | E10 | PACT BC Ratio | 0 | 0 | 0 | 0 | 0 | 0 | 0 | 0 | 0 | 0 | 0 | 0 | 0 | 0 | 0 | 0 | 0 | 0 | 0 | 0 | 0 | 0 | 0 | 0 | 0 | 0 | 0
F4_Commercial_Lodging (WA)_New_Food Preparation_Natural Gas_Griddle_E1 | F4 | Commercial | Lodging (WA) | New | Food Preparation | Natural Gas | Griddle | E1 | RVT BC Ratio | [24 empty] | 1 | 1 | 1 | bar: 2019 to 2042
F4_Commercial_Lodging (WA)_New_Food Preparation_Natural Gas_Griddle_E2 | F4 | Commercial | Lodging (WA) | New | Food Preparation | Natural Gas | Griddle | E2 | RVT BC Ratio | 5.5081 | 5.6047 | 5.718 | 5.8502 | 6.0016 | 6.1905 | 6.38 | 6.5599 | 6.7228 | 6.8806 | 7.0442 | 7.1929 | 7.3498 | 7.4983 | 7.626 | 7.7412 | 7.8387 | 7.9318 | 8.0308 | 8.1233 | 8.216 | 8.354 | 8.4935 | 8.6374 | 8.7838 | 8.9328 | 9.0845
F4_Commercial_Lodging (WA)_New_Food Preparation_Natural Gas_Griddle_E3 | F4 | Commercial | Lodging (WA) | New | Food Preparation | Natural Gas | Griddle | E3 | RVT BC Ratio | 0 | 0 | 0 | 0 | 0 | 0 | 0 | 0 | 0 | 0 | 0 | 0 | 0 | 0 | 0 | 0 | 0 | 0 | 0 | 0 | 0 | 0 | 0 | 0 | 0 | 0 | 0
F4_Commercial_Lodging (WA)_New_Food Preparation_Natural Gas_Griddle_E4 | F4 | Commercial | Lodging (WA) | New | Food Preparation | Natural Gas | Griddle | E4 | RVT BC Ratio | 0 | 0 | 0 | 0 | 0 | 0 | 0 | 0 | 0 | 0 | 0 | 0 | 0 | 0 | 0 | 0 | 0 | 0 | 0 | 0 | 0 | 0 | 0 | 0 | 0 | 0 | 0
F4_Commercial_Lodging (WA)_New_Food Preparation_Natural Gas_Griddle_E5 | F4 | Commercial | Lodging (WA) | New | Food Preparation | Natural Gas | Griddle | E5 | RVT BC Ratio | 0 | 0 | 0 | 0 | 0 | 0 | 0 | 0 | 0 | 0 | 0 | 0 | 0 | 0 | 0 | 0 | 0 | 0 | 0 | 0 | 0 | 0 | 0 | 0 | 0 | 0 | 0
F4_Commercial_Lodging (WA)_New_Food Preparation_Natural Gas_Griddle_E6 | F4 | Commercial | Lodging (WA) | New | Food Preparation | Natural Gas | Griddle | E6 | RVT BC Ratio | 0 | 0 | 0 | 0 | 0 | 0 | 0 | 0 | 0 | 0 | 0 | 0 | 0 | 0 | 0 | 0 | 0 | 0 | 0 | 0 | 0 | 0 | 0 | 0 | 0 | 0 | 0
F4_Commercial_Lodging (WA)_New_Food Preparation_Natural Gas_Griddle_E7 | F4 | Commercial | Lodging (WA) | New | Food Preparation | Natural Gas | Griddle | E7 | RVT BC Ratio | 0 | 0 | 0 | 0 | 0 | 0 | 0 | 0 | 0 | 0 | 0 | 0 | 0 | 0 | 0 | 0 | 0 | 0 | 0 | 0 | 0 | 0 | 0 | 0 | 0 | 0 | 0
F4_Commercial_Lodging (WA)_New_Food Preparation_Natural Gas_Griddle_E8 | F4 | Commercial | Lodging (WA) | New | Food Preparation | Natural Gas | Griddle | E8 | RVT BC Ratio | 0 | 0 | 0 | 0 | 0 | 0 | 0 | 0 | 0 | 0 | 0 | 0 | 0 | 0 | 0 | 0 | 0 | 0 | 0 | 0 | 0 | 0 | 0 | 0 | 0 | 0 | 0
F4_Commercial_Lodging (WA)_New_Food Preparation_Natural Gas_Griddle_E9 | F4 | Commercial | Lodging (WA) | New | Food Preparation | Natural Gas | Griddle | E9 | RVT BC Ratio | 0 | 0 | 0 | 0 | 0 | 0 | 0 | 0 | 0 | 0 | 0 | 0 | 0 | 0 | 0 | 0 | 0 | 0 | 0 | 0 | 0 | 0 | 0 | 0 | 0 | 0 | 0
F4_Commercial_Lodging (WA)_New_Food Preparation_Natural Gas_Griddle_E10 | F4 | Commercial | Lodging (WA) | New | Food Preparation | Natural Gas | Griddle | E10 | RVT BC Ratio | 0 | 0 | 0 | 0 | 0 | 0 | 0 | 0 | 0 | 0 | 0 | 0 | 0 | 0 | 0 | 0 | 0 | 0 | 0 | 0 | 0 | 0 | 0 | 0 | 0 | 0 | 0
F5_Commercial_Lodging (WA)_New_Food Preparation_Natural Gas_Griddle_E1 | F5 | Commercial | Lodging (WA) | New | Food Preparation | Natural Gas | Griddle | E1 | RIM BC Ratio | [24 empty] | 1 | 1 | 1 | bar: 2019 to 2042
F5_Commercial_Lodging (WA)_New_Food Preparation_Natural Gas_Griddle_E2 | F5 | Commercial | Lodging (WA) | New | Food Preparation | Natural Gas | Griddle | E2 | RIM BC Ratio | 0.76048 | 0.76667 | 0.77388 | 0.78153 | 0.78954 | 0.79817 | 0.80715 | 0.81649 | 0.82625 | 0.83655 | 0.83999 | 0.8436 | 0.84764 | 0.852 | 0.85631 | 0.86068 | 0.86512 | 0.86974 | 0.87461 | 0.87968 | 0.885 | 0.88609 | 0.88715 | 0.88821 | 0.88926 | 0.89029 | 0.8913
F5_Commercial_Lodging (WA)_New_Food Preparation_Natural Gas_Griddle_E3 | F5 | Commercial | Lodging (WA) | New | Food Preparation | Natural Gas | Griddle | E3 | RIM BC Ratio | 0 | 0 | 0 | 0 | 0 | 0 | 0 | 0 | 0 | 0 | 0 | 0 | 0 | 0 | 0 | 0 | 0 | 0 | 0 | 0 | 0 | 0 | 0 | 0 | 0 | 0 | 0
F5_Commercial_Lodging (WA)_New_Food Preparation_Natural Gas_Griddle_E4 | F5 | Commercial | Lodging (WA) | New | Food Preparation | Natural Gas | Griddle | E4 | RIM BC Ratio | 0 | 0 | 0 | 0 | 0 | 0 | 0 | 0 | 0 | 0 | 0 | 0 | 0 | 0 | 0 | 0 | 0 | 0 | 0 | 0 | 0 | 0 | 0 | 0 | 0 | 0 | 0
F5_Commercial_Lodging (WA)_New_Food Preparation_Natural Gas_Griddle_E5 | F5 | Commercial | Lodging (WA) | New | Food Preparation | Natural Gas | Griddle | E5 | RIM BC Ratio | 0 | 0 | 0 | 0 | 0 | 0 | 0 | 0 | 0 | 0 | 0 | 0 | 0 | 0 | 0 | 0 | 0 | 0 | 0 | 0 | 0 | 0 | 0 | 0 | 0 | 0 | 0
F5_Commercial_Lodging (WA)_New_Food Preparation_Natural Gas_Griddle_E6 | F5 | Commercial | Lodging (WA) | New | Food Preparation | Natural Gas | Griddle | E6 | RIM BC Ratio | 0 | 0 | 0 | 0 | 0 | 0 | 0 | 0 | 0 | 0 | 0 | 0 | 0 | 0 | 0 | 0 | 0 | 0 | 0 | 0 | 0 | 0 | 0 | 0 | 0 | 0 | 0
F5_Commercial_Lodging (WA)_New_Food Preparation_Natural Gas_Griddle_E7 | F5 | Commercial | Lodging (WA) | New | Food Preparation | Natural Gas | Griddle | E7 | RIM BC Ratio | 0 | 0 | 0 | 0 | 0 | 0 | 0 | 0 | 0 | 0 | 0 | 0 | 0 | 0 | 0 | 0 | 0 | 0 | 0 | 0 | 0 | 0 | 0 | 0 | 0 | 0 | 0
F5_Commercial_Lodging (WA)_New_Food Preparation_Natural Gas_Griddle_E8 | F5 | Commercial | Lodging (WA) | New | Food Preparation | Natural Gas | Griddle | E8 | RIM BC Ratio | 0 | 0 | 0 | 0 | 0 | 0 | 0 | 0 | 0 | 0 | 0 | 0 | 0 | 0 | 0 | 0 | 0 | 0 | 0 | 0 | 0 | 0 | 0 | 0 | 0 | 0 | 0
F5_Commercial_Lodging (WA)_New_Food Preparation_Natural Gas_Griddle_E9 | F5 | Commercial | Lodging (WA) | New | Food Preparation | Natural Gas | Griddle | E9 | RIM BC Ratio | 0 | 0 | 0 | 0 | 0 | 0 | 0 | 0 | 0 | 0 | 0 | 0 | 0 | 0 | 0 | 0 | 0 | 0 | 0 | 0 | 0 | 0 | 0 | 0 | 0 | 0 | 0
F5_Commercial_Lodging (WA)_New_Food Preparation_Natural Gas_Griddle_E10 | F5 | Commercial | Lodging (WA) | New | Food Preparation | Natural Gas | Griddle | E10 | RIM BC Ratio | 0 | 0 | 0 | 0 | 0 | 0 | 0 | 0 | 0 | 0 | 0 | 0 | 0 | 0 | 0 | 0 | 0 | 0 | 0 | 0 | 0 | 0 | 0 | 0 | 0 | 0 | 0
F0_Commercial_Lodging (WA)_New_Food Preparation_Natural Gas_Range_E0 | F0 | Commercial | Lodging (WA) | New | Food Preparation | Natural Gas | Range | E0 | Economic Unit | High Efficiency | High Efficiency | High Efficiency | High Efficiency | High Efficiency | High Efficiency | High Efficiency | High Efficiency | High Efficiency | High Efficiency | High Efficiency | High Efficiency | High Efficiency | High Efficiency | High Efficiency | High Efficiency | High Efficiency | High Efficiency | High Efficiency | High Efficiency | High Efficiency | High Efficiency | High Efficiency | High Efficiency | High Efficiency | High Efficiency | High Efficiency
F1_Commercial_Lodging (WA)_New_Food Preparation_Natural Gas_Range_E1 | F1 | Commercial | Lodging (WA) | New | Food Preparation | Natural Gas | Range | E1 | CCE | 0 | 0 | 0 | 0 | 0 | 0 | 0 | 0 | 0 | 0 | 0 | 0 | 0 | 0 | 0 | 0 | 0 | 0 | 0 | 0 | 0 | 0 | 0 | 0 | 0 | 0 | 0
F1_Commercial_Lodging (WA)_New_Food Preparation_Natural Gas_Range_E2 | F1 | Commercial | Lodging (WA) | New | Food Preparation | Natural Gas | Range | E2 | CCE | 4.0279e-06 | 4.0279e-06 | 4.0279e-06 | 4.0279e-06 | 4.0279e-06 | 4.0279e-06 | 4.0279e-06 | 4.0279e-06 | 4.0279e-06 | 4.0279e-06 | 4.0279e-06 | 4.0279e-06 | 4.0279e-06 | 4.0279e-06 | 4.0279e-06 | 4.0279e-06 | 4.0279e-06 | 4.0279e-06 | 4.0279e-06 | 4.0279e-06 | 4.0279e-06 | 4.0279e-06 | 4.0279e-06 | 4.0279e-06 | 4.0279e-06 | 4.0279e-06 | 4.0279e-06
F1_Commercial_Lodging (WA)_New_Food Preparation_Natural Gas_Range_E3 | F1 | Commercial | Lodging (WA) | New | Food Preparation | Natural Gas | Range | E3 | CCE | 0 | 0 | 0 | 0 | 0 | 0 | 0 | 0 | 0 | 0 | 0 | 0 | 0 | 0 | 0 | 0 | 0 | 0 | 0 | 0 | 0 | 0 | 0 | 0 | 0 | 0 | 0
F1_Commercial_Lodging (WA)_New_Food Preparation_Natural Gas_Range_E4 | F1 | Commercial | Lodging (WA) | New | Food Preparation | Natural Gas | Range | E4 | CCE | 0 | 0 | 0 | 0 | 0 | 0 | 0 | 0 | 0 | 0 | 0 | 0 | 0 | 0 | 0 | 0 | 0 | 0 | 0 | 0 | 0 | 0 | 0 | 0 | 0 | 0 | 0
F1_Commercial_Lodging (WA)_New_Food Preparation_Natural Gas_Range_E5 | F1 | Commercial | Lodging (WA) | New | Food Preparation | Natural Gas | Range | E5 | CCE | 0 | 0 | 0 | 0 | 0 | 0 | 0 | 0 | 0 | 0 | 0 | 0 | 0 | 0 | 0 | 0 | 0 | 0 | 0 | 0 | 0 | 0 | 0 | 0 | 0 | 0 | 0
F1_Commercial_Lodging (WA)_New_Food Preparation_Natural Gas_Range_E6 | F1 | Commercial | Lodging (WA) | New | Food Preparation | Natural Gas | Range | E6 | CCE | 0 | 0 | 0 | 0 | 0 | 0 | 0 | 0 | 0 | 0 | 0 | 0 | 0 | 0 | 0 | 0 | 0 | 0 | 0 | 0 | 0 | 0 | 0 | 0 | 0 | 0 | 0
F1_Commercial_Lodging (WA)_New_Food Preparation_Natural Gas_Range_E7 | F1 | Commercial | Lodging (WA) | New | Food Preparation | Natural Gas | Range | E7 | CCE | 0 | 0 | 0 | 0 | 0 | 0 | 0 | 0 | 0 | 0 | 0 | 0 | 0 | 0 | 0 | 0 | 0 | 0 | 0 | 0 | 0 | 0 | 0 | 0 | 0 | 0 | 0
F1_Commercial_Lodging (WA)_New_Food Preparation_Natural Gas_Range_E8 | F1 | Commercial | Lodging (WA) | New | Food Preparation | Natural Gas | Range | E8 | CCE | 0 | 0 | 0 | 0 | 0 | 0 | 0 | 0 | 0 | 0 | 0 | 0 | 0 | 0 | 0 | 0 | 0 | 0 | 0 | 0 | 0 | 0 | 0 | 0 | 0 | 0 | 0
F1_Commercial_Lodging (WA)_New_Food Preparation_Natural Gas_Range_E9 | F1 | Commercial | Lodging (WA) | New | Food Preparation | Natural Gas | Range | E9 | CCE | 0 | 0 | 0 | 0 | 0 | 0 | 0 | 0 | 0 | 0 | 0 | 0 | 0 | 0 | 0 | 0 | 0 | 0 | 0 | 0 | 0 | 0 | 0 | 0 | 0 | 0 | 0
F1_Commercial_Lodging (WA)_New_Food Preparation_Natural Gas_Range_E10 | F1 | Commercial | Lodging (WA) | New | Food Preparation | Natural Gas | Range | E10 | CCE | 0 | 0 | 0 | 0 | 0 | 0 | 0 | 0 | 0 | 0 | 0 | 0 | 0 | 0 | 0 | 0 | 0 | 0 | 0 | 0 | 0 | 0 | 0 | 0 | 0 | 0 | 0
F2_Commercial_Lodging (WA)_New_Food Preparation_Natural Gas_Range_E1 | F2 | Commercial | Lodging (WA) | New | Food Preparation | Natural Gas | Range | E1 | TRC BC Ratio | [24 empty] | 1 | 1 | 1 | bar: 2019 to 2042
F2_Commercial_Lodging (WA)_New_Food Preparation_Natural Gas_Range_E2 | F2 | Commercial | Lodging (WA) | New | Food Preparation | Natural Gas | Range | E2 | TRC BC Ratio | 861.0229 | 880.9005 | 905.9042 | 935.3999 | 969.7004 | 1012.9597 | 1058.0178 | 1102.9436 | 1146.2762 | 1190.2049 | 1224.49 | 1256.3824 | 1290.7665 | 1324.2617 | 1353.8023 | 1381.1547 | 1405.2764 | 1428.9872 | 1454.4887 | 1479.2154 | 1504.652 | 1531.1783 | 1557.9591 | 1585.6376 | 1613.8079 | 1642.4787 | 1671.6588
F2_Commercial_Lodging (WA)_New_Food Preparation_Natural Gas_Range_E3 | F2 | Commercial | Lodging (WA) | New | Food Preparation | Natural Gas | Range | E3 | TRC BC Ratio | 0 | 0 | 0 | 0 | 0 | 0 | 0 | 0 | 0 | 0 | 0 | 0 | 0 | 0 | 0 | 0 | 0 | 0 | 0 | 0 | 0 | 0 | 0 | 0 | 0 | 0 | 0
F2_Commercial_Lodging (WA)_New_Food Preparation_Natural Gas_Range_E4 | F2 | Commercial | Lodging (WA) | New | Food Preparation | Natural Gas | Range | E4 | TRC BC Ratio | 0 | 0 | 0 | 0 | 0 | 0 | 0 | 0 | 0 | 0 | 0 | 0 | 0 | 0 | 0 | 0 | 0 | 0 | 0 | 0 | 0 | 0 | 0 | 0 | 0 | 0 | 0
F2_Commercial_Lodging (WA)_New_Food Preparation_Natural Gas_Range_E5 | F2 | Commercial | Lodging (WA) | New | Food Preparation | Natural Gas | Range | E5 | TRC BC Ratio | 0 | 0 | 0 | 0 | 0 | 0 | 0 | 0 | 0 | 0 | 0 | 0 | 0 | 0 | 0 | 0 | 0 | 0 | 0 | 0 | 0 | 0 | 0 | 0 | 0 | 0 | 0
F2_Commercial_Lodging (WA)_New_Food Preparation_Natural Gas_Range_E6 | F2 | Commercial | Lodging (WA) | New | Food Preparation | Natural Gas | Range | E6 | TRC BC Ratio | 0 | 0 | 0 | 0 | 0 | 0 | 0 | 0 | 0 | 0 | 0 | 0 | 0 | 0 | 0 | 0 | 0 | 0 | 0 | 0 | 0 | 0 | 0 | 0 | 0 | 0 | 0
F2_Commercial_Lodging (WA)_New_Food Preparation_Natural Gas_Range_E7 | F2 | Commercial | Lodging (WA) | New | Food Preparation | Natural Gas | Range | E7 | TRC BC Ratio | 0 | 0 | 0 | 0 | 0 | 0 | 0 | 0 | 0 | 0 | 0 | 0 | 0 | 0 | 0 | 0 | 0 | 0 | 0 | 0 | 0 | 0 | 0 | 0 | 0 | 0 | 0
F2_Commercial_Lodging (WA)_New_Food Preparation_Natural Gas_Range_E8 | F2 | Commercial | Lodging (WA) | New | Food Preparation | Natural Gas | Range | E8 | TRC BC Ratio | 0 | 0 | 0 | 0 | 0 | 0 | 0 | 0 | 0 | 0 | 0 | 0 | 0 | 0 | 0 | 0 | 0 | 0 | 0 | 0 | 0 | 0 | 0 | 0 | 0 | 0 | 0
F2_Commercial_Lodging (WA)_New_Food Preparation_Natural Gas_Range_E9 | F2 | Commercial | Lodging (WA) | New | Food Preparation | Natural Gas | Range | E9 | TRC BC Ratio | 0 | 0 | 0 | 0 | 0 | 0 | 0 | 0 | 0 | 0 | 0 | 0 | 0 | 0 | 0 | 0 | 0 | 0 | 0 | 0 | 0 | 0 | 0 | 0 | 0 | 0 | 0
F2_Commercial_Lodging (WA)_New_Food Preparation_Natural Gas_Range_E10 | F2 | Commercial | Lodging (WA) | New | Food Preparation | Natural Gas | Range | E10 | TRC BC Ratio | 0 | 0 | 0 | 0 | 0 | 0 | 0 | 0 | 0 | 0 | 0 | 0 | 0 | 0 | 0 | 0 | 0 | 0 | 0 | 0 | 0 | 0 | 0 | 0 | 0 | 0 | 0
F3_Commercial_Lodging (WA)_New_Food Preparation_Natural Gas_Range_E1 | F3 | Commercial | Lodging (WA) | New | Food Preparation | Natural Gas | Range | E1 | PACT BC Ratio | [24 empty] | 1 | 1 | 1 | bar: 2019 to 2042
F3_Commercial_Lodging (WA)_New_Food Preparation_Natural Gas_Range_E2 | F3 | Commercial | Lodging (WA) | New | Food Preparation | Natural Gas | Range | E2 | PACT BC Ratio | 1735.2741 | 1775.3347 | 1825.7264 | 1885.1709 | 1954.2988 | 2041.482 | 2132.2905 | 2222.8323 | 2310.1632 | 2398.6956 | 2467.7925 | 2532.0672 | 2601.3637 | 2668.8688 | 2728.4038 | 2783.5288 | 2832.1428 | 2879.9288 | 2931.3236 | 2981.1568 | 3032.4209 | 3085.8811 | 3139.854 | 3195.6364 | 3252.4097 | 3310.1917 | 3369.0002
F3_Commercial_Lodging (WA)_New_Food Preparation_Natural Gas_Range_E3 | F3 | Commercial | Lodging (WA) | New | Food Preparation | Natural Gas | Range | E3 | PACT BC Ratio | 0 | 0 | 0 | 0 | 0 | 0 | 0 | 0 | 0 | 0 | 0 | 0 | 0 | 0 | 0 | 0 | 0 | 0 | 0 | 0 | 0 | 0 | 0 | 0 | 0 | 0 | 0
F3_Commercial_Lodging (WA)_New_Food Preparation_Natural Gas_Range_E4 | F3 | Commercial | Lodging (WA) | New | Food Preparation | Natural Gas | Range | E4 | PACT BC Ratio | 0 | 0 | 0 | 0 | 0 | 0 | 0 | 0 | 0 | 0 | 0 | 0 | 0 | 0 | 0 | 0 | 0 | 0 | 0 | 0 | 0 | 0 | 0 | 0 | 0 | 0 | 0
F3_Commercial_Lodging (WA)_New_Food Preparation_Natural Gas_Range_E5 | F3 | Commercial | Lodging (WA) | New | Food Preparation | Natural Gas | Range | E5 | PACT BC Ratio | 0 | 0 | 0 | 0 | 0 | 0 | 0 | 0 | 0 | 0 | 0 | 0 | 0 | 0 | 0 | 0 | 0 | 0 | 0 | 0 | 0 | 0 | 0 | 0 | 0 | 0 | 0
F3_Commercial_Lodging (WA)_New_Food Preparation_Natural Gas_Range_E6 | F3 | Commercial | Lodging (WA) | New | Food Preparation | Natural Gas | Range | E6 | PACT BC Ratio | 0 | 0 | 0 | 0 | 0 | 0 | 0 | 0 | 0 | 0 | 0 | 0 | 0 | 0 | 0 | 0 | 0 | 0 | 0 | 0 | 0 | 0 | 0 | 0 | 0 | 0 | 0
F3_Commercial_Lodging (WA)_New_Food Preparation_Natural Gas_Range_E7 | F3 | Commercial | Lodging (WA) | New | Food Preparation | Natural Gas | Range | E7 | PACT BC Ratio | 0 | 0 | 0 | 0 | 0 | 0 | 0 | 0 | 0 | 0 | 0 | 0 | 0 | 0 | 0 | 0 | 0 | 0 | 0 | 0 | 0 | 0 | 0 | 0 | 0 | 0 | 0
F3_Commercial_Lodging (WA)_New_Food Preparation_Natural Gas_Range_E8 | F3 | Commercial | Lodging (WA) | New | Food Preparation | Natural Gas | Range | E8 | PACT BC Ratio | 0 | 0 | 0 | 0 | 0 | 0 | 0 | 0 | 0 | 0 | 0 | 0 | 0 | 0 | 0 | 0 | 0 | 0 | 0 | 0 | 0 | 0 | 0 | 0 | 0 | 0 | 0
F3_Commercial_Lodging (WA)_New_Food Preparation_Natural Gas_Range_E9 | F3 | Commercial | Lodging (WA) | New | Food Preparation | Natural Gas | Range | E9 | PACT BC Ratio | 0 | 0 | 0 | 0 | 0 | 0 | 0 | 0 | 0 | 0 | 0 | 0 | 0 | 0 | 0 | 0 | 0 | 0 | 0 | 0 | 0 | 0 | 0 | 0 | 0 | 0 | 0
F3_Commercial_Lodging (WA)_New_Food Preparation_Natural Gas_Range_E10 | F3 | Commercial | Lodging (WA) | New | Food Preparation | Natural Gas | Range | E10 | PACT BC Ratio | 0 | 0 | 0 | 0 | 0 | 0 | 0 | 0 | 0 | 0 | 0 | 0 | 0 | 0 | 0 | 0 | 0 | 0 | 0 | 0 | 0 | 0 | 0 | 0 | 0 | 0 | 0
F4_Commercial_Lodging (WA)_New_Food Preparation_Natural Gas_Range_E1 | F4 | Commercial | Lodging (WA) | New | Food Preparation | Natural Gas | Range | E1 | RVT BC Ratio | [24 empty] | 1 | 1 | 1 | bar: 2019 to 2042
F4_Commercial_Lodging (WA)_New_Food Preparation_Natural Gas_Range_E2 | F4 | Commercial | Lodging (WA) | New | Food Preparation | Natural Gas | Range | E2 | RVT BC Ratio | 1229.5023 | 1249.9608 | 1274.8933 | 1305.1974 | 1341.2474 | 1388.8985 | 1437.7796 | 1485.0645 | 1528.5901 | 1570.3913 | 1613.3296 | 1651.6827 | 1691.6918 | 1728.6669 | 1759.8099 | 1787.41 | 1810.0407 | 1831.3733 | 1854.2596 | 1875.2549 | 1896.257 | 1929.6801 | 1963.4239 | 1998.2989 | 2033.7934 | 2069.9185 | 2106.6855
F4_Commercial_Lodging (WA)_New_Food Preparation_Natural Gas_Range_E3 | F4 | Commercial | Lodging (WA) | New | Food Preparation | Natural Gas | Range | E3 | RVT BC Ratio | 0 | 0 | 0 | 0 | 0 | 0 | 0 | 0 | 0 | 0 | 0 | 0 | 0 | 0 | 0 | 0 | 0 | 0 | 0 | 0 | 0 | 0 | 0 | 0 | 0 | 0 | 0
F4_Commercial_Lodging (WA)_New_Food Preparation_Natural Gas_Range_E4 | F4 | Commercial | Lodging (WA) | New | Food Preparation | Natural Gas | Range | E4 | RVT BC Ratio | 0 | 0 | 0 | 0 | 0 | 0 | 0 | 0 | 0 | 0 | 0 | 0 | 0 | 0 | 0 | 0 | 0 | 0 | 0 | 0 | 0 | 0 | 0 | 0 | 0 | 0 | 0
F4_Commercial_Lodging (WA)_New_Food Preparation_Natural Gas_Range_E5 | F4 | Commercial | Lodging (WA) | New | Food Preparation | Natural Gas | Range | E5 | RVT BC Ratio | 0 | 0 | 0 | 0 | 0 | 0 | 0 | 0 | 0 | 0 | 0 | 0 | 0 | 0 | 0 | 0 | 0 | 0 | 0 | 0 | 0 | 0 | 0 | 0 | 0 | 0 | 0
F4_Commercial_Lodging (WA)_New_Food Preparation_Natural Gas_Range_E6 | F4 | Commercial | Lodging (WA) | New | Food Preparation | Natural Gas | Range | E6 | RVT BC Ratio | 0 | 0 | 0 | 0 | 0 | 0 | 0 | 0 | 0 | 0 | 0 | 0 | 0 | 0 | 0 | 0 | 0 | 0 | 0 | 0 | 0 | 0 | 0 | 0 | 0 | 0 | 0
F4_Commercial_Lodging (WA)_New_Food Preparation_Natural Gas_Range_E7 | F4 | Commercial | Lodging (WA) | New | Food Preparation | Natural Gas | Range | E7 | RVT BC Ratio | 0 | 0 | 0 | 0 | 0 | 0 | 0 | 0 | 0 | 0 | 0 | 0 | 0 | 0 | 0 | 0 | 0 | 0 | 0 | 0 | 0 | 0 | 0 | 0 | 0 | 0 | 0
F4_Commercial_Lodging (WA)_New_Food Preparation_Natural Gas_Range_E8 | F4 | Commercial | Lodging (WA) | New | Food Preparation | Natural Gas | Range | E8 | RVT BC Ratio | 0 | 0 | 0 | 0 | 0 | 0 | 0 | 0 | 0 | 0 | 0 | 0 | 0 | 0 | 0 | 0 | 0 | 0 | 0 | 0 | 0 | 0 | 0 | 0 | 0 | 0 | 0
F4_Commercial_Lodging (WA)_New_Food Preparation_Natural Gas_Range_E9 | F4 | Commercial | Lodging (WA) | New | Food Preparation | Natural Gas | Range | E9 | RVT BC Ratio | 0 | 0 | 0 | 0 | 0 | 0 | 0 | 0 | 0 | 0 | 0 | 0 | 0 | 0 | 0 | 0 | 0 | 0 | 0 | 0 | 0 | 0 | 0 | 0 | 0 | 0 | 0
F4_Commercial_Lodging (WA)_New_Food Preparation_Natural Gas_Range_E10 | F4 | Commercial | Lodging (WA) | New | Food Preparation | Natural Gas | Range | E10 | RVT BC Ratio | 0 | 0 | 0 | 0 | 0 | 0 | 0 | 0 | 0 | 0 | 0 | 0 | 0 | 0 | 0 | 0 | 0 | 0 | 0 | 0 | 0 | 0 | 0 | 0 | 0 | 0 | 0
F5_Commercial_Lodging (WA)_New_Food Preparation_Natural Gas_Range_E1 | F5 | Commercial | Lodging (WA) | New | Food Preparation | Natural Gas | Range | E1 | RIM BC Ratio | [24 empty] | 1 | 1 | 1 | bar: 2019 to 2042
F5_Commercial_Lodging (WA)_New_Food Preparation_Natural Gas_Range_E2 | F5 | Commercial | Lodging (WA) | New | Food Preparation | Natural Gas | Range | E2 | RIM BC Ratio | 0.84023 | 0.84556 | 0.85255 | 0.85988 | 0.86745 | 0.87507 | 0.88292 | 0.89111 | 0.89975 | 0.90937 | 0.91067 | 0.91269 | 0.9155 | 0.91917 | 0.92304 | 0.92715 | 0.93155 | 0.93624 | 0.94118 | 0.94647 | 0.95208 | 0.95209 | 0.95209 | 0.9521 | 0.9521 | 0.95211 | 0.95211
F5_Commercial_Lodging (WA)_New_Food Preparation_Natural Gas_Range_E3 | F5 | Commercial | Lodging (WA) | New | Food Preparation | Natural Gas | Range | E3 | RIM BC Ratio | 0 | 0 | 0 | 0 | 0 | 0 | 0 | 0 | 0 | 0 | 0 | 0 | 0 | 0 | 0 | 0 | 0 | 0 | 0 | 0 | 0 | 0 | 0 | 0 | 0 | 0 | 0
F5_Commercial_Lodging (WA)_New_Food Preparation_Natural Gas_Range_E4 | F5 | Commercial | Lodging (WA) | New | Food Preparation | Natural Gas | Range | E4 | RIM BC Ratio | 0 | 0 | 0 | 0 | 0 | 0 | 0 | 0 | 0 | 0 | 0 | 0 | 0 | 0 | 0 | 0 | 0 | 0 | 0 | 0 | 0 | 0 | 0 | 0 | 0 | 0 | 0
F5_Commercial_Lodging (WA)_New_Food Preparation_Natural Gas_Range_E5 | F5 | Commercial | Lodging (WA) | New | Food Preparation | Natural Gas | Range | E5 | RIM BC Ratio | 0 | 0 | 0 | 0 | 0 | 0 | 0 | 0 | 0 | 0 | 0 | 0 | 0 | 0 | 0 | 0 | 0 | 0 | 0 | 0 | 0 | 0 | 0 | 0 | 0 | 0 | 0
F5_Commercial_Lodging (WA)_New_Food Preparation_Natural Gas_Range_E6 | F5 | Commercial | Lodging (WA) | New | Food Preparation | Natural Gas | Range | E6 | RIM BC Ratio | 0 | 0 | 0 | 0 | 0 | 0 | 0 | 0 | 0 | 0 | 0 | 0 | 0 | 0 | 0 | 0 | 0 | 0 | 0 | 0 | 0 | 0 | 0 | 0 | 0 | 0 | 0
F5_Commercial_Lodging (WA)_New_Food Preparation_Natural Gas_Range_E7 | F5 | Commercial | Lodging (WA) | New | Food Preparation | Natural Gas | Range | E7 | RIM BC Ratio | 0 | 0 | 0 | 0 | 0 | 0 | 0 | 0 | 0 | 0 | 0 | 0 | 0 | 0 | 0 | 0 | 0 | 0 | 0 | 0 | 0 | 0 | 0 | 0 | 0 | 0 | 0
F5_Commercial_Lodging (WA)_New_Food Preparation_Natural Gas_Range_E8 | F5 | Commercial | Lodging (WA) | New | Food Preparation | Natural Gas | Range | E8 | RIM BC Ratio | 0 | 0 | 0 | 0 | 0 | 0 | 0 | 0 | 0 | 0 | 0 | 0 | 0 | 0 | 0 | 0 | 0 | 0 | 0 | 0 | 0 | 0 | 0 | 0 | 0 | 0 | 0
F5_Commercial_Lodging (WA)_New_Food Preparation_Natural Gas_Range_E9 | F5 | Commercial | Lodging (WA) | New | Food Preparation | Natural Gas | Range | E9 | RIM BC Ratio | 0 | 0 | 0 | 0 | 0 | 0 | 0 | 0 | 0 | 0 | 0 | 0 | 0 | 0 | 0 | 0 | 0 | 0 | 0 | 0 | 0 | 0 | 0 | 0 | 0 | 0 | 0
F5_Commercial_Lodging (WA)_New_Food Preparation_Natural Gas_Range_E10 | F5 | Commercial | Lodging (WA) | New | Food Preparation | Natural Gas | Range | E10 | RIM BC Ratio | 0 | 0 | 0 | 0 | 0 | 0 | 0 | 0 | 0 | 0 | 0 | 0 | 0 | 0 | 0 | 0 | 0 | 0 | 0 | 0 | 0 | 0 | 0 | 0 | 0 | 0 | 0
F0_Commercial_Lodging (WA)_New_Food Preparation_Natural Gas_Steamer_E0 | F0 | Commercial | Lodging (WA) | New | Food Preparation | Natural Gas | Steamer | E0 | Economic Unit | ENERGY STAR | ENERGY STAR | ENERGY STAR | ENERGY STAR | ENERGY STAR | ENERGY STAR | ENERGY STAR | ENERGY STAR | ENERGY STAR | ENERGY STAR | ENERGY STAR | ENERGY STAR | ENERGY STAR | ENERGY STAR | ENERGY STAR | ENERGY STAR | ENERGY STAR | ENERGY STAR | ENERGY STAR | ENERGY STAR | ENERGY STAR | ENERGY STAR | ENERGY STAR | ENERGY STAR | ENERGY STAR | ENERGY STAR | ENERGY STAR
F1_Commercial_Lodging (WA)_New_Food Preparation_Natural Gas_Steamer_E1 | F1 | Commercial | Lodging (WA) | New | Food Preparation | Natural Gas | Steamer | E1 | CCE | 0 | 0 | 0 | 0 | 0 | 0 | 0 | 0 | 0 | 0 | 0 | 0 | 0 | 0 | 0 | 0 | 0 | 0 | 0 | 0 | 0 | 0 | 0 | 0 | 0 | 0 | 0
F1_Commercial_Lodging (WA)_New_Food Preparation_Natural Gas_Steamer_E2 | F1 | Commercial | Lodging (WA) | New | Food Preparation | Natural Gas | Steamer | E2 | CCE | 6.0958e-06 | 6.0958e-06 | 6.0958e-06 | 6.0958e-06 | 6.0958e-06 | 6.0958e-06 | 6.0958e-06 | 6.0958e-06 | 6.0958e-06 | 6.0958e-06 | 6.0958e-06 | 6.0958e-06 | 6.0958e-06 | 6.0958e-06 | 6.0958e-06 | 6.0958e-06 | 6.0958e-06 | 6.0958e-06 | 6.0958e-06 | 6.0958e-06 | 6.0958e-06 | 6.0958e-06 | 6.0958e-06 | 6.0958e-06 | 6.0958e-06 | 6.0958e-06 | 6.0958e-06
F1_Commercial_Lodging (WA)_New_Food Preparation_Natural Gas_Steamer_E3 | F1 | Commercial | Lodging (WA) | New | Food Preparation | Natural Gas | Steamer | E3 | CCE | 0 | 0 | 0 | 0 | 0 | 0 | 0 | 0 | 0 | 0 | 0 | 0 | 0 | 0 | 0 | 0 | 0 | 0 | 0 | 0 | 0 | 0 | 0 | 0 | 0 | 0 | 0
F1_Commercial_Lodging (WA)_New_Food Preparation_Natural Gas_Steamer_E4 | F1 | Commercial | Lodging (WA) | New | Food Preparation | Natural Gas | Steamer | E4 | CCE | 0 | 0 | 0 | 0 | 0 | 0 | 0 | 0 | 0 | 0 | 0 | 0 | 0 | 0 | 0 | 0 | 0 | 0 | 0 | 0 | 0 | 0 | 0 | 0 | 0 | 0 | 0
F1_Commercial_Lodging (WA)_New_Food Preparation_Natural Gas_Steamer_E5 | F1 | Commercial | Lodging (WA) | New | Food Preparation | Natural Gas | Steamer | E5 | CCE | 0 | 0 | 0 | 0 | 0 | 0 | 0 | 0 | 0 | 0 | 0 | 0 | 0 | 0 | 0 | 0 | 0 | 0 | 0 | 0 | 0 | 0 | 0 | 0 | 0 | 0 | 0
F1_Commercial_Lodging (WA)_New_Food Preparation_Natural Gas_Steamer_E6 | F1 | Commercial | Lodging (WA) | New | Food Preparation | Natural Gas | Steamer | E6 | CCE | 0 | 0 | 0 | 0 | 0 | 0 | 0 | 0 | 0 | 0 | 0 | 0 | 0 | 0 | 0 | 0 | 0 | 0 | 0 | 0 | 0 | 0 | 0 | 0 | 0 | 0 | 0
F1_Commercial_Lodging (WA)_New_Food Preparation_Natural Gas_Steamer_E7 | F1 | Commercial | Lodging (WA) | New | Food Preparation | Natural Gas | Steamer | E7 | CCE | 0 | 0 | 0 | 0 | 0 | 0 | 0 | 0 | 0 | 0 | 0 | 0 | 0 | 0 | 0 | 0 | 0 | 0 | 0 | 0 | 0 | 0 | 0 | 0 | 0 | 0 | 0
F1_Commercial_Lodging (WA)_New_Food Preparation_Natural Gas_Steamer_E8 | F1 | Commercial | Lodging (WA) | New | Food Preparation | Natural Gas | Steamer | E8 | CCE | 0 | 0 | 0 | 0 | 0 | 0 | 0 | 0 | 0 | 0 | 0 | 0 | 0 | 0 | 0 | 0 | 0 | 0 | 0 | 0 | 0 | 0 | 0 | 0 | 0 | 0 | 0
F1_Commercial_Lodging (WA)_New_Food Preparation_Natural Gas_Steamer_E9 | F1 | Commercial | Lodging (WA) | New | Food Preparation | Natural Gas | Steamer | E9 | CCE | 0 | 0 | 0 | 0 | 0 | 0 | 0 | 0 | 0 | 0 | 0 | 0 | 0 | 0 | 0 | 0 | 0 | 0 | 0 | 0 | 0 | 0 | 0 | 0 | 0 | 0 | 0
F1_Commercial_Lodging (WA)_New_Food Preparation_Natural Gas_Steamer_E10 | F1 | Commercial | Lodging (WA) | New | Food Preparation | Natural Gas | Steamer | E10 | CCE | 0 | 0 | 0 | 0 | 0 | 0 | 0 | 0 | 0 | 0 | 0 | 0 | 0 | 0 | 0 | 0 | 0 | 0 | 0 | 0 | 0 | 0 | 0 | 0 | 0 | 0 | 0
F2_Commercial_Lodging (WA)_New_Food Preparation_Natural Gas_Steamer_E1 | F2 | Commercial | Lodging (WA) | New | Food Preparation | Natural Gas | Steamer | E1 | TRC BC Ratio | [24 empty] | 1 | 1 | 1 | bar: 2019 to 2042
F2_Commercial_Lodging (WA)_New_Food Preparation_Natural Gas_Steamer_E2 | F2 | Commercial | Lodging (WA) | New | Food Preparation | Natural Gas | Steamer | E2 | TRC BC Ratio | 583.8412 | 598.5552 | 615.9879 | 635.965 | 658.5567 | 686.044 | 714.336 | 742.3546 | 769.3279 | 796.6765 | 818.4374 | 838.8238 | 860.7276 | 882.1693 | 901.3407 | 919.2812 | 935.3703 | 951.2551 | 968.2218 | 984.7728 | 1001.776 | 1019.4536 | 1037.3187 | 1055.7476 | 1074.5039 | 1093.5934 | 1113.0221
F2_Commercial_Lodging (WA)_New_Food Preparation_Natural Gas_Steamer_E3 | F2 | Commercial | Lodging (WA) | New | Food Preparation | Natural Gas | Steamer | E3 | TRC BC Ratio | 0 | 0 | 0 | 0 | 0 | 0 | 0 | 0 | 0 | 0 | 0 | 0 | 0 | 0 | 0 | 0 | 0 | 0 | 0 | 0 | 0 | 0 | 0 | 0 | 0 | 0 | 0
F2_Commercial_Lodging (WA)_New_Food Preparation_Natural Gas_Steamer_E4 | F2 | Commercial | Lodging (WA) | New | Food Preparation | Natural Gas | Steamer | E4 | TRC BC Ratio | 0 | 0 | 0 | 0 | 0 | 0 | 0 | 0 | 0 | 0 | 0 | 0 | 0 | 0 | 0 | 0 | 0 | 0 | 0 | 0 | 0 | 0 | 0 | 0 | 0 | 0 | 0
F2_Commercial_Lodging (WA)_New_Food Preparation_Natural Gas_Steamer_E5 | F2 | Commercial | Lodging (WA) | New | Food Preparation | Natural Gas | Steamer | E5 | TRC BC Ratio | 0 | 0 | 0 | 0 | 0 | 0 | 0 | 0 | 0 | 0 | 0 | 0 | 0 | 0 | 0 | 0 | 0 | 0 | 0 | 0 | 0 | 0 | 0 | 0 | 0 | 0 | 0
F2_Commercial_Lodging (WA)_New_Food Preparation_Natural Gas_Steamer_E6 | F2 | Commercial | Lodging (WA) | New | Food Preparation | Natural Gas | Steamer | E6 | TRC BC Ratio | 0 | 0 | 0 | 0 | 0 | 0 | 0 | 0 | 0 | 0 | 0 | 0 | 0 | 0 | 0 | 0 | 0 | 0 | 0 | 0 | 0 | 0 | 0 | 0 | 0 | 0 | 0
F2_Commercial_Lodging (WA)_New_Food Preparation_Natural Gas_Steamer_E7 | F2 | Commercial | Lodging (WA) | New | Food Preparation | Natural Gas | Steamer | E7 | TRC BC Ratio | 0 | 0 | 0 | 0 | 0 | 0 | 0 | 0 | 0 | 0 | 0 | 0 | 0 | 0 | 0 | 0 | 0 | 0 | 0 | 0 | 0 | 0 | 0 | 0 | 0 | 0 | 0
F2_Commercial_Lodging (WA)_New_Food Preparation_Natural Gas_Steamer_E8 | F2 | Commercial | Lodging (WA) | New | Food Preparation | Natural Gas | Steamer | E8 | TRC BC Ratio | 0 | 0 | 0 | 0 | 0 | 0 | 0 | 0 | 0 | 0 | 0 | 0 | 0 | 0 | 0 | 0 | 0 | 0 | 0 | 0 | 0 | 0 | 0 | 0 | 0 | 0 | 0
F2_Commercial_Lodging (WA)_New_Food Preparation_Natural Gas_Steamer_E9 | F2 | Commercial | Lodging (WA) | New | Food Preparation | Natural Gas | Steamer | E9 | TRC BC Ratio | 0 | 0 | 0 | 0 | 0 | 0 | 0 | 0 | 0 | 0 | 0 | 0 | 0 | 0 | 0 | 0 | 0 | 0 | 0 | 0 | 0 | 0 | 0 | 0 | 0 | 0 | 0
F2_Commercial_Lodging (WA)_New_Food Preparation_Natural Gas_Steamer_E10 | F2 | Commercial | Lodging (WA) | New | Food Preparation | Natural Gas | Steamer | E10 | TRC BC Ratio | 0 | 0 | 0 | 0 | 0 | 0 | 0 | 0 | 0 | 0 | 0 | 0 | 0 | 0 | 0 | 0 | 0 | 0 | 0 | 0 | 0 | 0 | 0 | 0 | 0 | 0 | 0
F3_Commercial_Lodging (WA)_New_Food Preparation_Natural Gas_Steamer_E1 | F3 | Commercial | Lodging (WA) | New | Food Preparation | Natural Gas | Steamer | E1 | PACT BC Ratio | [24 empty] | 1 | 1 | 1 | bar: 2019 to 2042
F3_Commercial_Lodging (WA)_New_Food Preparation_Natural Gas_Steamer_E2 | F3 | Commercial | Lodging (WA) | New | Food Preparation | Natural Gas | Steamer | E2 | PACT BC Ratio | 1176.6522 | 1206.3064 | 1241.4397 | 1281.7007 | 1327.2311 | 1382.6281 | 1439.6468 | 1496.1143 | 1550.4754 | 1605.5928 | 1649.4489 | 1690.5349 | 1734.6791 | 1777.892 | 1816.5291 | 1852.6859 | 1885.1113 | 1917.125 | 1951.3189 | 1984.6752 | 2018.9428 | 2054.5697 | 2090.5743 | 2127.7152 | 2165.516 | 2203.9883 | 2243.1442
F3_Commercial_Lodging (WA)_New_Food Preparation_Natural Gas_Steamer_E3 | F3 | Commercial | Lodging (WA) | New | Food Preparation | Natural Gas | Steamer | E3 | PACT BC Ratio | 0 | 0 | 0 | 0 | 0 | 0 | 0 | 0 | 0 | 0 | 0 | 0 | 0 | 0 | 0 | 0 | 0 | 0 | 0 | 0 | 0 | 0 | 0 | 0 | 0 | 0 | 0
F3_Commercial_Lodging (WA)_New_Food Preparation_Natural Gas_Steamer_E4 | F3 | Commercial | Lodging (WA) | New | Food Preparation | Natural Gas | Steamer | E4 | PACT BC Ratio | 0 | 0 | 0 | 0 | 0 | 0 | 0 | 0 | 0 | 0 | 0 | 0 | 0 | 0 | 0 | 0 | 0 | 0 | 0 | 0 | 0 | 0 | 0 | 0 | 0 | 0 | 0
F3_Commercial_Lodging (WA)_New_Food Preparation_Natural Gas_Steamer_E5 | F3 | Commercial | Lodging (WA) | New | Food Preparation | Natural Gas | Steamer | E5 | PACT BC Ratio | 0 | 0 | 0 | 0 | 0 | 0 | 0 | 0 | 0 | 0 | 0 | 0 | 0 | 0 | 0 | 0 | 0 | 0 | 0 | 0 | 0 | 0 | 0 | 0 | 0 | 0 | 0
F3_Commercial_Lodging (WA)_New_Food Preparation_Natural Gas_Steamer_E6 | F3 | Commercial | Lodging (WA) | New | Food Preparation | Natural Gas | Steamer | E6 | PACT BC Ratio | 0 | 0 | 0 | 0 | 0 | 0 | 0 | 0 | 0 | 0 | 0 | 0 | 0 | 0 | 0 | 0 | 0 | 0 | 0 | 0 | 0 | 0 | 0 | 0 | 0 | 0 | 0
F3_Commercial_Lodging (WA)_New_Food Preparation_Natural Gas_Steamer_E7 | F3 | Commercial | Lodging (WA) | New | Food Preparation | Natural Gas | Steamer | E7 | PACT BC Ratio | 0 | 0 | 0 | 0 | 0 | 0 | 0 | 0 | 0 | 0 | 0 | 0 | 0 | 0 | 0 | 0 | 0 | 0 | 0 | 0 | 0 | 0 | 0 | 0 | 0 | 0 | 0
F3_Commercial_Lodging (WA)_New_Food Preparation_Natural Gas_Steamer_E8 | F3 | Commercial | Lodging (WA) | New | Food Preparation | Natural Gas | Steamer | E8 | PACT BC Ratio | 0 | 0 | 0 | 0 | 0 | 0 | 0 | 0 | 0 | 0 | 0 | 0 | 0 | 0 | 0 | 0 | 0 | 0 | 0 | 0 | 0 | 0 | 0 | 0 | 0 | 0 | 0
F3_Commercial_Lodging (WA)_New_Food Preparation_Natural Gas_Steamer_E9 | F3 | Commercial | Lodging (WA) | New | Food Preparation | Natural Gas | Steamer | E9 | PACT BC Ratio | 0 | 0 | 0 | 0 | 0 | 0 | 0 | 0 | 0 | 0 | 0 | 0 | 0 | 0 | 0 | 0 | 0 | 0 | 0 | 0 | 0 | 0 | 0 | 0 | 0 | 0 | 0
F3_Commercial_Lodging (WA)_New_Food Preparation_Natural Gas_Steamer_E10 | F3 | Commercial | Lodging (WA) | New | Food Preparation | Natural Gas | Steamer | E10 | PACT BC Ratio | 0 | 0 | 0 | 0 | 0 | 0 | 0 | 0 | 0 | 0 | 0 | 0 | 0 | 0 | 0 | 0 | 0 | 0 | 0 | 0 | 0 | 0 | 0 | 0 | 0 | 0 | 0
F4_Commercial_Lodging (WA)_New_Food Preparation_Natural Gas_Steamer_E1 | F4 | Commercial | Lodging (WA) | New | Food Preparation | Natural Gas | Steamer | E1 | RVT BC Ratio | [24 empty] | 1 | 1 | 1 | bar: 2019 to 2042
F4_Commercial_Lodging (WA)_New_Food Preparation_Natural Gas_Steamer_E2 | F4 | Commercial | Lodging (WA) | New | Food Preparation | Natural Gas | Steamer | E2 | RVT BC Ratio | 825.5714 | 841.1593 | 859.4568 | 880.7871 | 905.2205 | 935.7182 | 966.301 | 995.3385 | 1021.6236 | 1047.1031 | 1073.5054 | 1097.4996 | 1122.8268 | 1146.79 | 1167.3968 | 1185.9939 | 1201.7333 | 1216.7597 | 1232.7389 | 1247.6604 | 1262.6331 | 1284.907 | 1307.417 | 1330.6374 | 1354.2703 | 1378.3231 | 1402.8033
F4_Commercial_Lodging (WA)_New_Food Preparation_Natural Gas_Steamer_E3 | F4 | Commercial | Lodging (WA) | New | Food Preparation | Natural Gas | Steamer | E3 | RVT BC Ratio | 0 | 0 | 0 | 0 | 0 | 0 | 0 | 0 | 0 | 0 | 0 | 0 | 0 | 0 | 0 | 0 | 0 | 0 | 0 | 0 | 0 | 0 | 0 | 0 | 0 | 0 | 0
F4_Commercial_Lodging (WA)_New_Food Preparation_Natural Gas_Steamer_E4 | F4 | Commercial | Lodging (WA) | New | Food Preparation | Natural Gas | Steamer | E4 | RVT BC Ratio | 0 | 0 | 0 | 0 | 0 | 0 | 0 | 0 | 0 | 0 | 0 | 0 | 0 | 0 | 0 | 0 | 0 | 0 | 0 | 0 | 0 | 0 | 0 | 0 | 0 | 0 | 0
F4_Commercial_Lodging (WA)_New_Food Preparation_Natural Gas_Steamer_E5 | F4 | Commercial | Lodging (WA) | New | Food Preparation | Natural Gas | Steamer | E5 | RVT BC Ratio | 0 | 0 | 0 | 0 | 0 | 0 | 0 | 0 | 0 | 0 | 0 | 0 | 0 | 0 | 0 | 0 | 0 | 0 | 0 | 0 | 0 | 0 | 0 | 0 | 0 | 0 | 0
F4_Commercial_Lodging (WA)_New_Food Preparation_Natural Gas_Steamer_E6 | F4 | Commercial | Lodging (WA) | New | Food Preparation | Natural Gas | Steamer | E6 | RVT BC Ratio | 0 | 0 | 0 | 0 | 0 | 0 | 0 | 0 | 0 | 0 | 0 | 0 | 0 | 0 | 0 | 0 | 0 | 0 | 0 | 0 | 0 | 0 | 0 | 0 | 0 | 0 | 0
F4_Commercial_Lodging (WA)_New_Food Preparation_Natural Gas_Steamer_E7 | F4 | Commercial | Lodging (WA) | New | Food Preparation | Natural Gas | Steamer | E7 | RVT BC Ratio | 0 | 0 | 0 | 0 | 0 | 0 | 0 | 0 | 0 | 0 | 0 | 0 | 0 | 0 | 0 | 0 | 0 | 0 | 0 | 0 | 0 | 0 | 0 | 0 | 0 | 0 | 0
F4_Commercial_Lodging (WA)_New_Food Preparation_Natural Gas_Steamer_E8 | F4 | Commercial | Lodging (WA) | New | Food Preparation | Natural Gas | Steamer | E8 | RVT BC Ratio | 0 | 0 | 0 | 0 | 0 | 0 | 0 | 0 | 0 | 0 | 0 | 0 | 0 | 0 | 0 | 0 | 0 | 0 | 0 | 0 | 0 | 0 | 0 | 0 | 0 | 0 | 0
F4_Commercial_Lodging (WA)_New_Food Preparation_Natural Gas_Steamer_E9 | F4 | Commercial | Lodging (WA) | New | Food Preparation | Natural Gas | Steamer | E9 | RVT BC Ratio | 0 | 0 | 0 | 0 | 0 | 0 | 0 | 0 | 0 | 0 | 0 | 0 | 0 | 0 | 0 | 0 | 0 | 0 | 0 | 0 | 0 | 0 | 0 | 0 | 0 | 0 | 0
F4_Commercial_Lodging (WA)_New_Food Preparation_Natural Gas_Steamer_E10 | F4 | Commercial | Lodging (WA) | New | Food Preparation | Natural Gas | Steamer | E10 | RVT BC Ratio | 0 | 0 | 0 | 0 | 0 | 0 | 0 | 0 | 0 | 0 | 0 | 0 | 0 | 0 | 0 | 0 | 0 | 0 | 0 | 0 | 0 | 0 | 0 | 0 | 0 | 0 | 0
F5_Commercial_Lodging (WA)_New_Food Preparation_Natural Gas_Steamer_E1 | F5 | Commercial | Lodging (WA) | New | Food Preparation | Natural Gas | Steamer | E1 | RIM BC Ratio | [24 empty] | 1 | 1 | 1 | bar: 2019 to 2042
F5_Commercial_Lodging (WA)_New_Food Preparation_Natural Gas_Steamer_E2 | F5 | Commercial | Lodging (WA) | New | Food Preparation | Natural Gas | Steamer | E2 | RIM BC Ratio | 0.84843 | 0.8537 | 0.85986 | 0.86625 | 0.87282 | 0.87962 | 0.88691 | 0.89482 | 0.90348 | 0.91283 | 0.91471 | 0.917 | 0.91972 | 0.92294 | 0.92635 | 0.92998 | 0.93387 | 0.938 | 0.94235 | 0.947 | 0.95193 | 0.95194 | 0.95195 | 0.95195 | 0.95196 | 0.95197 | 0.95198
F5_Commercial_Lodging (WA)_New_Food Preparation_Natural Gas_Steamer_E3 | F5 | Commercial | Lodging (WA) | New | Food Preparation | Natural Gas | Steamer | E3 | RIM BC Ratio | 0 | 0 | 0 | 0 | 0 | 0 | 0 | 0 | 0 | 0 | 0 | 0 | 0 | 0 | 0 | 0 | 0 | 0 | 0 | 0 | 0 | 0 | 0 | 0 | 0 | 0 | 0
F5_Commercial_Lodging (WA)_New_Food Preparation_Natural Gas_Steamer_E4 | F5 | Commercial | Lodging (WA) | New | Food Preparation | Natural Gas | Steamer | E4 | RIM BC Ratio | 0 | 0 | 0 | 0 | 0 | 0 | 0 | 0 | 0 | 0 | 0 | 0 | 0 | 0 | 0 | 0 | 0 | 0 | 0 | 0 | 0 | 0 | 0 | 0 | 0 | 0 | 0
F5_Commercial_Lodging (WA)_New_Food Preparation_Natural Gas_Steamer_E5 | F5 | Commercial | Lodging (WA) | New | Food Preparation | Natural Gas | Steamer | E5 | RIM BC Ratio | 0 | 0 | 0 | 0 | 0 | 0 | 0 | 0 | 0 | 0 | 0 | 0 | 0 | 0 | 0 | 0 | 0 | 0 | 0 | 0 | 0 | 0 | 0 | 0 | 0 | 0 | 0
F5_Commercial_Lodging (WA)_New_Food Preparation_Natural Gas_Steamer_E6 | F5 | Commercial | Lodging (WA) | New | Food Preparation | Natural Gas | Steamer | E6 | RIM BC Ratio | 0 | 0 | 0 | 0 | 0 | 0 | 0 | 0 | 0 | 0 | 0 | 0 | 0 | 0 | 0 | 0 | 0 | 0 | 0 | 0 | 0 | 0 | 0 | 0 | 0 | 0 | 0
F5_Commercial_Lodging (WA)_New_Food Preparation_Natural Gas_Steamer_E7 | F5 | Commercial | Lodging (WA) | New | Food Preparation | Natural Gas | Steamer | E7 | RIM BC Ratio | 0 | 0 | 0 | 0 | 0 | 0 | 0 | 0 | 0 | 0 | 0 | 0 | 0 | 0 | 0 | 0 | 0 | 0 | 0 | 0 | 0 | 0 | 0 | 0 | 0 | 0 | 0
F5_Commercial_Lodging (WA)_New_Food Preparation_Natural Gas_Steamer_E8 | F5 | Commercial | Lodging (WA) | New | Food Preparation | Natural Gas | Steamer | E8 | RIM BC Ratio | 0 | 0 | 0 | 0 | 0 | 0 | 0 | 0 | 0 | 0 | 0 | 0 | 0 | 0 | 0 | 0 | 0 | 0 | 0 | 0 | 0 | 0 | 0 | 0 | 0 | 0 | 0
F5_Commercial_Lodging (WA)_New_Food Preparation_Natural Gas_Steamer_E9 | F5 | Commercial | Lodging (WA) | New | Food Preparation | Natural Gas | Steamer | E9 | RIM BC Ratio | 0 | 0 | 0 | 0 | 0 | 0 | 0 | 0 | 0 | 0 | 0 | 0 | 0 | 0 | 0 | 0 | 0 | 0 | 0 | 0 | 0 | 0 | 0 | 0 | 0 | 0 | 0
F5_Commercial_Lodging (WA)_New_Food Preparation_Natural Gas_Steamer_E10 | F5 | Commercial | Lodging (WA) | New | Food Preparation | Natural Gas | Steamer | E10 | RIM BC Ratio | 0 | 0 | 0 | 0 | 0 | 0 | 0 | 0 | 0 | 0 | 0 | 0 | 0 | 0 | 0 | 0 | 0 | 0 | 0 | 0 | 0 | 0 | 0 | 0 | 0 | 0 | 0
F0_Commercial_Lodging (WA)_New_Food Preparation_Natural Gas_Food Prep Other_E0 | F0 | Commercial | Lodging (WA) | New | Food Preparation | Natural Gas | Food Prep Other | E0 | Economic Unit | Standard | Standard | Standard | Standard | Standard | Standard | Standard | Standard | Standard | Standard | Standard | Standard | Standard | Standard | Standard | Standard | Standard | Standard | Standard | Standard | Standard | Standard | Standard | Standard | Standard | Standard | Standard
F1_Commercial_Lodging (WA)_New_Food Preparation_Natural Gas_Food Prep Other_E1 | F1 | Commercial | Lodging (WA) | New | Food Preparation | Natural Gas | Food Prep Other | E1 | CCE | 0 | 0 | 0 | 0 | 0 | 0 | 0 | 0 | 0 | 0 | 0 | 0 | 0 | 0 | 0 | 0 | 0 | 0 | 0 | 0 | 0 | 0 | 0 | 0 | 0 | 0 | 0
F1_Commercial_Lodging (WA)_New_Food Preparation_Natural Gas_Food Prep Other_E2 | F1 | Commercial | Lodging (WA) | New | Food Preparation | Natural Gas | Food Prep Other | E2 | CCE | 0.19058 | 0.19058 | 0.19058 | 0.19058 | 0.19058 | 0.19058 | 0.19058 | 0.19058 | 0.19058 | 0.19058 | 0.19058 | 0.19058 | 0.19058 | 0.19058 | 0.19058 | 0.19058 | 0.19058 | 0.19058 | 0.19058 | 0.19058 | 0.19058 | 0.19058 | 0.19058 | 0.19058 | 0.19058 | 0.19058 | 0.19058
F1_Commercial_Lodging (WA)_New_Food Preparation_Natural Gas_Food Prep Other_E3 | F1 | Commercial | Lodging (WA) | New | Food Preparation | Natural Gas | Food Prep Other | E3 | CCE | 0 | 0 | 0 | 0 | 0 | 0 | 0 | 0 | 0 | 0 | 0 | 0 | 0 | 0 | 0 | 0 | 0 | 0 | 0 | 0 | 0 | 0 | 0 | 0 | 0 | 0 | 0
F1_Commercial_Lodging (WA)_New_Food Preparation_Natural Gas_Food Prep Other_E4 | F1 | Commercial | Lodging (WA) | New | Food Preparation | Natural Gas | Food Prep Other | E4 | CCE | 0 | 0 | 0 | 0 | 0 | 0 | 0 | 0 | 0 | 0 | 0 | 0 | 0 | 0 | 0 | 0 | 0 | 0 | 0 | 0 | 0 | 0 | 0 | 0 | 0 | 0 | 0
F1_Commercial_Lodging (WA)_New_Food Preparation_Natural Gas_Food Prep Other_E5 | F1 | Commercial | Lodging (WA) | New | Food Preparation | Natural Gas | Food Prep Other | E5 | CCE | 0 | 0 | 0 | 0 | 0 | 0 | 0 | 0 | 0 | 0 | 0 | 0 | 0 | 0 | 0 | 0 | 0 | 0 | 0 | 0 | 0 | 0 | 0 | 0 | 0 | 0 | 0
F1_Commercial_Lodging (WA)_New_Food Preparation_Natural Gas_Food Prep Other_E6 | F1 | Commercial | Lodging (WA) | New | Food Preparation | Natural Gas | Food Prep Other | E6 | CCE | 0 | 0 | 0 | 0 | 0 | 0 | 0 | 0 | 0 | 0 | 0 | 0 | 0 | 0 | 0 | 0 | 0 | 0 | 0 | 0 | 0 | 0 | 0 | 0 | 0 | 0 | 0
F1_Commercial_Lodging (WA)_New_Food Preparation_Natural Gas_Food Prep Other_E7 | F1 | Commercial | Lodging (WA) | New | Food Preparation | Natural Gas | Food Prep Other | E7 | CCE | 0 | 0 | 0 | 0 | 0 | 0 | 0 | 0 | 0 | 0 | 0 | 0 | 0 | 0 | 0 | 0 | 0 | 0 | 0 | 0 | 0 | 0 | 0 | 0 | 0 | 0 | 0
F1_Commercial_Lodging (WA)_New_Food Preparation_Natural Gas_Food Prep Other_E8 | F1 | Commercial | Lodging (WA) | New | Food Preparation | Natural Gas | Food Prep Other | E8 | CCE | 0 | 0 | 0 | 0 | 0 | 0 | 0 | 0 | 0 | 0 | 0 | 0 | 0 | 0 | 0 | 0 | 0 | 0 | 0 | 0 | 0 | 0 | 0 | 0 | 0 | 0 | 0
F1_Commercial_Lodging (WA)_New_Food Preparation_Natural Gas_Food Prep Other_E9 | F1 | Commercial | Lodging (WA) | New | Food Preparation | Natural Gas | Food Prep Other | E9 | CCE | 0 | 0 | 0 | 0 | 0 | 0 | 0 | 0 | 0 | 0 | 0 | 0 | 0 | 0 | 0 | 0 | 0 | 0 | 0 | 0 | 0 | 0 | 0 | 0 | 0 | 0 | 0
F1_Commercial_Lodging (WA)_New_Food Preparation_Natural Gas_Food Prep Other_E10 | F1 | Commercial | Lodging (WA) | New | Food Preparation | Natural Gas | Food Prep Other | E10 | CCE | 0 | 0 | 0 | 0 | 0 | 0 | 0 | 0 | 0 | 0 | 0 | 0 | 0 | 0 | 0 | 0 | 0 | 0 | 0 | 0 | 0 | 0 | 0 | 0 | 0 | 0 | 0
F2_Commercial_Lodging (WA)_New_Food Preparation_Natural Gas_Food Prep Other_E1 | F2 | Commercial | Lodging (WA) | New | Food Preparation | Natural Gas | Food Prep Other | E1 | TRC BC Ratio | [24 empty] | 1 | 1 | 1 | bar: 2019 to 2042
F2_Commercial_Lodging (WA)_New_Food Preparation_Natural Gas_Food Prep Other_E2 | F2 | Commercial | Lodging (WA) | New | Food Preparation | Natural Gas | Food Prep Other | E2 | TRC BC Ratio | 0.018197 | 0.018618 | 0.019146 | 0.019769 | 0.020494 | 0.021409 | 0.022361 | 0.02331 | 0.024226 | 0.025155 | 0.025879 | 0.026553 | 0.02728 | 0.027988 | 0.028612 | 0.02919 | 0.0297 | 0.030201 | 0.03074 | 0.031263 | 0.0318 | 0.032361 | 0.032927 | 0.033512 | 0.034107 | 0.034713 | 0.03533
F2_Commercial_Lodging (WA)_New_Food Preparation_Natural Gas_Food Prep Other_E3 | F2 | Commercial | Lodging (WA) | New | Food Preparation | Natural Gas | Food Prep Other | E3 | TRC BC Ratio | 0 | 0 | 0 | 0 | 0 | 0 | 0 | 0 | 0 | 0 | 0 | 0 | 0 | 0 | 0 | 0 | 0 | 0 | 0 | 0 | 0 | 0 | 0 | 0 | 0 | 0 | 0
F2_Commercial_Lodging (WA)_New_Food Preparation_Natural Gas_Food Prep Other_E4 | F2 | Commercial | Lodging (WA) | New | Food Preparation | Natural Gas | Food Prep Other | E4 | TRC BC Ratio | 0 | 0 | 0 | 0 | 0 | 0 | 0 | 0 | 0 | 0 | 0 | 0 | 0 | 0 | 0 | 0 | 0 | 0 | 0 | 0 | 0 | 0 | 0 | 0 | 0 | 0 | 0
F2_Commercial_Lodging (WA)_New_Food Preparation_Natural Gas_Food Prep Other_E5 | F2 | Commercial | Lodging (WA) | New | Food Preparation | Natural Gas | Food Prep Other | E5 | TRC BC Ratio | 0 | 0 | 0 | 0 | 0 | 0 | 0 | 0 | 0 | 0 | 0 | 0 | 0 | 0 | 0 | 0 | 0 | 0 | 0 | 0 | 0 | 0 | 0 | 0 | 0 | 0 | 0
F2_Commercial_Lodging (WA)_New_Food Preparation_Natural Gas_Food Prep Other_E6 | F2 | Commercial | Lodging (WA) | New | Food Preparation | Natural Gas | Food Prep Other | E6 | TRC BC Ratio | 0 | 0 | 0 | 0 | 0 | 0 | 0 | 0 | 0 | 0 | 0 | 0 | 0 | 0 | 0 | 0 | 0 | 0 | 0 | 0 | 0 | 0 | 0 | 0 | 0 | 0 | 0
F2_Commercial_Lodging (WA)_New_Food Preparation_Natural Gas_Food Prep Other_E7 | F2 | Commercial | Lodging (WA) | New | Food Preparation | Natural Gas | Food Prep Other | E7 | TRC BC Ratio | 0 | 0 | 0 | 0 | 0 | 0 | 0 | 0 | 0 | 0 | 0 | 0 | 0 | 0 | 0 | 0 | 0 | 0 | 0 | 0 | 0 | 0 | 0 | 0 | 0 | 0 | 0
F2_Commercial_Lodging (WA)_New_Food Preparation_Natural Gas_Food Prep Other_E8 | F2 | Commercial | Lodging (WA) | New | Food Preparation | Natural Gas | Food Prep Other | E8 | TRC BC Ratio | 0 | 0 | 0 | 0 | 0 | 0 | 0 | 0 | 0 | 0 | 0 | 0 | 0 | 0 | 0 | 0 | 0 | 0 | 0 | 0 | 0 | 0 | 0 | 0 | 0 | 0 | 0
F2_Commercial_Lodging (WA)_New_Food Preparation_Natural Gas_Food Prep Other_E9 | F2 | Commercial | Lodging (WA) | New | Food Preparation | Natural Gas | Food Prep Other | E9 | TRC BC Ratio | 0 | 0 | 0 | 0 | 0 | 0 | 0 | 0 | 0 | 0 | 0 | 0 | 0 | 0 | 0 | 0 | 0 | 0 | 0 | 0 | 0 | 0 | 0 | 0 | 0 | 0 | 0
F2_Commercial_Lodging (WA)_New_Food Preparation_Natural Gas_Food Prep Other_E10 | F2 | Commercial | Lodging (WA) | New | Food Preparation | Natural Gas | Food Prep Other | E10 | TRC BC Ratio | 0 | 0 | 0 | 0 | 0 | 0 | 0 | 0 | 0 | 0 | 0 | 0 | 0 | 0 | 0 | 0 | 0 | 0 | 0 | 0 | 0 | 0 | 0 | 0 | 0 | 0 | 0
F3_Commercial_Lodging (WA)_New_Food Preparation_Natural Gas_Food Prep Other_E1 | F3 | Commercial | Lodging (WA) | New | Food Preparation | Natural Gas | Food Prep Other | E1 | PACT BC Ratio | [24 empty] | 1 | 1 | 1 | bar: 2019 to 2042
F3_Commercial_Lodging (WA)_New_Food Preparation_Natural Gas_Food Prep Other_E2 | F3 | Commercial | Lodging (WA) | New | Food Preparation | Natural Gas | Food Prep Other | E2 | PACT BC Ratio | 0.036674 | 0.037521 | 0.038586 | 0.039842 | 0.041303 | 0.043146 | 0.045065 | 0.046979 | 0.048825 | 0.050696 | 0.052156 | 0.053514 | 0.054979 | 0.056406 | 0.057664 | 0.058829 | 0.059856 | 0.060866 | 0.061953 | 0.063006 | 0.064089 | 0.065219 | 0.06636 | 0.067539 | 0.068739 | 0.06996 | 0.071203
F3_Commercial_Lodging (WA)_New_Food Preparation_Natural Gas_Food Prep Other_E3 | F3 | Commercial | Lodging (WA) | New | Food Preparation | Natural Gas | Food Prep Other | E3 | PACT BC Ratio | 0 | 0 | 0 | 0 | 0 | 0 | 0 | 0 | 0 | 0 | 0 | 0 | 0 | 0 | 0 | 0 | 0 | 0 | 0 | 0 | 0 | 0 | 0 | 0 | 0 | 0 | 0
F3_Commercial_Lodging (WA)_New_Food Preparation_Natural Gas_Food Prep Other_E4 | F3 | Commercial | Lodging (WA) | New | Food Preparation | Natural Gas | Food Prep Other | E4 | PACT BC Ratio | 0 | 0 | 0 | 0 | 0 | 0 | 0 | 0 | 0 | 0 | 0 | 0 | 0 | 0 | 0 | 0 | 0 | 0 | 0 | 0 | 0 | 0 | 0 | 0 | 0 | 0 | 0
F3_Commercial_Lodging (WA)_New_Food Preparation_Natural Gas_Food Prep Other_E5 | F3 | Commercial | Lodging (WA) | New | Food Preparation | Natural Gas | Food Prep Other | E5 | PACT BC Ratio | 0 | 0 | 0 | 0 | 0 | 0 | 0 | 0 | 0 | 0 | 0 | 0 | 0 | 0 | 0 | 0 | 0 | 0 | 0 | 0 | 0 | 0 | 0 | 0 | 0 | 0 | 0
F3_Commercial_Lodging (WA)_New_Food Preparation_Natural Gas_Food Prep Other_E6 | F3 | Commercial | Lodging (WA) | New | Food Preparation | Natural Gas | Food Prep Other | E6 | PACT BC Ratio | 0 | 0 | 0 | 0 | 0 | 0 | 0 | 0 | 0 | 0 | 0 | 0 | 0 | 0 | 0 | 0 | 0 | 0 | 0 | 0 | 0 | 0 | 0 | 0 | 0 | 0 | 0
F3_Commercial_Lodging (WA)_New_Food Preparation_Natural Gas_Food Prep Other_E7 | F3 | Commercial | Lodging (WA) | New | Food Preparation | Natural Gas | Food Prep Other | E7 | PACT BC Ratio | 0 | 0 | 0 | 0 | 0 | 0 | 0 | 0 | 0 | 0 | 0 | 0 | 0 | 0 | 0 | 0 | 0 | 0 | 0 | 0 | 0 | 0 | 0 | 0 | 0 | 0 | 0
F3_Commercial_Lodging (WA)_New_Food Preparation_Natural Gas_Food Prep Other_E8 | F3 | Commercial | Lodging (WA) | New | Food Preparation | Natural Gas | Food Prep Other | E8 | PACT BC Ratio | 0 | 0 | 0 | 0 | 0 | 0 | 0 | 0 | 0 | 0 | 0 | 0 | 0 | 0 | 0 | 0 | 0 | 0 | 0 | 0 | 0 | 0 | 0 | 0 | 0 | 0 | 0
F3_Commercial_Lodging (WA)_New_Food Preparation_Natural Gas_Food Prep Other_E9 | F3 | Commercial | Lodging (WA) | New | Food Preparation | Natural Gas | Food Prep Other | E9 | PACT BC Ratio | 0 | 0 | 0 | 0 | 0 | 0 | 0 | 0 | 0 | 0 | 0 | 0 | 0 | 0 | 0 | 0 | 0 | 0 | 0 | 0 | 0 | 0 | 0 | 0 | 0 | 0 | 0
F3_Commercial_Lodging (WA)_New_Food Preparation_Natural Gas_Food Prep Other_E10 | F3 | Commercial | Lodging (WA) | New | Food Preparation | Natural Gas | Food Prep Other | E10 | PACT BC Ratio | 0 | 0 | 0 | 0 | 0 | 0 | 0 | 0 | 0 | 0 | 0 | 0 | 0 | 0 | 0 | 0 | 0 | 0 | 0 | 0 | 0 | 0 | 0 | 0 | 0 | 0 | 0
F4_Commercial_Lodging (WA)_New_Food Preparation_Natural Gas_Food Prep Other_E1 | F4 | Commercial | Lodging (WA) | New | Food Preparation | Natural Gas | Food Prep Other | E1 | RVT BC Ratio | [24 empty] | 1 | 1 | 1 | bar: 2019 to 2042
F4_Commercial_Lodging (WA)_New_Food Preparation_Natural Gas_Food Prep Other_E2 | F4 | Commercial | Lodging (WA) | New | Food Preparation | Natural Gas | Food Prep Other | E2 | RVT BC Ratio | 0.4214 | 0.42184 | 0.42236 | 0.423 | 0.42376 | 0.42477 | 0.4258 | 0.4268 | 0.42772 | 0.42861 | 0.42951 | 0.43033 | 0.43117 | 0.43195 | 0.43261 | 0.43319 | 0.43367 | 0.43412 | 0.43461 | 0.43505 | 0.43549 | 0.4362 | 0.43691 | 0.43765 | 0.4384 | 0.43916 | 0.43994
F4_Commercial_Lodging (WA)_New_Food Preparation_Natural Gas_Food Prep Other_E3 | F4 | Commercial | Lodging (WA) | New | Food Preparation | Natural Gas | Food Prep Other | E3 | RVT BC Ratio | 0 | 0 | 0 | 0 | 0 | 0 | 0 | 0 | 0 | 0 | 0 | 0 | 0 | 0 | 0 | 0 | 0 | 0 | 0 | 0 | 0 | 0 | 0 | 0 | 0 | 0 | 0
F4_Commercial_Lodging (WA)_New_Food Preparation_Natural Gas_Food Prep Other_E4 | F4 | Commercial | Lodging (WA) | New | Food Preparation | Natural Gas | Food Prep Other | E4 | RVT BC Ratio | 0 | 0 | 0 | 0 | 0 | 0 | 0 | 0 | 0 | 0 | 0 | 0 | 0 | 0 | 0 | 0 | 0 | 0 | 0 | 0 | 0 | 0 | 0 | 0 | 0 | 0 | 0
F4_Commercial_Lodging (WA)_New_Food Preparation_Natural Gas_Food Prep Other_E5 | F4 | Commercial | Lodging (WA) | New | Food Preparation | Natural Gas | Food Prep Other | E5 | RVT BC Ratio | 0 | 0 | 0 | 0 | 0 | 0 | 0 | 0 | 0 | 0 | 0 | 0 | 0 | 0 | 0 | 0 | 0 | 0 | 0 | 0 | 0 | 0 | 0 | 0 | 0 | 0 | 0
F4_Commercial_Lodging (WA)_New_Food Preparation_Natural Gas_Food Prep Other_E6 | F4 | Commercial | Lodging (WA) | New | Food Preparation | Natural Gas | Food Prep Other | E6 | RVT BC Ratio | 0 | 0 | 0 | 0 | 0 | 0 | 0 | 0 | 0 | 0 | 0 | 0 | 0 | 0 | 0 | 0 | 0 | 0 | 0 | 0 | 0 | 0 | 0 | 0 | 0 | 0 | 0
F4_Commercial_Lodging (WA)_New_Food Preparation_Natural Gas_Food Prep Other_E7 | F4 | Commercial | Lodging (WA) | New | Food Preparation | Natural Gas | Food Prep Other | E7 | RVT BC Ratio | 0 | 0 | 0 | 0 | 0 | 0 | 0 | 0 | 0 | 0 | 0 | 0 | 0 | 0 | 0 | 0 | 0 | 0 | 0 | 0 | 0 | 0 | 0 | 0 | 0 | 0 | 0
F4_Commercial_Lodging (WA)_New_Food Preparation_Natural Gas_Food Prep Other_E8 | F4 | Commercial | Lodging (WA) | New | Food Preparation | Natural Gas | Food Prep Other | E8 | RVT BC Ratio | 0 | 0 | 0 | 0 | 0 | 0 | 0 | 0 | 0 | 0 | 0 | 0 | 0 | 0 | 0 | 0 | 0 | 0 | 0 | 0 | 0 | 0 | 0 | 0 | 0 | 0 | 0
F4_Commercial_Lodging (WA)_New_Food Preparation_Natural Gas_Food Prep Other_E9 | F4 | Commercial | Lodging (WA) | New | Food Preparation | Natural Gas | Food Prep Other | E9 | RVT BC Ratio | 0 | 0 | 0 | 0 | 0 | 0 | 0 | 0 | 0 | 0 | 0 | 0 | 0 | 0 | 0 | 0 | 0 | 0 | 0 | 0 | 0 | 0 | 0 | 0 | 0 | 0 | 0
F4_Commercial_Lodging (WA)_New_Food Preparation_Natural Gas_Food Prep Other_E10 | F4 | Commercial | Lodging (WA) | New | Food Preparation | Natural Gas | Food Prep Other | E10 | RVT BC Ratio | 0 | 0 | 0 | 0 | 0 | 0 | 0 | 0 | 0 | 0 | 0 | 0 | 0 | 0 | 0 | 0 | 0 | 0 | 0 | 0 | 0 | 0 | 0 | 0 | 0 | 0 | 0
F5_Commercial_Lodging (WA)_New_Food Preparation_Natural Gas_Food Prep Other_E1 | F5 | Commercial | Lodging (WA) | New | Food Preparation | Natural Gas | Food Prep Other | E1 | RIM BC Ratio | [24 empty] | 1 | 1 | 1 | bar: 2019 to 2042
F5_Commercial_Lodging (WA)_New_Food Preparation_Natural Gas_Food Prep Other_E2 | F5 | Commercial | Lodging (WA) | New | Food Preparation | Natural Gas | Food Prep Other | E2 | RIM BC Ratio | 0.035141 | 0.035928 | 0.036916 | 0.038079 | 0.039427 | 0.041119 | 0.042878 | 0.044627 | 0.046312 | 0.04802 | 0.049332 | 0.050551 | 0.051865 | 0.053145 | 0.054274 | 0.05532 | 0.056244 | 0.057152 | 0.058128 | 0.059074 | 0.060048 | 0.061039 | 0.062037 | 0.063066 | 0.064111 | 0.065172 | 0.06625
F5_Commercial_Lodging (WA)_New_Food Preparation_Natural Gas_Food Prep Other_E3 | F5 | Commercial | Lodging (WA) | New | Food Preparation | Natural Gas | Food Prep Other | E3 | RIM BC Ratio | 0 | 0 | 0 | 0 | 0 | 0 | 0 | 0 | 0 | 0 | 0 | 0 | 0 | 0 | 0 | 0 | 0 | 0 | 0 | 0 | 0 | 0 | 0 | 0 | 0 | 0 | 0
F5_Commercial_Lodging (WA)_New_Food Preparation_Natural Gas_Food Prep Other_E4 | F5 | Commercial | Lodging (WA) | New | Food Preparation | Natural Gas | Food Prep Other | E4 | RIM BC Ratio | 0 | 0 | 0 | 0 | 0 | 0 | 0 | 0 | 0 | 0 | 0 | 0 | 0 | 0 | 0 | 0 | 0 | 0 | 0 | 0 | 0 | 0 | 0 | 0 | 0 | 0 | 0
F5_Commercial_Lodging (WA)_New_Food Preparation_Natural Gas_Food Prep Other_E5 | F5 | Commercial | Lodging (WA) | New | Food Preparation | Natural Gas | Food Prep Other | E5 | RIM BC Ratio | 0 | 0 | 0 | 0 | 0 | 0 | 0 | 0 | 0 | 0 | 0 | 0 | 0 | 0 | 0 | 0 | 0 | 0 | 0 | 0 | 0 | 0 | 0 | 0 | 0 | 0 | 0
F5_Commercial_Lodging (WA)_New_Food Preparation_Natural Gas_Food Prep Other_E6 | F5 | Commercial | Lodging (WA) | New | Food Preparation | Natural Gas | Food Prep Other | E6 | RIM BC Ratio | 0 | 0 | 0 | 0 | 0 | 0 | 0 | 0 | 0 | 0 | 0 | 0 | 0 | 0 | 0 | 0 | 0 | 0 | 0 | 0 | 0 | 0 | 0 | 0 | 0 | 0 | 0
F5_Commercial_Lodging (WA)_New_Food Preparation_Natural Gas_Food Prep Other_E7 | F5 | Commercial | Lodging (WA) | New | Food Preparation | Natural Gas | Food Prep Other | E7 | RIM BC Ratio | 0 | 0 | 0 | 0 | 0 | 0 | 0 | 0 | 0 | 0 | 0 | 0 | 0 | 0 | 0 | 0 | 0 | 0 | 0 | 0 | 0 | 0 | 0 | 0 | 0 | 0 | 0
F5_Commercial_Lodging (WA)_New_Food Preparation_Natural Gas_Food Prep Other_E8 | F5 | Commercial | Lodging (WA) | New | Food Preparation | Natural Gas | Food Prep Other | E8 | RIM BC Ratio | 0 | 0 | 0 | 0 | 0 | 0 | 0 | 0 | 0 | 0 | 0 | 0 | 0 | 0 | 0 | 0 | 0 | 0 | 0 | 0 | 0 | 0 | 0 | 0 | 0 | 0 | 0
F5_Commercial_Lodging (WA)_New_Food Preparation_Natural Gas_Food Prep Other_E9 | F5 | Commercial | Lodging (WA) | New | Food Preparation | Natural Gas | Food Prep Other | E9 | RIM BC Ratio | 0 | 0 | 0 | 0 | 0 | 0 | 0 | 0 | 0 | 0 | 0 | 0 | 0 | 0 | 0 | 0 | 0 | 0 | 0 | 0 | 0 | 0 | 0 | 0 | 0 | 0 | 0
F5_Commercial_Lodging (WA)_New_Food Preparation_Natural Gas_Food Prep Other_E10 | F5 | Commercial | Lodging (WA) | New | Food Preparation | Natural Gas | Food Prep Other | E10 | RIM BC Ratio | 0 | 0 | 0 | 0 | 0 | 0 | 0 | 0 | 0 | 0 | 0 | 0 | 0 | 0 | 0 | 0 | 0 | 0 | 0 | 0 | 0 | 0 | 0 | 0 | 0 | 0 | 0
F0_Commercial_Lodging (WA)_New_Miscellaneous_Natural Gas_Pool Heater_E0 | F0 | Commercial | Lodging (WA) | New | Miscellaneous | Natural Gas | Pool Heater | E0 | Economic Unit | Condensing (EF .90) | Condensing (EF .90) | Condensing (EF .90) | Condensing (EF .90) | Condensing (EF .90) | Condensing (EF .90) | Condensing (EF .90) | Condensing (EF .90) | Condensing (EF .90) | Condensing (EF .90) | Condensing (EF .90) | Condensing (EF .90) | Condensing (EF .90) | Condensing (EF .90) | Condensing (EF .90) | Condensing (EF .90) | Condensing (EF .90) | Condensing (EF .90) | Condensing (EF .90) | Condensing (EF .90) | Condensing (EF .90) | Condensing (EF .90) | Condensing (EF .90) | Condensing (EF .90) | Condensing (EF .90) | Condensing (EF .90) | Condensing (EF .90)
F1_Commercial_Lodging (WA)_New_Miscellaneous_Natural Gas_Pool Heater_E1 | F1 | Commercial | Lodging (WA) | New | Miscellaneous | Natural Gas | Pool Heater | E1 | CCE | 0 | 0 | 0 | 0 | 0 | 0 | 0 | 0 | 0 | 0 | 0 | 0 | 0 | 0 | 0 | 0 | 0 | 0 | 0 | 0 | 0 | 0 | 0 | 0 | 0 | 0 | 0
F1_Commercial_Lodging (WA)_New_Miscellaneous_Natural Gas_Pool Heater_E2 | F1 | Commercial | Lodging (WA) | New | Miscellaneous | Natural Gas | Pool Heater | E2 | CCE | 0.0013292 | 0.0013292 | 0.0013292 | 0.0013292 | 0.0013292 | 0.0013292 | 0.0013292 | 0.0013292 | 0.0013292 | 0.0013292 | 0.0013292 | 0.0013292 | 0.0013292 | 0.0013292 | 0.0013292 | 0.0013292 | 0.0013292 | 0.0013292 | 0.0013292 | 0.0013292 | 0.0013292 | 0.0013292 | 0.0013292 | 0.0013292 | 0.0013292 | 0.0013292 | 0.0013292
F1_Commercial_Lodging (WA)_New_Miscellaneous_Natural Gas_Pool Heater_E3 | F1 | Commercial | Lodging (WA) | New | Miscellaneous | Natural Gas | Pool Heater | E3 | CCE | 0 | 0 | 0 | 0 | 0 | 0 | 0 | 0 | 0 | 0 | 0 | 0 | 0 | 0 | 0 | 0 | 0 | 0 | 0 | 0 | 0 | 0 | 0 | 0 | 0 | 0 | 0
F1_Commercial_Lodging (WA)_New_Miscellaneous_Natural Gas_Pool Heater_E4 | F1 | Commercial | Lodging (WA) | New | Miscellaneous | Natural Gas | Pool Heater | E4 | CCE | 0 | 0 | 0 | 0 | 0 | 0 | 0 | 0 | 0 | 0 | 0 | 0 | 0 | 0 | 0 | 0 | 0 | 0 | 0 | 0 | 0 | 0 | 0 | 0 | 0 | 0 | 0
F1_Commercial_Lodging (WA)_New_Miscellaneous_Natural Gas_Pool Heater_E5 | F1 | Commercial | Lodging (WA) | New | Miscellaneous | Natural Gas | Pool Heater | E5 | CCE | 0 | 0 | 0 | 0 | 0 | 0 | 0 | 0 | 0 | 0 | 0 | 0 | 0 | 0 | 0 | 0 | 0 | 0 | 0 | 0 | 0 | 0 | 0 | 0 | 0 | 0 | 0
F1_Commercial_Lodging (WA)_New_Miscellaneous_Natural Gas_Pool Heater_E6 | F1 | Commercial | Lodging (WA) | New | Miscellaneous | Natural Gas | Pool Heater | E6 | CCE | 0 | 0 | 0 | 0 | 0 | 0 | 0 | 0 | 0 | 0 | 0 | 0 | 0 | 0 | 0 | 0 | 0 | 0 | 0 | 0 | 0 | 0 | 0 | 0 | 0 | 0 | 0
F1_Commercial_Lodging (WA)_New_Miscellaneous_Natural Gas_Pool Heater_E7 | F1 | Commercial | Lodging (WA) | New | Miscellaneous | Natural Gas | Pool Heater | E7 | CCE | 0 | 0 | 0 | 0 | 0 | 0 | 0 | 0 | 0 | 0 | 0 | 0 | 0 | 0 | 0 | 0 | 0 | 0 | 0 | 0 | 0 | 0 | 0 | 0 | 0 | 0 | 0
F1_Commercial_Lodging (WA)_New_Miscellaneous_Natural Gas_Pool Heater_E8 | F1 | Commercial | Lodging (WA) | New | Miscellaneous | Natural Gas | Pool Heater | E8 | CCE | 0 | 0 | 0 | 0 | 0 | 0 | 0 | 0 | 0 | 0 | 0 | 0 | 0 | 0 | 0 | 0 | 0 | 0 | 0 | 0 | 0 | 0 | 0 | 0 | 0 | 0 | 0
F1_Commercial_Lodging (WA)_New_Miscellaneous_Natural Gas_Pool Heater_E9 | F1 | Commercial | Lodging (WA) | New | Miscellaneous | Natural Gas | Pool Heater | E9 | CCE | 0 | 0 | 0 | 0 | 0 | 0 | 0 | 0 | 0 | 0 | 0 | 0 | 0 | 0 | 0 | 0 | 0 | 0 | 0 | 0 | 0 | 0 | 0 | 0 | 0 | 0 | 0
F1_Commercial_Lodging (WA)_New_Miscellaneous_Natural Gas_Pool Heater_E10 | F1 | Commercial | Lodging (WA) | New | Miscellaneous | Natural Gas | Pool Heater | E10 | CCE | 0 | 0 | 0 | 0 | 0 | 0 | 0 | 0 | 0 | 0 | 0 | 0 | 0 | 0 | 0 | 0 | 0 | 0 | 0 | 0 | 0 | 0 | 0 | 0 | 0 | 0 | 0
F2_Commercial_Lodging (WA)_New_Miscellaneous_Natural Gas_Pool Heater_E1 | F2 | Commercial | Lodging (WA) | New | Miscellaneous | Natural Gas | Pool Heater | E1 | TRC BC Ratio | [24 empty] | 1 | 1 | 1 | bar: 2019 to 2042
F2_Commercial_Lodging (WA)_New_Miscellaneous_Natural Gas_Pool Heater_E2 | F2 | Commercial | Lodging (WA) | New | Miscellaneous | Natural Gas | Pool Heater | E2 | TRC BC Ratio | 2.4894 | 2.5083 | 2.5489 | 2.6145 | 2.7051 | 2.8366 | 2.9807 | 3.1254 | 3.2654 | 3.4151 | 3.5281 | 3.6341 | 3.754 | 3.8696 | 3.9665 | 4.0534 | 4.1245 | 4.1926 | 4.2678 | 4.3387 | 4.412 | 4.4895 | 4.5673 | 4.6485 | 4.7311 | 4.8151 | 4.9007
F2_Commercial_Lodging (WA)_New_Miscellaneous_Natural Gas_Pool Heater_E3 | F2 | Commercial | Lodging (WA) | New | Miscellaneous | Natural Gas | Pool Heater | E3 | TRC BC Ratio | 0 | 0 | 0 | 0 | 0 | 0 | 0 | 0 | 0 | 0 | 0 | 0 | 0 | 0 | 0 | 0 | 0 | 0 | 0 | 0 | 0 | 0 | 0 | 0 | 0 | 0 | 0
F2_Commercial_Lodging (WA)_New_Miscellaneous_Natural Gas_Pool Heater_E4 | F2 | Commercial | Lodging (WA) | New | Miscellaneous | Natural Gas | Pool Heater | E4 | TRC BC Ratio | 0 | 0 | 0 | 0 | 0 | 0 | 0 | 0 | 0 | 0 | 0 | 0 | 0 | 0 | 0 | 0 | 0 | 0 | 0 | 0 | 0 | 0 | 0 | 0 | 0 | 0 | 0
F2_Commercial_Lodging (WA)_New_Miscellaneous_Natural Gas_Pool Heater_E5 | F2 | Commercial | Lodging (WA) | New | Miscellaneous | Natural Gas | Pool Heater | E5 | TRC BC Ratio | 0 | 0 | 0 | 0 | 0 | 0 | 0 | 0 | 0 | 0 | 0 | 0 | 0 | 0 | 0 | 0 | 0 | 0 | 0 | 0 | 0 | 0 | 0 | 0 | 0 | 0 | 0
F2_Commercial_Lodging (WA)_New_Miscellaneous_Natural Gas_Pool Heater_E6 | F2 | Commercial | Lodging (WA) | New | Miscellaneous | Natural Gas | Pool Heater | E6 | TRC BC Ratio | 0 | 0 | 0 | 0 | 0 | 0 | 0 | 0 | 0 | 0 | 0 | 0 | 0 | 0 | 0 | 0 | 0 | 0 | 0 | 0 | 0 | 0 | 0 | 0 | 0 | 0 | 0
F2_Commercial_Lodging (WA)_New_Miscellaneous_Natural Gas_Pool Heater_E7 | F2 | Commercial | Lodging (WA) | New | Miscellaneous | Natural Gas | Pool Heater | E7 | TRC BC Ratio | 0 | 0 | 0 | 0 | 0 | 0 | 0 | 0 | 0 | 0 | 0 | 0 | 0 | 0 | 0 | 0 | 0 | 0 | 0 | 0 | 0 | 0 | 0 | 0 | 0 | 0 | 0
F2_Commercial_Lodging (WA)_New_Miscellaneous_Natural Gas_Pool Heater_E8 | F2 | Commercial | Lodging (WA) | New | Miscellaneous | Natural Gas | Pool Heater | E8 | TRC BC Ratio | 0 | 0 | 0 | 0 | 0 | 0 | 0 | 0 | 0 | 0 | 0 | 0 | 0 | 0 | 0 | 0 | 0 | 0 | 0 | 0 | 0 | 0 | 0 | 0 | 0 | 0 | 0
F2_Commercial_Lodging (WA)_New_Miscellaneous_Natural Gas_Pool Heater_E9 | F2 | Commercial | Lodging (WA) | New | Miscellaneous | Natural Gas | Pool Heater | E9 | TRC BC Ratio | 0 | 0 | 0 | 0 | 0 | 0 | 0 | 0 | 0 | 0 | 0 | 0 | 0 | 0 | 0 | 0 | 0 | 0 | 0 | 0 | 0 | 0 | 0 | 0 | 0 | 0 | 0
F2_Commercial_Lodging (WA)_New_Miscellaneous_Natural Gas_Pool Heater_E10 | F2 | Commercial | Lodging (WA) | New | Miscellaneous | Natural Gas | Pool Heater | E10 | TRC BC Ratio | 0 | 0 | 0 | 0 | 0 | 0 | 0 | 0 | 0 | 0 | 0 | 0 | 0 | 0 | 0 | 0 | 0 | 0 | 0 | 0 | 0 | 0 | 0 | 0 | 0 | 0 | 0
F3_Commercial_Lodging (WA)_New_Miscellaneous_Natural Gas_Pool Heater_E1 | F3 | Commercial | Lodging (WA) | New | Miscellaneous | Natural Gas | Pool Heater | E1 | PACT BC Ratio | [24 empty] | 1 | 1 | 1 | bar: 2019 to 2042
F3_Commercial_Lodging (WA)_New_Miscellaneous_Natural Gas_Pool Heater_E2 | F3 | Commercial | Lodging (WA) | New | Miscellaneous | Natural Gas | Pool Heater | E2 | PACT BC Ratio | 6.1765 | 6.2234 | 6.3241 | 6.4871 | 6.7117 | 7.0379 | 7.3957 | 7.7545 | 8.1019 | 8.4734 | 8.7537 | 9.0168 | 9.3142 | 9.6011 | 9.8415 | 10.0571 | 10.2335 | 10.4024 | 10.5892 | 10.765 | 10.9469 | 11.1391 | 11.3323 | 11.5336 | 11.7385 | 11.9471 | 12.1593
F3_Commercial_Lodging (WA)_New_Miscellaneous_Natural Gas_Pool Heater_E3 | F3 | Commercial | Lodging (WA) | New | Miscellaneous | Natural Gas | Pool Heater | E3 | PACT BC Ratio | 0 | 0 | 0 | 0 | 0 | 0 | 0 | 0 | 0 | 0 | 0 | 0 | 0 | 0 | 0 | 0 | 0 | 0 | 0 | 0 | 0 | 0 | 0 | 0 | 0 | 0 | 0
F3_Commercial_Lodging (WA)_New_Miscellaneous_Natural Gas_Pool Heater_E4 | F3 | Commercial | Lodging (WA) | New | Miscellaneous | Natural Gas | Pool Heater | E4 | PACT BC Ratio | 0 | 0 | 0 | 0 | 0 | 0 | 0 | 0 | 0 | 0 | 0 | 0 | 0 | 0 | 0 | 0 | 0 | 0 | 0 | 0 | 0 | 0 | 0 | 0 | 0 | 0 | 0
F3_Commercial_Lodging (WA)_New_Miscellaneous_Natural Gas_Pool Heater_E5 | F3 | Commercial | Lodging (WA) | New | Miscellaneous | Natural Gas | Pool Heater | E5 | PACT BC Ratio | 0 | 0 | 0 | 0 | 0 | 0 | 0 | 0 | 0 | 0 | 0 | 0 | 0 | 0 | 0 | 0 | 0 | 0 | 0 | 0 | 0 | 0 | 0 | 0 | 0 | 0 | 0
F3_Commercial_Lodging (WA)_New_Miscellaneous_Natural Gas_Pool Heater_E6 | F3 | Commercial | Lodging (WA) | New | Miscellaneous | Natural Gas | Pool Heater | E6 | PACT BC Ratio | 0 | 0 | 0 | 0 | 0 | 0 | 0 | 0 | 0 | 0 | 0 | 0 | 0 | 0 | 0 | 0 | 0 | 0 | 0 | 0 | 0 | 0 | 0 | 0 | 0 | 0 | 0
F3_Commercial_Lodging (WA)_New_Miscellaneous_Natural Gas_Pool Heater_E7 | F3 | Commercial | Lodging (WA) | New | Miscellaneous | Natural Gas | Pool Heater | E7 | PACT BC Ratio | 0 | 0 | 0 | 0 | 0 | 0 | 0 | 0 | 0 | 0 | 0 | 0 | 0 | 0 | 0 | 0 | 0 | 0 | 0 | 0 | 0 | 0 | 0 | 0 | 0 | 0 | 0
F3_Commercial_Lodging (WA)_New_Miscellaneous_Natural Gas_Pool Heater_E8 | F3 | Commercial | Lodging (WA) | New | Miscellaneous | Natural Gas | Pool Heater | E8 | PACT BC Ratio | 0 | 0 | 0 | 0 | 0 | 0 | 0 | 0 | 0 | 0 | 0 | 0 | 0 | 0 | 0 | 0 | 0 | 0 | 0 | 0 | 0 | 0 | 0 | 0 | 0 | 0 | 0
F3_Commercial_Lodging (WA)_New_Miscellaneous_Natural Gas_Pool Heater_E9 | F3 | Commercial | Lodging (WA) | New | Miscellaneous | Natural Gas | Pool Heater | E9 | PACT BC Ratio | 0 | 0 | 0 | 0 | 0 | 0 | 0 | 0 | 0 | 0 | 0 | 0 | 0 | 0 | 0 | 0 | 0 | 0 | 0 | 0 | 0 | 0 | 0 | 0 | 0 | 0 | 0
F3_Commercial_Lodging (WA)_New_Miscellaneous_Natural Gas_Pool Heater_E10 | F3 | Commercial | Lodging (WA) | New | Miscellaneous | Natural Gas | Pool Heater | E10 | PACT BC Ratio | 0 | 0 | 0 | 0 | 0 | 0 | 0 | 0 | 0 | 0 | 0 | 0 | 0 | 0 | 0 | 0 | 0 | 0 | 0 | 0 | 0 | 0 | 0 | 0 | 0 | 0 | 0
F4_Commercial_Lodging (WA)_New_Miscellaneous_Natural Gas_Pool Heater_E1 | F4 | Commercial | Lodging (WA) | New | Miscellaneous | Natural Gas | Pool Heater | E1 | RVT BC Ratio | [24 empty] | 1 | 1 | 1 | bar: 2019 to 2042
F4_Commercial_Lodging (WA)_New_Miscellaneous_Natural Gas_Pool Heater_E2 | F4 | Commercial | Lodging (WA) | New | Miscellaneous | Natural Gas | Pool Heater | E2 | RVT BC Ratio | 3.8684 | 3.8955 | 3.9446 | 4.0188 | 4.116 | 4.2577 | 4.4007 | 4.5378 | 4.6615 | 4.7916 | 4.9407 | 5.0807 | 5.2389 | 5.3852 | 5.4996 | 5.5924 | 5.6549 | 5.7024 | 5.756 | 5.7998 | 5.8428 | 5.9404 | 6.0385 | 6.1407 | 6.2448 | 6.3507 | 6.4585
F4_Commercial_Lodging (WA)_New_Miscellaneous_Natural Gas_Pool Heater_E3 | F4 | Commercial | Lodging (WA) | New | Miscellaneous | Natural Gas | Pool Heater | E3 | RVT BC Ratio | 0 | 0 | 0 | 0 | 0 | 0 | 0 | 0 | 0 | 0 | 0 | 0 | 0 | 0 | 0 | 0 | 0 | 0 | 0 | 0 | 0 | 0 | 0 | 0 | 0 | 0 | 0
F4_Commercial_Lodging (WA)_New_Miscellaneous_Natural Gas_Pool Heater_E4 | F4 | Commercial | Lodging (WA) | New | Miscellaneous | Natural Gas | Pool Heater | E4 | RVT BC Ratio | 0 | 0 | 0 | 0 | 0 | 0 | 0 | 0 | 0 | 0 | 0 | 0 | 0 | 0 | 0 | 0 | 0 | 0 | 0 | 0 | 0 | 0 | 0 | 0 | 0 | 0 | 0
F4_Commercial_Lodging (WA)_New_Miscellaneous_Natural Gas_Pool Heater_E5 | F4 | Commercial | Lodging (WA) | New | Miscellaneous | Natural Gas | Pool Heater | E5 | RVT BC Ratio | 0 | 0 | 0 | 0 | 0 | 0 | 0 | 0 | 0 | 0 | 0 | 0 | 0 | 0 | 0 | 0 | 0 | 0 | 0 | 0 | 0 | 0 | 0 | 0 | 0 | 0 | 0
F4_Commercial_Lodging (WA)_New_Miscellaneous_Natural Gas_Pool Heater_E6 | F4 | Commercial | Lodging (WA) | New | Miscellaneous | Natural Gas | Pool Heater | E6 | RVT BC Ratio | 0 | 0 | 0 | 0 | 0 | 0 | 0 | 0 | 0 | 0 | 0 | 0 | 0 | 0 | 0 | 0 | 0 | 0 | 0 | 0 | 0 | 0 | 0 | 0 | 0 | 0 | 0
F4_Commercial_Lodging (WA)_New_Miscellaneous_Natural Gas_Pool Heater_E7 | F4 | Commercial | Lodging (WA) | New | Miscellaneous | Natural Gas | Pool Heater | E7 | RVT BC Ratio | 0 | 0 | 0 | 0 | 0 | 0 | 0 | 0 | 0 | 0 | 0 | 0 | 0 | 0 | 0 | 0 | 0 | 0 | 0 | 0 | 0 | 0 | 0 | 0 | 0 | 0 | 0
F4_Commercial_Lodging (WA)_New_Miscellaneous_Natural Gas_Pool Heater_E8 | F4 | Commercial | Lodging (WA) | New | Miscellaneous | Natural Gas | Pool Heater | E8 | RVT BC Ratio | 0 | 0 | 0 | 0 | 0 | 0 | 0 | 0 | 0 | 0 | 0 | 0 | 0 | 0 | 0 | 0 | 0 | 0 | 0 | 0 | 0 | 0 | 0 | 0 | 0 | 0 | 0
F4_Commercial_Lodging (WA)_New_Miscellaneous_Natural Gas_Pool Heater_E9 | F4 | Commercial | Lodging (WA) | New | Miscellaneous | Natural Gas | Pool Heater | E9 | RVT BC Ratio | 0 | 0 | 0 | 0 | 0 | 0 | 0 | 0 | 0 | 0 | 0 | 0 | 0 | 0 | 0 | 0 | 0 | 0 | 0 | 0 | 0 | 0 | 0 | 0 | 0 | 0 | 0
F4_Commercial_Lodging (WA)_New_Miscellaneous_Natural Gas_Pool Heater_E10 | F4 | Commercial | Lodging (WA) | New | Miscellaneous | Natural Gas | Pool Heater | E10 | RVT BC Ratio | 0 | 0 | 0 | 0 | 0 | 0 | 0 | 0 | 0 | 0 | 0 | 0 | 0 | 0 | 0 | 0 | 0 | 0 | 0 | 0 | 0 | 0 | 0 | 0 | 0 | 0 | 0
F5_Commercial_Lodging (WA)_New_Miscellaneous_Natural Gas_Pool Heater_E1 | F5 | Commercial | Lodging (WA) | New | Miscellaneous | Natural Gas | Pool Heater | E1 | RIM BC Ratio | [24 empty] | 1 | 1 | 1 | bar: 2019 to 2042
F5_Commercial_Lodging (WA)_New_Miscellaneous_Natural Gas_Pool Heater_E2 | F5 | Commercial | Lodging (WA) | New | Miscellaneous | Natural Gas | Pool Heater | E2 | RIM BC Ratio | 0.73427 | 0.73492 | 0.73797 | 0.74369 | 0.75209 | 0.76359 | 0.77747 | 0.79159 | 0.80602 | 0.82101 | 0.82356 | 0.82583 | 0.82825 | 0.83139 | 0.83511 | 0.83973 | 0.84535 | 0.85237 | 0.85988 | 0.86777 | 0.87616 | 0.87737 | 0.87855 | 0.87974 | 0.88091 | 0.88207 | 0.8832
F5_Commercial_Lodging (WA)_New_Miscellaneous_Natural Gas_Pool Heater_E3 | F5 | Commercial | Lodging (WA) | New | Miscellaneous | Natural Gas | Pool Heater | E3 | RIM BC Ratio | 0 | 0 | 0 | 0 | 0 | 0 | 0 | 0 | 0 | 0 | 0 | 0 | 0 | 0 | 0 | 0 | 0 | 0 | 0 | 0 | 0 | 0 | 0 | 0 | 0 | 0 | 0
F5_Commercial_Lodging (WA)_New_Miscellaneous_Natural Gas_Pool Heater_E4 | F5 | Commercial | Lodging (WA) | New | Miscellaneous | Natural Gas | Pool Heater | E4 | RIM BC Ratio | 0 | 0 | 0 | 0 | 0 | 0 | 0 | 0 | 0 | 0 | 0 | 0 | 0 | 0 | 0 | 0 | 0 | 0 | 0 | 0 | 0 | 0 | 0 | 0 | 0 | 0 | 0
F5_Commercial_Lodging (WA)_New_Miscellaneous_Natural Gas_Pool Heater_E5 | F5 | Commercial | Lodging (WA) | New | Miscellaneous | Natural Gas | Pool Heater | E5 | RIM BC Ratio | 0 | 0 | 0 | 0 | 0 | 0 | 0 | 0 | 0 | 0 | 0 | 0 | 0 | 0 | 0 | 0 | 0 | 0 | 0 | 0 | 0 | 0 | 0 | 0 | 0 | 0 | 0
F5_Commercial_Lodging (WA)_New_Miscellaneous_Natural Gas_Pool Heater_E6 | F5 | Commercial | Lodging (WA) | New | Miscellaneous | Natural Gas | Pool Heater | E6 | RIM BC Ratio | 0 | 0 | 0 | 0 | 0 | 0 | 0 | 0 | 0 | 0 | 0 | 0 | 0 | 0 | 0 | 0 | 0 | 0 | 0 | 0 | 0 | 0 | 0 | 0 | 0 | 0 | 0
F5_Commercial_Lodging (WA)_New_Miscellaneous_Natural Gas_Pool Heater_E7 | F5 | Commercial | Lodging (WA) | New | Miscellaneous | Natural Gas | Pool Heater | E7 | RIM BC Ratio | 0 | 0 | 0 | 0 | 0 | 0 | 0 | 0 | 0 | 0 | 0 | 0 | 0 | 0 | 0 | 0 | 0 | 0 | 0 | 0 | 0 | 0 | 0 | 0 | 0 | 0 | 0
F5_Commercial_Lodging (WA)_New_Miscellaneous_Natural Gas_Pool Heater_E8 | F5 | Commercial | Lodging (WA) | New | Miscellaneous | Natural Gas | Pool Heater | E8 | RIM BC Ratio | 0 | 0 | 0 | 0 | 0 | 0 | 0 | 0 | 0 | 0 | 0 | 0 | 0 | 0 | 0 | 0 | 0 | 0 | 0 | 0 | 0 | 0 | 0 | 0 | 0 | 0 | 0
F5_Commercial_Lodging (WA)_New_Miscellaneous_Natural Gas_Pool Heater_E9 | F5 | Commercial | Lodging (WA) | New | Miscellaneous | Natural Gas | Pool Heater | E9 | RIM BC Ratio | 0 | 0 | 0 | 0 | 0 | 0 | 0 | 0 | 0 | 0 | 0 | 0 | 0 | 0 | 0 | 0 | 0 | 0 | 0 | 0 | 0 | 0 | 0 | 0 | 0 | 0 | 0
F5_Commercial_Lodging (WA)_New_Miscellaneous_Natural Gas_Pool Heater_E10 | F5 | Commercial | Lodging (WA) | New | Miscellaneous | Natural Gas | Pool Heater | E10 | RIM BC Ratio | 0 | 0 | 0 | 0 | 0 | 0 | 0 | 0 | 0 | 0 | 0 | 0 | 0 | 0 | 0 | 0 | 0 | 0 | 0 | 0 | 0 | 0 | 0 | 0 | 0 | 0 | 0
F0_Commercial_Lodging (WA)_New_Miscellaneous_Natural Gas_Miscellaneous_E0 | F0 | Commercial | Lodging (WA) | New | Miscellaneous | Natural Gas | Miscellaneous | E0 | Economic Unit | Standard | Standard | Standard | Standard | Standard | Standard | Standard | Standard | Standard | Standard | Standard | Standard | Standard | Standard | Standard | Standard | Standard | Standard | Standard | Standard | Standard | Standard | Standard | Standard | Standard | Standard | Standard
F1_Commercial_Lodging (WA)_New_Miscellaneous_Natural Gas_Miscellaneous_E1 | F1 | Commercial | Lodging (WA) | New | Miscellaneous | Natural Gas | Miscellaneous | E1 | CCE | 0 | 0 | 0 | 0 | 0 | 0 | 0 | 0 | 0 | 0 | 0 | 0 | 0 | 0 | 0 | 0 | 0 | 0 | 0 | 0 | 0 | 0 | 0 | 0 | 0 | 0 | 0
F1_Commercial_Lodging (WA)_New_Miscellaneous_Natural Gas_Miscellaneous_E2 | F1 | Commercial | Lodging (WA) | New | Miscellaneous | Natural Gas | Miscellaneous | E2 | CCE | 0 | 0 | 0 | 0 | 0 | 0 | 0 | 0 | 0 | 0 | 0 | 0 | 0 | 0 | 0 | 0 | 0 | 0 | 0 | 0 | 0 | 0 | 0 | 0 | 0 | 0 | 0
F1_Commercial_Lodging (WA)_New_Miscellaneous_Natural Gas_Miscellaneous_E3 | F1 | Commercial | Lodging (WA) | New | Miscellaneous | Natural Gas | Miscellaneous | E3 | CCE | 0 | 0 | 0 | 0 | 0 | 0 | 0 | 0 | 0 | 0 | 0 | 0 | 0 | 0 | 0 | 0 | 0 | 0 | 0 | 0 | 0 | 0 | 0 | 0 | 0 | 0 | 0
F1_Commercial_Lodging (WA)_New_Miscellaneous_Natural Gas_Miscellaneous_E4 | F1 | Commercial | Lodging (WA) | New | Miscellaneous | Natural Gas | Miscellaneous | E4 | CCE | 0 | 0 | 0 | 0 | 0 | 0 | 0 | 0 | 0 | 0 | 0 | 0 | 0 | 0 | 0 | 0 | 0 | 0 | 0 | 0 | 0 | 0 | 0 | 0 | 0 | 0 | 0
F1_Commercial_Lodging (WA)_New_Miscellaneous_Natural Gas_Miscellaneous_E5 | F1 | Commercial | Lodging (WA) | New | Miscellaneous | Natural Gas | Miscellaneous | E5 | CCE | 0 | 0 | 0 | 0 | 0 | 0 | 0 | 0 | 0 | 0 | 0 | 0 | 0 | 0 | 0 | 0 | 0 | 0 | 0 | 0 | 0 | 0 | 0 | 0 | 0 | 0 | 0
F1_Commercial_Lodging (WA)_New_Miscellaneous_Natural Gas_Miscellaneous_E6 | F1 | Commercial | Lodging (WA) | New | Miscellaneous | Natural Gas | Miscellaneous | E6 | CCE | 0 | 0 | 0 | 0 | 0 | 0 | 0 | 0 | 0 | 0 | 0 | 0 | 0 | 0 | 0 | 0 | 0 | 0 | 0 | 0 | 0 | 0 | 0 | 0 | 0 | 0 | 0
F1_Commercial_Lodging (WA)_New_Miscellaneous_Natural Gas_Miscellaneous_E7 | F1 | Commercial | Lodging (WA) | New | Miscellaneous | Natural Gas | Miscellaneous | E7 | CCE | 0 | 0 | 0 | 0 | 0 | 0 | 0 | 0 | 0 | 0 | 0 | 0 | 0 | 0 | 0 | 0 | 0 | 0 | 0 | 0 | 0 | 0 | 0 | 0 | 0 | 0 | 0
F1_Commercial_Lodging (WA)_New_Miscellaneous_Natural Gas_Miscellaneous_E8 | F1 | Commercial | Lodging (WA) | New | Miscellaneous | Natural Gas | Miscellaneous | E8 | CCE | 0 | 0 | 0 | 0 | 0 | 0 | 0 | 0 | 0 | 0 | 0 | 0 | 0 | 0 | 0 | 0 | 0 | 0 | 0 | 0 | 0 | 0 | 0 | 0 | 0 | 0 | 0
F1_Commercial_Lodging (WA)_New_Miscellaneous_Natural Gas_Miscellaneous_E9 | F1 | Commercial | Lodging (WA) | New | Miscellaneous | Natural Gas | Miscellaneous | E9 | CCE | 0 | 0 | 0 | 0 | 0 | 0 | 0 | 0 | 0 | 0 | 0 | 0 | 0 | 0 | 0 | 0 | 0 | 0 | 0 | 0 | 0 | 0 | 0 | 0 | 0 | 0 | 0
F1_Commercial_Lodging (WA)_New_Miscellaneous_Natural Gas_Miscellaneous_E10 | F1 | Commercial | Lodging (WA) | New | Miscellaneous | Natural Gas | Miscellaneous | E10 | CCE | 0 | 0 | 0 | 0 | 0 | 0 | 0 | 0 | 0 | 0 | 0 | 0 | 0 | 0 | 0 | 0 | 0 | 0 | 0 | 0 | 0 | 0 | 0 | 0 | 0 | 0 | 0
F2_Commercial_Lodging (WA)_New_Miscellaneous_Natural Gas_Miscellaneous_E1 | F2 | Commercial | Lodging (WA) | New | Miscellaneous | Natural Gas | Miscellaneous | E1 | TRC BC Ratio | [24 empty] | 1 | 1 | 1 | bar: 2019 to 2042
F2_Commercial_Lodging (WA)_New_Miscellaneous_Natural Gas_Miscellaneous_E2 | F2 | Commercial | Lodging (WA) | New | Miscellaneous | Natural Gas | Miscellaneous | E2 | TRC BC Ratio | 0 | 0 | 0 | 0 | 0 | 0 | 0 | 0 | 0 | 0 | 0 | 0 | 0 | 0 | 0 | 0 | 0 | 0 | 0 | 0 | 0 | 0 | 0 | 0 | 0 | 0 | 0
F2_Commercial_Lodging (WA)_New_Miscellaneous_Natural Gas_Miscellaneous_E3 | F2 | Commercial | Lodging (WA) | New | Miscellaneous | Natural Gas | Miscellaneous | E3 | TRC BC Ratio | 0 | 0 | 0 | 0 | 0 | 0 | 0 | 0 | 0 | 0 | 0 | 0 | 0 | 0 | 0 | 0 | 0 | 0 | 0 | 0 | 0 | 0 | 0 | 0 | 0 | 0 | 0
F2_Commercial_Lodging (WA)_New_Miscellaneous_Natural Gas_Miscellaneous_E4 | F2 | Commercial | Lodging (WA) | New | Miscellaneous | Natural Gas | Miscellaneous | E4 | TRC BC Ratio | 0 | 0 | 0 | 0 | 0 | 0 | 0 | 0 | 0 | 0 | 0 | 0 | 0 | 0 | 0 | 0 | 0 | 0 | 0 | 0 | 0 | 0 | 0 | 0 | 0 | 0 | 0
F2_Commercial_Lodging (WA)_New_Miscellaneous_Natural Gas_Miscellaneous_E5 | F2 | Commercial | Lodging (WA) | New | Miscellaneous | Natural Gas | Miscellaneous | E5 | TRC BC Ratio | 0 | 0 | 0 | 0 | 0 | 0 | 0 | 0 | 0 | 0 | 0 | 0 | 0 | 0 | 0 | 0 | 0 | 0 | 0 | 0 | 0 | 0 | 0 | 0 | 0 | 0 | 0
F2_Commercial_Lodging (WA)_New_Miscellaneous_Natural Gas_Miscellaneous_E6 | F2 | Commercial | Lodging (WA) | New | Miscellaneous | Natural Gas | Miscellaneous | E6 | TRC BC Ratio | 0 | 0 | 0 | 0 | 0 | 0 | 0 | 0 | 0 | 0 | 0 | 0 | 0 | 0 | 0 | 0 | 0 | 0 | 0 | 0 | 0 | 0 | 0 | 0 | 0 | 0 | 0
F2_Commercial_Lodging (WA)_New_Miscellaneous_Natural Gas_Miscellaneous_E7 | F2 | Commercial | Lodging (WA) | New | Miscellaneous | Natural Gas | Miscellaneous | E7 | TRC BC Ratio | 0 | 0 | 0 | 0 | 0 | 0 | 0 | 0 | 0 | 0 | 0 | 0 | 0 | 0 | 0 | 0 | 0 | 0 | 0 | 0 | 0 | 0 | 0 | 0 | 0 | 0 | 0
F2_Commercial_Lodging (WA)_New_Miscellaneous_Natural Gas_Miscellaneous_E8 | F2 | Commercial | Lodging (WA) | New | Miscellaneous | Natural Gas | Miscellaneous | E8 | TRC BC Ratio | 0 | 0 | 0 | 0 | 0 | 0 | 0 | 0 | 0 | 0 | 0 | 0 | 0 | 0 | 0 | 0 | 0 | 0 | 0 | 0 | 0 | 0 | 0 | 0 | 0 | 0 | 0
F2_Commercial_Lodging (WA)_New_Miscellaneous_Natural Gas_Miscellaneous_E9 | F2 | Commercial | Lodging (WA) | New | Miscellaneous | Natural Gas | Miscellaneous | E9 | TRC BC Ratio | 0 | 0 | 0 | 0 | 0 | 0 | 0 | 0 | 0 | 0 | 0 | 0 | 0 | 0 | 0 | 0 | 0 | 0 | 0 | 0 | 0 | 0 | 0 | 0 | 0 | 0 | 0
F2_Commercial_Lodging (WA)_New_Miscellaneous_Natural Gas_Miscellaneous_E10 | F2 | Commercial | Lodging (WA) | New | Miscellaneous | Natural Gas | Miscellaneous | E10 | TRC BC Ratio | 0 | 0 | 0 | 0 | 0 | 0 | 0 | 0 | 0 | 0 | 0 | 0 | 0 | 0 | 0 | 0 | 0 | 0 | 0 | 0 | 0 | 0 | 0 | 0 | 0 | 0 | 0
F3_Commercial_Lodging (WA)_New_Miscellaneous_Natural Gas_Miscellaneous_E1 | F3 | Commercial | Lodging (WA) | New | Miscellaneous | Natural Gas | Miscellaneous | E1 | PACT BC Ratio | [24 empty] | 1 | 1 | 1 | bar: 2019 to 2042
F3_Commercial_Lodging (WA)_New_Miscellaneous_Natural Gas_Miscellaneous_E2 | F3 | Commercial | Lodging (WA) | New | Miscellaneous | Natural Gas | Miscellaneous | E2 | PACT BC Ratio | 0 | 0 | 0 | 0 | 0 | 0 | 0 | 0 | 0 | 0 | 0 | 0 | 0 | 0 | 0 | 0 | 0 | 0 | 0 | 0 | 0 | 0 | 0 | 0 | 0 | 0 | 0
F3_Commercial_Lodging (WA)_New_Miscellaneous_Natural Gas_Miscellaneous_E3 | F3 | Commercial | Lodging (WA) | New | Miscellaneous | Natural Gas | Miscellaneous | E3 | PACT BC Ratio | 0 | 0 | 0 | 0 | 0 | 0 | 0 | 0 | 0 | 0 | 0 | 0 | 0 | 0 | 0 | 0 | 0 | 0 | 0 | 0 | 0 | 0 | 0 | 0 | 0 | 0 | 0
F3_Commercial_Lodging (WA)_New_Miscellaneous_Natural Gas_Miscellaneous_E4 | F3 | Commercial | Lodging (WA) | New | Miscellaneous | Natural Gas | Miscellaneous | E4 | PACT BC Ratio | 0 | 0 | 0 | 0 | 0 | 0 | 0 | 0 | 0 | 0 | 0 | 0 | 0 | 0 | 0 | 0 | 0 | 0 | 0 | 0 | 0 | 0 | 0 | 0 | 0 | 0 | 0
F3_Commercial_Lodging (WA)_New_Miscellaneous_Natural Gas_Miscellaneous_E5 | F3 | Commercial | Lodging (WA) | New | Miscellaneous | Natural Gas | Miscellaneous | E5 | PACT BC Ratio | 0 | 0 | 0 | 0 | 0 | 0 | 0 | 0 | 0 | 0 | 0 | 0 | 0 | 0 | 0 | 0 | 0 | 0 | 0 | 0 | 0 | 0 | 0 | 0 | 0 | 0 | 0
F3_Commercial_Lodging (WA)_New_Miscellaneous_Natural Gas_Miscellaneous_E6 | F3 | Commercial | Lodging (WA) | New | Miscellaneous | Natural Gas | Miscellaneous | E6 | PACT BC Ratio | 0 | 0 | 0 | 0 | 0 | 0 | 0 | 0 | 0 | 0 | 0 | 0 | 0 | 0 | 0 | 0 | 0 | 0 | 0 | 0 | 0 | 0 | 0 | 0 | 0 | 0 | 0
F3_Commercial_Lodging (WA)_New_Miscellaneous_Natural Gas_Miscellaneous_E7 | F3 | Commercial | Lodging (WA) | New | Miscellaneous | Natural Gas | Miscellaneous | E7 | PACT BC Ratio | 0 | 0 | 0 | 0 | 0 | 0 | 0 | 0 | 0 | 0 | 0 | 0 | 0 | 0 | 0 | 0 | 0 | 0 | 0 | 0 | 0 | 0 | 0 | 0 | 0 | 0 | 0
F3_Commercial_Lodging (WA)_New_Miscellaneous_Natural Gas_Miscellaneous_E8 | F3 | Commercial | Lodging (WA) | New | Miscellaneous | Natural Gas | Miscellaneous | E8 | PACT BC Ratio | 0 | 0 | 0 | 0 | 0 | 0 | 0 | 0 | 0 | 0 | 0 | 0 | 0 | 0 | 0 | 0 | 0 | 0 | 0 | 0 | 0 | 0 | 0 | 0 | 0 | 0 | 0
F3_Commercial_Lodging (WA)_New_Miscellaneous_Natural Gas_Miscellaneous_E9 | F3 | Commercial | Lodging (WA) | New | Miscellaneous | Natural Gas | Miscellaneous | E9 | PACT BC Ratio | 0 | 0 | 0 | 0 | 0 | 0 | 0 | 0 | 0 | 0 | 0 | 0 | 0 | 0 | 0 | 0 | 0 | 0 | 0 | 0 | 0 | 0 | 0 | 0 | 0 | 0 | 0
F3_Commercial_Lodging (WA)_New_Miscellaneous_Natural Gas_Miscellaneous_E10 | F3 | Commercial | Lodging (WA) | New | Miscellaneous | Natural Gas | Miscellaneous | E10 | PACT BC Ratio | 0 | 0 | 0 | 0 | 0 | 0 | 0 | 0 | 0 | 0 | 0 | 0 | 0 | 0 | 0 | 0 | 0 | 0 | 0 | 0 | 0 | 0 | 0 | 0 | 0 | 0 | 0
F4_Commercial_Lodging (WA)_New_Miscellaneous_Natural Gas_Miscellaneous_E1 | F4 | Commercial | Lodging (WA) | New | Miscellaneous | Natural Gas | Miscellaneous | E1 | RVT BC Ratio | [24 empty] | 1 | 1 | 1 | bar: 2019 to 2042
F4_Commercial_Lodging (WA)_New_Miscellaneous_Natural Gas_Miscellaneous_E2 | F4 | Commercial | Lodging (WA) | New | Miscellaneous | Natural Gas | Miscellaneous | E2 | RVT BC Ratio | 0 | 0 | 0 | 0 | 0 | 0 | 0 | 0 | 0 | 0 | 0 | 0 | 0 | 0 | 0 | 0 | 0 | 0 | 0 | 0 | 0 | 0 | 0 | 0 | 0 | 0 | 0
F4_Commercial_Lodging (WA)_New_Miscellaneous_Natural Gas_Miscellaneous_E3 | F4 | Commercial | Lodging (WA) | New | Miscellaneous | Natural Gas | Miscellaneous | E3 | RVT BC Ratio | 0 | 0 | 0 | 0 | 0 | 0 | 0 | 0 | 0 | 0 | 0 | 0 | 0 | 0 | 0 | 0 | 0 | 0 | 0 | 0 | 0 | 0 | 0 | 0 | 0 | 0 | 0
F4_Commercial_Lodging (WA)_New_Miscellaneous_Natural Gas_Miscellaneous_E4 | F4 | Commercial | Lodging (WA) | New | Miscellaneous | Natural Gas | Miscellaneous | E4 | RVT BC Ratio | 0 | 0 | 0 | 0 | 0 | 0 | 0 | 0 | 0 | 0 | 0 | 0 | 0 | 0 | 0 | 0 | 0 | 0 | 0 | 0 | 0 | 0 | 0 | 0 | 0 | 0 | 0
F4_Commercial_Lodging (WA)_New_Miscellaneous_Natural Gas_Miscellaneous_E5 | F4 | Commercial | Lodging (WA) | New | Miscellaneous | Natural Gas | Miscellaneous | E5 | RVT BC Ratio | 0 | 0 | 0 | 0 | 0 | 0 | 0 | 0 | 0 | 0 | 0 | 0 | 0 | 0 | 0 | 0 | 0 | 0 | 0 | 0 | 0 | 0 | 0 | 0 | 0 | 0 | 0
F4_Commercial_Lodging (WA)_New_Miscellaneous_Natural Gas_Miscellaneous_E6 | F4 | Commercial | Lodging (WA) | New | Miscellaneous | Natural Gas | Miscellaneous | E6 | RVT BC Ratio | 0 | 0 | 0 | 0 | 0 | 0 | 0 | 0 | 0 | 0 | 0 | 0 | 0 | 0 | 0 | 0 | 0 | 0 | 0 | 0 | 0 | 0 | 0 | 0 | 0 | 0 | 0
F4_Commercial_Lodging (WA)_New_Miscellaneous_Natural Gas_Miscellaneous_E7 | F4 | Commercial | Lodging (WA) | New | Miscellaneous | Natural Gas | Miscellaneous | E7 | RVT BC Ratio | 0 | 0 | 0 | 0 | 0 | 0 | 0 | 0 | 0 | 0 | 0 | 0 | 0 | 0 | 0 | 0 | 0 | 0 | 0 | 0 | 0 | 0 | 0 | 0 | 0 | 0 | 0
F4_Commercial_Lodging (WA)_New_Miscellaneous_Natural Gas_Miscellaneous_E8 | F4 | Commercial | Lodging (WA) | New | Miscellaneous | Natural Gas | Miscellaneous | E8 | RVT BC Ratio | 0 | 0 | 0 | 0 | 0 | 0 | 0 | 0 | 0 | 0 | 0 | 0 | 0 | 0 | 0 | 0 | 0 | 0 | 0 | 0 | 0 | 0 | 0 | 0 | 0 | 0 | 0
F4_Commercial_Lodging (WA)_New_Miscellaneous_Natural Gas_Miscellaneous_E9 | F4 | Commercial | Lodging (WA) | New | Miscellaneous | Natural Gas | Miscellaneous | E9 | RVT BC Ratio | 0 | 0 | 0 | 0 | 0 | 0 | 0 | 0 | 0 | 0 | 0 | 0 | 0 | 0 | 0 | 0 | 0 | 0 | 0 | 0 | 0 | 0 | 0 | 0 | 0 | 0 | 0
F4_Commercial_Lodging (WA)_New_Miscellaneous_Natural Gas_Miscellaneous_E10 | F4 | Commercial | Lodging (WA) | New | Miscellaneous | Natural Gas | Miscellaneous | E10 | RVT BC Ratio | 0 | 0 | 0 | 0 | 0 | 0 | 0 | 0 | 0 | 0 | 0 | 0 | 0 | 0 | 0 | 0 | 0 | 0 | 0 | 0 | 0 | 0 | 0 | 0 | 0 | 0 | 0
F5_Commercial_Lodging (WA)_New_Miscellaneous_Natural Gas_Miscellaneous_E1 | F5 | Commercial | Lodging (WA) | New | Miscellaneous | Natural Gas | Miscellaneous | E1 | RIM BC Ratio | [24 empty] | 1 | 1 | 1 | bar: 2019 to 2042
F5_Commercial_Lodging (WA)_New_Miscellaneous_Natural Gas_Miscellaneous_E2 | F5 | Commercial | Lodging (WA) | New | Miscellaneous | Natural Gas | Miscellaneous | E2 | RIM BC Ratio | 0 | 0 | 0 | 0 | 0 | 0 | 0 | 0 | 0 | 0 | 0 | 0 | 0 | 0 | 0 | 0 | 0 | 0 | 0 | 0 | 0 | 0 | 0 | 0 | 0 | 0 | 0
F5_Commercial_Lodging (WA)_New_Miscellaneous_Natural Gas_Miscellaneous_E3 | F5 | Commercial | Lodging (WA) | New | Miscellaneous | Natural Gas | Miscellaneous | E3 | RIM BC Ratio | 0 | 0 | 0 | 0 | 0 | 0 | 0 | 0 | 0 | 0 | 0 | 0 | 0 | 0 | 0 | 0 | 0 | 0 | 0 | 0 | 0 | 0 | 0 | 0 | 0 | 0 | 0
F5_Commercial_Lodging (WA)_New_Miscellaneous_Natural Gas_Miscellaneous_E4 | F5 | Commercial | Lodging (WA) | New | Miscellaneous | Natural Gas | Miscellaneous | E4 | RIM BC Ratio | 0 | 0 | 0 | 0 | 0 | 0 | 0 | 0 | 0 | 0 | 0 | 0 | 0 | 0 | 0 | 0 | 0 | 0 | 0 | 0 | 0 | 0 | 0 | 0 | 0 | 0 | 0
F5_Commercial_Lodging (WA)_New_Miscellaneous_Natural Gas_Miscellaneous_E5 | F5 | Commercial | Lodging (WA) | New | Miscellaneous | Natural Gas | Miscellaneous | E5 | RIM BC Ratio | 0 | 0 | 0 | 0 | 0 | 0 | 0 | 0 | 0 | 0 | 0 | 0 | 0 | 0 | 0 | 0 | 0 | 0 | 0 | 0 | 0 | 0 | 0 | 0 | 0 | 0 | 0
F5_Commercial_Lodging (WA)_New_Miscellaneous_Natural Gas_Miscellaneous_E6 | F5 | Commercial | Lodging (WA) | New | Miscellaneous | Natural Gas | Miscellaneous | E6 | RIM BC Ratio | 0 | 0 | 0 | 0 | 0 | 0 | 0 | 0 | 0 | 0 | 0 | 0 | 0 | 0 | 0 | 0 | 0 | 0 | 0 | 0 | 0 | 0 | 0 | 0 | 0 | 0 | 0
F5_Commercial_Lodging (WA)_New_Miscellaneous_Natural Gas_Miscellaneous_E7 | F5 | Commercial | Lodging (WA) | New | Miscellaneous | Natural Gas | Miscellaneous | E7 | RIM BC Ratio | 0 | 0 | 0 | 0 | 0 | 0 | 0 | 0 | 0 | 0 | 0 | 0 | 0 | 0 | 0 | 0 | 0 | 0 | 0 | 0 | 0 | 0 | 0 | 0 | 0 | 0 | 0
F5_Commercial_Lodging (WA)_New_Miscellaneous_Natural Gas_Miscellaneous_E8 | F5 | Commercial | Lodging (WA) | New | Miscellaneous | Natural Gas | Miscellaneous | E8 | RIM BC Ratio | 0 | 0 | 0 | 0 | 0 | 0 | 0 | 0 | 0 | 0 | 0 | 0 | 0 | 0 | 0 | 0 | 0 | 0 | 0 | 0 | 0 | 0 | 0 | 0 | 0 | 0 | 0
F5_Commercial_Lodging (WA)_New_Miscellaneous_Natural Gas_Miscellaneous_E9 | F5 | Commercial | Lodging (WA) | New | Miscellaneous | Natural Gas | Miscellaneous | E9 | RIM BC Ratio | 0 | 0 | 0 | 0 | 0 | 0 | 0 | 0 | 0 | 0 | 0 | 0 | 0 | 0 | 0 | 0 | 0 | 0 | 0 | 0 | 0 | 0 | 0 | 0 | 0 | 0 | 0
F5_Commercial_Lodging (WA)_New_Miscellaneous_Natural Gas_Miscellaneous_E10 | F5 | Commercial | Lodging (WA) | New | Miscellaneous | Natural Gas | Miscellaneous | E10 | RIM BC Ratio | 0 | 0 | 0 | 0 | 0 | 0 | 0 | 0 | 0 | 0 | 0 | 0 | 0 | 0 | 0 | 0 | 0 | 0 | 0 | 0 | 0 | 0 | 0 | 0 | 0 | 0 | 0
F0_Commercial_Warehouse (WA)_Existing_Space Heating_Natural Gas_Furnace_E0 | F0 | Commercial | Warehouse (WA) | Existing | Space Heating | Natural Gas | Furnace | E0 | Economic Unit | AFUE 96% | AFUE 96% | AFUE 96% | AFUE 96% | AFUE 96% | AFUE 96% | AFUE 96% | AFUE 96% | AFUE 96% | AFUE 96% | AFUE 96% | AFUE 96% | AFUE 96% | AFUE 96% | AFUE 96% | AFUE 96% | AFUE 96% | AFUE 96% | AFUE 96% | AFUE 96% | AFUE 96% | AFUE 96% | AFUE 96% | AFUE 96% | AFUE 96% | AFUE 96% | AFUE 96%
F1_Commercial_Warehouse (WA)_Existing_Space Heating_Natural Gas_Furnace_E1 | F1 | Commercial | Warehouse (WA) | Existing | Space Heating | Natural Gas | Furnace | E1 | CCE | 0 | 0 | 0 | 0 | 0 | 0 | 0 | 0 | 0 | 0 | 0 | 0 | 0 | 0 | 0 | 0 | 0 | 0 | 0 | 0 | 0 | 0 | 0 | 0 | 0 | 0 | 0
F1_Commercial_Warehouse (WA)_Existing_Space Heating_Natural Gas_Furnace_E2 | F1 | Commercial | Warehouse (WA) | Existing | Space Heating | Natural Gas | Furnace | E2 | CCE | 0.008372 | 0.0086881 | 0.0086881 | 0.0086881 | 0.0086881 | 0.0086881 | 0.0086881 | 0.0086881 | 0.0086881 | 0.0086881 | 0.0086881 | 0.0086881 | 0.0086881 | 0.0086881 | 0.0086881 | 0.0086881 | 0.0086881 | 0.0086881 | 0.0086881 | 0.0086881 | 0.0086881 | 0.0086881 | 0.0086881 | 0.0086881 | 0.0086881 | 0.0086881 | 0.0086881
F1_Commercial_Warehouse (WA)_Existing_Space Heating_Natural Gas_Furnace_E3 | F1 | Commercial | Warehouse (WA) | Existing | Space Heating | Natural Gas | Furnace | E3 | CCE | 0.00125 | 0.0012972 | 0.0012972 | 0.0012972 | 0.0012972 | 0.0012972 | 0.0012972 | 0.0012972 | 0.0012972 | 0.0012972 | 0.0012972 | 0.0012972 | 0.0012972 | 0.0012972 | 0.0012972 | 0.0012972 | 0.0012972 | 0.0012972 | 0.0012972 | 0.0012972 | 0.0012972 | 0.0012972 | 0.0012972 | 0.0012972 | 0.0012972 | 0.0012972 | 0.0012972
F1_Commercial_Warehouse (WA)_Existing_Space Heating_Natural Gas_Furnace_E4 | F1 | Commercial | Warehouse (WA) | Existing | Space Heating | Natural Gas | Furnace | E4 | CCE | 0 | 0 | 0 | 0 | 0 | 0 | 0 | 0 | 0 | 0 | 0 | 0 | 0 | 0 | 0 | 0 | 0 | 0 | 0 | 0 | 0 | 0 | 0 | 0 | 0 | 0 | 0
F1_Commercial_Warehouse (WA)_Existing_Space Heating_Natural Gas_Furnace_E5 | F1 | Commercial | Warehouse (WA) | Existing | Space Heating | Natural Gas | Furnace | E5 | CCE | 0 | 0 | 0 | 0 | 0 | 0 | 0 | 0 | 0 | 0 | 0 | 0 | 0 | 0 | 0 | 0 | 0 | 0 | 0 | 0 | 0 | 0 | 0 | 0 | 0 | 0 | 0
F1_Commercial_Warehouse (WA)_Existing_Space Heating_Natural Gas_Furnace_E6 | F1 | Commercial | Warehouse (WA) | Existing | Space Heating | Natural Gas | Furnace | E6 | CCE | 0 | 0 | 0 | 0 | 0 | 0 | 0 | 0 | 0 | 0 | 0 | 0 | 0 | 0 | 0 | 0 | 0 | 0 | 0 | 0 | 0 | 0 | 0 | 0 | 0 | 0 | 0
F1_Commercial_Warehouse (WA)_Existing_Space Heating_Natural Gas_Furnace_E7 | F1 | Commercial | Warehouse (WA) | Existing | Space Heating | Natural Gas | Furnace | E7 | CCE | 0 | 0 | 0 | 0 | 0 | 0 | 0 | 0 | 0 | 0 | 0 | 0 | 0 | 0 | 0 | 0 | 0 | 0 | 0 | 0 | 0 | 0 | 0 | 0 | 0 | 0 | 0
F1_Commercial_Warehouse (WA)_Existing_Space Heating_Natural Gas_Furnace_E8 | F1 | Commercial | Warehouse (WA) | Existing | Space Heating | Natural Gas | Furnace | E8 | CCE | 0 | 0 | 0 | 0 | 0 | 0 | 0 | 0 | 0 | 0 | 0 | 0 | 0 | 0 | 0 | 0 | 0 | 0 | 0 | 0 | 0 | 0 | 0 | 0 | 0 | 0 | 0
F1_Commercial_Warehouse (WA)_Existing_Space Heating_Natural Gas_Furnace_E9 | F1 | Commercial | Warehouse (WA) | Existing | Space Heating | Natural Gas | Furnace | E9 | CCE | 0 | 0 | 0 | 0 | 0 | 0 | 0 | 0 | 0 | 0 | 0 | 0 | 0 | 0 | 0 | 0 | 0 | 0 | 0 | 0 | 0 | 0 | 0 | 0 | 0 | 0 | 0
F1_Commercial_Warehouse (WA)_Existing_Space Heating_Natural Gas_Furnace_E10 | F1 | Commercial | Warehouse (WA) | Existing | Space Heating | Natural Gas | Furnace | E10 | CCE | 0 | 0 | 0 | 0 | 0 | 0 | 0 | 0 | 0 | 0 | 0 | 0 | 0 | 0 | 0 | 0 | 0 | 0 | 0 | 0 | 0 | 0 | 0 | 0 | 0 | 0 | 0
F2_Commercial_Warehouse (WA)_Existing_Space Heating_Natural Gas_Furnace_E1 | F2 | Commercial | Warehouse (WA) | Existing | Space Heating | Natural Gas | Furnace | E1 | TRC BC Ratio | [24 empty] | 1 | 1 | 1 | bar: 2019 to 2042
F2_Commercial_Warehouse (WA)_Existing_Space Heating_Natural Gas_Furnace_E2 | F2 | Commercial | Warehouse (WA) | Existing | Space Heating | Natural Gas | Furnace | E2 | TRC BC Ratio | 0.44922 | 0.45575 | 0.465 | 0.47557 | 0.48755 | 0.50499 | 0.52279 | 0.54168 | 0.55946 | 0.57748 | 0.59326 | 0.60752 | 0.62335 | 0.63976 | 0.65479 | 0.6695 | 0.68297 | 0.69688 | 0.71143 | 0.72637 | 0.74159 | 0.75776 | 0.77693 | 0.79343 | 0.81027 | 0.82746 | 0.84503
F2_Commercial_Warehouse (WA)_Existing_Space Heating_Natural Gas_Furnace_E3 | F2 | Commercial | Warehouse (WA) | Existing | Space Heating | Natural Gas | Furnace | E3 | TRC BC Ratio | 3.0087 | 3.0525 | 3.1145 | 3.1852 | 3.2655 | 3.3823 | 3.5015 | 3.628 | 3.7471 | 3.8678 | 3.9735 | 4.069 | 4.175 | 4.285 | 4.3856 | 4.4841 | 4.5743 | 4.6675 | 4.765 | 4.865 | 4.967 | 5.0753 | 5.2037 | 5.3142 | 5.4269 | 5.5421 | 5.6598
F2_Commercial_Warehouse (WA)_Existing_Space Heating_Natural Gas_Furnace_E4 | F2 | Commercial | Warehouse (WA) | Existing | Space Heating | Natural Gas | Furnace | E4 | TRC BC Ratio | 0 | 0 | 0 | 0 | 0 | 0 | 0 | 0 | 0 | 0 | 0 | 0 | 0 | 0 | 0 | 0 | 0 | 0 | 0 | 0 | 0 | 0 | 0 | 0 | 0 | 0 | 0
F2_Commercial_Warehouse (WA)_Existing_Space Heating_Natural Gas_Furnace_E5 | F2 | Commercial | Warehouse (WA) | Existing | Space Heating | Natural Gas | Furnace | E5 | TRC BC Ratio | 0 | 0 | 0 | 0 | 0 | 0 | 0 | 0 | 0 | 0 | 0 | 0 | 0 | 0 | 0 | 0 | 0 | 0 | 0 | 0 | 0 | 0 | 0 | 0 | 0 | 0 | 0
F2_Commercial_Warehouse (WA)_Existing_Space Heating_Natural Gas_Furnace_E6 | F2 | Commercial | Warehouse (WA) | Existing | Space Heating | Natural Gas | Furnace | E6 | TRC BC Ratio | 0 | 0 | 0 | 0 | 0 | 0 | 0 | 0 | 0 | 0 | 0 | 0 | 0 | 0 | 0 | 0 | 0 | 0 | 0 | 0 | 0 | 0 | 0 | 0 | 0 | 0 | 0
F2_Commercial_Warehouse (WA)_Existing_Space Heating_Natural Gas_Furnace_E7 | F2 | Commercial | Warehouse (WA) | Existing | Space Heating | Natural Gas | Furnace | E7 | TRC BC Ratio | 0 | 0 | 0 | 0 | 0 | 0 | 0 | 0 | 0 | 0 | 0 | 0 | 0 | 0 | 0 | 0 | 0 | 0 | 0 | 0 | 0 | 0 | 0 | 0 | 0 | 0 | 0
F2_Commercial_Warehouse (WA)_Existing_Space Heating_Natural Gas_Furnace_E8 | F2 | Commercial | Warehouse (WA) | Existing | Space Heating | Natural Gas | Furnace | E8 | TRC BC Ratio | 0 | 0 | 0 | 0 | 0 | 0 | 0 | 0 | 0 | 0 | 0 | 0 | 0 | 0 | 0 | 0 | 0 | 0 | 0 | 0 | 0 | 0 | 0 | 0 | 0 | 0 | 0
F2_Commercial_Warehouse (WA)_Existing_Space Heating_Natural Gas_Furnace_E9 | F2 | Commercial | Warehouse (WA) | Existing | Space Heating | Natural Gas | Furnace | E9 | TRC BC Ratio | 0 | 0 | 0 | 0 | 0 | 0 | 0 | 0 | 0 | 0 | 0 | 0 | 0 | 0 | 0 | 0 | 0 | 0 | 0 | 0 | 0 | 0 | 0 | 0 | 0 | 0 | 0
F2_Commercial_Warehouse (WA)_Existing_Space Heating_Natural Gas_Furnace_E10 | F2 | Commercial | Warehouse (WA) | Existing | Space Heating | Natural Gas | Furnace | E10 | TRC BC Ratio | 0 | 0 | 0 | 0 | 0 | 0 | 0 | 0 | 0 | 0 | 0 | 0 | 0 | 0 | 0 | 0 | 0 | 0 | 0 | 0 | 0 | 0 | 0 | 0 | 0 | 0 | 0
F3_Commercial_Warehouse (WA)_Existing_Space Heating_Natural Gas_Furnace_E1 | F3 | Commercial | Warehouse (WA) | Existing | Space Heating | Natural Gas | Furnace | E1 | PACT BC Ratio | [24 empty] | 1 | 1 | 1 | bar: 2019 to 2042
F3_Commercial_Warehouse (WA)_Existing_Space Heating_Natural Gas_Furnace_E2 | F3 | Commercial | Warehouse (WA) | Existing | Space Heating | Natural Gas | Furnace | E2 | PACT BC Ratio | 1.2582 | 1.2765 | 1.3024 | 1.332 | 1.3656 | 1.4144 | 1.4643 | 1.5172 | 1.567 | 1.6175 | 1.6617 | 1.7016 | 1.7459 | 1.7919 | 1.834 | 1.8752 | 1.9129 | 1.9519 | 1.9926 | 2.0345 | 2.0771 | 2.1224 | 2.1761 | 2.2223 | 2.2695 | 2.3177 | 2.3668
F3_Commercial_Warehouse (WA)_Existing_Space Heating_Natural Gas_Furnace_E3 | F3 | Commercial | Warehouse (WA) | Existing | Space Heating | Natural Gas | Furnace | E3 | PACT BC Ratio | 8.4272 | 8.5497 | 8.7233 | 8.9216 | 9.1464 | 9.4735 | 9.8074 | 10.1618 | 10.4953 | 10.8335 | 11.1295 | 11.3969 | 11.6939 | 12.0018 | 12.2837 | 12.5597 | 12.8123 | 13.0733 | 13.3462 | 13.6265 | 13.912 | 14.2153 | 14.5751 | 14.8845 | 15.2004 | 15.523 | 15.8525
F3_Commercial_Warehouse (WA)_Existing_Space Heating_Natural Gas_Furnace_E4 | F3 | Commercial | Warehouse (WA) | Existing | Space Heating | Natural Gas | Furnace | E4 | PACT BC Ratio | 0 | 0 | 0 | 0 | 0 | 0 | 0 | 0 | 0 | 0 | 0 | 0 | 0 | 0 | 0 | 0 | 0 | 0 | 0 | 0 | 0 | 0 | 0 | 0 | 0 | 0 | 0
F3_Commercial_Warehouse (WA)_Existing_Space Heating_Natural Gas_Furnace_E5 | F3 | Commercial | Warehouse (WA) | Existing | Space Heating | Natural Gas | Furnace | E5 | PACT BC Ratio | 0 | 0 | 0 | 0 | 0 | 0 | 0 | 0 | 0 | 0 | 0 | 0 | 0 | 0 | 0 | 0 | 0 | 0 | 0 | 0 | 0 | 0 | 0 | 0 | 0 | 0 | 0
F3_Commercial_Warehouse (WA)_Existing_Space Heating_Natural Gas_Furnace_E6 | F3 | Commercial | Warehouse (WA) | Existing | Space Heating | Natural Gas | Furnace | E6 | PACT BC Ratio | 0 | 0 | 0 | 0 | 0 | 0 | 0 | 0 | 0 | 0 | 0 | 0 | 0 | 0 | 0 | 0 | 0 | 0 | 0 | 0 | 0 | 0 | 0 | 0 | 0 | 0 | 0
F3_Commercial_Warehouse (WA)_Existing_Space Heating_Natural Gas_Furnace_E7 | F3 | Commercial | Warehouse (WA) | Existing | Space Heating | Natural Gas | Furnace | E7 | PACT BC Ratio | 0 | 0 | 0 | 0 | 0 | 0 | 0 | 0 | 0 | 0 | 0 | 0 | 0 | 0 | 0 | 0 | 0 | 0 | 0 | 0 | 0 | 0 | 0 | 0 | 0 | 0 | 0
F3_Commercial_Warehouse (WA)_Existing_Space Heating_Natural Gas_Furnace_E8 | F3 | Commercial | Warehouse (WA) | Existing | Space Heating | Natural Gas | Furnace | E8 | PACT BC Ratio | 0 | 0 | 0 | 0 | 0 | 0 | 0 | 0 | 0 | 0 | 0 | 0 | 0 | 0 | 0 | 0 | 0 | 0 | 0 | 0 | 0 | 0 | 0 | 0 | 0 | 0 | 0
F3_Commercial_Warehouse (WA)_Existing_Space Heating_Natural Gas_Furnace_E9 | F3 | Commercial | Warehouse (WA) | Existing | Space Heating | Natural Gas | Furnace | E9 | PACT BC Ratio | 0 | 0 | 0 | 0 | 0 | 0 | 0 | 0 | 0 | 0 | 0 | 0 | 0 | 0 | 0 | 0 | 0 | 0 | 0 | 0 | 0 | 0 | 0 | 0 | 0 | 0 | 0
F3_Commercial_Warehouse (WA)_Existing_Space Heating_Natural Gas_Furnace_E10 | F3 | Commercial | Warehouse (WA) | Existing | Space Heating | Natural Gas | Furnace | E10 | PACT BC Ratio | 0 | 0 | 0 | 0 | 0 | 0 | 0 | 0 | 0 | 0 | 0 | 0 | 0 | 0 | 0 | 0 | 0 | 0 | 0 | 0 | 0 | 0 | 0 | 0 | 0 | 0 | 0
F4_Commercial_Warehouse (WA)_Existing_Space Heating_Natural Gas_Furnace_E1 | F4 | Commercial | Warehouse (WA) | Existing | Space Heating | Natural Gas | Furnace | E1 | RVT BC Ratio | [24 empty] | 1 | 1 | 1 | bar: 2019 to 2042
F4_Commercial_Warehouse (WA)_Existing_Space Heating_Natural Gas_Furnace_E2 | F4 | Commercial | Warehouse (WA) | Existing | Space Heating | Natural Gas | Furnace | E2 | RVT BC Ratio | 0.85765 | 0.86288 | 0.87158 | 0.88164 | 0.89316 | 0.91193 | 0.93055 | 0.95002 | 0.9671 | 0.98368 | 1.0025 | 1.0189 | 1.0372 | 1.056 | 1.0727 | 1.0888 | 1.103 | 1.1175 | 1.1325 | 1.1476 | 1.1628 | 1.1832 | 1.2074 | 1.2281 | 1.2494 | 1.271 | 1.2932
F4_Commercial_Warehouse (WA)_Existing_Space Heating_Natural Gas_Furnace_E3 | F4 | Commercial | Warehouse (WA) | Existing | Space Heating | Natural Gas | Furnace | E3 | RVT BC Ratio | 4.4428 | 4.4778 | 4.536 | 4.6034 | 4.6806 | 4.8063 | 4.931 | 5.0614 | 5.1759 | 5.2869 | 5.4128 | 5.5227 | 5.6451 | 5.7712 | 5.8834 | 5.9912 | 6.0861 | 6.183 | 6.2834 | 6.3851 | 6.4868 | 6.6233 | 6.7851 | 6.9243 | 7.0664 | 7.2115 | 7.3597
F4_Commercial_Warehouse (WA)_Existing_Space Heating_Natural Gas_Furnace_E4 | F4 | Commercial | Warehouse (WA) | Existing | Space Heating | Natural Gas | Furnace | E4 | RVT BC Ratio | 0 | 0 | 0 | 0 | 0 | 0 | 0 | 0 | 0 | 0 | 0 | 0 | 0 | 0 | 0 | 0 | 0 | 0 | 0 | 0 | 0 | 0 | 0 | 0 | 0 | 0 | 0
F4_Commercial_Warehouse (WA)_Existing_Space Heating_Natural Gas_Furnace_E5 | F4 | Commercial | Warehouse (WA) | Existing | Space Heating | Natural Gas | Furnace | E5 | RVT BC Ratio | 0 | 0 | 0 | 0 | 0 | 0 | 0 | 0 | 0 | 0 | 0 | 0 | 0 | 0 | 0 | 0 | 0 | 0 | 0 | 0 | 0 | 0 | 0 | 0 | 0 | 0 | 0
F4_Commercial_Warehouse (WA)_Existing_Space Heating_Natural Gas_Furnace_E6 | F4 | Commercial | Warehouse (WA) | Existing | Space Heating | Natural Gas | Furnace | E6 | RVT BC Ratio | 0 | 0 | 0 | 0 | 0 | 0 | 0 | 0 | 0 | 0 | 0 | 0 | 0 | 0 | 0 | 0 | 0 | 0 | 0 | 0 | 0 | 0 | 0 | 0 | 0 | 0 | 0
F4_Commercial_Warehouse (WA)_Existing_Space Heating_Natural Gas_Furnace_E7 | F4 | Commercial | Warehouse (WA) | Existing | Space Heating | Natural Gas | Furnace | E7 | RVT BC Ratio | 0 | 0 | 0 | 0 | 0 | 0 | 0 | 0 | 0 | 0 | 0 | 0 | 0 | 0 | 0 | 0 | 0 | 0 | 0 | 0 | 0 | 0 | 0 | 0 | 0 | 0 | 0
F4_Commercial_Warehouse (WA)_Existing_Space Heating_Natural Gas_Furnace_E8 | F4 | Commercial | Warehouse (WA) | Existing | Space Heating | Natural Gas | Furnace | E8 | RVT BC Ratio | 0 | 0 | 0 | 0 | 0 | 0 | 0 | 0 | 0 | 0 | 0 | 0 | 0 | 0 | 0 | 0 | 0 | 0 | 0 | 0 | 0 | 0 | 0 | 0 | 0 | 0 | 0
F4_Commercial_Warehouse (WA)_Existing_Space Heating_Natural Gas_Furnace_E9 | F4 | Commercial | Warehouse (WA) | Existing | Space Heating | Natural Gas | Furnace | E9 | RVT BC Ratio | 0 | 0 | 0 | 0 | 0 | 0 | 0 | 0 | 0 | 0 | 0 | 0 | 0 | 0 | 0 | 0 | 0 | 0 | 0 | 0 | 0 | 0 | 0 | 0 | 0 | 0 | 0
F4_Commercial_Warehouse (WA)_Existing_Space Heating_Natural Gas_Furnace_E10 | F4 | Commercial | Warehouse (WA) | Existing | Space Heating | Natural Gas | Furnace | E10 | RVT BC Ratio | 0 | 0 | 0 | 0 | 0 | 0 | 0 | 0 | 0 | 0 | 0 | 0 | 0 | 0 | 0 | 0 | 0 | 0 | 0 | 0 | 0 | 0 | 0 | 0 | 0 | 0 | 0
F5_Commercial_Warehouse (WA)_Existing_Space Heating_Natural Gas_Furnace_E1 | F5 | Commercial | Warehouse (WA) | Existing | Space Heating | Natural Gas | Furnace | E1 | RIM BC Ratio | [24 empty] | 1 | 1 | 1 | bar: 2019 to 2042
F5_Commercial_Warehouse (WA)_Existing_Space Heating_Natural Gas_Furnace_E2 | F5 | Commercial | Warehouse (WA) | Existing | Space Heating | Natural Gas | Furnace | E2 | RIM BC Ratio | 0.50968 | 0.51454 | 0.52073 | 0.52761 | 0.5352 | 0.54499 | 0.5549 | 0.56522 | 0.57523 | 0.58545 | 0.59204 | 0.59811 | 0.60462 | 0.61124 | 0.61737 | 0.62336 | 0.62898 | 0.63474 | 0.6407 | 0.64679 | 0.65298 | 0.65739 | 0.66246 | 0.66667 | 0.67086 | 0.675 | 0.67912
F5_Commercial_Warehouse (WA)_Existing_Space Heating_Natural Gas_Furnace_E3 | F5 | Commercial | Warehouse (WA) | Existing | Space Heating | Natural Gas | Furnace | E3 | RIM BC Ratio | 0.77766 | 0.78305 | 0.78913 | 0.79574 | 0.80289 | 0.81073 | 0.8189 | 0.82746 | 0.83643 | 0.84591 | 0.84953 | 0.85324 | 0.85713 | 0.86113 | 0.86509 | 0.86914 | 0.87323 | 0.87749 | 0.88193 | 0.88655 | 0.89136 | 0.89258 | 0.89397 | 0.89511 | 0.89623 | 0.89733 | 0.89841
F5_Commercial_Warehouse (WA)_Existing_Space Heating_Natural Gas_Furnace_E4 | F5 | Commercial | Warehouse (WA) | Existing | Space Heating | Natural Gas | Furnace | E4 | RIM BC Ratio | 0 | 0 | 0 | 0 | 0 | 0 | 0 | 0 | 0 | 0 | 0 | 0 | 0 | 0 | 0 | 0 | 0 | 0 | 0 | 0 | 0 | 0 | 0 | 0 | 0 | 0 | 0
F5_Commercial_Warehouse (WA)_Existing_Space Heating_Natural Gas_Furnace_E5 | F5 | Commercial | Warehouse (WA) | Existing | Space Heating | Natural Gas | Furnace | E5 | RIM BC Ratio | 0 | 0 | 0 | 0 | 0 | 0 | 0 | 0 | 0 | 0 | 0 | 0 | 0 | 0 | 0 | 0 | 0 | 0 | 0 | 0 | 0 | 0 | 0 | 0 | 0 | 0 | 0
F5_Commercial_Warehouse (WA)_Existing_Space Heating_Natural Gas_Furnace_E6 | F5 | Commercial | Warehouse (WA) | Existing | Space Heating | Natural Gas | Furnace | E6 | RIM BC Ratio | 0 | 0 | 0 | 0 | 0 | 0 | 0 | 0 | 0 | 0 | 0 | 0 | 0 | 0 | 0 | 0 | 0 | 0 | 0 | 0 | 0 | 0 | 0 | 0 | 0 | 0 | 0
F5_Commercial_Warehouse (WA)_Existing_Space Heating_Natural Gas_Furnace_E7 | F5 | Commercial | Warehouse (WA) | Existing | Space Heating | Natural Gas | Furnace | E7 | RIM BC Ratio | 0 | 0 | 0 | 0 | 0 | 0 | 0 | 0 | 0 | 0 | 0 | 0 | 0 | 0 | 0 | 0 | 0 | 0 | 0 | 0 | 0 | 0 | 0 | 0 | 0 | 0 | 0
F5_Commercial_Warehouse (WA)_Existing_Space Heating_Natural Gas_Furnace_E8 | F5 | Commercial | Warehouse (WA) | Existing | Space Heating | Natural Gas | Furnace | E8 | RIM BC Ratio | 0 | 0 | 0 | 0 | 0 | 0 | 0 | 0 | 0 | 0 | 0 | 0 | 0 | 0 | 0 | 0 | 0 | 0 | 0 | 0 | 0 | 0 | 0 | 0 | 0 | 0 | 0
F5_Commercial_Warehouse (WA)_Existing_Space Heating_Natural Gas_Furnace_E9 | F5 | Commercial | Warehouse (WA) | Existing | Space Heating | Natural Gas | Furnace | E9 | RIM BC Ratio | 0 | 0 | 0 | 0 | 0 | 0 | 0 | 0 | 0 | 0 | 0 | 0 | 0 | 0 | 0 | 0 | 0 | 0 | 0 | 0 | 0 | 0 | 0 | 0 | 0 | 0 | 0
F5_Commercial_Warehouse (WA)_Existing_Space Heating_Natural Gas_Furnace_E10 | F5 | Commercial | Warehouse (WA) | Existing | Space Heating | Natural Gas | Furnace | E10 | RIM BC Ratio | 0 | 0 | 0 | 0 | 0 | 0 | 0 | 0 | 0 | 0 | 0 | 0 | 0 | 0 | 0 | 0 | 0 | 0 | 0 | 0 | 0 | 0 | 0 | 0 | 0 | 0 | 0
F0_Commercial_Warehouse (WA)_Existing_Space Heating_Natural Gas_Boiler_E0 | F0 | Commercial | Warehouse (WA) | Existing | Space Heating | Natural Gas | Boiler | E0 | Economic Unit | AFUE 97% | AFUE 97% | AFUE 97% | AFUE 97% | AFUE 97% | AFUE 97% | AFUE 97% | AFUE 97% | AFUE 97% | AFUE 97% | AFUE 97% | AFUE 97% | AFUE 97% | AFUE 97% | AFUE 97% | AFUE 97% | AFUE 97% | AFUE 97% | AFUE 97% | AFUE 97% | AFUE 97% | AFUE 97% | AFUE 97% | Convert to NG Air Source Heat Pump | Convert to NG Air Source Heat Pump | Convert to NG Air Source Heat Pump | Convert to NG Air Source Heat Pump
F1_Commercial_Warehouse (WA)_Existing_Space Heating_Natural Gas_Boiler_E1 | F1 | Commercial | Warehouse (WA) | Existing | Space Heating | Natural Gas | Boiler | E1 | CCE | 0 | 0 | 0 | 0 | 0 | 0 | 0 | 0 | 0 | 0 | 0 | 0 | 0 | 0 | 0 | 0 | 0 | 0 | 0 | 0 | 0 | 0 | 0 | 0 | 0 | 0 | 0
F1_Commercial_Warehouse (WA)_Existing_Space Heating_Natural Gas_Boiler_E2 | F1 | Commercial | Warehouse (WA) | Existing | Space Heating | Natural Gas | Boiler | E2 | CCE | 0.00034895 | 0.00036212 | 0.00036212 | 0.00036212 | 0.00036212 | 0.00036212 | 0.00036212 | 0.00036212 | 0.00036212 | 0.00036212 | 0.00036212 | 0.00036212 | 0.00036212 | 0.00036212 | 0.00036212 | 0.00036212 | 0.00036212 | 0.00036212 | 0.00036212 | 0.00036212 | 0.00036212 | 0.00036212 | 0.00036212 | 0.00036212 | 0.00036212 | 0.00036212 | 0.00036212
F1_Commercial_Warehouse (WA)_Existing_Space Heating_Natural Gas_Boiler_E3 | F1 | Commercial | Warehouse (WA) | Existing | Space Heating | Natural Gas | Boiler | E3 | CCE | -7.624e-05 | -7.9118e-05 | -7.9118e-05 | -7.9118e-05 | -7.9118e-05 | -7.9118e-05 | -7.9118e-05 | -7.9118e-05 | -7.9118e-05 | -7.9118e-05 | -7.9118e-05 | -7.9118e-05 | -7.9118e-05 | -7.9118e-05 | -7.9118e-05 | -7.9118e-05 | -7.9118e-05 | -7.9118e-05 | -7.9118e-05 | -7.9118e-05 | -7.9118e-05 | -7.9118e-05 | -7.9118e-05 | -7.9118e-05 | -7.9118e-05 | -7.9118e-05 | -7.9118e-05
F1_Commercial_Warehouse (WA)_Existing_Space Heating_Natural Gas_Boiler_E4 | F1 | Commercial | Warehouse (WA) | Existing | Space Heating | Natural Gas | Boiler | E4 | CCE | 0.0080199 | 0.0083227 | 0.0083227 | 0.0083227 | 0.0083227 | 0.0083227 | 0.0083227 | 0.0083227 | 0.0083227 | 0.0083227 | 0.0083227 | 0.0083227 | 0.0083227 | 0.0083227 | 0.0083227 | 0.0083227 | 0.0083227 | 0.0083227 | 0.0083227 | 0.0083227 | 0.0083227 | 0.0083227 | 0.0083227 | 0.0083227 | 0.0083227 | 0.0083227 | 0.0083227
F1_Commercial_Warehouse (WA)_Existing_Space Heating_Natural Gas_Boiler_E5 | F1 | Commercial | Warehouse (WA) | Existing | Space Heating | Natural Gas | Boiler | E5 | CCE | 0 | 0 | 0 | 0 | 0 | 0 | 0 | 0 | 0 | 0 | 0 | 0 | 0 | 0 | 0 | 0 | 0 | 0 | 0 | 0 | 0 | 0 | 0 | 0 | 0 | 0 | 0
F1_Commercial_Warehouse (WA)_Existing_Space Heating_Natural Gas_Boiler_E6 | F1 | Commercial | Warehouse (WA) | Existing | Space Heating | Natural Gas | Boiler | E6 | CCE | 0 | 0 | 0 | 0 | 0 | 0 | 0 | 0 | 0 | 0 | 0 | 0 | 0 | 0 | 0 | 0 | 0 | 0 | 0 | 0 | 0 | 0 | 0 | 0 | 0 | 0 | 0
F1_Commercial_Warehouse (WA)_Existing_Space Heating_Natural Gas_Boiler_E7 | F1 | Commercial | Warehouse (WA) | Existing | Space Heating | Natural Gas | Boiler | E7 | CCE | 0 | 0 | 0 | 0 | 0 | 0 | 0 | 0 | 0 | 0 | 0 | 0 | 0 | 0 | 0 | 0 | 0 | 0 | 0 | 0 | 0 | 0 | 0 | 0 | 0 | 0 | 0
F1_Commercial_Warehouse (WA)_Existing_Space Heating_Natural Gas_Boiler_E8 | F1 | Commercial | Warehouse (WA) | Existing | Space Heating | Natural Gas | Boiler | E8 | CCE | 0 | 0 | 0 | 0 | 0 | 0 | 0 | 0 | 0 | 0 | 0 | 0 | 0 | 0 | 0 | 0 | 0 | 0 | 0 | 0 | 0 | 0 | 0 | 0 | 0 | 0 | 0
F1_Commercial_Warehouse (WA)_Existing_Space Heating_Natural Gas_Boiler_E9 | F1 | Commercial | Warehouse (WA) | Existing | Space Heating | Natural Gas | Boiler | E9 | CCE | 0 | 0 | 0 | 0 | 0 | 0 | 0 | 0 | 0 | 0 | 0 | 0 | 0 | 0 | 0 | 0 | 0 | 0 | 0 | 0 | 0 | 0 | 0 | 0 | 0 | 0 | 0
F1_Commercial_Warehouse (WA)_Existing_Space Heating_Natural Gas_Boiler_E10 | F1 | Commercial | Warehouse (WA) | Existing | Space Heating | Natural Gas | Boiler | E10 | CCE | 0 | 0 | 0 | 0 | 0 | 0 | 0 | 0 | 0 | 0 | 0 | 0 | 0 | 0 | 0 | 0 | 0 | 0 | 0 | 0 | 0 | 0 | 0 | 0 | 0 | 0 | 0
F2_Commercial_Warehouse (WA)_Existing_Space Heating_Natural Gas_Boiler_E1 | F2 | Commercial | Warehouse (WA) | Existing | Space Heating | Natural Gas | Boiler | E1 | TRC BC Ratio | [24 empty] | 1 | 1 | 1 | bar: 2019 to 2042
F2_Commercial_Warehouse (WA)_Existing_Space Heating_Natural Gas_Boiler_E2 | F2 | Commercial | Warehouse (WA) | Existing | Space Heating | Natural Gas | Boiler | E2 | TRC BC Ratio | 12.17 | 12.3823 | 12.6447 | 12.93 | 13.2399 | 13.6464 | 14.0608 | 14.4972 | 14.9169 | 15.3436 | 15.7334 | 16.0993 | 16.4951 | 16.9011 | 17.2852 | 17.6663 | 18.0283 | 18.4006 | 18.7869 | 19.1829 | 19.5866 | 20.0076 | 20.4814 | 20.9071 | 21.3371 | 21.6658 | 21.9616
F2_Commercial_Warehouse (WA)_Existing_Space Heating_Natural Gas_Boiler_E3 | F2 | Commercial | Warehouse (WA) | Existing | Space Heating | Natural Gas | Boiler | E3 | TRC BC Ratio | [24 empty] | 1 | 1 | 1 | bar: 2019 to 2042
F2_Commercial_Warehouse (WA)_Existing_Space Heating_Natural Gas_Boiler_E4 | F2 | Commercial | Warehouse (WA) | Existing | Space Heating | Natural Gas | Boiler | E4 | TRC BC Ratio | 0.61029 | 0.62276 | 0.63651 | 0.65077 | 0.66555 | 0.68255 | 0.69985 | 0.71786 | 0.73573 | 0.75395 | 0.77157 | 0.78887 | 0.80702 | 0.82539 | 0.84347 | 0.86169 | 0.87969 | 0.89813 | 0.9171 | 0.9365 | 0.95631 | 0.97655 | 0.99795 | 1.0182 | 1.0384 | 1.0479 | 1.0534
F2_Commercial_Warehouse (WA)_Existing_Space Heating_Natural Gas_Boiler_E5 | F2 | Commercial | Warehouse (WA) | Existing | Space Heating | Natural Gas | Boiler | E5 | TRC BC Ratio | 0 | 0 | 0 | 0 | 0 | 0 | 0 | 0 | 0 | 0 | 0 | 0 | 0 | 0 | 0 | 0 | 0 | 0 | 0 | 0 | 0 | 0 | 0 | 0 | 0 | 0 | 0
F2_Commercial_Warehouse (WA)_Existing_Space Heating_Natural Gas_Boiler_E6 | F2 | Commercial | Warehouse (WA) | Existing | Space Heating | Natural Gas | Boiler | E6 | TRC BC Ratio | 0 | 0 | 0 | 0 | 0 | 0 | 0 | 0 | 0 | 0 | 0 | 0 | 0 | 0 | 0 | 0 | 0 | 0 | 0 | 0 | 0 | 0 | 0 | 0 | 0 | 0 | 0
F2_Commercial_Warehouse (WA)_Existing_Space Heating_Natural Gas_Boiler_E7 | F2 | Commercial | Warehouse (WA) | Existing | Space Heating | Natural Gas | Boiler | E7 | TRC BC Ratio | 0 | 0 | 0 | 0 | 0 | 0 | 0 | 0 | 0 | 0 | 0 | 0 | 0 | 0 | 0 | 0 | 0 | 0 | 0 | 0 | 0 | 0 | 0 | 0 | 0 | 0 | 0
F2_Commercial_Warehouse (WA)_Existing_Space Heating_Natural Gas_Boiler_E8 | F2 | Commercial | Warehouse (WA) | Existing | Space Heating | Natural Gas | Boiler | E8 | TRC BC Ratio | 0 | 0 | 0 | 0 | 0 | 0 | 0 | 0 | 0 | 0 | 0 | 0 | 0 | 0 | 0 | 0 | 0 | 0 | 0 | 0 | 0 | 0 | 0 | 0 | 0 | 0 | 0
F2_Commercial_Warehouse (WA)_Existing_Space Heating_Natural Gas_Boiler_E9 | F2 | Commercial | Warehouse (WA) | Existing | Space Heating | Natural Gas | Boiler | E9 | TRC BC Ratio | 0 | 0 | 0 | 0 | 0 | 0 | 0 | 0 | 0 | 0 | 0 | 0 | 0 | 0 | 0 | 0 | 0 | 0 | 0 | 0 | 0 | 0 | 0 | 0 | 0 | 0 | 0
F2_Commercial_Warehouse (WA)_Existing_Space Heating_Natural Gas_Boiler_E10 | F2 | Commercial | Warehouse (WA) | Existing | Space Heating | Natural Gas | Boiler | E10 | TRC BC Ratio | 0 | 0 | 0 | 0 | 0 | 0 | 0 | 0 | 0 | 0 | 0 | 0 | 0 | 0 | 0 | 0 | 0 | 0 | 0 | 0 | 0 | 0 | 0 | 0 | 0 | 0 | 0
F3_Commercial_Warehouse (WA)_Existing_Space Heating_Natural Gas_Boiler_E1 | F3 | Commercial | Warehouse (WA) | Existing | Space Heating | Natural Gas | Boiler | E1 | PACT BC Ratio | [24 empty] | 1 | 1 | 1 | bar: 2019 to 2042
F3_Commercial_Warehouse (WA)_Existing_Space Heating_Natural Gas_Boiler_E2 | F3 | Commercial | Warehouse (WA) | Existing | Space Heating | Natural Gas | Boiler | E2 | PACT BC Ratio | 34.087 | 34.6817 | 35.4167 | 36.2158 | 37.0836 | 38.2222 | 39.3829 | 40.6053 | 41.781 | 42.976 | 44.068 | 45.0928 | 46.2012 | 47.3384 | 48.4143 | 49.4818 | 50.4955 | 51.5385 | 52.6205 | 53.7295 | 54.8602 | 56.0396 | 57.3665 | 58.559 | 59.7634 | 60.6841 | 61.5124
F3_Commercial_Warehouse (WA)_Existing_Space Heating_Natural Gas_Boiler_E3 | F3 | Commercial | Warehouse (WA) | Existing | Space Heating | Natural Gas | Boiler | E3 | PACT BC Ratio | [24 empty] | 1 | 1 | 1 | bar: 2019 to 2042
F3_Commercial_Warehouse (WA)_Existing_Space Heating_Natural Gas_Boiler_E4 | F3 | Commercial | Warehouse (WA) | Existing | Space Heating | Natural Gas | Boiler | E4 | PACT BC Ratio | 1.7094 | 1.7443 | 1.7828 | 1.8227 | 1.8641 | 1.9118 | 1.9602 | 2.0107 | 2.0607 | 2.1118 | 2.1611 | 2.2096 | 2.2604 | 2.3118 | 2.3625 | 2.4135 | 2.4639 | 2.5156 | 2.5687 | 2.6231 | 2.6785 | 2.7352 | 2.7952 | 2.8519 | 2.9086 | 2.935 | 2.9506
F3_Commercial_Warehouse (WA)_Existing_Space Heating_Natural Gas_Boiler_E5 | F3 | Commercial | Warehouse (WA) | Existing | Space Heating | Natural Gas | Boiler | E5 | PACT BC Ratio | 0 | 0 | 0 | 0 | 0 | 0 | 0 | 0 | 0 | 0 | 0 | 0 | 0 | 0 | 0 | 0 | 0 | 0 | 0 | 0 | 0 | 0 | 0 | 0 | 0 | 0 | 0
F3_Commercial_Warehouse (WA)_Existing_Space Heating_Natural Gas_Boiler_E6 | F3 | Commercial | Warehouse (WA) | Existing | Space Heating | Natural Gas | Boiler | E6 | PACT BC Ratio | 0 | 0 | 0 | 0 | 0 | 0 | 0 | 0 | 0 | 0 | 0 | 0 | 0 | 0 | 0 | 0 | 0 | 0 | 0 | 0 | 0 | 0 | 0 | 0 | 0 | 0 | 0
F3_Commercial_Warehouse (WA)_Existing_Space Heating_Natural Gas_Boiler_E7 | F3 | Commercial | Warehouse (WA) | Existing | Space Heating | Natural Gas | Boiler | E7 | PACT BC Ratio | 0 | 0 | 0 | 0 | 0 | 0 | 0 | 0 | 0 | 0 | 0 | 0 | 0 | 0 | 0 | 0 | 0 | 0 | 0 | 0 | 0 | 0 | 0 | 0 | 0 | 0 | 0
F3_Commercial_Warehouse (WA)_Existing_Space Heating_Natural Gas_Boiler_E8 | F3 | Commercial | Warehouse (WA) | Existing | Space Heating | Natural Gas | Boiler | E8 | PACT BC Ratio | 0 | 0 | 0 | 0 | 0 | 0 | 0 | 0 | 0 | 0 | 0 | 0 | 0 | 0 | 0 | 0 | 0 | 0 | 0 | 0 | 0 | 0 | 0 | 0 | 0 | 0 | 0
F3_Commercial_Warehouse (WA)_Existing_Space Heating_Natural Gas_Boiler_E9 | F3 | Commercial | Warehouse (WA) | Existing | Space Heating | Natural Gas | Boiler | E9 | PACT BC Ratio | 0 | 0 | 0 | 0 | 0 | 0 | 0 | 0 | 0 | 0 | 0 | 0 | 0 | 0 | 0 | 0 | 0 | 0 | 0 | 0 | 0 | 0 | 0 | 0 | 0 | 0 | 0
F3_Commercial_Warehouse (WA)_Existing_Space Heating_Natural Gas_Boiler_E10 | F3 | Commercial | Warehouse (WA) | Existing | Space Heating | Natural Gas | Boiler | E10 | PACT BC Ratio | 0 | 0 | 0 | 0 | 0 | 0 | 0 | 0 | 0 | 0 | 0 | 0 | 0 | 0 | 0 | 0 | 0 | 0 | 0 | 0 | 0 | 0 | 0 | 0 | 0 | 0 | 0
F4_Commercial_Warehouse (WA)_Existing_Space Heating_Natural Gas_Boiler_E1 | F4 | Commercial | Warehouse (WA) | Existing | Space Heating | Natural Gas | Boiler | E1 | RVT BC Ratio | [24 empty] | 1 | 1 | 1 | bar: 2019 to 2042
F4_Commercial_Warehouse (WA)_Existing_Space Heating_Natural Gas_Boiler_E2 | F4 | Commercial | Warehouse (WA) | Existing | Space Heating | Natural Gas | Boiler | E2 | RVT BC Ratio | 16.7844 | 16.9839 | 17.2474 | 17.535 | 17.8486 | 18.2913 | 18.7347 | 19.1982 | 19.6254 | 20.0493 | 20.5182 | 20.952 | 21.4214 | 21.9003 | 22.3461 | 22.7833 | 23.1903 | 23.6057 | 24.034 | 24.4689 | 24.9075 | 25.438 | 26.035 | 26.5714 | 27.1132 | 27.5274 | 27.9
F4_Commercial_Warehouse (WA)_Existing_Space Heating_Natural Gas_Boiler_E3 | F4 | Commercial | Warehouse (WA) | Existing | Space Heating | Natural Gas | Boiler | E3 | RVT BC Ratio | [24 empty] | 1 | 1 | 1 | bar: 2019 to 2042
F4_Commercial_Warehouse (WA)_Existing_Space Heating_Natural Gas_Boiler_E4 | F4 | Commercial | Warehouse (WA) | Existing | Space Heating | Natural Gas | Boiler | E4 | RVT BC Ratio | 1.0335 | 1.0464 | 1.0611 | 1.0763 | 1.0921 | 1.1109 | 1.13 | 1.15 | 1.1695 | 1.1895 | 1.211 | 1.2321 | 1.2544 | 1.2768 | 1.2987 | 1.3207 | 1.3423 | 1.3644 | 1.387 | 1.41 | 1.4334 | 1.4589 | 1.4859 | 1.5114 | 1.5369 | 1.5487 | 1.5558
F4_Commercial_Warehouse (WA)_Existing_Space Heating_Natural Gas_Boiler_E5 | F4 | Commercial | Warehouse (WA) | Existing | Space Heating | Natural Gas | Boiler | E5 | RVT BC Ratio | 0 | 0 | 0 | 0 | 0 | 0 | 0 | 0 | 0 | 0 | 0 | 0 | 0 | 0 | 0 | 0 | 0 | 0 | 0 | 0 | 0 | 0 | 0 | 0 | 0 | 0 | 0
F4_Commercial_Warehouse (WA)_Existing_Space Heating_Natural Gas_Boiler_E6 | F4 | Commercial | Warehouse (WA) | Existing | Space Heating | Natural Gas | Boiler | E6 | RVT BC Ratio | 0 | 0 | 0 | 0 | 0 | 0 | 0 | 0 | 0 | 0 | 0 | 0 | 0 | 0 | 0 | 0 | 0 | 0 | 0 | 0 | 0 | 0 | 0 | 0 | 0 | 0 | 0
F4_Commercial_Warehouse (WA)_Existing_Space Heating_Natural Gas_Boiler_E7 | F4 | Commercial | Warehouse (WA) | Existing | Space Heating | Natural Gas | Boiler | E7 | RVT BC Ratio | 0 | 0 | 0 | 0 | 0 | 0 | 0 | 0 | 0 | 0 | 0 | 0 | 0 | 0 | 0 | 0 | 0 | 0 | 0 | 0 | 0 | 0 | 0 | 0 | 0 | 0 | 0
F4_Commercial_Warehouse (WA)_Existing_Space Heating_Natural Gas_Boiler_E8 | F4 | Commercial | Warehouse (WA) | Existing | Space Heating | Natural Gas | Boiler | E8 | RVT BC Ratio | 0 | 0 | 0 | 0 | 0 | 0 | 0 | 0 | 0 | 0 | 0 | 0 | 0 | 0 | 0 | 0 | 0 | 0 | 0 | 0 | 0 | 0 | 0 | 0 | 0 | 0 | 0
F4_Commercial_Warehouse (WA)_Existing_Space Heating_Natural Gas_Boiler_E9 | F4 | Commercial | Warehouse (WA) | Existing | Space Heating | Natural Gas | Boiler | E9 | RVT BC Ratio | 0 | 0 | 0 | 0 | 0 | 0 | 0 | 0 | 0 | 0 | 0 | 0 | 0 | 0 | 0 | 0 | 0 | 0 | 0 | 0 | 0 | 0 | 0 | 0 | 0 | 0 | 0
F4_Commercial_Warehouse (WA)_Existing_Space Heating_Natural Gas_Boiler_E10 | F4 | Commercial | Warehouse (WA) | Existing | Space Heating | Natural Gas | Boiler | E10 | RVT BC Ratio | 0 | 0 | 0 | 0 | 0 | 0 | 0 | 0 | 0 | 0 | 0 | 0 | 0 | 0 | 0 | 0 | 0 | 0 | 0 | 0 | 0 | 0 | 0 | 0 | 0 | 0 | 0
F5_Commercial_Warehouse (WA)_Existing_Space Heating_Natural Gas_Boiler_E1 | F5 | Commercial | Warehouse (WA) | Existing | Space Heating | Natural Gas | Boiler | E1 | RIM BC Ratio | [24 empty] | 1 | 1 | 1 | bar: 2019 to 2042
F5_Commercial_Warehouse (WA)_Existing_Space Heating_Natural Gas_Boiler_E2 | F5 | Commercial | Warehouse (WA) | Existing | Space Heating | Natural Gas | Boiler | E2 | RIM BC Ratio | 0.85985 | 0.86469 | 0.86968 | 0.87488 | 0.88028 | 0.88558 | 0.89111 | 0.89681 | 0.9029 | 0.90928 | 0.91128 | 0.91335 | 0.91549 | 0.91769 | 0.91999 | 0.92239 | 0.92491 | 0.92754 | 0.93028 | 0.93314 | 0.93613 | 0.93647 | 0.93683 | 0.93714 | 0.93744 | 0.93767 | 0.93786
F5_Commercial_Warehouse (WA)_Existing_Space Heating_Natural Gas_Boiler_E3 | F5 | Commercial | Warehouse (WA) | Existing | Space Heating | Natural Gas | Boiler | E3 | RIM BC Ratio | [24 empty] | 1 | 1 | 1 | bar: 2019 to 2042
F5_Commercial_Warehouse (WA)_Existing_Space Heating_Natural Gas_Boiler_E4 | F5 | Commercial | Warehouse (WA) | Existing | Space Heating | Natural Gas | Boiler | E4 | RIM BC Ratio | 0.59373 | 0.59955 | 0.60568 | 0.61188 | 0.61812 | 0.6248 | 0.63144 | 0.63812 | 0.64464 | 0.65112 | 0.65621 | 0.661 | 0.66587 | 0.67069 | 0.67535 | 0.67996 | 0.68444 | 0.68895 | 0.69348 | 0.69802 | 0.70257 | 0.70641 | 0.71035 | 0.71396 | 0.71746 | 0.71905 | 0.71999
F5_Commercial_Warehouse (WA)_Existing_Space Heating_Natural Gas_Boiler_E5 | F5 | Commercial | Warehouse (WA) | Existing | Space Heating | Natural Gas | Boiler | E5 | RIM BC Ratio | 0 | 0 | 0 | 0 | 0 | 0 | 0 | 0 | 0 | 0 | 0 | 0 | 0 | 0 | 0 | 0 | 0 | 0 | 0 | 0 | 0 | 0 | 0 | 0 | 0 | 0 | 0
F5_Commercial_Warehouse (WA)_Existing_Space Heating_Natural Gas_Boiler_E6 | F5 | Commercial | Warehouse (WA) | Existing | Space Heating | Natural Gas | Boiler | E6 | RIM BC Ratio | 0 | 0 | 0 | 0 | 0 | 0 | 0 | 0 | 0 | 0 | 0 | 0 | 0 | 0 | 0 | 0 | 0 | 0 | 0 | 0 | 0 | 0 | 0 | 0 | 0 | 0 | 0
F5_Commercial_Warehouse (WA)_Existing_Space Heating_Natural Gas_Boiler_E7 | F5 | Commercial | Warehouse (WA) | Existing | Space Heating | Natural Gas | Boiler | E7 | RIM BC Ratio | 0 | 0 | 0 | 0 | 0 | 0 | 0 | 0 | 0 | 0 | 0 | 0 | 0 | 0 | 0 | 0 | 0 | 0 | 0 | 0 | 0 | 0 | 0 | 0 | 0 | 0 | 0
F5_Commercial_Warehouse (WA)_Existing_Space Heating_Natural Gas_Boiler_E8 | F5 | Commercial | Warehouse (WA) | Existing | Space Heating | Natural Gas | Boiler | E8 | RIM BC Ratio | 0 | 0 | 0 | 0 | 0 | 0 | 0 | 0 | 0 | 0 | 0 | 0 | 0 | 0 | 0 | 0 | 0 | 0 | 0 | 0 | 0 | 0 | 0 | 0 | 0 | 0 | 0
F5_Commercial_Warehouse (WA)_Existing_Space Heating_Natural Gas_Boiler_E9 | F5 | Commercial | Warehouse (WA) | Existing | Space Heating | Natural Gas | Boiler | E9 | RIM BC Ratio | 0 | 0 | 0 | 0 | 0 | 0 | 0 | 0 | 0 | 0 | 0 | 0 | 0 | 0 | 0 | 0 | 0 | 0 | 0 | 0 | 0 | 0 | 0 | 0 | 0 | 0 | 0
F5_Commercial_Warehouse (WA)_Existing_Space Heating_Natural Gas_Boiler_E10 | F5 | Commercial | Warehouse (WA) | Existing | Space Heating | Natural Gas | Boiler | E10 | RIM BC Ratio | 0 | 0 | 0 | 0 | 0 | 0 | 0 | 0 | 0 | 0 | 0 | 0 | 0 | 0 | 0 | 0 | 0 | 0 | 0 | 0 | 0 | 0 | 0 | 0 | 0 | 0 | 0
F0_Commercial_Warehouse (WA)_Existing_Space Heating_Natural Gas_Unit Heater_E0 | F0 | Commercial | Warehouse (WA) | Existing | Space Heating | Natural Gas | Unit Heater | E0 | Economic Unit | Infrared Radiant | Infrared Radiant | Infrared Radiant | Infrared Radiant | Infrared Radiant | Infrared Radiant | Infrared Radiant | Infrared Radiant | Infrared Radiant | Infrared Radiant | Infrared Radiant | Infrared Radiant | Infrared Radiant | Infrared Radiant | Infrared Radiant | Infrared Radiant | Infrared Radiant | Infrared Radiant | Infrared Radiant | Infrared Radiant | Infrared Radiant | Infrared Radiant | Infrared Radiant | Infrared Radiant | Infrared Radiant | Infrared Radiant | Infrared Radiant
F1_Commercial_Warehouse (WA)_Existing_Space Heating_Natural Gas_Unit Heater_E1 | F1 | Commercial | Warehouse (WA) | Existing | Space Heating | Natural Gas | Unit Heater | E1 | CCE | 0 | 0 | 0 | 0 | 0 | 0 | 0 | 0 | 0 | 0 | 0 | 0 | 0 | 0 | 0 | 0 | 0 | 0 | 0 | 0 | 0 | 0 | 0 | 0 | 0 | 0 | 0
F1_Commercial_Warehouse (WA)_Existing_Space Heating_Natural Gas_Unit Heater_E2 | F1 | Commercial | Warehouse (WA) | Existing | Space Heating | Natural Gas | Unit Heater | E2 | CCE | 0.0015073 | 0.0015642 | 0.0015642 | 0.0015642 | 0.0015642 | 0.0015642 | 0.0015642 | 0.0015642 | 0.0015642 | 0.0015642 | 0.0015642 | 0.0015642 | 0.0015642 | 0.0015642 | 0.0015642 | 0.0015642 | 0.0015642 | 0.0015642 | 0.0015642 | 0.0015642 | 0.0015642 | 0.0015642 | 0.0015642 | 0.0015642 | 0.0015642 | 0.0015642 | 0.0015642
F1_Commercial_Warehouse (WA)_Existing_Space Heating_Natural Gas_Unit Heater_E3 | F1 | Commercial | Warehouse (WA) | Existing | Space Heating | Natural Gas | Unit Heater | E3 | CCE | 0.00047308 | 0.00049094 | 0.00049094 | 0.00049094 | 0.00049094 | 0.00049094 | 0.00049094 | 0.00049094 | 0.00049094 | 0.00049094 | 0.00049094 | 0.00049094 | 0.00049094 | 0.00049094 | 0.00049094 | 0.00049094 | 0.00049094 | 0.00049094 | 0.00049094 | 0.00049094 | 0.00049094 | 0.00049094 | 0.00049094 | 0.00049094 | 0.00049094 | 0.00049094 | 0.00049094
F1_Commercial_Warehouse (WA)_Existing_Space Heating_Natural Gas_Unit Heater_E4 | F1 | Commercial | Warehouse (WA) | Existing | Space Heating | Natural Gas | Unit Heater | E4 | CCE | 0 | 0 | 0 | 0 | 0 | 0 | 0 | 0 | 0 | 0 | 0 | 0 | 0 | 0 | 0 | 0 | 0 | 0 | 0 | 0 | 0 | 0 | 0 | 0 | 0 | 0 | 0
F1_Commercial_Warehouse (WA)_Existing_Space Heating_Natural Gas_Unit Heater_E5 | F1 | Commercial | Warehouse (WA) | Existing | Space Heating | Natural Gas | Unit Heater | E5 | CCE | 0 | 0 | 0 | 0 | 0 | 0 | 0 | 0 | 0 | 0 | 0 | 0 | 0 | 0 | 0 | 0 | 0 | 0 | 0 | 0 | 0 | 0 | 0 | 0 | 0 | 0 | 0
F1_Commercial_Warehouse (WA)_Existing_Space Heating_Natural Gas_Unit Heater_E6 | F1 | Commercial | Warehouse (WA) | Existing | Space Heating | Natural Gas | Unit Heater | E6 | CCE | 0 | 0 | 0 | 0 | 0 | 0 | 0 | 0 | 0 | 0 | 0 | 0 | 0 | 0 | 0 | 0 | 0 | 0 | 0 | 0 | 0 | 0 | 0 | 0 | 0 | 0 | 0
F1_Commercial_Warehouse (WA)_Existing_Space Heating_Natural Gas_Unit Heater_E7 | F1 | Commercial | Warehouse (WA) | Existing | Space Heating | Natural Gas | Unit Heater | E7 | CCE | 0 | 0 | 0 | 0 | 0 | 0 | 0 | 0 | 0 | 0 | 0 | 0 | 0 | 0 | 0 | 0 | 0 | 0 | 0 | 0 | 0 | 0 | 0 | 0 | 0 | 0 | 0
F1_Commercial_Warehouse (WA)_Existing_Space Heating_Natural Gas_Unit Heater_E8 | F1 | Commercial | Warehouse (WA) | Existing | Space Heating | Natural Gas | Unit Heater | E8 | CCE | 0 | 0 | 0 | 0 | 0 | 0 | 0 | 0 | 0 | 0 | 0 | 0 | 0 | 0 | 0 | 0 | 0 | 0 | 0 | 0 | 0 | 0 | 0 | 0 | 0 | 0 | 0
F1_Commercial_Warehouse (WA)_Existing_Space Heating_Natural Gas_Unit Heater_E9 | F1 | Commercial | Warehouse (WA) | Existing | Space Heating | Natural Gas | Unit Heater | E9 | CCE | 0 | 0 | 0 | 0 | 0 | 0 | 0 | 0 | 0 | 0 | 0 | 0 | 0 | 0 | 0 | 0 | 0 | 0 | 0 | 0 | 0 | 0 | 0 | 0 | 0 | 0 | 0
F1_Commercial_Warehouse (WA)_Existing_Space Heating_Natural Gas_Unit Heater_E10 | F1 | Commercial | Warehouse (WA) | Existing | Space Heating | Natural Gas | Unit Heater | E10 | CCE | 0 | 0 | 0 | 0 | 0 | 0 | 0 | 0 | 0 | 0 | 0 | 0 | 0 | 0 | 0 | 0 | 0 | 0 | 0 | 0 | 0 | 0 | 0 | 0 | 0 | 0 | 0
F2_Commercial_Warehouse (WA)_Existing_Space Heating_Natural Gas_Unit Heater_E1 | F2 | Commercial | Warehouse (WA) | Existing | Space Heating | Natural Gas | Unit Heater | E1 | TRC BC Ratio | [24 empty] | 1 | 1 | 1 | bar: 2019 to 2042
F2_Commercial_Warehouse (WA)_Existing_Space Heating_Natural Gas_Unit Heater_E2 | F2 | Commercial | Warehouse (WA) | Existing | Space Heating | Natural Gas | Unit Heater | E2 | TRC BC Ratio | 2.63 | 2.6732 | 2.7296 | 2.7918 | 2.8603 | 2.9546 | 3.0507 | 3.1525 | 3.2498 | 3.3487 | 3.4372 | 3.5188 | 3.6082 | 3.7 | 3.7854 | 3.8696 | 3.9482 | 4.0292 | 4.1136 | 4.2001 | 4.2883 | 4.3814 | 4.4892 | 4.5845 | 4.6818 | 4.7811 | 4.8826
F2_Commercial_Warehouse (WA)_Existing_Space Heating_Natural Gas_Unit Heater_E3 | F2 | Commercial | Warehouse (WA) | Existing | Space Heating | Natural Gas | Unit Heater | E3 | TRC BC Ratio | 11.6747 | 11.9824 | 12.2839 | 12.5676 | 12.8323 | 13.072 | 13.3102 | 13.5568 | 13.8327 | 14.1174 | 14.4209 | 14.7407 | 15.0609 | 15.3678 | 15.6882 | 16.018 | 16.361 | 16.7106 | 17.0662 | 17.4291 | 17.7998 | 18.1759 | 18.5493 | 18.9431 | 19.3451 | 19.7557 | 20.175
F2_Commercial_Warehouse (WA)_Existing_Space Heating_Natural Gas_Unit Heater_E4 | F2 | Commercial | Warehouse (WA) | Existing | Space Heating | Natural Gas | Unit Heater | E4 | TRC BC Ratio | 0 | 0 | 0 | 0 | 0 | 0 | 0 | 0 | 0 | 0 | 0 | 0 | 0 | 0 | 0 | 0 | 0 | 0 | 0 | 0 | 0 | 0 | 0 | 0 | 0 | 0 | 0
F2_Commercial_Warehouse (WA)_Existing_Space Heating_Natural Gas_Unit Heater_E5 | F2 | Commercial | Warehouse (WA) | Existing | Space Heating | Natural Gas | Unit Heater | E5 | TRC BC Ratio | 0 | 0 | 0 | 0 | 0 | 0 | 0 | 0 | 0 | 0 | 0 | 0 | 0 | 0 | 0 | 0 | 0 | 0 | 0 | 0 | 0 | 0 | 0 | 0 | 0 | 0 | 0
F2_Commercial_Warehouse (WA)_Existing_Space Heating_Natural Gas_Unit Heater_E6 | F2 | Commercial | Warehouse (WA) | Existing | Space Heating | Natural Gas | Unit Heater | E6 | TRC BC Ratio | 0 | 0 | 0 | 0 | 0 | 0 | 0 | 0 | 0 | 0 | 0 | 0 | 0 | 0 | 0 | 0 | 0 | 0 | 0 | 0 | 0 | 0 | 0 | 0 | 0 | 0 | 0
F2_Commercial_Warehouse (WA)_Existing_Space Heating_Natural Gas_Unit Heater_E7 | F2 | Commercial | Warehouse (WA) | Existing | Space Heating | Natural Gas | Unit Heater | E7 | TRC BC Ratio | 0 | 0 | 0 | 0 | 0 | 0 | 0 | 0 | 0 | 0 | 0 | 0 | 0 | 0 | 0 | 0 | 0 | 0 | 0 | 0 | 0 | 0 | 0 | 0 | 0 | 0 | 0
F2_Commercial_Warehouse (WA)_Existing_Space Heating_Natural Gas_Unit Heater_E8 | F2 | Commercial | Warehouse (WA) | Existing | Space Heating | Natural Gas | Unit Heater | E8 | TRC BC Ratio | 0 | 0 | 0 | 0 | 0 | 0 | 0 | 0 | 0 | 0 | 0 | 0 | 0 | 0 | 0 | 0 | 0 | 0 | 0 | 0 | 0 | 0 | 0 | 0 | 0 | 0 | 0
F2_Commercial_Warehouse (WA)_Existing_Space Heating_Natural Gas_Unit Heater_E9 | F2 | Commercial | Warehouse (WA) | Existing | Space Heating | Natural Gas | Unit Heater | E9 | TRC BC Ratio | 0 | 0 | 0 | 0 | 0 | 0 | 0 | 0 | 0 | 0 | 0 | 0 | 0 | 0 | 0 | 0 | 0 | 0 | 0 | 0 | 0 | 0 | 0 | 0 | 0 | 0 | 0
F2_Commercial_Warehouse (WA)_Existing_Space Heating_Natural Gas_Unit Heater_E10 | F2 | Commercial | Warehouse (WA) | Existing | Space Heating | Natural Gas | Unit Heater | E10 | TRC BC Ratio | 0 | 0 | 0 | 0 | 0 | 0 | 0 | 0 | 0 | 0 | 0 | 0 | 0 | 0 | 0 | 0 | 0 | 0 | 0 | 0 | 0 | 0 | 0 | 0 | 0 | 0 | 0
F3_Commercial_Warehouse (WA)_Existing_Space Heating_Natural Gas_Unit Heater_E1 | F3 | Commercial | Warehouse (WA) | Existing | Space Heating | Natural Gas | Unit Heater | E1 | PACT BC Ratio | [24 empty] | 1 | 1 | 1 | bar: 2019 to 2042
F3_Commercial_Warehouse (WA)_Existing_Space Heating_Natural Gas_Unit Heater_E2 | F3 | Commercial | Warehouse (WA) | Existing | Space Heating | Natural Gas | Unit Heater | E2 | PACT BC Ratio | 7.3663 | 7.4874 | 7.6454 | 7.8196 | 8.0114 | 8.2756 | 8.5447 | 8.8297 | 9.1024 | 9.3794 | 9.6273 | 9.856 | 10.1063 | 10.3633 | 10.6026 | 10.8385 | 11.0586 | 11.2855 | 11.5218 | 11.7642 | 12.0113 | 12.272 | 12.5738 | 12.8406 | 13.1132 | 13.3915 | 13.6757
F3_Commercial_Warehouse (WA)_Existing_Space Heating_Natural Gas_Unit Heater_E3 | F3 | Commercial | Warehouse (WA) | Existing | Space Heating | Natural Gas | Unit Heater | E3 | PACT BC Ratio | 32.6998 | 33.5616 | 34.4062 | 35.2007 | 35.942 | 36.6133 | 37.2806 | 37.9713 | 38.744 | 39.5417 | 40.3916 | 41.2874 | 42.1842 | 43.0439 | 43.9414 | 44.865 | 45.8255 | 46.8048 | 47.8009 | 48.8173 | 49.8556 | 50.909 | 51.955 | 53.0578 | 54.1839 | 55.334 | 56.5085
F3_Commercial_Warehouse (WA)_Existing_Space Heating_Natural Gas_Unit Heater_E4 | F3 | Commercial | Warehouse (WA) | Existing | Space Heating | Natural Gas | Unit Heater | E4 | PACT BC Ratio | 0 | 0 | 0 | 0 | 0 | 0 | 0 | 0 | 0 | 0 | 0 | 0 | 0 | 0 | 0 | 0 | 0 | 0 | 0 | 0 | 0 | 0 | 0 | 0 | 0 | 0 | 0
F3_Commercial_Warehouse (WA)_Existing_Space Heating_Natural Gas_Unit Heater_E5 | F3 | Commercial | Warehouse (WA) | Existing | Space Heating | Natural Gas | Unit Heater | E5 | PACT BC Ratio | 0 | 0 | 0 | 0 | 0 | 0 | 0 | 0 | 0 | 0 | 0 | 0 | 0 | 0 | 0 | 0 | 0 | 0 | 0 | 0 | 0 | 0 | 0 | 0 | 0 | 0 | 0
F3_Commercial_Warehouse (WA)_Existing_Space Heating_Natural Gas_Unit Heater_E6 | F3 | Commercial | Warehouse (WA) | Existing | Space Heating | Natural Gas | Unit Heater | E6 | PACT BC Ratio | 0 | 0 | 0 | 0 | 0 | 0 | 0 | 0 | 0 | 0 | 0 | 0 | 0 | 0 | 0 | 0 | 0 | 0 | 0 | 0 | 0 | 0 | 0 | 0 | 0 | 0 | 0
F3_Commercial_Warehouse (WA)_Existing_Space Heating_Natural Gas_Unit Heater_E7 | F3 | Commercial | Warehouse (WA) | Existing | Space Heating | Natural Gas | Unit Heater | E7 | PACT BC Ratio | 0 | 0 | 0 | 0 | 0 | 0 | 0 | 0 | 0 | 0 | 0 | 0 | 0 | 0 | 0 | 0 | 0 | 0 | 0 | 0 | 0 | 0 | 0 | 0 | 0 | 0 | 0
F3_Commercial_Warehouse (WA)_Existing_Space Heating_Natural Gas_Unit Heater_E8 | F3 | Commercial | Warehouse (WA) | Existing | Space Heating | Natural Gas | Unit Heater | E8 | PACT BC Ratio | 0 | 0 | 0 | 0 | 0 | 0 | 0 | 0 | 0 | 0 | 0 | 0 | 0 | 0 | 0 | 0 | 0 | 0 | 0 | 0 | 0 | 0 | 0 | 0 | 0 | 0 | 0
F3_Commercial_Warehouse (WA)_Existing_Space Heating_Natural Gas_Unit Heater_E9 | F3 | Commercial | Warehouse (WA) | Existing | Space Heating | Natural Gas | Unit Heater | E9 | PACT BC Ratio | 0 | 0 | 0 | 0 | 0 | 0 | 0 | 0 | 0 | 0 | 0 | 0 | 0 | 0 | 0 | 0 | 0 | 0 | 0 | 0 | 0 | 0 | 0 | 0 | 0 | 0 | 0
F3_Commercial_Warehouse (WA)_Existing_Space Heating_Natural Gas_Unit Heater_E10 | F3 | Commercial | Warehouse (WA) | Existing | Space Heating | Natural Gas | Unit Heater | E10 | PACT BC Ratio | 0 | 0 | 0 | 0 | 0 | 0 | 0 | 0 | 0 | 0 | 0 | 0 | 0 | 0 | 0 | 0 | 0 | 0 | 0 | 0 | 0 | 0 | 0 | 0 | 0 | 0 | 0
F4_Commercial_Warehouse (WA)_Existing_Space Heating_Natural Gas_Unit Heater_E1 | F4 | Commercial | Warehouse (WA) | Existing | Space Heating | Natural Gas | Unit Heater | E1 | RVT BC Ratio | [24 empty] | 1 | 1 | 1 | bar: 2019 to 2042
F4_Commercial_Warehouse (WA)_Existing_Space Heating_Natural Gas_Unit Heater_E2 | F4 | Commercial | Warehouse (WA) | Existing | Space Heating | Natural Gas | Unit Heater | E2 | RVT BC Ratio | 3.8664 | 3.9047 | 3.9596 | 4.02 | 4.0866 | 4.1872 | 4.2869 | 4.3916 | 4.4867 | 4.5804 | 4.6858 | 4.7813 | 4.886 | 4.9927 | 5.09 | 5.1844 | 5.2701 | 5.3576 | 5.448 | 5.5396 | 5.6317 | 5.749 | 5.8848 | 6.0048 | 6.1274 | 6.2527 | 6.3805
F4_Commercial_Warehouse (WA)_Existing_Space Heating_Natural Gas_Unit Heater_E3 | F4 | Commercial | Warehouse (WA) | Existing | Space Heating | Natural Gas | Unit Heater | E3 | RVT BC Ratio | 15.316 | 15.6642 | 15.9979 | 16.3028 | 16.5771 | 16.8105 | 17.0362 | 17.2866 | 17.5926 | 17.9307 | 18.2929 | 18.7021 | 19.1121 | 19.5063 | 19.9187 | 20.3439 | 20.7872 | 21.2399 | 21.7014 | 22.1732 | 22.6562 | 23.1301 | 23.6006 | 24.0967 | 24.6033 | 25.1207 | 25.649
F4_Commercial_Warehouse (WA)_Existing_Space Heating_Natural Gas_Unit Heater_E4 | F4 | Commercial | Warehouse (WA) | Existing | Space Heating | Natural Gas | Unit Heater | E4 | RVT BC Ratio | 0 | 0 | 0 | 0 | 0 | 0 | 0 | 0 | 0 | 0 | 0 | 0 | 0 | 0 | 0 | 0 | 0 | 0 | 0 | 0 | 0 | 0 | 0 | 0 | 0 | 0 | 0
F4_Commercial_Warehouse (WA)_Existing_Space Heating_Natural Gas_Unit Heater_E5 | F4 | Commercial | Warehouse (WA) | Existing | Space Heating | Natural Gas | Unit Heater | E5 | RVT BC Ratio | 0 | 0 | 0 | 0 | 0 | 0 | 0 | 0 | 0 | 0 | 0 | 0 | 0 | 0 | 0 | 0 | 0 | 0 | 0 | 0 | 0 | 0 | 0 | 0 | 0 | 0 | 0
F4_Commercial_Warehouse (WA)_Existing_Space Heating_Natural Gas_Unit Heater_E6 | F4 | Commercial | Warehouse (WA) | Existing | Space Heating | Natural Gas | Unit Heater | E6 | RVT BC Ratio | 0 | 0 | 0 | 0 | 0 | 0 | 0 | 0 | 0 | 0 | 0 | 0 | 0 | 0 | 0 | 0 | 0 | 0 | 0 | 0 | 0 | 0 | 0 | 0 | 0 | 0 | 0
F4_Commercial_Warehouse (WA)_Existing_Space Heating_Natural Gas_Unit Heater_E7 | F4 | Commercial | Warehouse (WA) | Existing | Space Heating | Natural Gas | Unit Heater | E7 | RVT BC Ratio | 0 | 0 | 0 | 0 | 0 | 0 | 0 | 0 | 0 | 0 | 0 | 0 | 0 | 0 | 0 | 0 | 0 | 0 | 0 | 0 | 0 | 0 | 0 | 0 | 0 | 0 | 0
F4_Commercial_Warehouse (WA)_Existing_Space Heating_Natural Gas_Unit Heater_E8 | F4 | Commercial | Warehouse (WA) | Existing | Space Heating | Natural Gas | Unit Heater | E8 | RVT BC Ratio | 0 | 0 | 0 | 0 | 0 | 0 | 0 | 0 | 0 | 0 | 0 | 0 | 0 | 0 | 0 | 0 | 0 | 0 | 0 | 0 | 0 | 0 | 0 | 0 | 0 | 0 | 0
F4_Commercial_Warehouse (WA)_Existing_Space Heating_Natural Gas_Unit Heater_E9 | F4 | Commercial | Warehouse (WA) | Existing | Space Heating | Natural Gas | Unit Heater | E9 | RVT BC Ratio | 0 | 0 | 0 | 0 | 0 | 0 | 0 | 0 | 0 | 0 | 0 | 0 | 0 | 0 | 0 | 0 | 0 | 0 | 0 | 0 | 0 | 0 | 0 | 0 | 0 | 0 | 0
F4_Commercial_Warehouse (WA)_Existing_Space Heating_Natural Gas_Unit Heater_E10 | F4 | Commercial | Warehouse (WA) | Existing | Space Heating | Natural Gas | Unit Heater | E10 | RVT BC Ratio | 0 | 0 | 0 | 0 | 0 | 0 | 0 | 0 | 0 | 0 | 0 | 0 | 0 | 0 | 0 | 0 | 0 | 0 | 0 | 0 | 0 | 0 | 0 | 0 | 0 | 0 | 0
F5_Commercial_Warehouse (WA)_Existing_Space Heating_Natural Gas_Unit Heater_E1 | F5 | Commercial | Warehouse (WA) | Existing | Space Heating | Natural Gas | Unit Heater | E1 | RIM BC Ratio | [24 empty] | 1 | 1 | 1 | bar: 2019 to 2042
F5_Commercial_Warehouse (WA)_Existing_Space Heating_Natural Gas_Unit Heater_E2 | F5 | Commercial | Warehouse (WA) | Existing | Space Heating | Natural Gas | Unit Heater | E2 | RIM BC Ratio | 0.77611 | 0.7815 | 0.78747 | 0.79387 | 0.80071 | 0.80815 | 0.8159 | 0.82388 | 0.8321 | 0.84061 | 0.8442 | 0.84769 | 0.85133 | 0.85504 | 0.8587 | 0.86241 | 0.86614 | 0.87 | 0.874 | 0.87813 | 0.88241 | 0.88379 | 0.88532 | 0.88662 | 0.8879 | 0.88915 | 0.89038
F5_Commercial_Warehouse (WA)_Existing_Space Heating_Natural Gas_Unit Heater_E3 | F5 | Commercial | Warehouse (WA) | Existing | Space Heating | Natural Gas | Unit Heater | E3 | RIM BC Ratio | 0.90292 | 0.90638 | 0.91004 | 0.91385 | 0.91784 | 0.92216 | 0.92667 | 0.93032 | 0.93293 | 0.93438 | 0.93577 | 0.93582 | 0.93584 | 0.93581 | 0.93574 | 0.93563 | 0.93548 | 0.93529 | 0.93508 | 0.93482 | 0.93453 | 0.93489 | 0.93524 | 0.93559 | 0.93593 | 0.93627 | 0.9366
F5_Commercial_Warehouse (WA)_Existing_Space Heating_Natural Gas_Unit Heater_E4 | F5 | Commercial | Warehouse (WA) | Existing | Space Heating | Natural Gas | Unit Heater | E4 | RIM BC Ratio | 0 | 0 | 0 | 0 | 0 | 0 | 0 | 0 | 0 | 0 | 0 | 0 | 0 | 0 | 0 | 0 | 0 | 0 | 0 | 0 | 0 | 0 | 0 | 0 | 0 | 0 | 0
F5_Commercial_Warehouse (WA)_Existing_Space Heating_Natural Gas_Unit Heater_E5 | F5 | Commercial | Warehouse (WA) | Existing | Space Heating | Natural Gas | Unit Heater | E5 | RIM BC Ratio | 0 | 0 | 0 | 0 | 0 | 0 | 0 | 0 | 0 | 0 | 0 | 0 | 0 | 0 | 0 | 0 | 0 | 0 | 0 | 0 | 0 | 0 | 0 | 0 | 0 | 0 | 0
F5_Commercial_Warehouse (WA)_Existing_Space Heating_Natural Gas_Unit Heater_E6 | F5 | Commercial | Warehouse (WA) | Existing | Space Heating | Natural Gas | Unit Heater | E6 | RIM BC Ratio | 0 | 0 | 0 | 0 | 0 | 0 | 0 | 0 | 0 | 0 | 0 | 0 | 0 | 0 | 0 | 0 | 0 | 0 | 0 | 0 | 0 | 0 | 0 | 0 | 0 | 0 | 0
F5_Commercial_Warehouse (WA)_Existing_Space Heating_Natural Gas_Unit Heater_E7 | F5 | Commercial | Warehouse (WA) | Existing | Space Heating | Natural Gas | Unit Heater | E7 | RIM BC Ratio | 0 | 0 | 0 | 0 | 0 | 0 | 0 | 0 | 0 | 0 | 0 | 0 | 0 | 0 | 0 | 0 | 0 | 0 | 0 | 0 | 0 | 0 | 0 | 0 | 0 | 0 | 0
F5_Commercial_Warehouse (WA)_Existing_Space Heating_Natural Gas_Unit Heater_E8 | F5 | Commercial | Warehouse (WA) | Existing | Space Heating | Natural Gas | Unit Heater | E8 | RIM BC Ratio | 0 | 0 | 0 | 0 | 0 | 0 | 0 | 0 | 0 | 0 | 0 | 0 | 0 | 0 | 0 | 0 | 0 | 0 | 0 | 0 | 0 | 0 | 0 | 0 | 0 | 0 | 0
F5_Commercial_Warehouse (WA)_Existing_Space Heating_Natural Gas_Unit Heater_E9 | F5 | Commercial | Warehouse (WA) | Existing | Space Heating | Natural Gas | Unit Heater | E9 | RIM BC Ratio | 0 | 0 | 0 | 0 | 0 | 0 | 0 | 0 | 0 | 0 | 0 | 0 | 0 | 0 | 0 | 0 | 0 | 0 | 0 | 0 | 0 | 0 | 0 | 0 | 0 | 0 | 0
F5_Commercial_Warehouse (WA)_Existing_Space Heating_Natural Gas_Unit Heater_E10 | F5 | Commercial | Warehouse (WA) | Existing | Space Heating | Natural Gas | Unit Heater | E10 | RIM BC Ratio | 0 | 0 | 0 | 0 | 0 | 0 | 0 | 0 | 0 | 0 | 0 | 0 | 0 | 0 | 0 | 0 | 0 | 0 | 0 | 0 | 0 | 0 | 0 | 0 | 0 | 0 | 0
F0_Commercial_Warehouse (WA)_Existing_Water Heating_Natural Gas_Water Heater_E0 | F0 | Commercial | Warehouse (WA) | Existing | Water Heating | Natural Gas | Water Heater | E0 | Economic Unit | Gas-Fired Absorption HPWH | Gas-Fired Absorption HPWH | Gas-Fired Absorption HPWH | Gas-Fired Absorption HPWH | Gas-Fired Absorption HPWH | Gas-Fired Absorption HPWH | Gas-Fired Absorption HPWH | Gas-Fired Absorption HPWH | Gas-Fired Absorption HPWH | Gas-Fired Absorption HPWH | Gas-Fired Absorption HPWH | Gas-Fired Absorption HPWH | Gas-Fired Absorption HPWH | Gas-Fired Absorption HPWH | Gas-Fired Absorption HPWH | Gas-Fired Absorption HPWH | Gas-Fired Absorption HPWH | Gas-Fired Absorption HPWH | Gas-Fired Absorption HPWH | Gas-Fired Absorption HPWH | Gas-Fired Absorption HPWH | Gas-Fired Absorption HPWH | Gas-Fired Absorption HPWH | Gas-Fired Absorption HPWH | Gas-Fired Absorption HPWH | Gas-Fired Absorption HPWH | Gas-Fired Absorption HPWH
F1_Commercial_Warehouse (WA)_Existing_Water Heating_Natural Gas_Water Heater_E1 | F1 | Commercial | Warehouse (WA) | Existing | Water Heating | Natural Gas | Water Heater | E1 | CCE | 0 | 0 | 0 | 0 | 0 | 0 | 0 | 0 | 0 | 0 | 0 | 0 | 0 | 0 | 0 | 0 | 0 | 0 | 0 | 0 | 0 | 0 | 0 | 0 | 0 | 0 | 0
F1_Commercial_Warehouse (WA)_Existing_Water Heating_Natural Gas_Water Heater_E2 | F1 | Commercial | Warehouse (WA) | Existing | Water Heating | Natural Gas | Water Heater | E2 | CCE | 0.0013567 | 0.0013567 | 0.0013567 | 0.0013567 | 0.0013567 | 0.0013567 | 0.0013567 | 0.0013567 | 0.0013567 | 0.0013567 | 0.0013567 | 0.0013567 | 0.0013567 | 0.0013567 | 0.0013567 | 0.0013567 | 0.0013567 | 0.0013567 | 0.0013567 | 0.0013567 | 0.0013567 | 0.0013567 | 0.0013567 | 0.0013567 | 0.0013567 | 0.0013567 | 0.0013567
F1_Commercial_Warehouse (WA)_Existing_Water Heating_Natural Gas_Water Heater_E3 | F1 | Commercial | Warehouse (WA) | Existing | Water Heating | Natural Gas | Water Heater | E3 | CCE | 0.0024045 | 0.0024045 | 0.0024045 | 0.0024045 | 0.0024045 | 0.0024045 | 0.0024045 | 0.0024045 | 0.0024045 | 0.0024045 | 0.0024045 | 0.0024045 | 0.0024045 | 0.0024045 | 0.0024045 | 0.0024045 | 0.0024045 | 0.0024045 | 0.0024045 | 0.0024045 | 0.0024045 | 0.0024045 | 0.0024045 | 0.0024045 | 0.0024045 | 0.0024045 | 0.0024045
F1_Commercial_Warehouse (WA)_Existing_Water Heating_Natural Gas_Water Heater_E4 | F1 | Commercial | Warehouse (WA) | Existing | Water Heating | Natural Gas | Water Heater | E4 | CCE | 0.0024486 | 0.0024486 | 0.0024486 | 0.0024486 | 0.0024486 | 0.0024486 | 0.0024486 | 0.0024486 | 0.0024486 | 0.0024486 | 0.0024486 | 0.0024486 | 0.0024486 | 0.0024486 | 0.0024486 | 0.0024486 | 0.0024486 | 0.0024486 | 0.0024486 | 0.0024486 | 0.0024486 | 0.0024486 | 0.0024486 | 0.0024486 | 0.0024486 | 0.0024486 | 0.0024486
F1_Commercial_Warehouse (WA)_Existing_Water Heating_Natural Gas_Water Heater_E5 | F1 | Commercial | Warehouse (WA) | Existing | Water Heating | Natural Gas | Water Heater | E5 | CCE | 0.0035685 | 0.0035685 | 0.0035685 | 0.0035685 | 0.0035685 | 0.0035685 | 0.0035685 | 0.0035685 | 0.0035685 | 0.0035685 | 0.0035685 | 0.0035685 | 0.0035685 | 0.0035685 | 0.0035685 | 0.0035685 | 0.0035685 | 0.0035685 | 0.0035685 | 0.0035685 | 0.0035685 | 0.0035685 | 0.0035685 | 0.0035685 | 0.0035685 | 0.0035685 | 0.0035685
F1_Commercial_Warehouse (WA)_Existing_Water Heating_Natural Gas_Water Heater_E6 | F1 | Commercial | Warehouse (WA) | Existing | Water Heating | Natural Gas | Water Heater | E6 | CCE | 0 | 0 | 0 | 0 | 0 | 0 | 0 | 0 | 0 | 0 | 0 | 0 | 0 | 0 | 0 | 0 | 0 | 0 | 0 | 0 | 0 | 0 | 0 | 0 | 0 | 0 | 0
F1_Commercial_Warehouse (WA)_Existing_Water Heating_Natural Gas_Water Heater_E7 | F1 | Commercial | Warehouse (WA) | Existing | Water Heating | Natural Gas | Water Heater | E7 | CCE | 0 | 0 | 0 | 0 | 0 | 0 | 0 | 0 | 0 | 0 | 0 | 0 | 0 | 0 | 0 | 0 | 0 | 0 | 0 | 0 | 0 | 0 | 0 | 0 | 0 | 0 | 0
F1_Commercial_Warehouse (WA)_Existing_Water Heating_Natural Gas_Water Heater_E8 | F1 | Commercial | Warehouse (WA) | Existing | Water Heating | Natural Gas | Water Heater | E8 | CCE | 0 | 0 | 0 | 0 | 0 | 0 | 0 | 0 | 0 | 0 | 0 | 0 | 0 | 0 | 0 | 0 | 0 | 0 | 0 | 0 | 0 | 0 | 0 | 0 | 0 | 0 | 0
F1_Commercial_Warehouse (WA)_Existing_Water Heating_Natural Gas_Water Heater_E9 | F1 | Commercial | Warehouse (WA) | Existing | Water Heating | Natural Gas | Water Heater | E9 | CCE | 0 | 0 | 0 | 0 | 0 | 0 | 0 | 0 | 0 | 0 | 0 | 0 | 0 | 0 | 0 | 0 | 0 | 0 | 0 | 0 | 0 | 0 | 0 | 0 | 0 | 0 | 0
F1_Commercial_Warehouse (WA)_Existing_Water Heating_Natural Gas_Water Heater_E10 | F1 | Commercial | Warehouse (WA) | Existing | Water Heating | Natural Gas | Water Heater | E10 | CCE | 0 | 0 | 0 | 0 | 0 | 0 | 0 | 0 | 0 | 0 | 0 | 0 | 0 | 0 | 0 | 0 | 0 | 0 | 0 | 0 | 0 | 0 | 0 | 0 | 0 | 0 | 0
F2_Commercial_Warehouse (WA)_Existing_Water Heating_Natural Gas_Water Heater_E1 | F2 | Commercial | Warehouse (WA) | Existing | Water Heating | Natural Gas | Water Heater | E1 | TRC BC Ratio | [24 empty] | 1 | 1 | 1 | bar: 2019 to 2042
F2_Commercial_Warehouse (WA)_Existing_Water Heating_Natural Gas_Water Heater_E2 | F2 | Commercial | Warehouse (WA) | Existing | Water Heating | Natural Gas | Water Heater | E2 | TRC BC Ratio | 2.7328 | 2.8046 | 2.8852 | 2.9754 | 3.0759 | 3.1948 | 3.3159 | 3.4351 | 3.5498 | 3.6662 | 3.761 | 3.8504 | 3.946 | 4.0401 | 4.1255 | 4.2064 | 4.2802 | 4.3533 | 4.4309 | 4.5071 | 4.5853 | 4.6662 | 4.7482 | 4.8325 | 4.9184 | 5.0058 | 5.0947
F2_Commercial_Warehouse (WA)_Existing_Water Heating_Natural Gas_Water Heater_E3 | F2 | Commercial | Warehouse (WA) | Existing | Water Heating | Natural Gas | Water Heater | E3 | TRC BC Ratio | 1.542 | 1.5825 | 1.628 | 1.6789 | 1.7356 | 1.8027 | 1.871 | 1.9383 | 2.003 | 2.0687 | 2.1221 | 2.1726 | 2.2265 | 2.2796 | 2.3278 | 2.3734 | 2.4151 | 2.4564 | 2.5001 | 2.5431 | 2.5872 | 2.6329 | 2.6792 | 2.7267 | 2.7752 | 2.8245 | 2.8747
F2_Commercial_Warehouse (WA)_Existing_Water Heating_Natural Gas_Water Heater_E4 | F2 | Commercial | Warehouse (WA) | Existing | Water Heating | Natural Gas | Water Heater | E4 | TRC BC Ratio | 0.97324 | 1.0029 | 1.043 | 1.0953 | 1.1601 | 1.2446 | 1.3318 | 1.4166 | 1.496 | 1.5765 | 1.6345 | 1.6862 | 1.7435 | 1.7985 | 1.844 | 1.8843 | 1.9168 | 1.948 | 1.9829 | 2.0156 | 2.0495 | 2.0854 | 2.1215 | 2.1592 | 2.1976 | 2.2366 | 2.2763
F2_Commercial_Warehouse (WA)_Existing_Water Heating_Natural Gas_Water Heater_E5 | F2 | Commercial | Warehouse (WA) | Existing | Water Heating | Natural Gas | Water Heater | E5 | TRC BC Ratio | 1.066 | 1.0939 | 1.1247 | 1.1586 | 1.1956 | 1.2387 | 1.2826 | 1.3258 | 1.3676 | 1.41 | 1.4451 | 1.4785 | 1.514 | 1.5491 | 1.5813 | 1.612 | 1.6403 | 1.6684 | 1.6982 | 1.7275 | 1.7575 | 1.7886 | 1.82 | 1.8523 | 1.8852 | 1.9187 | 1.9528
F2_Commercial_Warehouse (WA)_Existing_Water Heating_Natural Gas_Water Heater_E6 | F2 | Commercial | Warehouse (WA) | Existing | Water Heating | Natural Gas | Water Heater | E6 | TRC BC Ratio | 0 | 0 | 0 | 0 | 0 | 0 | 0 | 0 | 0 | 0 | 0 | 0 | 0 | 0 | 0 | 0 | 0 | 0 | 0 | 0 | 0 | 0 | 0 | 0 | 0 | 0 | 0
F2_Commercial_Warehouse (WA)_Existing_Water Heating_Natural Gas_Water Heater_E7 | F2 | Commercial | Warehouse (WA) | Existing | Water Heating | Natural Gas | Water Heater | E7 | TRC BC Ratio | 0 | 0 | 0 | 0 | 0 | 0 | 0 | 0 | 0 | 0 | 0 | 0 | 0 | 0 | 0 | 0 | 0 | 0 | 0 | 0 | 0 | 0 | 0 | 0 | 0 | 0 | 0
F2_Commercial_Warehouse (WA)_Existing_Water Heating_Natural Gas_Water Heater_E8 | F2 | Commercial | Warehouse (WA) | Existing | Water Heating | Natural Gas | Water Heater | E8 | TRC BC Ratio | 0 | 0 | 0 | 0 | 0 | 0 | 0 | 0 | 0 | 0 | 0 | 0 | 0 | 0 | 0 | 0 | 0 | 0 | 0 | 0 | 0 | 0 | 0 | 0 | 0 | 0 | 0
F2_Commercial_Warehouse (WA)_Existing_Water Heating_Natural Gas_Water Heater_E9 | F2 | Commercial | Warehouse (WA) | Existing | Water Heating | Natural Gas | Water Heater | E9 | TRC BC Ratio | 0 | 0 | 0 | 0 | 0 | 0 | 0 | 0 | 0 | 0 | 0 | 0 | 0 | 0 | 0 | 0 | 0 | 0 | 0 | 0 | 0 | 0 | 0 | 0 | 0 | 0 | 0
F2_Commercial_Warehouse (WA)_Existing_Water Heating_Natural Gas_Water Heater_E10 | F2 | Commercial | Warehouse (WA) | Existing | Water Heating | Natural Gas | Water Heater | E10 | TRC BC Ratio | 0 | 0 | 0 | 0 | 0 | 0 | 0 | 0 | 0 | 0 | 0 | 0 | 0 | 0 | 0 | 0 | 0 | 0 | 0 | 0 | 0 | 0 | 0 | 0 | 0 | 0 | 0
F3_Commercial_Warehouse (WA)_Existing_Water Heating_Natural Gas_Water Heater_E1 | F3 | Commercial | Warehouse (WA) | Existing | Water Heating | Natural Gas | Water Heater | E1 | PACT BC Ratio | [24 empty] | 1 | 1 | 1 | bar: 2019 to 2042
F3_Commercial_Warehouse (WA)_Existing_Water Heating_Natural Gas_Water Heater_E2 | F3 | Commercial | Warehouse (WA) | Existing | Water Heating | Natural Gas | Water Heater | E2 | PACT BC Ratio | 6.7806 | 6.9587 | 7.1586 | 7.3825 | 7.6318 | 7.9268 | 8.2272 | 8.5231 | 8.8077 | 9.0965 | 9.3316 | 9.5534 | 9.7907 | 10.0242 | 10.2361 | 10.4367 | 10.6198 | 10.8013 | 10.9938 | 11.1828 | 11.3767 | 11.5777 | 11.781 | 11.9903 | 12.2033 | 12.4201 | 12.6408
F3_Commercial_Warehouse (WA)_Existing_Water Heating_Natural Gas_Water Heater_E3 | F3 | Commercial | Warehouse (WA) | Existing | Water Heating | Natural Gas | Water Heater | E3 | PACT BC Ratio | 3.8259 | 3.9264 | 4.0392 | 4.1656 | 4.3063 | 4.4727 | 4.6422 | 4.8092 | 4.9697 | 5.1327 | 5.2653 | 5.3905 | 5.5244 | 5.6561 | 5.7757 | 5.8889 | 5.9922 | 6.0946 | 6.2033 | 6.3099 | 6.4193 | 6.5327 | 6.6474 | 6.7655 | 6.8857 | 7.008 | 7.1325
F3_Commercial_Warehouse (WA)_Existing_Water Heating_Natural Gas_Water Heater_E4 | F3 | Commercial | Warehouse (WA) | Existing | Water Heating | Natural Gas | Water Heater | E4 | PACT BC Ratio | 2.4148 | 2.4883 | 2.5877 | 2.7177 | 2.8785 | 3.088 | 3.3044 | 3.5148 | 3.7117 | 3.9115 | 4.0554 | 4.1838 | 4.326 | 4.4623 | 4.5753 | 4.6753 | 4.756 | 4.8334 | 4.9199 | 5.001 | 5.0851 | 5.1743 | 5.2638 | 5.3573 | 5.4525 | 5.5494 | 5.6479
F3_Commercial_Warehouse (WA)_Existing_Water Heating_Natural Gas_Water Heater_E5 | F3 | Commercial | Warehouse (WA) | Existing | Water Heating | Natural Gas | Water Heater | E5 | PACT BC Ratio | 2.6448 | 2.7142 | 2.7907 | 2.8746 | 2.9664 | 3.0735 | 3.1823 | 3.2896 | 3.3933 | 3.4985 | 3.5856 | 3.6684 | 3.7566 | 3.8436 | 3.9234 | 3.9995 | 4.0698 | 4.1396 | 4.2134 | 4.2861 | 4.3606 | 4.4377 | 4.5157 | 4.5959 | 4.6776 | 4.7607 | 4.8453
F3_Commercial_Warehouse (WA)_Existing_Water Heating_Natural Gas_Water Heater_E6 | F3 | Commercial | Warehouse (WA) | Existing | Water Heating | Natural Gas | Water Heater | E6 | PACT BC Ratio | 0 | 0 | 0 | 0 | 0 | 0 | 0 | 0 | 0 | 0 | 0 | 0 | 0 | 0 | 0 | 0 | 0 | 0 | 0 | 0 | 0 | 0 | 0 | 0 | 0 | 0 | 0
F3_Commercial_Warehouse (WA)_Existing_Water Heating_Natural Gas_Water Heater_E7 | F3 | Commercial | Warehouse (WA) | Existing | Water Heating | Natural Gas | Water Heater | E7 | PACT BC Ratio | 0 | 0 | 0 | 0 | 0 | 0 | 0 | 0 | 0 | 0 | 0 | 0 | 0 | 0 | 0 | 0 | 0 | 0 | 0 | 0 | 0 | 0 | 0 | 0 | 0 | 0 | 0
F3_Commercial_Warehouse (WA)_Existing_Water Heating_Natural Gas_Water Heater_E8 | F3 | Commercial | Warehouse (WA) | Existing | Water Heating | Natural Gas | Water Heater | E8 | PACT BC Ratio | 0 | 0 | 0 | 0 | 0 | 0 | 0 | 0 | 0 | 0 | 0 | 0 | 0 | 0 | 0 | 0 | 0 | 0 | 0 | 0 | 0 | 0 | 0 | 0 | 0 | 0 | 0
F3_Commercial_Warehouse (WA)_Existing_Water Heating_Natural Gas_Water Heater_E9 | F3 | Commercial | Warehouse (WA) | Existing | Water Heating | Natural Gas | Water Heater | E9 | PACT BC Ratio | 0 | 0 | 0 | 0 | 0 | 0 | 0 | 0 | 0 | 0 | 0 | 0 | 0 | 0 | 0 | 0 | 0 | 0 | 0 | 0 | 0 | 0 | 0 | 0 | 0 | 0 | 0
F3_Commercial_Warehouse (WA)_Existing_Water Heating_Natural Gas_Water Heater_E10 | F3 | Commercial | Warehouse (WA) | Existing | Water Heating | Natural Gas | Water Heater | E10 | PACT BC Ratio | 0 | 0 | 0 | 0 | 0 | 0 | 0 | 0 | 0 | 0 | 0 | 0 | 0 | 0 | 0 | 0 | 0 | 0 | 0 | 0 | 0 | 0 | 0 | 0 | 0 | 0 | 0
F4_Commercial_Warehouse (WA)_Existing_Water Heating_Natural Gas_Water Heater_E1 | F4 | Commercial | Warehouse (WA) | Existing | Water Heating | Natural Gas | Water Heater | E1 | RVT BC Ratio | [24 empty] | 1 | 1 | 1 | bar: 2019 to 2042
F4_Commercial_Warehouse (WA)_Existing_Water Heating_Natural Gas_Water Heater_E2 | F4 | Commercial | Warehouse (WA) | Existing | Water Heating | Natural Gas | Water Heater | E2 | RVT BC Ratio | 4.1066 | 4.1835 | 4.2699 | 4.367 | 4.4753 | 4.6062 | 4.7361 | 4.859 | 4.9703 | 5.0788 | 5.1911 | 5.2941 | 5.4041 | 5.5107 | 5.6044 | 5.6906 | 5.7658 | 5.8385 | 5.9151 | 5.9879 | 6.0611 | 6.1631 | 6.2664 | 6.3726 | 6.4808 | 6.5909 | 6.703
F4_Commercial_Warehouse (WA)_Existing_Water Heating_Natural Gas_Water Heater_E3 | F4 | Commercial | Warehouse (WA) | Existing | Water Heating | Natural Gas | Water Heater | E3 | RVT BC Ratio | 2.4407 | 2.4841 | 2.5329 | 2.5877 | 2.6488 | 2.7227 | 2.796 | 2.8653 | 2.9281 | 2.9893 | 3.0527 | 3.1108 | 3.1728 | 3.233 | 3.2859 | 3.3345 | 3.3769 | 3.4179 | 3.4612 | 3.5022 | 3.5435 | 3.6011 | 3.6594 | 3.7193 | 3.7804 | 3.8425 | 3.9057
F4_Commercial_Warehouse (WA)_Existing_Water Heating_Natural Gas_Water Heater_E4 | F4 | Commercial | Warehouse (WA) | Existing | Water Heating | Natural Gas | Water Heater | E4 | RVT BC Ratio | 1.8069 | 1.8373 | 1.8804 | 1.9384 | 2.0114 | 2.1095 | 2.2085 | 2.298 | 2.3731 | 2.4423 | 2.5115 | 2.5671 | 2.6287 | 2.686 | 2.7295 | 2.7646 | 2.7879 | 2.8077 | 2.8305 | 2.8485 | 2.866 | 2.9113 | 2.9567 | 3.0042 | 3.0526 | 3.1018 | 3.1518
F4_Commercial_Warehouse (WA)_Existing_Water Heating_Natural Gas_Water Heater_E5 | F4 | Commercial | Warehouse (WA) | Existing | Water Heating | Natural Gas | Water Heater | E5 | RVT BC Ratio | 1.7642 | 1.7947 | 1.828 | 1.864 | 1.903 | 1.9497 | 1.996 | 2.0401 | 2.0807 | 2.1205 | 2.162 | 2.2007 | 2.2419 | 2.2821 | 2.3179 | 2.3511 | 2.3808 | 2.4096 | 2.4399 | 2.4689 | 2.4981 | 2.5372 | 2.5769 | 2.6176 | 2.6591 | 2.7013 | 2.7442
F4_Commercial_Warehouse (WA)_Existing_Water Heating_Natural Gas_Water Heater_E6 | F4 | Commercial | Warehouse (WA) | Existing | Water Heating | Natural Gas | Water Heater | E6 | RVT BC Ratio | 0 | 0 | 0 | 0 | 0 | 0 | 0 | 0 | 0 | 0 | 0 | 0 | 0 | 0 | 0 | 0 | 0 | 0 | 0 | 0 | 0 | 0 | 0 | 0 | 0 | 0 | 0
F4_Commercial_Warehouse (WA)_Existing_Water Heating_Natural Gas_Water Heater_E7 | F4 | Commercial | Warehouse (WA) | Existing | Water Heating | Natural Gas | Water Heater | E7 | RVT BC Ratio | 0 | 0 | 0 | 0 | 0 | 0 | 0 | 0 | 0 | 0 | 0 | 0 | 0 | 0 | 0 | 0 | 0 | 0 | 0 | 0 | 0 | 0 | 0 | 0 | 0 | 0 | 0
F4_Commercial_Warehouse (WA)_Existing_Water Heating_Natural Gas_Water Heater_E8 | F4 | Commercial | Warehouse (WA) | Existing | Water Heating | Natural Gas | Water Heater | E8 | RVT BC Ratio | 0 | 0 | 0 | 0 | 0 | 0 | 0 | 0 | 0 | 0 | 0 | 0 | 0 | 0 | 0 | 0 | 0 | 0 | 0 | 0 | 0 | 0 | 0 | 0 | 0 | 0 | 0
F4_Commercial_Warehouse (WA)_Existing_Water Heating_Natural Gas_Water Heater_E9 | F4 | Commercial | Warehouse (WA) | Existing | Water Heating | Natural Gas | Water Heater | E9 | RVT BC Ratio | 0 | 0 | 0 | 0 | 0 | 0 | 0 | 0 | 0 | 0 | 0 | 0 | 0 | 0 | 0 | 0 | 0 | 0 | 0 | 0 | 0 | 0 | 0 | 0 | 0 | 0 | 0
F4_Commercial_Warehouse (WA)_Existing_Water Heating_Natural Gas_Water Heater_E10 | F4 | Commercial | Warehouse (WA) | Existing | Water Heating | Natural Gas | Water Heater | E10 | RVT BC Ratio | 0 | 0 | 0 | 0 | 0 | 0 | 0 | 0 | 0 | 0 | 0 | 0 | 0 | 0 | 0 | 0 | 0 | 0 | 0 | 0 | 0 | 0 | 0 | 0 | 0 | 0 | 0
F5_Commercial_Warehouse (WA)_Existing_Water Heating_Natural Gas_Water Heater_E1 | F5 | Commercial | Warehouse (WA) | Existing | Water Heating | Natural Gas | Water Heater | E1 | RIM BC Ratio | [24 empty] | 1 | 1 | 1 | bar: 2019 to 2042
F5_Commercial_Warehouse (WA)_Existing_Water Heating_Natural Gas_Water Heater_E2 | F5 | Commercial | Warehouse (WA) | Existing | Water Heating | Natural Gas | Water Heater | E2 | RIM BC Ratio | 0.76148 | 0.76778 | 0.77456 | 0.7818 | 0.78948 | 0.79766 | 0.8061 | 0.81483 | 0.8239 | 0.83343 | 0.83715 | 0.84099 | 0.84496 | 0.84896 | 0.85291 | 0.8569 | 0.86094 | 0.86512 | 0.86951 | 0.87406 | 0.87881 | 0.87999 | 0.88115 | 0.8823 | 0.88344 | 0.88455 | 0.88565
F5_Commercial_Warehouse (WA)_Existing_Water Heating_Natural Gas_Water Heater_E3 | F5 | Commercial | Warehouse (WA) | Existing | Water Heating | Natural Gas | Water Heater | E3 | RIM BC Ratio | 0.70071 | 0.7075 | 0.71483 | 0.72269 | 0.73108 | 0.74014 | 0.7494 | 0.7588 | 0.76839 | 0.77836 | 0.78291 | 0.78745 | 0.79217 | 0.79685 | 0.80135 | 0.80581 | 0.81021 | 0.81473 | 0.81945 | 0.8243 | 0.82934 | 0.8312 | 0.83303 | 0.83486 | 0.83666 | 0.83844 | 0.84019
F5_Commercial_Warehouse (WA)_Existing_Water Heating_Natural Gas_Water Heater_E4 | F5 | Commercial | Warehouse (WA) | Existing | Water Heating | Natural Gas | Water Heater | E4 | RIM BC Ratio | 0.58194 | 0.59069 | 0.60158 | 0.61466 | 0.62955 | 0.64667 | 0.66355 | 0.68051 | 0.69767 | 0.71597 | 0.72336 | 0.73128 | 0.73964 | 0.7478 | 0.75535 | 0.76272 | 0.76985 | 0.77722 | 0.78517 | 0.79341 | 0.80215 | 0.80433 | 0.80647 | 0.80863 | 0.81077 | 0.81288 | 0.81496
F5_Commercial_Warehouse (WA)_Existing_Water Heating_Natural Gas_Water Heater_E5 | F5 | Commercial | Warehouse (WA) | Existing | Water Heating | Natural Gas | Water Heater | E5 | RIM BC Ratio | 0.65123 | 0.65809 | 0.66554 | 0.67358 | 0.68221 | 0.69149 | 0.70086 | 0.71022 | 0.71959 | 0.72917 | 0.73419 | 0.73902 | 0.74402 | 0.74895 | 0.75364 | 0.75823 | 0.76269 | 0.76721 | 0.77193 | 0.77672 | 0.78166 | 0.7841 | 0.7865 | 0.7889 | 0.79127 | 0.79362 | 0.79593
F5_Commercial_Warehouse (WA)_Existing_Water Heating_Natural Gas_Water Heater_E6 | F5 | Commercial | Warehouse (WA) | Existing | Water Heating | Natural Gas | Water Heater | E6 | RIM BC Ratio | 0 | 0 | 0 | 0 | 0 | 0 | 0 | 0 | 0 | 0 | 0 | 0 | 0 | 0 | 0 | 0 | 0 | 0 | 0 | 0 | 0 | 0 | 0 | 0 | 0 | 0 | 0
F5_Commercial_Warehouse (WA)_Existing_Water Heating_Natural Gas_Water Heater_E7 | F5 | Commercial | Warehouse (WA) | Existing | Water Heating | Natural Gas | Water Heater | E7 | RIM BC Ratio | 0 | 0 | 0 | 0 | 0 | 0 | 0 | 0 | 0 | 0 | 0 | 0 | 0 | 0 | 0 | 0 | 0 | 0 | 0 | 0 | 0 | 0 | 0 | 0 | 0 | 0 | 0
F5_Commercial_Warehouse (WA)_Existing_Water Heating_Natural Gas_Water Heater_E8 | F5 | Commercial | Warehouse (WA) | Existing | Water Heating | Natural Gas | Water Heater | E8 | RIM BC Ratio | 0 | 0 | 0 | 0 | 0 | 0 | 0 | 0 | 0 | 0 | 0 | 0 | 0 | 0 | 0 | 0 | 0 | 0 | 0 | 0 | 0 | 0 | 0 | 0 | 0 | 0 | 0
F5_Commercial_Warehouse (WA)_Existing_Water Heating_Natural Gas_Water Heater_E9 | F5 | Commercial | Warehouse (WA) | Existing | Water Heating | Natural Gas | Water Heater | E9 | RIM BC Ratio | 0 | 0 | 0 | 0 | 0 | 0 | 0 | 0 | 0 | 0 | 0 | 0 | 0 | 0 | 0 | 0 | 0 | 0 | 0 | 0 | 0 | 0 | 0 | 0 | 0 | 0 | 0
F5_Commercial_Warehouse (WA)_Existing_Water Heating_Natural Gas_Water Heater_E10 | F5 | Commercial | Warehouse (WA) | Existing | Water Heating | Natural Gas | Water Heater | E10 | RIM BC Ratio | 0 | 0 | 0 | 0 | 0 | 0 | 0 | 0 | 0 | 0 | 0 | 0 | 0 | 0 | 0 | 0 | 0 | 0 | 0 | 0 | 0 | 0 | 0 | 0 | 0 | 0 | 0
F0_Commercial_Warehouse (WA)_Existing_Food Preparation_Natural Gas_Oven_E0 | F0 | Commercial | Warehouse (WA) | Existing | Food Preparation | Natural Gas | Oven | E0 | Economic Unit | ENERGY STAR (>42% Baking Efficiency) | ENERGY STAR (>42% Baking Efficiency) | ENERGY STAR (>42% Baking Efficiency) | ENERGY STAR (>42% Baking Efficiency) | ENERGY STAR (>42% Baking Efficiency) | ENERGY STAR (>42% Baking Efficiency) | ENERGY STAR (>42% Baking Efficiency) | ENERGY STAR (>42% Baking Efficiency) | ENERGY STAR (>42% Baking Efficiency) | ENERGY STAR (>42% Baking Efficiency) | ENERGY STAR (>42% Baking Efficiency) | ENERGY STAR (>42% Baking Efficiency) | ENERGY STAR (>42% Baking Efficiency) | ENERGY STAR (>42% Baking Efficiency) | ENERGY STAR (>42% Baking Efficiency) | ENERGY STAR (>42% Baking Efficiency) | ENERGY STAR (>42% Baking Efficiency) | ENERGY STAR (>42% Baking Efficiency) | ENERGY STAR (>42% Baking Efficiency) | ENERGY STAR (>42% Baking Efficiency) | ENERGY STAR (>42% Baking Efficiency) | ENERGY STAR (>42% Baking Efficiency) | ENERGY STAR (>42% Baking Efficiency) | ENERGY STAR (>42% Baking Efficiency) | ENERGY STAR (>42% Baking Efficiency) | ENERGY STAR (>42% Baking Efficiency) | ENERGY STAR (>42% Baking Efficiency)
F1_Commercial_Warehouse (WA)_Existing_Food Preparation_Natural Gas_Oven_E1 | F1 | Commercial | Warehouse (WA) | Existing | Food Preparation | Natural Gas | Oven | E1 | CCE | 0 | 0 | 0 | 0 | 0 | 0 | 0 | 0 | 0 | 0 | 0 | 0 | 0 | 0 | 0 | 0 | 0 | 0 | 0 | 0 | 0 | 0 | 0 | 0 | 0 | 0 | 0
F1_Commercial_Warehouse (WA)_Existing_Food Preparation_Natural Gas_Oven_E2 | F1 | Commercial | Warehouse (WA) | Existing | Food Preparation | Natural Gas | Oven | E2 | CCE | 8.3372e-06 | 8.3372e-06 | 8.3372e-06 | 8.3372e-06 | 8.3372e-06 | 8.3372e-06 | 8.3372e-06 | 8.3372e-06 | 8.3372e-06 | 8.3372e-06 | 8.3372e-06 | 8.3372e-06 | 8.3372e-06 | 8.3372e-06 | 8.3372e-06 | 8.3372e-06 | 8.3372e-06 | 8.3372e-06 | 8.3372e-06 | 8.3372e-06 | 8.3372e-06 | 8.3372e-06 | 8.3372e-06 | 8.3372e-06 | 8.3372e-06 | 8.3372e-06 | 8.3372e-06
F1_Commercial_Warehouse (WA)_Existing_Food Preparation_Natural Gas_Oven_E3 | F1 | Commercial | Warehouse (WA) | Existing | Food Preparation | Natural Gas | Oven | E3 | CCE | 0 | 0 | 0 | 0 | 0 | 0 | 0 | 0 | 0 | 0 | 0 | 0 | 0 | 0 | 0 | 0 | 0 | 0 | 0 | 0 | 0 | 0 | 0 | 0 | 0 | 0 | 0
F1_Commercial_Warehouse (WA)_Existing_Food Preparation_Natural Gas_Oven_E4 | F1 | Commercial | Warehouse (WA) | Existing | Food Preparation | Natural Gas | Oven | E4 | CCE | 0 | 0 | 0 | 0 | 0 | 0 | 0 | 0 | 0 | 0 | 0 | 0 | 0 | 0 | 0 | 0 | 0 | 0 | 0 | 0 | 0 | 0 | 0 | 0 | 0 | 0 | 0
F1_Commercial_Warehouse (WA)_Existing_Food Preparation_Natural Gas_Oven_E5 | F1 | Commercial | Warehouse (WA) | Existing | Food Preparation | Natural Gas | Oven | E5 | CCE | 0 | 0 | 0 | 0 | 0 | 0 | 0 | 0 | 0 | 0 | 0 | 0 | 0 | 0 | 0 | 0 | 0 | 0 | 0 | 0 | 0 | 0 | 0 | 0 | 0 | 0 | 0
F1_Commercial_Warehouse (WA)_Existing_Food Preparation_Natural Gas_Oven_E6 | F1 | Commercial | Warehouse (WA) | Existing | Food Preparation | Natural Gas | Oven | E6 | CCE | 0 | 0 | 0 | 0 | 0 | 0 | 0 | 0 | 0 | 0 | 0 | 0 | 0 | 0 | 0 | 0 | 0 | 0 | 0 | 0 | 0 | 0 | 0 | 0 | 0 | 0 | 0
F1_Commercial_Warehouse (WA)_Existing_Food Preparation_Natural Gas_Oven_E7 | F1 | Commercial | Warehouse (WA) | Existing | Food Preparation | Natural Gas | Oven | E7 | CCE | 0 | 0 | 0 | 0 | 0 | 0 | 0 | 0 | 0 | 0 | 0 | 0 | 0 | 0 | 0 | 0 | 0 | 0 | 0 | 0 | 0 | 0 | 0 | 0 | 0 | 0 | 0
F1_Commercial_Warehouse (WA)_Existing_Food Preparation_Natural Gas_Oven_E8 | F1 | Commercial | Warehouse (WA) | Existing | Food Preparation | Natural Gas | Oven | E8 | CCE | 0 | 0 | 0 | 0 | 0 | 0 | 0 | 0 | 0 | 0 | 0 | 0 | 0 | 0 | 0 | 0 | 0 | 0 | 0 | 0 | 0 | 0 | 0 | 0 | 0 | 0 | 0
F1_Commercial_Warehouse (WA)_Existing_Food Preparation_Natural Gas_Oven_E9 | F1 | Commercial | Warehouse (WA) | Existing | Food Preparation | Natural Gas | Oven | E9 | CCE | 0 | 0 | 0 | 0 | 0 | 0 | 0 | 0 | 0 | 0 | 0 | 0 | 0 | 0 | 0 | 0 | 0 | 0 | 0 | 0 | 0 | 0 | 0 | 0 | 0 | 0 | 0
F1_Commercial_Warehouse (WA)_Existing_Food Preparation_Natural Gas_Oven_E10 | F1 | Commercial | Warehouse (WA) | Existing | Food Preparation | Natural Gas | Oven | E10 | CCE | 0 | 0 | 0 | 0 | 0 | 0 | 0 | 0 | 0 | 0 | 0 | 0 | 0 | 0 | 0 | 0 | 0 | 0 | 0 | 0 | 0 | 0 | 0 | 0 | 0 | 0 | 0
F2_Commercial_Warehouse (WA)_Existing_Food Preparation_Natural Gas_Oven_E1 | F2 | Commercial | Warehouse (WA) | Existing | Food Preparation | Natural Gas | Oven | E1 | TRC BC Ratio | [24 empty] | 1 | 1 | 1 | bar: 2019 to 2042
F2_Commercial_Warehouse (WA)_Existing_Food Preparation_Natural Gas_Oven_E2 | F2 | Commercial | Warehouse (WA) | Existing | Food Preparation | Natural Gas | Oven | E2 | TRC BC Ratio | 415.9799 | 425.5832 | 437.6631 | 451.9131 | 468.4845 | 489.384 | 511.1526 | 532.8573 | 553.7923 | 575.0153 | 591.5792 | 606.9871 | 623.5989 | 639.7812 | 654.0529 | 667.2675 | 678.9212 | 690.3765 | 702.6968 | 714.6429 | 726.9319 | 739.7473 | 752.6857 | 766.0579 | 779.6676 | 793.5191 | 807.6167
F2_Commercial_Warehouse (WA)_Existing_Food Preparation_Natural Gas_Oven_E3 | F2 | Commercial | Warehouse (WA) | Existing | Food Preparation | Natural Gas | Oven | E3 | TRC BC Ratio | 0 | 0 | 0 | 0 | 0 | 0 | 0 | 0 | 0 | 0 | 0 | 0 | 0 | 0 | 0 | 0 | 0 | 0 | 0 | 0 | 0 | 0 | 0 | 0 | 0 | 0 | 0
F2_Commercial_Warehouse (WA)_Existing_Food Preparation_Natural Gas_Oven_E4 | F2 | Commercial | Warehouse (WA) | Existing | Food Preparation | Natural Gas | Oven | E4 | TRC BC Ratio | 0 | 0 | 0 | 0 | 0 | 0 | 0 | 0 | 0 | 0 | 0 | 0 | 0 | 0 | 0 | 0 | 0 | 0 | 0 | 0 | 0 | 0 | 0 | 0 | 0 | 0 | 0
F2_Commercial_Warehouse (WA)_Existing_Food Preparation_Natural Gas_Oven_E5 | F2 | Commercial | Warehouse (WA) | Existing | Food Preparation | Natural Gas | Oven | E5 | TRC BC Ratio | 0 | 0 | 0 | 0 | 0 | 0 | 0 | 0 | 0 | 0 | 0 | 0 | 0 | 0 | 0 | 0 | 0 | 0 | 0 | 0 | 0 | 0 | 0 | 0 | 0 | 0 | 0
F2_Commercial_Warehouse (WA)_Existing_Food Preparation_Natural Gas_Oven_E6 | F2 | Commercial | Warehouse (WA) | Existing | Food Preparation | Natural Gas | Oven | E6 | TRC BC Ratio | 0 | 0 | 0 | 0 | 0 | 0 | 0 | 0 | 0 | 0 | 0 | 0 | 0 | 0 | 0 | 0 | 0 | 0 | 0 | 0 | 0 | 0 | 0 | 0 | 0 | 0 | 0
F2_Commercial_Warehouse (WA)_Existing_Food Preparation_Natural Gas_Oven_E7 | F2 | Commercial | Warehouse (WA) | Existing | Food Preparation | Natural Gas | Oven | E7 | TRC BC Ratio | 0 | 0 | 0 | 0 | 0 | 0 | 0 | 0 | 0 | 0 | 0 | 0 | 0 | 0 | 0 | 0 | 0 | 0 | 0 | 0 | 0 | 0 | 0 | 0 | 0 | 0 | 0
F2_Commercial_Warehouse (WA)_Existing_Food Preparation_Natural Gas_Oven_E8 | F2 | Commercial | Warehouse (WA) | Existing | Food Preparation | Natural Gas | Oven | E8 | TRC BC Ratio | 0 | 0 | 0 | 0 | 0 | 0 | 0 | 0 | 0 | 0 | 0 | 0 | 0 | 0 | 0 | 0 | 0 | 0 | 0 | 0 | 0 | 0 | 0 | 0 | 0 | 0 | 0
F2_Commercial_Warehouse (WA)_Existing_Food Preparation_Natural Gas_Oven_E9 | F2 | Commercial | Warehouse (WA) | Existing | Food Preparation | Natural Gas | Oven | E9 | TRC BC Ratio | 0 | 0 | 0 | 0 | 0 | 0 | 0 | 0 | 0 | 0 | 0 | 0 | 0 | 0 | 0 | 0 | 0 | 0 | 0 | 0 | 0 | 0 | 0 | 0 | 0 | 0 | 0
F2_Commercial_Warehouse (WA)_Existing_Food Preparation_Natural Gas_Oven_E10 | F2 | Commercial | Warehouse (WA) | Existing | Food Preparation | Natural Gas | Oven | E10 | TRC BC Ratio | 0 | 0 | 0 | 0 | 0 | 0 | 0 | 0 | 0 | 0 | 0 | 0 | 0 | 0 | 0 | 0 | 0 | 0 | 0 | 0 | 0 | 0 | 0 | 0 | 0 | 0 | 0
F3_Commercial_Warehouse (WA)_Existing_Food Preparation_Natural Gas_Oven_E1 | F3 | Commercial | Warehouse (WA) | Existing | Food Preparation | Natural Gas | Oven | E1 | PACT BC Ratio | [24 empty] | 1 | 1 | 1 | bar: 2019 to 2042
F3_Commercial_Warehouse (WA)_Existing_Food Preparation_Natural Gas_Oven_E2 | F3 | Commercial | Warehouse (WA) | Existing | Food Preparation | Natural Gas | Oven | E2 | PACT BC Ratio | 838.3507 | 857.7049 | 882.0503 | 910.7693 | 944.1665 | 986.2868 | 1030.1584 | 1073.9012 | 1116.0928 | 1158.8648 | 1192.2471 | 1223.2997 | 1256.7784 | 1289.3917 | 1318.1544 | 1344.7865 | 1368.2731 | 1391.3596 | 1416.1896 | 1440.2652 | 1465.032 | 1490.8599 | 1516.9354 | 1543.8852 | 1571.3137 | 1599.2295 | 1627.6412
F3_Commercial_Warehouse (WA)_Existing_Food Preparation_Natural Gas_Oven_E3 | F3 | Commercial | Warehouse (WA) | Existing | Food Preparation | Natural Gas | Oven | E3 | PACT BC Ratio | 0 | 0 | 0 | 0 | 0 | 0 | 0 | 0 | 0 | 0 | 0 | 0 | 0 | 0 | 0 | 0 | 0 | 0 | 0 | 0 | 0 | 0 | 0 | 0 | 0 | 0 | 0
F3_Commercial_Warehouse (WA)_Existing_Food Preparation_Natural Gas_Oven_E4 | F3 | Commercial | Warehouse (WA) | Existing | Food Preparation | Natural Gas | Oven | E4 | PACT BC Ratio | 0 | 0 | 0 | 0 | 0 | 0 | 0 | 0 | 0 | 0 | 0 | 0 | 0 | 0 | 0 | 0 | 0 | 0 | 0 | 0 | 0 | 0 | 0 | 0 | 0 | 0 | 0
F3_Commercial_Warehouse (WA)_Existing_Food Preparation_Natural Gas_Oven_E5 | F3 | Commercial | Warehouse (WA) | Existing | Food Preparation | Natural Gas | Oven | E5 | PACT BC Ratio | 0 | 0 | 0 | 0 | 0 | 0 | 0 | 0 | 0 | 0 | 0 | 0 | 0 | 0 | 0 | 0 | 0 | 0 | 0 | 0 | 0 | 0 | 0 | 0 | 0 | 0 | 0
F3_Commercial_Warehouse (WA)_Existing_Food Preparation_Natural Gas_Oven_E6 | F3 | Commercial | Warehouse (WA) | Existing | Food Preparation | Natural Gas | Oven | E6 | PACT BC Ratio | 0 | 0 | 0 | 0 | 0 | 0 | 0 | 0 | 0 | 0 | 0 | 0 | 0 | 0 | 0 | 0 | 0 | 0 | 0 | 0 | 0 | 0 | 0 | 0 | 0 | 0 | 0
F3_Commercial_Warehouse (WA)_Existing_Food Preparation_Natural Gas_Oven_E7 | F3 | Commercial | Warehouse (WA) | Existing | Food Preparation | Natural Gas | Oven | E7 | PACT BC Ratio | 0 | 0 | 0 | 0 | 0 | 0 | 0 | 0 | 0 | 0 | 0 | 0 | 0 | 0 | 0 | 0 | 0 | 0 | 0 | 0 | 0 | 0 | 0 | 0 | 0 | 0 | 0
F3_Commercial_Warehouse (WA)_Existing_Food Preparation_Natural Gas_Oven_E8 | F3 | Commercial | Warehouse (WA) | Existing | Food Preparation | Natural Gas | Oven | E8 | PACT BC Ratio | 0 | 0 | 0 | 0 | 0 | 0 | 0 | 0 | 0 | 0 | 0 | 0 | 0 | 0 | 0 | 0 | 0 | 0 | 0 | 0 | 0 | 0 | 0 | 0 | 0 | 0 | 0
F3_Commercial_Warehouse (WA)_Existing_Food Preparation_Natural Gas_Oven_E9 | F3 | Commercial | Warehouse (WA) | Existing | Food Preparation | Natural Gas | Oven | E9 | PACT BC Ratio | 0 | 0 | 0 | 0 | 0 | 0 | 0 | 0 | 0 | 0 | 0 | 0 | 0 | 0 | 0 | 0 | 0 | 0 | 0 | 0 | 0 | 0 | 0 | 0 | 0 | 0 | 0
F3_Commercial_Warehouse (WA)_Existing_Food Preparation_Natural Gas_Oven_E10 | F3 | Commercial | Warehouse (WA) | Existing | Food Preparation | Natural Gas | Oven | E10 | PACT BC Ratio | 0 | 0 | 0 | 0 | 0 | 0 | 0 | 0 | 0 | 0 | 0 | 0 | 0 | 0 | 0 | 0 | 0 | 0 | 0 | 0 | 0 | 0 | 0 | 0 | 0 | 0 | 0
F4_Commercial_Warehouse (WA)_Existing_Food Preparation_Natural Gas_Oven_E1 | F4 | Commercial | Warehouse (WA) | Existing | Food Preparation | Natural Gas | Oven | E1 | RVT BC Ratio | [24 empty] | 1 | 1 | 1 | bar: 2019 to 2042
F4_Commercial_Warehouse (WA)_Existing_Food Preparation_Natural Gas_Oven_E2 | F4 | Commercial | Warehouse (WA) | Existing | Food Preparation | Natural Gas | Oven | E2 | RVT BC Ratio | 594.2051 | 604.0891 | 616.1346 | 630.7752 | 648.1917 | 671.2131 | 694.8286 | 717.6731 | 738.7013 | 758.8964 | 779.6409 | 798.1701 | 817.4995 | 835.363 | 850.4089 | 863.7431 | 874.6765 | 884.9828 | 896.0397 | 906.183 | 916.3296 | 932.4771 | 948.7795 | 965.6284 | 982.7766 | 1000.2295 | 1017.9924
F4_Commercial_Warehouse (WA)_Existing_Food Preparation_Natural Gas_Oven_E3 | F4 | Commercial | Warehouse (WA) | Existing | Food Preparation | Natural Gas | Oven | E3 | RVT BC Ratio | 0 | 0 | 0 | 0 | 0 | 0 | 0 | 0 | 0 | 0 | 0 | 0 | 0 | 0 | 0 | 0 | 0 | 0 | 0 | 0 | 0 | 0 | 0 | 0 | 0 | 0 | 0
F4_Commercial_Warehouse (WA)_Existing_Food Preparation_Natural Gas_Oven_E4 | F4 | Commercial | Warehouse (WA) | Existing | Food Preparation | Natural Gas | Oven | E4 | RVT BC Ratio | 0 | 0 | 0 | 0 | 0 | 0 | 0 | 0 | 0 | 0 | 0 | 0 | 0 | 0 | 0 | 0 | 0 | 0 | 0 | 0 | 0 | 0 | 0 | 0 | 0 | 0 | 0
F4_Commercial_Warehouse (WA)_Existing_Food Preparation_Natural Gas_Oven_E5 | F4 | Commercial | Warehouse (WA) | Existing | Food Preparation | Natural Gas | Oven | E5 | RVT BC Ratio | 0 | 0 | 0 | 0 | 0 | 0 | 0 | 0 | 0 | 0 | 0 | 0 | 0 | 0 | 0 | 0 | 0 | 0 | 0 | 0 | 0 | 0 | 0 | 0 | 0 | 0 | 0
F4_Commercial_Warehouse (WA)_Existing_Food Preparation_Natural Gas_Oven_E6 | F4 | Commercial | Warehouse (WA) | Existing | Food Preparation | Natural Gas | Oven | E6 | RVT BC Ratio | 0 | 0 | 0 | 0 | 0 | 0 | 0 | 0 | 0 | 0 | 0 | 0 | 0 | 0 | 0 | 0 | 0 | 0 | 0 | 0 | 0 | 0 | 0 | 0 | 0 | 0 | 0
F4_Commercial_Warehouse (WA)_Existing_Food Preparation_Natural Gas_Oven_E7 | F4 | Commercial | Warehouse (WA) | Existing | Food Preparation | Natural Gas | Oven | E7 | RVT BC Ratio | 0 | 0 | 0 | 0 | 0 | 0 | 0 | 0 | 0 | 0 | 0 | 0 | 0 | 0 | 0 | 0 | 0 | 0 | 0 | 0 | 0 | 0 | 0 | 0 | 0 | 0 | 0
F4_Commercial_Warehouse (WA)_Existing_Food Preparation_Natural Gas_Oven_E8 | F4 | Commercial | Warehouse (WA) | Existing | Food Preparation | Natural Gas | Oven | E8 | RVT BC Ratio | 0 | 0 | 0 | 0 | 0 | 0 | 0 | 0 | 0 | 0 | 0 | 0 | 0 | 0 | 0 | 0 | 0 | 0 | 0 | 0 | 0 | 0 | 0 | 0 | 0 | 0 | 0
F4_Commercial_Warehouse (WA)_Existing_Food Preparation_Natural Gas_Oven_E9 | F4 | Commercial | Warehouse (WA) | Existing | Food Preparation | Natural Gas | Oven | E9 | RVT BC Ratio | 0 | 0 | 0 | 0 | 0 | 0 | 0 | 0 | 0 | 0 | 0 | 0 | 0 | 0 | 0 | 0 | 0 | 0 | 0 | 0 | 0 | 0 | 0 | 0 | 0 | 0 | 0
F4_Commercial_Warehouse (WA)_Existing_Food Preparation_Natural Gas_Oven_E10 | F4 | Commercial | Warehouse (WA) | Existing | Food Preparation | Natural Gas | Oven | E10 | RVT BC Ratio | 0 | 0 | 0 | 0 | 0 | 0 | 0 | 0 | 0 | 0 | 0 | 0 | 0 | 0 | 0 | 0 | 0 | 0 | 0 | 0 | 0 | 0 | 0 | 0 | 0 | 0 | 0
F5_Commercial_Warehouse (WA)_Existing_Food Preparation_Natural Gas_Oven_E1 | F5 | Commercial | Warehouse (WA) | Existing | Food Preparation | Natural Gas | Oven | E1 | RIM BC Ratio | [24 empty] | 1 | 1 | 1 | bar: 2019 to 2042
F5_Commercial_Warehouse (WA)_Existing_Food Preparation_Natural Gas_Oven_E2 | F5 | Commercial | Warehouse (WA) | Existing | Food Preparation | Natural Gas | Oven | E2 | RIM BC Ratio | 0.83979 | 0.84513 | 0.85213 | 0.85946 | 0.86704 | 0.87466 | 0.88253 | 0.89073 | 0.89938 | 0.909 | 0.91031 | 0.91234 | 0.91515 | 0.91883 | 0.92271 | 0.92682 | 0.93122 | 0.93591 | 0.94086 | 0.94615 | 0.95176 | 0.95177 | 0.95178 | 0.95179 | 0.9518 | 0.95181 | 0.95182
F5_Commercial_Warehouse (WA)_Existing_Food Preparation_Natural Gas_Oven_E3 | F5 | Commercial | Warehouse (WA) | Existing | Food Preparation | Natural Gas | Oven | E3 | RIM BC Ratio | 0 | 0 | 0 | 0 | 0 | 0 | 0 | 0 | 0 | 0 | 0 | 0 | 0 | 0 | 0 | 0 | 0 | 0 | 0 | 0 | 0 | 0 | 0 | 0 | 0 | 0 | 0
F5_Commercial_Warehouse (WA)_Existing_Food Preparation_Natural Gas_Oven_E4 | F5 | Commercial | Warehouse (WA) | Existing | Food Preparation | Natural Gas | Oven | E4 | RIM BC Ratio | 0 | 0 | 0 | 0 | 0 | 0 | 0 | 0 | 0 | 0 | 0 | 0 | 0 | 0 | 0 | 0 | 0 | 0 | 0 | 0 | 0 | 0 | 0 | 0 | 0 | 0 | 0
F5_Commercial_Warehouse (WA)_Existing_Food Preparation_Natural Gas_Oven_E5 | F5 | Commercial | Warehouse (WA) | Existing | Food Preparation | Natural Gas | Oven | E5 | RIM BC Ratio | 0 | 0 | 0 | 0 | 0 | 0 | 0 | 0 | 0 | 0 | 0 | 0 | 0 | 0 | 0 | 0 | 0 | 0 | 0 | 0 | 0 | 0 | 0 | 0 | 0 | 0 | 0
F5_Commercial_Warehouse (WA)_Existing_Food Preparation_Natural Gas_Oven_E6 | F5 | Commercial | Warehouse (WA) | Existing | Food Preparation | Natural Gas | Oven | E6 | RIM BC Ratio | 0 | 0 | 0 | 0 | 0 | 0 | 0 | 0 | 0 | 0 | 0 | 0 | 0 | 0 | 0 | 0 | 0 | 0 | 0 | 0 | 0 | 0 | 0 | 0 | 0 | 0 | 0
F5_Commercial_Warehouse (WA)_Existing_Food Preparation_Natural Gas_Oven_E7 | F5 | Commercial | Warehouse (WA) | Existing | Food Preparation | Natural Gas | Oven | E7 | RIM BC Ratio | 0 | 0 | 0 | 0 | 0 | 0 | 0 | 0 | 0 | 0 | 0 | 0 | 0 | 0 | 0 | 0 | 0 | 0 | 0 | 0 | 0 | 0 | 0 | 0 | 0 | 0 | 0
F5_Commercial_Warehouse (WA)_Existing_Food Preparation_Natural Gas_Oven_E8 | F5 | Commercial | Warehouse (WA) | Existing | Food Preparation | Natural Gas | Oven | E8 | RIM BC Ratio | 0 | 0 | 0 | 0 | 0 | 0 | 0 | 0 | 0 | 0 | 0 | 0 | 0 | 0 | 0 | 0 | 0 | 0 | 0 | 0 | 0 | 0 | 0 | 0 | 0 | 0 | 0
F5_Commercial_Warehouse (WA)_Existing_Food Preparation_Natural Gas_Oven_E9 | F5 | Commercial | Warehouse (WA) | Existing | Food Preparation | Natural Gas | Oven | E9 | RIM BC Ratio | 0 | 0 | 0 | 0 | 0 | 0 | 0 | 0 | 0 | 0 | 0 | 0 | 0 | 0 | 0 | 0 | 0 | 0 | 0 | 0 | 0 | 0 | 0 | 0 | 0 | 0 | 0
F5_Commercial_Warehouse (WA)_Existing_Food Preparation_Natural Gas_Oven_E10 | F5 | Commercial | Warehouse (WA) | Existing | Food Preparation | Natural Gas | Oven | E10 | RIM BC Ratio | 0 | 0 | 0 | 0 | 0 | 0 | 0 | 0 | 0 | 0 | 0 | 0 | 0 | 0 | 0 | 0 | 0 | 0 | 0 | 0 | 0 | 0 | 0 | 0 | 0 | 0 | 0
F0_Commercial_Warehouse (WA)_Existing_Food Preparation_Natural Gas_Conveyor Oven_E0 | F0 | Commercial | Warehouse (WA) | Existing | Food Preparation | Natural Gas | Conveyor Oven | E0 | Economic Unit | ENERGY STAR (>42% Baking Efficiency) | ENERGY STAR (>42% Baking Efficiency) | ENERGY STAR (>42% Baking Efficiency) | ENERGY STAR (>42% Baking Efficiency) | ENERGY STAR (>42% Baking Efficiency) | ENERGY STAR (>42% Baking Efficiency) | ENERGY STAR (>42% Baking Efficiency) | ENERGY STAR (>42% Baking Efficiency) | ENERGY STAR (>42% Baking Efficiency) | ENERGY STAR (>42% Baking Efficiency) | ENERGY STAR (>42% Baking Efficiency) | ENERGY STAR (>42% Baking Efficiency) | ENERGY STAR (>42% Baking Efficiency) | ENERGY STAR (>42% Baking Efficiency) | ENERGY STAR (>42% Baking Efficiency) | ENERGY STAR (>42% Baking Efficiency) | ENERGY STAR (>42% Baking Efficiency) | ENERGY STAR (>42% Baking Efficiency) | ENERGY STAR (>42% Baking Efficiency) | ENERGY STAR (>42% Baking Efficiency) | ENERGY STAR (>42% Baking Efficiency) | ENERGY STAR (>42% Baking Efficiency) | ENERGY STAR (>42% Baking Efficiency) | ENERGY STAR (>42% Baking Efficiency) | ENERGY STAR (>42% Baking Efficiency) | ENERGY STAR (>42% Baking Efficiency) | ENERGY STAR (>42% Baking Efficiency)
F1_Commercial_Warehouse (WA)_Existing_Food Preparation_Natural Gas_Conveyor Oven_E1 | F1 | Commercial | Warehouse (WA) | Existing | Food Preparation | Natural Gas | Conveyor Oven | E1 | CCE | 0 | 0 | 0 | 0 | 0 | 0 | 0 | 0 | 0 | 0 | 0 | 0 | 0 | 0 | 0 | 0 | 0 | 0 | 0 | 0 | 0 | 0 | 0 | 0 | 0 | 0 | 0
F1_Commercial_Warehouse (WA)_Existing_Food Preparation_Natural Gas_Conveyor Oven_E2 | F1 | Commercial | Warehouse (WA) | Existing | Food Preparation | Natural Gas | Conveyor Oven | E2 | CCE | 1.3039e-05 | 1.3039e-05 | 1.3039e-05 | 1.3039e-05 | 1.3039e-05 | 1.3039e-05 | 1.3039e-05 | 1.3039e-05 | 1.3039e-05 | 1.3039e-05 | 1.3039e-05 | 1.3039e-05 | 1.3039e-05 | 1.3039e-05 | 1.3039e-05 | 1.3039e-05 | 1.3039e-05 | 1.3039e-05 | 1.3039e-05 | 1.3039e-05 | 1.3039e-05 | 1.3039e-05 | 1.3039e-05 | 1.3039e-05 | 1.3039e-05 | 1.3039e-05 | 1.3039e-05
F1_Commercial_Warehouse (WA)_Existing_Food Preparation_Natural Gas_Conveyor Oven_E3 | F1 | Commercial | Warehouse (WA) | Existing | Food Preparation | Natural Gas | Conveyor Oven | E3 | CCE | 0 | 0 | 0 | 0 | 0 | 0 | 0 | 0 | 0 | 0 | 0 | 0 | 0 | 0 | 0 | 0 | 0 | 0 | 0 | 0 | 0 | 0 | 0 | 0 | 0 | 0 | 0
F1_Commercial_Warehouse (WA)_Existing_Food Preparation_Natural Gas_Conveyor Oven_E4 | F1 | Commercial | Warehouse (WA) | Existing | Food Preparation | Natural Gas | Conveyor Oven | E4 | CCE | 0 | 0 | 0 | 0 | 0 | 0 | 0 | 0 | 0 | 0 | 0 | 0 | 0 | 0 | 0 | 0 | 0 | 0 | 0 | 0 | 0 | 0 | 0 | 0 | 0 | 0 | 0
F1_Commercial_Warehouse (WA)_Existing_Food Preparation_Natural Gas_Conveyor Oven_E5 | F1 | Commercial | Warehouse (WA) | Existing | Food Preparation | Natural Gas | Conveyor Oven | E5 | CCE | 0 | 0 | 0 | 0 | 0 | 0 | 0 | 0 | 0 | 0 | 0 | 0 | 0 | 0 | 0 | 0 | 0 | 0 | 0 | 0 | 0 | 0 | 0 | 0 | 0 | 0 | 0
F1_Commercial_Warehouse (WA)_Existing_Food Preparation_Natural Gas_Conveyor Oven_E6 | F1 | Commercial | Warehouse (WA) | Existing | Food Preparation | Natural Gas | Conveyor Oven | E6 | CCE | 0 | 0 | 0 | 0 | 0 | 0 | 0 | 0 | 0 | 0 | 0 | 0 | 0 | 0 | 0 | 0 | 0 | 0 | 0 | 0 | 0 | 0 | 0 | 0 | 0 | 0 | 0
F1_Commercial_Warehouse (WA)_Existing_Food Preparation_Natural Gas_Conveyor Oven_E7 | F1 | Commercial | Warehouse (WA) | Existing | Food Preparation | Natural Gas | Conveyor Oven | E7 | CCE | 0 | 0 | 0 | 0 | 0 | 0 | 0 | 0 | 0 | 0 | 0 | 0 | 0 | 0 | 0 | 0 | 0 | 0 | 0 | 0 | 0 | 0 | 0 | 0 | 0 | 0 | 0
F1_Commercial_Warehouse (WA)_Existing_Food Preparation_Natural Gas_Conveyor Oven_E8 | F1 | Commercial | Warehouse (WA) | Existing | Food Preparation | Natural Gas | Conveyor Oven | E8 | CCE | 0 | 0 | 0 | 0 | 0 | 0 | 0 | 0 | 0 | 0 | 0 | 0 | 0 | 0 | 0 | 0 | 0 | 0 | 0 | 0 | 0 | 0 | 0 | 0 | 0 | 0 | 0
F1_Commercial_Warehouse (WA)_Existing_Food Preparation_Natural Gas_Conveyor Oven_E9 | F1 | Commercial | Warehouse (WA) | Existing | Food Preparation | Natural Gas | Conveyor Oven | E9 | CCE | 0 | 0 | 0 | 0 | 0 | 0 | 0 | 0 | 0 | 0 | 0 | 0 | 0 | 0 | 0 | 0 | 0 | 0 | 0 | 0 | 0 | 0 | 0 | 0 | 0 | 0 | 0
F1_Commercial_Warehouse (WA)_Existing_Food Preparation_Natural Gas_Conveyor Oven_E10 | F1 | Commercial | Warehouse (WA) | Existing | Food Preparation | Natural Gas | Conveyor Oven | E10 | CCE | 0 | 0 | 0 | 0 | 0 | 0 | 0 | 0 | 0 | 0 | 0 | 0 | 0 | 0 | 0 | 0 | 0 | 0 | 0 | 0 | 0 | 0 | 0 | 0 | 0 | 0 | 0
F2_Commercial_Warehouse (WA)_Existing_Food Preparation_Natural Gas_Conveyor Oven_E1 | F2 | Commercial | Warehouse (WA) | Existing | Food Preparation | Natural Gas | Conveyor Oven | E1 | TRC BC Ratio | [24 empty] | 1 | 1 | 1 | bar: 2019 to 2042
F2_Commercial_Warehouse (WA)_Existing_Food Preparation_Natural Gas_Conveyor Oven_E2 | F2 | Commercial | Warehouse (WA) | Existing | Food Preparation | Natural Gas | Conveyor Oven | E2 | TRC BC Ratio | 294.2299 | 302.1251 | 310.8023 | 320.3076 | 330.721 | 342.8514 | 355.1552 | 367.2939 | 379.0044 | 390.8865 | 400.689 | 409.9929 | 419.9156 | 429.7029 | 438.6597 | 447.1849 | 455.0374 | 462.8431 | 471.0913 | 479.2137 | 487.5404 | 496.1565 | 504.8776 | 513.8472 | 522.9761 | 532.2673 | 541.7235
F2_Commercial_Warehouse (WA)_Existing_Food Preparation_Natural Gas_Conveyor Oven_E3 | F2 | Commercial | Warehouse (WA) | Existing | Food Preparation | Natural Gas | Conveyor Oven | E3 | TRC BC Ratio | 0 | 0 | 0 | 0 | 0 | 0 | 0 | 0 | 0 | 0 | 0 | 0 | 0 | 0 | 0 | 0 | 0 | 0 | 0 | 0 | 0 | 0 | 0 | 0 | 0 | 0 | 0
F2_Commercial_Warehouse (WA)_Existing_Food Preparation_Natural Gas_Conveyor Oven_E4 | F2 | Commercial | Warehouse (WA) | Existing | Food Preparation | Natural Gas | Conveyor Oven | E4 | TRC BC Ratio | 0 | 0 | 0 | 0 | 0 | 0 | 0 | 0 | 0 | 0 | 0 | 0 | 0 | 0 | 0 | 0 | 0 | 0 | 0 | 0 | 0 | 0 | 0 | 0 | 0 | 0 | 0
F2_Commercial_Warehouse (WA)_Existing_Food Preparation_Natural Gas_Conveyor Oven_E5 | F2 | Commercial | Warehouse (WA) | Existing | Food Preparation | Natural Gas | Conveyor Oven | E5 | TRC BC Ratio | 0 | 0 | 0 | 0 | 0 | 0 | 0 | 0 | 0 | 0 | 0 | 0 | 0 | 0 | 0 | 0 | 0 | 0 | 0 | 0 | 0 | 0 | 0 | 0 | 0 | 0 | 0
F2_Commercial_Warehouse (WA)_Existing_Food Preparation_Natural Gas_Conveyor Oven_E6 | F2 | Commercial | Warehouse (WA) | Existing | Food Preparation | Natural Gas | Conveyor Oven | E6 | TRC BC Ratio | 0 | 0 | 0 | 0 | 0 | 0 | 0 | 0 | 0 | 0 | 0 | 0 | 0 | 0 | 0 | 0 | 0 | 0 | 0 | 0 | 0 | 0 | 0 | 0 | 0 | 0 | 0
F2_Commercial_Warehouse (WA)_Existing_Food Preparation_Natural Gas_Conveyor Oven_E7 | F2 | Commercial | Warehouse (WA) | Existing | Food Preparation | Natural Gas | Conveyor Oven | E7 | TRC BC Ratio | 0 | 0 | 0 | 0 | 0 | 0 | 0 | 0 | 0 | 0 | 0 | 0 | 0 | 0 | 0 | 0 | 0 | 0 | 0 | 0 | 0 | 0 | 0 | 0 | 0 | 0 | 0
F2_Commercial_Warehouse (WA)_Existing_Food Preparation_Natural Gas_Conveyor Oven_E8 | F2 | Commercial | Warehouse (WA) | Existing | Food Preparation | Natural Gas | Conveyor Oven | E8 | TRC BC Ratio | 0 | 0 | 0 | 0 | 0 | 0 | 0 | 0 | 0 | 0 | 0 | 0 | 0 | 0 | 0 | 0 | 0 | 0 | 0 | 0 | 0 | 0 | 0 | 0 | 0 | 0 | 0
F2_Commercial_Warehouse (WA)_Existing_Food Preparation_Natural Gas_Conveyor Oven_E9 | F2 | Commercial | Warehouse (WA) | Existing | Food Preparation | Natural Gas | Conveyor Oven | E9 | TRC BC Ratio | 0 | 0 | 0 | 0 | 0 | 0 | 0 | 0 | 0 | 0 | 0 | 0 | 0 | 0 | 0 | 0 | 0 | 0 | 0 | 0 | 0 | 0 | 0 | 0 | 0 | 0 | 0
F2_Commercial_Warehouse (WA)_Existing_Food Preparation_Natural Gas_Conveyor Oven_E10 | F2 | Commercial | Warehouse (WA) | Existing | Food Preparation | Natural Gas | Conveyor Oven | E10 | TRC BC Ratio | 0 | 0 | 0 | 0 | 0 | 0 | 0 | 0 | 0 | 0 | 0 | 0 | 0 | 0 | 0 | 0 | 0 | 0 | 0 | 0 | 0 | 0 | 0 | 0 | 0 | 0 | 0
F3_Commercial_Warehouse (WA)_Existing_Food Preparation_Natural Gas_Conveyor Oven_E1 | F3 | Commercial | Warehouse (WA) | Existing | Food Preparation | Natural Gas | Conveyor Oven | E1 | PACT BC Ratio | [24 empty] | 1 | 1 | 1 | bar: 2019 to 2042
F3_Commercial_Warehouse (WA)_Existing_Food Preparation_Natural Gas_Conveyor Oven_E2 | F3 | Commercial | Warehouse (WA) | Existing | Food Preparation | Natural Gas | Conveyor Oven | E2 | PACT BC Ratio | 592.9802 | 608.892 | 626.3796 | 645.5362 | 666.523 | 690.9703 | 715.7669 | 740.2307 | 763.8317 | 787.7783 | 807.5339 | 826.2847 | 846.2826 | 866.0076 | 884.0588 | 901.2402 | 917.0657 | 932.7972 | 949.4203 | 965.7898 | 982.5712 | 999.9357 | 1017.5119 | 1035.5889 | 1053.9871 | 1072.7121 | 1091.7698
F3_Commercial_Warehouse (WA)_Existing_Food Preparation_Natural Gas_Conveyor Oven_E3 | F3 | Commercial | Warehouse (WA) | Existing | Food Preparation | Natural Gas | Conveyor Oven | E3 | PACT BC Ratio | 0 | 0 | 0 | 0 | 0 | 0 | 0 | 0 | 0 | 0 | 0 | 0 | 0 | 0 | 0 | 0 | 0 | 0 | 0 | 0 | 0 | 0 | 0 | 0 | 0 | 0 | 0
F3_Commercial_Warehouse (WA)_Existing_Food Preparation_Natural Gas_Conveyor Oven_E4 | F3 | Commercial | Warehouse (WA) | Existing | Food Preparation | Natural Gas | Conveyor Oven | E4 | PACT BC Ratio | 0 | 0 | 0 | 0 | 0 | 0 | 0 | 0 | 0 | 0 | 0 | 0 | 0 | 0 | 0 | 0 | 0 | 0 | 0 | 0 | 0 | 0 | 0 | 0 | 0 | 0 | 0
F3_Commercial_Warehouse (WA)_Existing_Food Preparation_Natural Gas_Conveyor Oven_E5 | F3 | Commercial | Warehouse (WA) | Existing | Food Preparation | Natural Gas | Conveyor Oven | E5 | PACT BC Ratio | 0 | 0 | 0 | 0 | 0 | 0 | 0 | 0 | 0 | 0 | 0 | 0 | 0 | 0 | 0 | 0 | 0 | 0 | 0 | 0 | 0 | 0 | 0 | 0 | 0 | 0 | 0
F3_Commercial_Warehouse (WA)_Existing_Food Preparation_Natural Gas_Conveyor Oven_E6 | F3 | Commercial | Warehouse (WA) | Existing | Food Preparation | Natural Gas | Conveyor Oven | E6 | PACT BC Ratio | 0 | 0 | 0 | 0 | 0 | 0 | 0 | 0 | 0 | 0 | 0 | 0 | 0 | 0 | 0 | 0 | 0 | 0 | 0 | 0 | 0 | 0 | 0 | 0 | 0 | 0 | 0
F3_Commercial_Warehouse (WA)_Existing_Food Preparation_Natural Gas_Conveyor Oven_E7 | F3 | Commercial | Warehouse (WA) | Existing | Food Preparation | Natural Gas | Conveyor Oven | E7 | PACT BC Ratio | 0 | 0 | 0 | 0 | 0 | 0 | 0 | 0 | 0 | 0 | 0 | 0 | 0 | 0 | 0 | 0 | 0 | 0 | 0 | 0 | 0 | 0 | 0 | 0 | 0 | 0 | 0
F3_Commercial_Warehouse (WA)_Existing_Food Preparation_Natural Gas_Conveyor Oven_E8 | F3 | Commercial | Warehouse (WA) | Existing | Food Preparation | Natural Gas | Conveyor Oven | E8 | PACT BC Ratio | 0 | 0 | 0 | 0 | 0 | 0 | 0 | 0 | 0 | 0 | 0 | 0 | 0 | 0 | 0 | 0 | 0 | 0 | 0 | 0 | 0 | 0 | 0 | 0 | 0 | 0 | 0
F3_Commercial_Warehouse (WA)_Existing_Food Preparation_Natural Gas_Conveyor Oven_E9 | F3 | Commercial | Warehouse (WA) | Existing | Food Preparation | Natural Gas | Conveyor Oven | E9 | PACT BC Ratio | 0 | 0 | 0 | 0 | 0 | 0 | 0 | 0 | 0 | 0 | 0 | 0 | 0 | 0 | 0 | 0 | 0 | 0 | 0 | 0 | 0 | 0 | 0 | 0 | 0 | 0 | 0
F3_Commercial_Warehouse (WA)_Existing_Food Preparation_Natural Gas_Conveyor Oven_E10 | F3 | Commercial | Warehouse (WA) | Existing | Food Preparation | Natural Gas | Conveyor Oven | E10 | PACT BC Ratio | 0 | 0 | 0 | 0 | 0 | 0 | 0 | 0 | 0 | 0 | 0 | 0 | 0 | 0 | 0 | 0 | 0 | 0 | 0 | 0 | 0 | 0 | 0 | 0 | 0 | 0 | 0
F4_Commercial_Warehouse (WA)_Existing_Food Preparation_Natural Gas_Conveyor Oven_E1 | F4 | Commercial | Warehouse (WA) | Existing | Food Preparation | Natural Gas | Conveyor Oven | E1 | RVT BC Ratio | [24 empty] | 1 | 1 | 1 | bar: 2019 to 2042
F4_Commercial_Warehouse (WA)_Existing_Food Preparation_Natural Gas_Conveyor Oven_E2 | F4 | Commercial | Warehouse (WA) | Existing | Food Preparation | Natural Gas | Conveyor Oven | E2 | RVT BC Ratio | 409.6981 | 418.4453 | 427.9596 | 438.2706 | 449.4498 | 462.6189 | 475.5045 | 487.7718 | 499.0157 | 510.0695 | 521.6244 | 532.4085 | 543.8889 | 555.0613 | 564.9989 | 574.2184 | 582.391 | 590.3316 | 598.6739 | 606.6548 | 614.6963 | 625.5526 | 636.5412 | 647.8429 | 659.3454 | 671.0522 | 682.967
F4_Commercial_Warehouse (WA)_Existing_Food Preparation_Natural Gas_Conveyor Oven_E3 | F4 | Commercial | Warehouse (WA) | Existing | Food Preparation | Natural Gas | Conveyor Oven | E3 | RVT BC Ratio | 0 | 0 | 0 | 0 | 0 | 0 | 0 | 0 | 0 | 0 | 0 | 0 | 0 | 0 | 0 | 0 | 0 | 0 | 0 | 0 | 0 | 0 | 0 | 0 | 0 | 0 | 0
F4_Commercial_Warehouse (WA)_Existing_Food Preparation_Natural Gas_Conveyor Oven_E4 | F4 | Commercial | Warehouse (WA) | Existing | Food Preparation | Natural Gas | Conveyor Oven | E4 | RVT BC Ratio | 0 | 0 | 0 | 0 | 0 | 0 | 0 | 0 | 0 | 0 | 0 | 0 | 0 | 0 | 0 | 0 | 0 | 0 | 0 | 0 | 0 | 0 | 0 | 0 | 0 | 0 | 0
F4_Commercial_Warehouse (WA)_Existing_Food Preparation_Natural Gas_Conveyor Oven_E5 | F4 | Commercial | Warehouse (WA) | Existing | Food Preparation | Natural Gas | Conveyor Oven | E5 | RVT BC Ratio | 0 | 0 | 0 | 0 | 0 | 0 | 0 | 0 | 0 | 0 | 0 | 0 | 0 | 0 | 0 | 0 | 0 | 0 | 0 | 0 | 0 | 0 | 0 | 0 | 0 | 0 | 0
F4_Commercial_Warehouse (WA)_Existing_Food Preparation_Natural Gas_Conveyor Oven_E6 | F4 | Commercial | Warehouse (WA) | Existing | Food Preparation | Natural Gas | Conveyor Oven | E6 | RVT BC Ratio | 0 | 0 | 0 | 0 | 0 | 0 | 0 | 0 | 0 | 0 | 0 | 0 | 0 | 0 | 0 | 0 | 0 | 0 | 0 | 0 | 0 | 0 | 0 | 0 | 0 | 0 | 0
F4_Commercial_Warehouse (WA)_Existing_Food Preparation_Natural Gas_Conveyor Oven_E7 | F4 | Commercial | Warehouse (WA) | Existing | Food Preparation | Natural Gas | Conveyor Oven | E7 | RVT BC Ratio | 0 | 0 | 0 | 0 | 0 | 0 | 0 | 0 | 0 | 0 | 0 | 0 | 0 | 0 | 0 | 0 | 0 | 0 | 0 | 0 | 0 | 0 | 0 | 0 | 0 | 0 | 0
F4_Commercial_Warehouse (WA)_Existing_Food Preparation_Natural Gas_Conveyor Oven_E8 | F4 | Commercial | Warehouse (WA) | Existing | Food Preparation | Natural Gas | Conveyor Oven | E8 | RVT BC Ratio | 0 | 0 | 0 | 0 | 0 | 0 | 0 | 0 | 0 | 0 | 0 | 0 | 0 | 0 | 0 | 0 | 0 | 0 | 0 | 0 | 0 | 0 | 0 | 0 | 0 | 0 | 0
F4_Commercial_Warehouse (WA)_Existing_Food Preparation_Natural Gas_Conveyor Oven_E9 | F4 | Commercial | Warehouse (WA) | Existing | Food Preparation | Natural Gas | Conveyor Oven | E9 | RVT BC Ratio | 0 | 0 | 0 | 0 | 0 | 0 | 0 | 0 | 0 | 0 | 0 | 0 | 0 | 0 | 0 | 0 | 0 | 0 | 0 | 0 | 0 | 0 | 0 | 0 | 0 | 0 | 0
F4_Commercial_Warehouse (WA)_Existing_Food Preparation_Natural Gas_Conveyor Oven_E10 | F4 | Commercial | Warehouse (WA) | Existing | Food Preparation | Natural Gas | Conveyor Oven | E10 | RVT BC Ratio | 0 | 0 | 0 | 0 | 0 | 0 | 0 | 0 | 0 | 0 | 0 | 0 | 0 | 0 | 0 | 0 | 0 | 0 | 0 | 0 | 0 | 0 | 0 | 0 | 0 | 0 | 0
F5_Commercial_Warehouse (WA)_Existing_Food Preparation_Natural Gas_Conveyor Oven_E1 | F5 | Commercial | Warehouse (WA) | Existing | Food Preparation | Natural Gas | Conveyor Oven | E1 | RIM BC Ratio | [24 empty] | 1 | 1 | 1 | bar: 2019 to 2042
F5_Commercial_Warehouse (WA)_Existing_Food Preparation_Natural Gas_Conveyor Oven_E2 | F5 | Commercial | Warehouse (WA) | Existing | Food Preparation | Natural Gas | Conveyor Oven | E2 | RIM BC Ratio | 0.86137 | 0.86601 | 0.87108 | 0.87661 | 0.88261 | 0.88895 | 0.89591 | 0.90323 | 0.91104 | 0.91925 | 0.92143 | 0.92374 | 0.92613 | 0.92865 | 0.93134 | 0.9342 | 0.93727 | 0.94053 | 0.94395 | 0.9476 | 0.95146 | 0.95147 | 0.95149 | 0.95151 | 0.95152 | 0.95154 | 0.95155
F5_Commercial_Warehouse (WA)_Existing_Food Preparation_Natural Gas_Conveyor Oven_E3 | F5 | Commercial | Warehouse (WA) | Existing | Food Preparation | Natural Gas | Conveyor Oven | E3 | RIM BC Ratio | 0 | 0 | 0 | 0 | 0 | 0 | 0 | 0 | 0 | 0 | 0 | 0 | 0 | 0 | 0 | 0 | 0 | 0 | 0 | 0 | 0 | 0 | 0 | 0 | 0 | 0 | 0
F5_Commercial_Warehouse (WA)_Existing_Food Preparation_Natural Gas_Conveyor Oven_E4 | F5 | Commercial | Warehouse (WA) | Existing | Food Preparation | Natural Gas | Conveyor Oven | E4 | RIM BC Ratio | 0 | 0 | 0 | 0 | 0 | 0 | 0 | 0 | 0 | 0 | 0 | 0 | 0 | 0 | 0 | 0 | 0 | 0 | 0 | 0 | 0 | 0 | 0 | 0 | 0 | 0 | 0
F5_Commercial_Warehouse (WA)_Existing_Food Preparation_Natural Gas_Conveyor Oven_E5 | F5 | Commercial | Warehouse (WA) | Existing | Food Preparation | Natural Gas | Conveyor Oven | E5 | RIM BC Ratio | 0 | 0 | 0 | 0 | 0 | 0 | 0 | 0 | 0 | 0 | 0 | 0 | 0 | 0 | 0 | 0 | 0 | 0 | 0 | 0 | 0 | 0 | 0 | 0 | 0 | 0 | 0
F5_Commercial_Warehouse (WA)_Existing_Food Preparation_Natural Gas_Conveyor Oven_E6 | F5 | Commercial | Warehouse (WA) | Existing | Food Preparation | Natural Gas | Conveyor Oven | E6 | RIM BC Ratio | 0 | 0 | 0 | 0 | 0 | 0 | 0 | 0 | 0 | 0 | 0 | 0 | 0 | 0 | 0 | 0 | 0 | 0 | 0 | 0 | 0 | 0 | 0 | 0 | 0 | 0 | 0
F5_Commercial_Warehouse (WA)_Existing_Food Preparation_Natural Gas_Conveyor Oven_E7 | F5 | Commercial | Warehouse (WA) | Existing | Food Preparation | Natural Gas | Conveyor Oven | E7 | RIM BC Ratio | 0 | 0 | 0 | 0 | 0 | 0 | 0 | 0 | 0 | 0 | 0 | 0 | 0 | 0 | 0 | 0 | 0 | 0 | 0 | 0 | 0 | 0 | 0 | 0 | 0 | 0 | 0
F5_Commercial_Warehouse (WA)_Existing_Food Preparation_Natural Gas_Conveyor Oven_E8 | F5 | Commercial | Warehouse (WA) | Existing | Food Preparation | Natural Gas | Conveyor Oven | E8 | RIM BC Ratio | 0 | 0 | 0 | 0 | 0 | 0 | 0 | 0 | 0 | 0 | 0 | 0 | 0 | 0 | 0 | 0 | 0 | 0 | 0 | 0 | 0 | 0 | 0 | 0 | 0 | 0 | 0
F5_Commercial_Warehouse (WA)_Existing_Food Preparation_Natural Gas_Conveyor Oven_E9 | F5 | Commercial | Warehouse (WA) | Existing | Food Preparation | Natural Gas | Conveyor Oven | E9 | RIM BC Ratio | 0 | 0 | 0 | 0 | 0 | 0 | 0 | 0 | 0 | 0 | 0 | 0 | 0 | 0 | 0 | 0 | 0 | 0 | 0 | 0 | 0 | 0 | 0 | 0 | 0 | 0 | 0
F5_Commercial_Warehouse (WA)_Existing_Food Preparation_Natural Gas_Conveyor Oven_E10 | F5 | Commercial | Warehouse (WA) | Existing | Food Preparation | Natural Gas | Conveyor Oven | E10 | RIM BC Ratio | 0 | 0 | 0 | 0 | 0 | 0 | 0 | 0 | 0 | 0 | 0 | 0 | 0 | 0 | 0 | 0 | 0 | 0 | 0 | 0 | 0 | 0 | 0 | 0 | 0 | 0 | 0
F0_Commercial_Warehouse (WA)_Existing_Food Preparation_Natural Gas_Double Rack Oven_E0 | F0 | Commercial | Warehouse (WA) | Existing | Food Preparation | Natural Gas | Double Rack Oven | E0 | Economic Unit | FTSC Qualified (>50% Cooking Efficiency) | FTSC Qualified (>50% Cooking Efficiency) | FTSC Qualified (>50% Cooking Efficiency) | FTSC Qualified (>50% Cooking Efficiency) | FTSC Qualified (>50% Cooking Efficiency) | FTSC Qualified (>50% Cooking Efficiency) | FTSC Qualified (>50% Cooking Efficiency) | FTSC Qualified (>50% Cooking Efficiency) | FTSC Qualified (>50% Cooking Efficiency) | FTSC Qualified (>50% Cooking Efficiency) | FTSC Qualified (>50% Cooking Efficiency) | FTSC Qualified (>50% Cooking Efficiency) | FTSC Qualified (>50% Cooking Efficiency) | FTSC Qualified (>50% Cooking Efficiency) | FTSC Qualified (>50% Cooking Efficiency) | FTSC Qualified (>50% Cooking Efficiency) | FTSC Qualified (>50% Cooking Efficiency) | FTSC Qualified (>50% Cooking Efficiency) | FTSC Qualified (>50% Cooking Efficiency) | FTSC Qualified (>50% Cooking Efficiency) | FTSC Qualified (>50% Cooking Efficiency) | FTSC Qualified (>50% Cooking Efficiency) | FTSC Qualified (>50% Cooking Efficiency) | FTSC Qualified (>50% Cooking Efficiency) | FTSC Qualified (>50% Cooking Efficiency) | FTSC Qualified (>50% Cooking Efficiency) | FTSC Qualified (>50% Cooking Efficiency)
F1_Commercial_Warehouse (WA)_Existing_Food Preparation_Natural Gas_Double Rack Oven_E1 | F1 | Commercial | Warehouse (WA) | Existing | Food Preparation | Natural Gas | Double Rack Oven | E1 | CCE | 0 | 0 | 0 | 0 | 0 | 0 | 0 | 0 | 0 | 0 | 0 | 0 | 0 | 0 | 0 | 0 | 0 | 0 | 0 | 0 | 0 | 0 | 0 | 0 | 0 | 0 | 0
F1_Commercial_Warehouse (WA)_Existing_Food Preparation_Natural Gas_Double Rack Oven_E2 | F1 | Commercial | Warehouse (WA) | Existing | Food Preparation | Natural Gas | Double Rack Oven | E2 | CCE | 2.7379e-05 | 2.7379e-05 | 2.7379e-05 | 2.7379e-05 | 2.7379e-05 | 2.7379e-05 | 2.7379e-05 | 2.7379e-05 | 2.7379e-05 | 2.7379e-05 | 2.7379e-05 | 2.7379e-05 | 2.7379e-05 | 2.7379e-05 | 2.7379e-05 | 2.7379e-05 | 2.7379e-05 | 2.7379e-05 | 2.7379e-05 | 2.7379e-05 | 2.7379e-05 | 2.7379e-05 | 2.7379e-05 | 2.7379e-05 | 2.7379e-05 | 2.7379e-05 | 2.7379e-05
F1_Commercial_Warehouse (WA)_Existing_Food Preparation_Natural Gas_Double Rack Oven_E3 | F1 | Commercial | Warehouse (WA) | Existing | Food Preparation | Natural Gas | Double Rack Oven | E3 | CCE | 0 | 0 | 0 | 0 | 0 | 0 | 0 | 0 | 0 | 0 | 0 | 0 | 0 | 0 | 0 | 0 | 0 | 0 | 0 | 0 | 0 | 0 | 0 | 0 | 0 | 0 | 0
F1_Commercial_Warehouse (WA)_Existing_Food Preparation_Natural Gas_Double Rack Oven_E4 | F1 | Commercial | Warehouse (WA) | Existing | Food Preparation | Natural Gas | Double Rack Oven | E4 | CCE | 0 | 0 | 0 | 0 | 0 | 0 | 0 | 0 | 0 | 0 | 0 | 0 | 0 | 0 | 0 | 0 | 0 | 0 | 0 | 0 | 0 | 0 | 0 | 0 | 0 | 0 | 0
F1_Commercial_Warehouse (WA)_Existing_Food Preparation_Natural Gas_Double Rack Oven_E5 | F1 | Commercial | Warehouse (WA) | Existing | Food Preparation | Natural Gas | Double Rack Oven | E5 | CCE | 0 | 0 | 0 | 0 | 0 | 0 | 0 | 0 | 0 | 0 | 0 | 0 | 0 | 0 | 0 | 0 | 0 | 0 | 0 | 0 | 0 | 0 | 0 | 0 | 0 | 0 | 0
F1_Commercial_Warehouse (WA)_Existing_Food Preparation_Natural Gas_Double Rack Oven_E6 | F1 | Commercial | Warehouse (WA) | Existing | Food Preparation | Natural Gas | Double Rack Oven | E6 | CCE | 0 | 0 | 0 | 0 | 0 | 0 | 0 | 0 | 0 | 0 | 0 | 0 | 0 | 0 | 0 | 0 | 0 | 0 | 0 | 0 | 0 | 0 | 0 | 0 | 0 | 0 | 0
F1_Commercial_Warehouse (WA)_Existing_Food Preparation_Natural Gas_Double Rack Oven_E7 | F1 | Commercial | Warehouse (WA) | Existing | Food Preparation | Natural Gas | Double Rack Oven | E7 | CCE | 0 | 0 | 0 | 0 | 0 | 0 | 0 | 0 | 0 | 0 | 0 | 0 | 0 | 0 | 0 | 0 | 0 | 0 | 0 | 0 | 0 | 0 | 0 | 0 | 0 | 0 | 0
F1_Commercial_Warehouse (WA)_Existing_Food Preparation_Natural Gas_Double Rack Oven_E8 | F1 | Commercial | Warehouse (WA) | Existing | Food Preparation | Natural Gas | Double Rack Oven | E8 | CCE | 0 | 0 | 0 | 0 | 0 | 0 | 0 | 0 | 0 | 0 | 0 | 0 | 0 | 0 | 0 | 0 | 0 | 0 | 0 | 0 | 0 | 0 | 0 | 0 | 0 | 0 | 0
F1_Commercial_Warehouse (WA)_Existing_Food Preparation_Natural Gas_Double Rack Oven_E9 | F1 | Commercial | Warehouse (WA) | Existing | Food Preparation | Natural Gas | Double Rack Oven | E9 | CCE | 0 | 0 | 0 | 0 | 0 | 0 | 0 | 0 | 0 | 0 | 0 | 0 | 0 | 0 | 0 | 0 | 0 | 0 | 0 | 0 | 0 | 0 | 0 | 0 | 0 | 0 | 0
F1_Commercial_Warehouse (WA)_Existing_Food Preparation_Natural Gas_Double Rack Oven_E10 | F1 | Commercial | Warehouse (WA) | Existing | Food Preparation | Natural Gas | Double Rack Oven | E10 | CCE | 0 | 0 | 0 | 0 | 0 | 0 | 0 | 0 | 0 | 0 | 0 | 0 | 0 | 0 | 0 | 0 | 0 | 0 | 0 | 0 | 0 | 0 | 0 | 0 | 0 | 0 | 0
F2_Commercial_Warehouse (WA)_Existing_Food Preparation_Natural Gas_Double Rack Oven_E1 | F2 | Commercial | Warehouse (WA) | Existing | Food Preparation | Natural Gas | Double Rack Oven | E1 | TRC BC Ratio | [24 empty] | 1 | 1 | 1 | bar: 2019 to 2042
F2_Commercial_Warehouse (WA)_Existing_Food Preparation_Natural Gas_Double Rack Oven_E2 | F2 | Commercial | Warehouse (WA) | Existing | Food Preparation | Natural Gas | Double Rack Oven | E2 | TRC BC Ratio | 129.9897 | 133.2657 | 137.1471 | 141.5949 | 146.6248 | 152.7447 | 159.0438 | 165.282 | 171.2875 | 177.3766 | 182.2216 | 186.7605 | 191.6373 | 196.4112 | 200.6796 | 204.674 | 208.2562 | 211.7929 | 215.5704 | 219.2554 | 223.0411 | 226.9769 | 230.9545 | 235.0576 | 239.2337 | 243.4839 | 247.8096
F2_Commercial_Warehouse (WA)_Existing_Food Preparation_Natural Gas_Double Rack Oven_E3 | F2 | Commercial | Warehouse (WA) | Existing | Food Preparation | Natural Gas | Double Rack Oven | E3 | TRC BC Ratio | 0 | 0 | 0 | 0 | 0 | 0 | 0 | 0 | 0 | 0 | 0 | 0 | 0 | 0 | 0 | 0 | 0 | 0 | 0 | 0 | 0 | 0 | 0 | 0 | 0 | 0 | 0
F2_Commercial_Warehouse (WA)_Existing_Food Preparation_Natural Gas_Double Rack Oven_E4 | F2 | Commercial | Warehouse (WA) | Existing | Food Preparation | Natural Gas | Double Rack Oven | E4 | TRC BC Ratio | 0 | 0 | 0 | 0 | 0 | 0 | 0 | 0 | 0 | 0 | 0 | 0 | 0 | 0 | 0 | 0 | 0 | 0 | 0 | 0 | 0 | 0 | 0 | 0 | 0 | 0 | 0
F2_Commercial_Warehouse (WA)_Existing_Food Preparation_Natural Gas_Double Rack Oven_E5 | F2 | Commercial | Warehouse (WA) | Existing | Food Preparation | Natural Gas | Double Rack Oven | E5 | TRC BC Ratio | 0 | 0 | 0 | 0 | 0 | 0 | 0 | 0 | 0 | 0 | 0 | 0 | 0 | 0 | 0 | 0 | 0 | 0 | 0 | 0 | 0 | 0 | 0 | 0 | 0 | 0 | 0
F2_Commercial_Warehouse (WA)_Existing_Food Preparation_Natural Gas_Double Rack Oven_E6 | F2 | Commercial | Warehouse (WA) | Existing | Food Preparation | Natural Gas | Double Rack Oven | E6 | TRC BC Ratio | 0 | 0 | 0 | 0 | 0 | 0 | 0 | 0 | 0 | 0 | 0 | 0 | 0 | 0 | 0 | 0 | 0 | 0 | 0 | 0 | 0 | 0 | 0 | 0 | 0 | 0 | 0
F2_Commercial_Warehouse (WA)_Existing_Food Preparation_Natural Gas_Double Rack Oven_E7 | F2 | Commercial | Warehouse (WA) | Existing | Food Preparation | Natural Gas | Double Rack Oven | E7 | TRC BC Ratio | 0 | 0 | 0 | 0 | 0 | 0 | 0 | 0 | 0 | 0 | 0 | 0 | 0 | 0 | 0 | 0 | 0 | 0 | 0 | 0 | 0 | 0 | 0 | 0 | 0 | 0 | 0
F2_Commercial_Warehouse (WA)_Existing_Food Preparation_Natural Gas_Double Rack Oven_E8 | F2 | Commercial | Warehouse (WA) | Existing | Food Preparation | Natural Gas | Double Rack Oven | E8 | TRC BC Ratio | 0 | 0 | 0 | 0 | 0 | 0 | 0 | 0 | 0 | 0 | 0 | 0 | 0 | 0 | 0 | 0 | 0 | 0 | 0 | 0 | 0 | 0 | 0 | 0 | 0 | 0 | 0
F2_Commercial_Warehouse (WA)_Existing_Food Preparation_Natural Gas_Double Rack Oven_E9 | F2 | Commercial | Warehouse (WA) | Existing | Food Preparation | Natural Gas | Double Rack Oven | E9 | TRC BC Ratio | 0 | 0 | 0 | 0 | 0 | 0 | 0 | 0 | 0 | 0 | 0 | 0 | 0 | 0 | 0 | 0 | 0 | 0 | 0 | 0 | 0 | 0 | 0 | 0 | 0 | 0 | 0
F2_Commercial_Warehouse (WA)_Existing_Food Preparation_Natural Gas_Double Rack Oven_E10 | F2 | Commercial | Warehouse (WA) | Existing | Food Preparation | Natural Gas | Double Rack Oven | E10 | TRC BC Ratio | 0 | 0 | 0 | 0 | 0 | 0 | 0 | 0 | 0 | 0 | 0 | 0 | 0 | 0 | 0 | 0 | 0 | 0 | 0 | 0 | 0 | 0 | 0 | 0 | 0 | 0 | 0
F3_Commercial_Warehouse (WA)_Existing_Food Preparation_Natural Gas_Double Rack Oven_E1 | F3 | Commercial | Warehouse (WA) | Existing | Food Preparation | Natural Gas | Double Rack Oven | E1 | PACT BC Ratio | [24 empty] | 1 | 1 | 1 | bar: 2019 to 2042
F3_Commercial_Warehouse (WA)_Existing_Food Preparation_Natural Gas_Double Rack Oven_E2 | F3 | Commercial | Warehouse (WA) | Existing | Food Preparation | Natural Gas | Double Rack Oven | E2 | PACT BC Ratio | 261.9765 | 268.5789 | 276.4012 | 285.3651 | 295.5023 | 307.8362 | 320.5312 | 333.1034 | 345.2067 | 357.4783 | 367.2427 | 376.3903 | 386.2188 | 395.84 | 404.4424 | 412.4925 | 419.7119 | 426.8396 | 434.4527 | 441.8794 | 449.5089 | 457.4411 | 465.4574 | 473.7266 | 482.1428 | 490.7085 | 499.4264
F3_Commercial_Warehouse (WA)_Existing_Food Preparation_Natural Gas_Double Rack Oven_E3 | F3 | Commercial | Warehouse (WA) | Existing | Food Preparation | Natural Gas | Double Rack Oven | E3 | PACT BC Ratio | 0 | 0 | 0 | 0 | 0 | 0 | 0 | 0 | 0 | 0 | 0 | 0 | 0 | 0 | 0 | 0 | 0 | 0 | 0 | 0 | 0 | 0 | 0 | 0 | 0 | 0 | 0
F3_Commercial_Warehouse (WA)_Existing_Food Preparation_Natural Gas_Double Rack Oven_E4 | F3 | Commercial | Warehouse (WA) | Existing | Food Preparation | Natural Gas | Double Rack Oven | E4 | PACT BC Ratio | 0 | 0 | 0 | 0 | 0 | 0 | 0 | 0 | 0 | 0 | 0 | 0 | 0 | 0 | 0 | 0 | 0 | 0 | 0 | 0 | 0 | 0 | 0 | 0 | 0 | 0 | 0
F3_Commercial_Warehouse (WA)_Existing_Food Preparation_Natural Gas_Double Rack Oven_E5 | F3 | Commercial | Warehouse (WA) | Existing | Food Preparation | Natural Gas | Double Rack Oven | E5 | PACT BC Ratio | 0 | 0 | 0 | 0 | 0 | 0 | 0 | 0 | 0 | 0 | 0 | 0 | 0 | 0 | 0 | 0 | 0 | 0 | 0 | 0 | 0 | 0 | 0 | 0 | 0 | 0 | 0
F3_Commercial_Warehouse (WA)_Existing_Food Preparation_Natural Gas_Double Rack Oven_E6 | F3 | Commercial | Warehouse (WA) | Existing | Food Preparation | Natural Gas | Double Rack Oven | E6 | PACT BC Ratio | 0 | 0 | 0 | 0 | 0 | 0 | 0 | 0 | 0 | 0 | 0 | 0 | 0 | 0 | 0 | 0 | 0 | 0 | 0 | 0 | 0 | 0 | 0 | 0 | 0 | 0 | 0
F3_Commercial_Warehouse (WA)_Existing_Food Preparation_Natural Gas_Double Rack Oven_E7 | F3 | Commercial | Warehouse (WA) | Existing | Food Preparation | Natural Gas | Double Rack Oven | E7 | PACT BC Ratio | 0 | 0 | 0 | 0 | 0 | 0 | 0 | 0 | 0 | 0 | 0 | 0 | 0 | 0 | 0 | 0 | 0 | 0 | 0 | 0 | 0 | 0 | 0 | 0 | 0 | 0 | 0
F3_Commercial_Warehouse (WA)_Existing_Food Preparation_Natural Gas_Double Rack Oven_E8 | F3 | Commercial | Warehouse (WA) | Existing | Food Preparation | Natural Gas | Double Rack Oven | E8 | PACT BC Ratio | 0 | 0 | 0 | 0 | 0 | 0 | 0 | 0 | 0 | 0 | 0 | 0 | 0 | 0 | 0 | 0 | 0 | 0 | 0 | 0 | 0 | 0 | 0 | 0 | 0 | 0 | 0
F3_Commercial_Warehouse (WA)_Existing_Food Preparation_Natural Gas_Double Rack Oven_E9 | F3 | Commercial | Warehouse (WA) | Existing | Food Preparation | Natural Gas | Double Rack Oven | E9 | PACT BC Ratio | 0 | 0 | 0 | 0 | 0 | 0 | 0 | 0 | 0 | 0 | 0 | 0 | 0 | 0 | 0 | 0 | 0 | 0 | 0 | 0 | 0 | 0 | 0 | 0 | 0 | 0 | 0
F3_Commercial_Warehouse (WA)_Existing_Food Preparation_Natural Gas_Double Rack Oven_E10 | F3 | Commercial | Warehouse (WA) | Existing | Food Preparation | Natural Gas | Double Rack Oven | E10 | PACT BC Ratio | 0 | 0 | 0 | 0 | 0 | 0 | 0 | 0 | 0 | 0 | 0 | 0 | 0 | 0 | 0 | 0 | 0 | 0 | 0 | 0 | 0 | 0 | 0 | 0 | 0 | 0 | 0
F4_Commercial_Warehouse (WA)_Existing_Food Preparation_Natural Gas_Double Rack Oven_E1 | F4 | Commercial | Warehouse (WA) | Existing | Food Preparation | Natural Gas | Double Rack Oven | E1 | RVT BC Ratio | [24 empty] | 1 | 1 | 1 | bar: 2019 to 2042
F4_Commercial_Warehouse (WA)_Existing_Food Preparation_Natural Gas_Double Rack Oven_E2 | F4 | Commercial | Warehouse (WA) | Existing | Food Preparation | Natural Gas | Double Rack Oven | E2 | RVT BC Ratio | 184.1173 | 187.5879 | 191.6617 | 196.4108 | 201.8508 | 208.641 | 215.4501 | 221.9152 | 227.7675 | 233.4404 | 239.3187 | 244.6609 | 250.2999 | 255.6352 | 260.2232 | 264.3638 | 267.8681 | 271.2137 | 274.7714 | 278.0936 | 281.4272 | 286.3864 | 291.3981 | 296.5681 | 301.8298 | 307.1851 | 312.6355
F4_Commercial_Warehouse (WA)_Existing_Food Preparation_Natural Gas_Double Rack Oven_E3 | F4 | Commercial | Warehouse (WA) | Existing | Food Preparation | Natural Gas | Double Rack Oven | E3 | RVT BC Ratio | 0 | 0 | 0 | 0 | 0 | 0 | 0 | 0 | 0 | 0 | 0 | 0 | 0 | 0 | 0 | 0 | 0 | 0 | 0 | 0 | 0 | 0 | 0 | 0 | 0 | 0 | 0
F4_Commercial_Warehouse (WA)_Existing_Food Preparation_Natural Gas_Double Rack Oven_E4 | F4 | Commercial | Warehouse (WA) | Existing | Food Preparation | Natural Gas | Double Rack Oven | E4 | RVT BC Ratio | 0 | 0 | 0 | 0 | 0 | 0 | 0 | 0 | 0 | 0 | 0 | 0 | 0 | 0 | 0 | 0 | 0 | 0 | 0 | 0 | 0 | 0 | 0 | 0 | 0 | 0 | 0
F4_Commercial_Warehouse (WA)_Existing_Food Preparation_Natural Gas_Double Rack Oven_E5 | F4 | Commercial | Warehouse (WA) | Existing | Food Preparation | Natural Gas | Double Rack Oven | E5 | RVT BC Ratio | 0 | 0 | 0 | 0 | 0 | 0 | 0 | 0 | 0 | 0 | 0 | 0 | 0 | 0 | 0 | 0 | 0 | 0 | 0 | 0 | 0 | 0 | 0 | 0 | 0 | 0 | 0
F4_Commercial_Warehouse (WA)_Existing_Food Preparation_Natural Gas_Double Rack Oven_E6 | F4 | Commercial | Warehouse (WA) | Existing | Food Preparation | Natural Gas | Double Rack Oven | E6 | RVT BC Ratio | 0 | 0 | 0 | 0 | 0 | 0 | 0 | 0 | 0 | 0 | 0 | 0 | 0 | 0 | 0 | 0 | 0 | 0 | 0 | 0 | 0 | 0 | 0 | 0 | 0 | 0 | 0
F4_Commercial_Warehouse (WA)_Existing_Food Preparation_Natural Gas_Double Rack Oven_E7 | F4 | Commercial | Warehouse (WA) | Existing | Food Preparation | Natural Gas | Double Rack Oven | E7 | RVT BC Ratio | 0 | 0 | 0 | 0 | 0 | 0 | 0 | 0 | 0 | 0 | 0 | 0 | 0 | 0 | 0 | 0 | 0 | 0 | 0 | 0 | 0 | 0 | 0 | 0 | 0 | 0 | 0
F4_Commercial_Warehouse (WA)_Existing_Food Preparation_Natural Gas_Double Rack Oven_E8 | F4 | Commercial | Warehouse (WA) | Existing | Food Preparation | Natural Gas | Double Rack Oven | E8 | RVT BC Ratio | 0 | 0 | 0 | 0 | 0 | 0 | 0 | 0 | 0 | 0 | 0 | 0 | 0 | 0 | 0 | 0 | 0 | 0 | 0 | 0 | 0 | 0 | 0 | 0 | 0 | 0 | 0
F4_Commercial_Warehouse (WA)_Existing_Food Preparation_Natural Gas_Double Rack Oven_E9 | F4 | Commercial | Warehouse (WA) | Existing | Food Preparation | Natural Gas | Double Rack Oven | E9 | RVT BC Ratio | 0 | 0 | 0 | 0 | 0 | 0 | 0 | 0 | 0 | 0 | 0 | 0 | 0 | 0 | 0 | 0 | 0 | 0 | 0 | 0 | 0 | 0 | 0 | 0 | 0 | 0 | 0
F4_Commercial_Warehouse (WA)_Existing_Food Preparation_Natural Gas_Double Rack Oven_E10 | F4 | Commercial | Warehouse (WA) | Existing | Food Preparation | Natural Gas | Double Rack Oven | E10 | RVT BC Ratio | 0 | 0 | 0 | 0 | 0 | 0 | 0 | 0 | 0 | 0 | 0 | 0 | 0 | 0 | 0 | 0 | 0 | 0 | 0 | 0 | 0 | 0 | 0 | 0 | 0 | 0 | 0
F5_Commercial_Warehouse (WA)_Existing_Food Preparation_Natural Gas_Double Rack Oven_E1 | F5 | Commercial | Warehouse (WA) | Existing | Food Preparation | Natural Gas | Double Rack Oven | E1 | RIM BC Ratio | [24 empty] | 1 | 1 | 1 | bar: 2019 to 2042
F5_Commercial_Warehouse (WA)_Existing_Food Preparation_Natural Gas_Double Rack Oven_E2 | F5 | Commercial | Warehouse (WA) | Existing | Food Preparation | Natural Gas | Double Rack Oven | E2 | RIM BC Ratio | 0.8463 | 0.85159 | 0.85779 | 0.86421 | 0.87082 | 0.87767 | 0.88501 | 0.89295 | 0.90164 | 0.91102 | 0.91294 | 0.91526 | 0.91802 | 0.92127 | 0.92471 | 0.92835 | 0.93225 | 0.9364 | 0.94077 | 0.94543 | 0.95037 | 0.9504 | 0.95044 | 0.95047 | 0.9505 | 0.95054 | 0.95057
F5_Commercial_Warehouse (WA)_Existing_Food Preparation_Natural Gas_Double Rack Oven_E3 | F5 | Commercial | Warehouse (WA) | Existing | Food Preparation | Natural Gas | Double Rack Oven | E3 | RIM BC Ratio | 0 | 0 | 0 | 0 | 0 | 0 | 0 | 0 | 0 | 0 | 0 | 0 | 0 | 0 | 0 | 0 | 0 | 0 | 0 | 0 | 0 | 0 | 0 | 0 | 0 | 0 | 0
F5_Commercial_Warehouse (WA)_Existing_Food Preparation_Natural Gas_Double Rack Oven_E4 | F5 | Commercial | Warehouse (WA) | Existing | Food Preparation | Natural Gas | Double Rack Oven | E4 | RIM BC Ratio | 0 | 0 | 0 | 0 | 0 | 0 | 0 | 0 | 0 | 0 | 0 | 0 | 0 | 0 | 0 | 0 | 0 | 0 | 0 | 0 | 0 | 0 | 0 | 0 | 0 | 0 | 0
F5_Commercial_Warehouse (WA)_Existing_Food Preparation_Natural Gas_Double Rack Oven_E5 | F5 | Commercial | Warehouse (WA) | Existing | Food Preparation | Natural Gas | Double Rack Oven | E5 | RIM BC Ratio | 0 | 0 | 0 | 0 | 0 | 0 | 0 | 0 | 0 | 0 | 0 | 0 | 0 | 0 | 0 | 0 | 0 | 0 | 0 | 0 | 0 | 0 | 0 | 0 | 0 | 0 | 0
F5_Commercial_Warehouse (WA)_Existing_Food Preparation_Natural Gas_Double Rack Oven_E6 | F5 | Commercial | Warehouse (WA) | Existing | Food Preparation | Natural Gas | Double Rack Oven | E6 | RIM BC Ratio | 0 | 0 | 0 | 0 | 0 | 0 | 0 | 0 | 0 | 0 | 0 | 0 | 0 | 0 | 0 | 0 | 0 | 0 | 0 | 0 | 0 | 0 | 0 | 0 | 0 | 0 | 0
F5_Commercial_Warehouse (WA)_Existing_Food Preparation_Natural Gas_Double Rack Oven_E7 | F5 | Commercial | Warehouse (WA) | Existing | Food Preparation | Natural Gas | Double Rack Oven | E7 | RIM BC Ratio | 0 | 0 | 0 | 0 | 0 | 0 | 0 | 0 | 0 | 0 | 0 | 0 | 0 | 0 | 0 | 0 | 0 | 0 | 0 | 0 | 0 | 0 | 0 | 0 | 0 | 0 | 0
F5_Commercial_Warehouse (WA)_Existing_Food Preparation_Natural Gas_Double Rack Oven_E8 | F5 | Commercial | Warehouse (WA) | Existing | Food Preparation | Natural Gas | Double Rack Oven | E8 | RIM BC Ratio | 0 | 0 | 0 | 0 | 0 | 0 | 0 | 0 | 0 | 0 | 0 | 0 | 0 | 0 | 0 | 0 | 0 | 0 | 0 | 0 | 0 | 0 | 0 | 0 | 0 | 0 | 0
F5_Commercial_Warehouse (WA)_Existing_Food Preparation_Natural Gas_Double Rack Oven_E9 | F5 | Commercial | Warehouse (WA) | Existing | Food Preparation | Natural Gas | Double Rack Oven | E9 | RIM BC Ratio | 0 | 0 | 0 | 0 | 0 | 0 | 0 | 0 | 0 | 0 | 0 | 0 | 0 | 0 | 0 | 0 | 0 | 0 | 0 | 0 | 0 | 0 | 0 | 0 | 0 | 0 | 0
F5_Commercial_Warehouse (WA)_Existing_Food Preparation_Natural Gas_Double Rack Oven_E10 | F5 | Commercial | Warehouse (WA) | Existing | Food Preparation | Natural Gas | Double Rack Oven | E10 | RIM BC Ratio | 0 | 0 | 0 | 0 | 0 | 0 | 0 | 0 | 0 | 0 | 0 | 0 | 0 | 0 | 0 | 0 | 0 | 0 | 0 | 0 | 0 | 0 | 0 | 0 | 0 | 0 | 0
F0_Commercial_Warehouse (WA)_Existing_Food Preparation_Natural Gas_Fryer_E0 | F0 | Commercial | Warehouse (WA) | Existing | Food Preparation | Natural Gas | Fryer | E0 | Economic Unit | ENERGY STAR | ENERGY STAR | ENERGY STAR | ENERGY STAR | ENERGY STAR | ENERGY STAR | ENERGY STAR | ENERGY STAR | ENERGY STAR | ENERGY STAR | ENERGY STAR | ENERGY STAR | ENERGY STAR | ENERGY STAR | ENERGY STAR | ENERGY STAR | ENERGY STAR | ENERGY STAR | ENERGY STAR | ENERGY STAR | ENERGY STAR | ENERGY STAR | ENERGY STAR | ENERGY STAR | ENERGY STAR | ENERGY STAR | ENERGY STAR
F1_Commercial_Warehouse (WA)_Existing_Food Preparation_Natural Gas_Fryer_E1 | F1 | Commercial | Warehouse (WA) | Existing | Food Preparation | Natural Gas | Fryer | E1 | CCE | 0 | 0 | 0 | 0 | 0 | 0 | 0 | 0 | 0 | 0 | 0 | 0 | 0 | 0 | 0 | 0 | 0 | 0 | 0 | 0 | 0 | 0 | 0 | 0 | 0 | 0 | 0
F1_Commercial_Warehouse (WA)_Existing_Food Preparation_Natural Gas_Fryer_E2 | F1 | Commercial | Warehouse (WA) | Existing | Food Preparation | Natural Gas | Fryer | E2 | CCE | 5.522e-05 | 5.522e-05 | 5.522e-05 | 5.522e-05 | 5.522e-05 | 5.522e-05 | 5.522e-05 | 5.522e-05 | 5.522e-05 | 5.522e-05 | 5.522e-05 | 5.522e-05 | 5.522e-05 | 5.522e-05 | 5.522e-05 | 5.522e-05 | 5.522e-05 | 5.522e-05 | 5.522e-05 | 5.522e-05 | 5.522e-05 | 5.522e-05 | 5.522e-05 | 5.522e-05 | 5.522e-05 | 5.522e-05 | 5.522e-05
F1_Commercial_Warehouse (WA)_Existing_Food Preparation_Natural Gas_Fryer_E3 | F1 | Commercial | Warehouse (WA) | Existing | Food Preparation | Natural Gas | Fryer | E3 | CCE | 0 | 0 | 0 | 0 | 0 | 0 | 0 | 0 | 0 | 0 | 0 | 0 | 0 | 0 | 0 | 0 | 0 | 0 | 0 | 0 | 0 | 0 | 0 | 0 | 0 | 0 | 0
F1_Commercial_Warehouse (WA)_Existing_Food Preparation_Natural Gas_Fryer_E4 | F1 | Commercial | Warehouse (WA) | Existing | Food Preparation | Natural Gas | Fryer | E4 | CCE | 0 | 0 | 0 | 0 | 0 | 0 | 0 | 0 | 0 | 0 | 0 | 0 | 0 | 0 | 0 | 0 | 0 | 0 | 0 | 0 | 0 | 0 | 0 | 0 | 0 | 0 | 0
F1_Commercial_Warehouse (WA)_Existing_Food Preparation_Natural Gas_Fryer_E5 | F1 | Commercial | Warehouse (WA) | Existing | Food Preparation | Natural Gas | Fryer | E5 | CCE | 0 | 0 | 0 | 0 | 0 | 0 | 0 | 0 | 0 | 0 | 0 | 0 | 0 | 0 | 0 | 0 | 0 | 0 | 0 | 0 | 0 | 0 | 0 | 0 | 0 | 0 | 0
F1_Commercial_Warehouse (WA)_Existing_Food Preparation_Natural Gas_Fryer_E6 | F1 | Commercial | Warehouse (WA) | Existing | Food Preparation | Natural Gas | Fryer | E6 | CCE | 0 | 0 | 0 | 0 | 0 | 0 | 0 | 0 | 0 | 0 | 0 | 0 | 0 | 0 | 0 | 0 | 0 | 0 | 0 | 0 | 0 | 0 | 0 | 0 | 0 | 0 | 0
F1_Commercial_Warehouse (WA)_Existing_Food Preparation_Natural Gas_Fryer_E7 | F1 | Commercial | Warehouse (WA) | Existing | Food Preparation | Natural Gas | Fryer | E7 | CCE | 0 | 0 | 0 | 0 | 0 | 0 | 0 | 0 | 0 | 0 | 0 | 0 | 0 | 0 | 0 | 0 | 0 | 0 | 0 | 0 | 0 | 0 | 0 | 0 | 0 | 0 | 0
F1_Commercial_Warehouse (WA)_Existing_Food Preparation_Natural Gas_Fryer_E8 | F1 | Commercial | Warehouse (WA) | Existing | Food Preparation | Natural Gas | Fryer | E8 | CCE | 0 | 0 | 0 | 0 | 0 | 0 | 0 | 0 | 0 | 0 | 0 | 0 | 0 | 0 | 0 | 0 | 0 | 0 | 0 | 0 | 0 | 0 | 0 | 0 | 0 | 0 | 0
F1_Commercial_Warehouse (WA)_Existing_Food Preparation_Natural Gas_Fryer_E9 | F1 | Commercial | Warehouse (WA) | Existing | Food Preparation | Natural Gas | Fryer | E9 | CCE | 0 | 0 | 0 | 0 | 0 | 0 | 0 | 0 | 0 | 0 | 0 | 0 | 0 | 0 | 0 | 0 | 0 | 0 | 0 | 0 | 0 | 0 | 0 | 0 | 0 | 0 | 0
F1_Commercial_Warehouse (WA)_Existing_Food Preparation_Natural Gas_Fryer_E10 | F1 | Commercial | Warehouse (WA) | Existing | Food Preparation | Natural Gas | Fryer | E10 | CCE | 0 | 0 | 0 | 0 | 0 | 0 | 0 | 0 | 0 | 0 | 0 | 0 | 0 | 0 | 0 | 0 | 0 | 0 | 0 | 0 | 0 | 0 | 0 | 0 | 0 | 0 | 0
F2_Commercial_Warehouse (WA)_Existing_Food Preparation_Natural Gas_Fryer_E1 | F2 | Commercial | Warehouse (WA) | Existing | Food Preparation | Natural Gas | Fryer | E1 | TRC BC Ratio | [24 empty] | 1 | 1 | 1 | bar: 2019 to 2042
F2_Commercial_Warehouse (WA)_Existing_Food Preparation_Natural Gas_Fryer_E2 | F2 | Commercial | Warehouse (WA) | Existing | Food Preparation | Natural Gas | Fryer | E2 | TRC BC Ratio | 67.1428 | 68.9064 | 70.8858 | 73.103 | 75.572 | 78.4927 | 81.4672 | 84.3976 | 87.2157 | 90.0754 | 92.4032 | 94.5998 | 96.9498 | 99.2616 | 101.36 | 103.3462 | 105.1588 | 106.9566 | 108.8632 | 110.7347 | 112.6547 | 114.6445 | 116.6576 | 118.7301 | 120.8395 | 122.9863 | 125.1713
F2_Commercial_Warehouse (WA)_Existing_Food Preparation_Natural Gas_Fryer_E3 | F2 | Commercial | Warehouse (WA) | Existing | Food Preparation | Natural Gas | Fryer | E3 | TRC BC Ratio | 0 | 0 | 0 | 0 | 0 | 0 | 0 | 0 | 0 | 0 | 0 | 0 | 0 | 0 | 0 | 0 | 0 | 0 | 0 | 0 | 0 | 0 | 0 | 0 | 0 | 0 | 0
F2_Commercial_Warehouse (WA)_Existing_Food Preparation_Natural Gas_Fryer_E4 | F2 | Commercial | Warehouse (WA) | Existing | Food Preparation | Natural Gas | Fryer | E4 | TRC BC Ratio | 0 | 0 | 0 | 0 | 0 | 0 | 0 | 0 | 0 | 0 | 0 | 0 | 0 | 0 | 0 | 0 | 0 | 0 | 0 | 0 | 0 | 0 | 0 | 0 | 0 | 0 | 0
F2_Commercial_Warehouse (WA)_Existing_Food Preparation_Natural Gas_Fryer_E5 | F2 | Commercial | Warehouse (WA) | Existing | Food Preparation | Natural Gas | Fryer | E5 | TRC BC Ratio | 0 | 0 | 0 | 0 | 0 | 0 | 0 | 0 | 0 | 0 | 0 | 0 | 0 | 0 | 0 | 0 | 0 | 0 | 0 | 0 | 0 | 0 | 0 | 0 | 0 | 0 | 0
F2_Commercial_Warehouse (WA)_Existing_Food Preparation_Natural Gas_Fryer_E6 | F2 | Commercial | Warehouse (WA) | Existing | Food Preparation | Natural Gas | Fryer | E6 | TRC BC Ratio | 0 | 0 | 0 | 0 | 0 | 0 | 0 | 0 | 0 | 0 | 0 | 0 | 0 | 0 | 0 | 0 | 0 | 0 | 0 | 0 | 0 | 0 | 0 | 0 | 0 | 0 | 0
F2_Commercial_Warehouse (WA)_Existing_Food Preparation_Natural Gas_Fryer_E7 | F2 | Commercial | Warehouse (WA) | Existing | Food Preparation | Natural Gas | Fryer | E7 | TRC BC Ratio | 0 | 0 | 0 | 0 | 0 | 0 | 0 | 0 | 0 | 0 | 0 | 0 | 0 | 0 | 0 | 0 | 0 | 0 | 0 | 0 | 0 | 0 | 0 | 0 | 0 | 0 | 0
F2_Commercial_Warehouse (WA)_Existing_Food Preparation_Natural Gas_Fryer_E8 | F2 | Commercial | Warehouse (WA) | Existing | Food Preparation | Natural Gas | Fryer | E8 | TRC BC Ratio | 0 | 0 | 0 | 0 | 0 | 0 | 0 | 0 | 0 | 0 | 0 | 0 | 0 | 0 | 0 | 0 | 0 | 0 | 0 | 0 | 0 | 0 | 0 | 0 | 0 | 0 | 0
F2_Commercial_Warehouse (WA)_Existing_Food Preparation_Natural Gas_Fryer_E9 | F2 | Commercial | Warehouse (WA) | Existing | Food Preparation | Natural Gas | Fryer | E9 | TRC BC Ratio | 0 | 0 | 0 | 0 | 0 | 0 | 0 | 0 | 0 | 0 | 0 | 0 | 0 | 0 | 0 | 0 | 0 | 0 | 0 | 0 | 0 | 0 | 0 | 0 | 0 | 0 | 0
F2_Commercial_Warehouse (WA)_Existing_Food Preparation_Natural Gas_Fryer_E10 | F2 | Commercial | Warehouse (WA) | Existing | Food Preparation | Natural Gas | Fryer | E10 | TRC BC Ratio | 0 | 0 | 0 | 0 | 0 | 0 | 0 | 0 | 0 | 0 | 0 | 0 | 0 | 0 | 0 | 0 | 0 | 0 | 0 | 0 | 0 | 0 | 0 | 0 | 0 | 0 | 0
F3_Commercial_Warehouse (WA)_Existing_Food Preparation_Natural Gas_Fryer_E1 | F3 | Commercial | Warehouse (WA) | Existing | Food Preparation | Natural Gas | Fryer | E1 | PACT BC Ratio | [24 empty] | 1 | 1 | 1 | bar: 2019 to 2042
F3_Commercial_Warehouse (WA)_Existing_Food Preparation_Natural Gas_Fryer_E2 | F3 | Commercial | Warehouse (WA) | Existing | Food Preparation | Natural Gas | Fryer | E2 | PACT BC Ratio | 135.3171 | 138.8714 | 142.8608 | 147.3291 | 152.3051 | 158.1914 | 164.1861 | 170.0918 | 175.7714 | 181.5348 | 186.226 | 190.653 | 195.3892 | 200.0482 | 204.2773 | 208.2801 | 211.9333 | 215.5564 | 219.3989 | 223.1707 | 227.0401 | 231.0504 | 235.1075 | 239.2844 | 243.5355 | 247.8621 | 252.2656
F3_Commercial_Warehouse (WA)_Existing_Food Preparation_Natural Gas_Fryer_E3 | F3 | Commercial | Warehouse (WA) | Existing | Food Preparation | Natural Gas | Fryer | E3 | PACT BC Ratio | 0 | 0 | 0 | 0 | 0 | 0 | 0 | 0 | 0 | 0 | 0 | 0 | 0 | 0 | 0 | 0 | 0 | 0 | 0 | 0 | 0 | 0 | 0 | 0 | 0 | 0 | 0
F3_Commercial_Warehouse (WA)_Existing_Food Preparation_Natural Gas_Fryer_E4 | F3 | Commercial | Warehouse (WA) | Existing | Food Preparation | Natural Gas | Fryer | E4 | PACT BC Ratio | 0 | 0 | 0 | 0 | 0 | 0 | 0 | 0 | 0 | 0 | 0 | 0 | 0 | 0 | 0 | 0 | 0 | 0 | 0 | 0 | 0 | 0 | 0 | 0 | 0 | 0 | 0
F3_Commercial_Warehouse (WA)_Existing_Food Preparation_Natural Gas_Fryer_E5 | F3 | Commercial | Warehouse (WA) | Existing | Food Preparation | Natural Gas | Fryer | E5 | PACT BC Ratio | 0 | 0 | 0 | 0 | 0 | 0 | 0 | 0 | 0 | 0 | 0 | 0 | 0 | 0 | 0 | 0 | 0 | 0 | 0 | 0 | 0 | 0 | 0 | 0 | 0 | 0 | 0
F3_Commercial_Warehouse (WA)_Existing_Food Preparation_Natural Gas_Fryer_E6 | F3 | Commercial | Warehouse (WA) | Existing | Food Preparation | Natural Gas | Fryer | E6 | PACT BC Ratio | 0 | 0 | 0 | 0 | 0 | 0 | 0 | 0 | 0 | 0 | 0 | 0 | 0 | 0 | 0 | 0 | 0 | 0 | 0 | 0 | 0 | 0 | 0 | 0 | 0 | 0 | 0
F3_Commercial_Warehouse (WA)_Existing_Food Preparation_Natural Gas_Fryer_E7 | F3 | Commercial | Warehouse (WA) | Existing | Food Preparation | Natural Gas | Fryer | E7 | PACT BC Ratio | 0 | 0 | 0 | 0 | 0 | 0 | 0 | 0 | 0 | 0 | 0 | 0 | 0 | 0 | 0 | 0 | 0 | 0 | 0 | 0 | 0 | 0 | 0 | 0 | 0 | 0 | 0
F3_Commercial_Warehouse (WA)_Existing_Food Preparation_Natural Gas_Fryer_E8 | F3 | Commercial | Warehouse (WA) | Existing | Food Preparation | Natural Gas | Fryer | E8 | PACT BC Ratio | 0 | 0 | 0 | 0 | 0 | 0 | 0 | 0 | 0 | 0 | 0 | 0 | 0 | 0 | 0 | 0 | 0 | 0 | 0 | 0 | 0 | 0 | 0 | 0 | 0 | 0 | 0
F3_Commercial_Warehouse (WA)_Existing_Food Preparation_Natural Gas_Fryer_E9 | F3 | Commercial | Warehouse (WA) | Existing | Food Preparation | Natural Gas | Fryer | E9 | PACT BC Ratio | 0 | 0 | 0 | 0 | 0 | 0 | 0 | 0 | 0 | 0 | 0 | 0 | 0 | 0 | 0 | 0 | 0 | 0 | 0 | 0 | 0 | 0 | 0 | 0 | 0 | 0 | 0
F3_Commercial_Warehouse (WA)_Existing_Food Preparation_Natural Gas_Fryer_E10 | F3 | Commercial | Warehouse (WA) | Existing | Food Preparation | Natural Gas | Fryer | E10 | PACT BC Ratio | 0 | 0 | 0 | 0 | 0 | 0 | 0 | 0 | 0 | 0 | 0 | 0 | 0 | 0 | 0 | 0 | 0 | 0 | 0 | 0 | 0 | 0 | 0 | 0 | 0 | 0 | 0
F4_Commercial_Warehouse (WA)_Existing_Food Preparation_Natural Gas_Fryer_E1 | F4 | Commercial | Warehouse (WA) | Existing | Food Preparation | Natural Gas | Fryer | E1 | RVT BC Ratio | [24 empty] | 1 | 1 | 1 | bar: 2019 to 2042
F4_Commercial_Warehouse (WA)_Existing_Food Preparation_Natural Gas_Fryer_E2 | F4 | Commercial | Warehouse (WA) | Existing | Food Preparation | Natural Gas | Fryer | E2 | RVT BC Ratio | 94.3216 | 96.2094 | 98.3343 | 100.7202 | 103.3807 | 106.5969 | 109.7883 | 112.8058 | 115.5418 | 118.2066 | 120.9668 | 123.4968 | 126.1989 | 128.818 | 131.1207 | 133.2378 | 135.0858 | 136.8711 | 138.7542 | 140.5416 | 142.3403 | 144.8476 | 147.384 | 149.9954 | 152.6532 | 155.3582 | 158.1112
F4_Commercial_Warehouse (WA)_Existing_Food Preparation_Natural Gas_Fryer_E3 | F4 | Commercial | Warehouse (WA) | Existing | Food Preparation | Natural Gas | Fryer | E3 | RVT BC Ratio | 0 | 0 | 0 | 0 | 0 | 0 | 0 | 0 | 0 | 0 | 0 | 0 | 0 | 0 | 0 | 0 | 0 | 0 | 0 | 0 | 0 | 0 | 0 | 0 | 0 | 0 | 0
F4_Commercial_Warehouse (WA)_Existing_Food Preparation_Natural Gas_Fryer_E4 | F4 | Commercial | Warehouse (WA) | Existing | Food Preparation | Natural Gas | Fryer | E4 | RVT BC Ratio | 0 | 0 | 0 | 0 | 0 | 0 | 0 | 0 | 0 | 0 | 0 | 0 | 0 | 0 | 0 | 0 | 0 | 0 | 0 | 0 | 0 | 0 | 0 | 0 | 0 | 0 | 0
F4_Commercial_Warehouse (WA)_Existing_Food Preparation_Natural Gas_Fryer_E5 | F4 | Commercial | Warehouse (WA) | Existing | Food Preparation | Natural Gas | Fryer | E5 | RVT BC Ratio | 0 | 0 | 0 | 0 | 0 | 0 | 0 | 0 | 0 | 0 | 0 | 0 | 0 | 0 | 0 | 0 | 0 | 0 | 0 | 0 | 0 | 0 | 0 | 0 | 0 | 0 | 0
F4_Commercial_Warehouse (WA)_Existing_Food Preparation_Natural Gas_Fryer_E6 | F4 | Commercial | Warehouse (WA) | Existing | Food Preparation | Natural Gas | Fryer | E6 | RVT BC Ratio | 0 | 0 | 0 | 0 | 0 | 0 | 0 | 0 | 0 | 0 | 0 | 0 | 0 | 0 | 0 | 0 | 0 | 0 | 0 | 0 | 0 | 0 | 0 | 0 | 0 | 0 | 0
F4_Commercial_Warehouse (WA)_Existing_Food Preparation_Natural Gas_Fryer_E7 | F4 | Commercial | Warehouse (WA) | Existing | Food Preparation | Natural Gas | Fryer | E7 | RVT BC Ratio | 0 | 0 | 0 | 0 | 0 | 0 | 0 | 0 | 0 | 0 | 0 | 0 | 0 | 0 | 0 | 0 | 0 | 0 | 0 | 0 | 0 | 0 | 0 | 0 | 0 | 0 | 0
F4_Commercial_Warehouse (WA)_Existing_Food Preparation_Natural Gas_Fryer_E8 | F4 | Commercial | Warehouse (WA) | Existing | Food Preparation | Natural Gas | Fryer | E8 | RVT BC Ratio | 0 | 0 | 0 | 0 | 0 | 0 | 0 | 0 | 0 | 0 | 0 | 0 | 0 | 0 | 0 | 0 | 0 | 0 | 0 | 0 | 0 | 0 | 0 | 0 | 0 | 0 | 0
F4_Commercial_Warehouse (WA)_Existing_Food Preparation_Natural Gas_Fryer_E9 | F4 | Commercial | Warehouse (WA) | Existing | Food Preparation | Natural Gas | Fryer | E9 | RVT BC Ratio | 0 | 0 | 0 | 0 | 0 | 0 | 0 | 0 | 0 | 0 | 0 | 0 | 0 | 0 | 0 | 0 | 0 | 0 | 0 | 0 | 0 | 0 | 0 | 0 | 0 | 0 | 0
F4_Commercial_Warehouse (WA)_Existing_Food Preparation_Natural Gas_Fryer_E10 | F4 | Commercial | Warehouse (WA) | Existing | Food Preparation | Natural Gas | Fryer | E10 | RVT BC Ratio | 0 | 0 | 0 | 0 | 0 | 0 | 0 | 0 | 0 | 0 | 0 | 0 | 0 | 0 | 0 | 0 | 0 | 0 | 0 | 0 | 0 | 0 | 0 | 0 | 0 | 0 | 0
F5_Commercial_Warehouse (WA)_Existing_Food Preparation_Natural Gas_Fryer_E1 | F5 | Commercial | Warehouse (WA) | Existing | Food Preparation | Natural Gas | Fryer | E1 | RIM BC Ratio | [24 empty] | 1 | 1 | 1 | bar: 2019 to 2042
F5_Commercial_Warehouse (WA)_Existing_Food Preparation_Natural Gas_Fryer_E2 | F5 | Commercial | Warehouse (WA) | Existing | Food Preparation | Natural Gas | Fryer | E2 | RIM BC Ratio | 0.85241 | 0.85767 | 0.86328 | 0.86924 | 0.87551 | 0.88197 | 0.88883 | 0.89621 | 0.90424 | 0.91288 | 0.91513 | 0.91773 | 0.92042 | 0.92323 | 0.92622 | 0.92939 | 0.93277 | 0.93636 | 0.94014 | 0.94415 | 0.9484 | 0.94847 | 0.94854 | 0.94861 | 0.94867 | 0.94874 | 0.9488
F5_Commercial_Warehouse (WA)_Existing_Food Preparation_Natural Gas_Fryer_E3 | F5 | Commercial | Warehouse (WA) | Existing | Food Preparation | Natural Gas | Fryer | E3 | RIM BC Ratio | 0 | 0 | 0 | 0 | 0 | 0 | 0 | 0 | 0 | 0 | 0 | 0 | 0 | 0 | 0 | 0 | 0 | 0 | 0 | 0 | 0 | 0 | 0 | 0 | 0 | 0 | 0
F5_Commercial_Warehouse (WA)_Existing_Food Preparation_Natural Gas_Fryer_E4 | F5 | Commercial | Warehouse (WA) | Existing | Food Preparation | Natural Gas | Fryer | E4 | RIM BC Ratio | 0 | 0 | 0 | 0 | 0 | 0 | 0 | 0 | 0 | 0 | 0 | 0 | 0 | 0 | 0 | 0 | 0 | 0 | 0 | 0 | 0 | 0 | 0 | 0 | 0 | 0 | 0
F5_Commercial_Warehouse (WA)_Existing_Food Preparation_Natural Gas_Fryer_E5 | F5 | Commercial | Warehouse (WA) | Existing | Food Preparation | Natural Gas | Fryer | E5 | RIM BC Ratio | 0 | 0 | 0 | 0 | 0 | 0 | 0 | 0 | 0 | 0 | 0 | 0 | 0 | 0 | 0 | 0 | 0 | 0 | 0 | 0 | 0 | 0 | 0 | 0 | 0 | 0 | 0
F5_Commercial_Warehouse (WA)_Existing_Food Preparation_Natural Gas_Fryer_E6 | F5 | Commercial | Warehouse (WA) | Existing | Food Preparation | Natural Gas | Fryer | E6 | RIM BC Ratio | 0 | 0 | 0 | 0 | 0 | 0 | 0 | 0 | 0 | 0 | 0 | 0 | 0 | 0 | 0 | 0 | 0 | 0 | 0 | 0 | 0 | 0 | 0 | 0 | 0 | 0 | 0
F5_Commercial_Warehouse (WA)_Existing_Food Preparation_Natural Gas_Fryer_E7 | F5 | Commercial | Warehouse (WA) | Existing | Food Preparation | Natural Gas | Fryer | E7 | RIM BC Ratio | 0 | 0 | 0 | 0 | 0 | 0 | 0 | 0 | 0 | 0 | 0 | 0 | 0 | 0 | 0 | 0 | 0 | 0 | 0 | 0 | 0 | 0 | 0 | 0 | 0 | 0 | 0
F5_Commercial_Warehouse (WA)_Existing_Food Preparation_Natural Gas_Fryer_E8 | F5 | Commercial | Warehouse (WA) | Existing | Food Preparation | Natural Gas | Fryer | E8 | RIM BC Ratio | 0 | 0 | 0 | 0 | 0 | 0 | 0 | 0 | 0 | 0 | 0 | 0 | 0 | 0 | 0 | 0 | 0 | 0 | 0 | 0 | 0 | 0 | 0 | 0 | 0 | 0 | 0
F5_Commercial_Warehouse (WA)_Existing_Food Preparation_Natural Gas_Fryer_E9 | F5 | Commercial | Warehouse (WA) | Existing | Food Preparation | Natural Gas | Fryer | E9 | RIM BC Ratio | 0 | 0 | 0 | 0 | 0 | 0 | 0 | 0 | 0 | 0 | 0 | 0 | 0 | 0 | 0 | 0 | 0 | 0 | 0 | 0 | 0 | 0 | 0 | 0 | 0 | 0 | 0
F5_Commercial_Warehouse (WA)_Existing_Food Preparation_Natural Gas_Fryer_E10 | F5 | Commercial | Warehouse (WA) | Existing | Food Preparation | Natural Gas | Fryer | E10 | RIM BC Ratio | 0 | 0 | 0 | 0 | 0 | 0 | 0 | 0 | 0 | 0 | 0 | 0 | 0 | 0 | 0 | 0 | 0 | 0 | 0 | 0 | 0 | 0 | 0 | 0 | 0 | 0 | 0
F0_Commercial_Warehouse (WA)_Existing_Food Preparation_Natural Gas_Broiler_E0 | F0 | Commercial | Warehouse (WA) | Existing | Food Preparation | Natural Gas | Broiler | E0 | Economic Unit | Standard | Standard | Standard | Standard | Standard | Standard | Standard | Standard | Standard | Standard | Standard | Standard | Standard | Standard | Standard | Standard | Standard | Standard | Standard | Standard | Standard | Standard | Standard | Standard | Standard | Standard | Standard
F1_Commercial_Warehouse (WA)_Existing_Food Preparation_Natural Gas_Broiler_E1 | F1 | Commercial | Warehouse (WA) | Existing | Food Preparation | Natural Gas | Broiler | E1 | CCE | 0 | 0 | 0 | 0 | 0 | 0 | 0 | 0 | 0 | 0 | 0 | 0 | 0 | 0 | 0 | 0 | 0 | 0 | 0 | 0 | 0 | 0 | 0 | 0 | 0 | 0 | 0
F1_Commercial_Warehouse (WA)_Existing_Food Preparation_Natural Gas_Broiler_E2 | F1 | Commercial | Warehouse (WA) | Existing | Food Preparation | Natural Gas | Broiler | E2 | CCE | 0.0069043 | 0.0069043 | 0.0069043 | 0.0069043 | 0.0069043 | 0.0069043 | 0.0069043 | 0.0069043 | 0.0069043 | 0.0069043 | 0.0069043 | 0.0069043 | 0.0069043 | 0.0069043 | 0.0069043 | 0.0069043 | 0.0069043 | 0.0069043 | 0.0069043 | 0.0069043 | 0.0069043 | 0.0069043 | 0.0069043 | 0.0069043 | 0.0069043 | 0.0069043 | 0.0069043
F1_Commercial_Warehouse (WA)_Existing_Food Preparation_Natural Gas_Broiler_E3 | F1 | Commercial | Warehouse (WA) | Existing | Food Preparation | Natural Gas | Broiler | E3 | CCE | 0 | 0 | 0 | 0 | 0 | 0 | 0 | 0 | 0 | 0 | 0 | 0 | 0 | 0 | 0 | 0 | 0 | 0 | 0 | 0 | 0 | 0 | 0 | 0 | 0 | 0 | 0
F1_Commercial_Warehouse (WA)_Existing_Food Preparation_Natural Gas_Broiler_E4 | F1 | Commercial | Warehouse (WA) | Existing | Food Preparation | Natural Gas | Broiler | E4 | CCE | 0 | 0 | 0 | 0 | 0 | 0 | 0 | 0 | 0 | 0 | 0 | 0 | 0 | 0 | 0 | 0 | 0 | 0 | 0 | 0 | 0 | 0 | 0 | 0 | 0 | 0 | 0
F1_Commercial_Warehouse (WA)_Existing_Food Preparation_Natural Gas_Broiler_E5 | F1 | Commercial | Warehouse (WA) | Existing | Food Preparation | Natural Gas | Broiler | E5 | CCE | 0 | 0 | 0 | 0 | 0 | 0 | 0 | 0 | 0 | 0 | 0 | 0 | 0 | 0 | 0 | 0 | 0 | 0 | 0 | 0 | 0 | 0 | 0 | 0 | 0 | 0 | 0
F1_Commercial_Warehouse (WA)_Existing_Food Preparation_Natural Gas_Broiler_E6 | F1 | Commercial | Warehouse (WA) | Existing | Food Preparation | Natural Gas | Broiler | E6 | CCE | 0 | 0 | 0 | 0 | 0 | 0 | 0 | 0 | 0 | 0 | 0 | 0 | 0 | 0 | 0 | 0 | 0 | 0 | 0 | 0 | 0 | 0 | 0 | 0 | 0 | 0 | 0
F1_Commercial_Warehouse (WA)_Existing_Food Preparation_Natural Gas_Broiler_E7 | F1 | Commercial | Warehouse (WA) | Existing | Food Preparation | Natural Gas | Broiler | E7 | CCE | 0 | 0 | 0 | 0 | 0 | 0 | 0 | 0 | 0 | 0 | 0 | 0 | 0 | 0 | 0 | 0 | 0 | 0 | 0 | 0 | 0 | 0 | 0 | 0 | 0 | 0 | 0
F1_Commercial_Warehouse (WA)_Existing_Food Preparation_Natural Gas_Broiler_E8 | F1 | Commercial | Warehouse (WA) | Existing | Food Preparation | Natural Gas | Broiler | E8 | CCE | 0 | 0 | 0 | 0 | 0 | 0 | 0 | 0 | 0 | 0 | 0 | 0 | 0 | 0 | 0 | 0 | 0 | 0 | 0 | 0 | 0 | 0 | 0 | 0 | 0 | 0 | 0
F1_Commercial_Warehouse (WA)_Existing_Food Preparation_Natural Gas_Broiler_E9 | F1 | Commercial | Warehouse (WA) | Existing | Food Preparation | Natural Gas | Broiler | E9 | CCE | 0 | 0 | 0 | 0 | 0 | 0 | 0 | 0 | 0 | 0 | 0 | 0 | 0 | 0 | 0 | 0 | 0 | 0 | 0 | 0 | 0 | 0 | 0 | 0 | 0 | 0 | 0
F1_Commercial_Warehouse (WA)_Existing_Food Preparation_Natural Gas_Broiler_E10 | F1 | Commercial | Warehouse (WA) | Existing | Food Preparation | Natural Gas | Broiler | E10 | CCE | 0 | 0 | 0 | 0 | 0 | 0 | 0 | 0 | 0 | 0 | 0 | 0 | 0 | 0 | 0 | 0 | 0 | 0 | 0 | 0 | 0 | 0 | 0 | 0 | 0 | 0 | 0
F2_Commercial_Warehouse (WA)_Existing_Food Preparation_Natural Gas_Broiler_E1 | F2 | Commercial | Warehouse (WA) | Existing | Food Preparation | Natural Gas | Broiler | E1 | TRC BC Ratio | [24 empty] | 1 | 1 | 1 | bar: 2019 to 2042
F2_Commercial_Warehouse (WA)_Existing_Food Preparation_Natural Gas_Broiler_E2 | F2 | Commercial | Warehouse (WA) | Existing | Food Preparation | Natural Gas | Broiler | E2 | TRC BC Ratio | 0.51548 | 0.52847 | 0.54386 | 0.5615 | 0.58144 | 0.60571 | 0.63069 | 0.65543 | 0.67924 | 0.70339 | 0.7226 | 0.7406 | 0.75994 | 0.77887 | 0.7958 | 0.81164 | 0.82584 | 0.83987 | 0.85485 | 0.86946 | 0.88447 | 0.90008 | 0.91585 | 0.93212 | 0.94868 | 0.96554 | 0.98269
F2_Commercial_Warehouse (WA)_Existing_Food Preparation_Natural Gas_Broiler_E3 | F2 | Commercial | Warehouse (WA) | Existing | Food Preparation | Natural Gas | Broiler | E3 | TRC BC Ratio | 0 | 0 | 0 | 0 | 0 | 0 | 0 | 0 | 0 | 0 | 0 | 0 | 0 | 0 | 0 | 0 | 0 | 0 | 0 | 0 | 0 | 0 | 0 | 0 | 0 | 0 | 0
F2_Commercial_Warehouse (WA)_Existing_Food Preparation_Natural Gas_Broiler_E4 | F2 | Commercial | Warehouse (WA) | Existing | Food Preparation | Natural Gas | Broiler | E4 | TRC BC Ratio | 0 | 0 | 0 | 0 | 0 | 0 | 0 | 0 | 0 | 0 | 0 | 0 | 0 | 0 | 0 | 0 | 0 | 0 | 0 | 0 | 0 | 0 | 0 | 0 | 0 | 0 | 0
F2_Commercial_Warehouse (WA)_Existing_Food Preparation_Natural Gas_Broiler_E5 | F2 | Commercial | Warehouse (WA) | Existing | Food Preparation | Natural Gas | Broiler | E5 | TRC BC Ratio | 0 | 0 | 0 | 0 | 0 | 0 | 0 | 0 | 0 | 0 | 0 | 0 | 0 | 0 | 0 | 0 | 0 | 0 | 0 | 0 | 0 | 0 | 0 | 0 | 0 | 0 | 0
F2_Commercial_Warehouse (WA)_Existing_Food Preparation_Natural Gas_Broiler_E6 | F2 | Commercial | Warehouse (WA) | Existing | Food Preparation | Natural Gas | Broiler | E6 | TRC BC Ratio | 0 | 0 | 0 | 0 | 0 | 0 | 0 | 0 | 0 | 0 | 0 | 0 | 0 | 0 | 0 | 0 | 0 | 0 | 0 | 0 | 0 | 0 | 0 | 0 | 0 | 0 | 0
F2_Commercial_Warehouse (WA)_Existing_Food Preparation_Natural Gas_Broiler_E7 | F2 | Commercial | Warehouse (WA) | Existing | Food Preparation | Natural Gas | Broiler | E7 | TRC BC Ratio | 0 | 0 | 0 | 0 | 0 | 0 | 0 | 0 | 0 | 0 | 0 | 0 | 0 | 0 | 0 | 0 | 0 | 0 | 0 | 0 | 0 | 0 | 0 | 0 | 0 | 0 | 0
F2_Commercial_Warehouse (WA)_Existing_Food Preparation_Natural Gas_Broiler_E8 | F2 | Commercial | Warehouse (WA) | Existing | Food Preparation | Natural Gas | Broiler | E8 | TRC BC Ratio | 0 | 0 | 0 | 0 | 0 | 0 | 0 | 0 | 0 | 0 | 0 | 0 | 0 | 0 | 0 | 0 | 0 | 0 | 0 | 0 | 0 | 0 | 0 | 0 | 0 | 0 | 0
F2_Commercial_Warehouse (WA)_Existing_Food Preparation_Natural Gas_Broiler_E9 | F2 | Commercial | Warehouse (WA) | Existing | Food Preparation | Natural Gas | Broiler | E9 | TRC BC Ratio | 0 | 0 | 0 | 0 | 0 | 0 | 0 | 0 | 0 | 0 | 0 | 0 | 0 | 0 | 0 | 0 | 0 | 0 | 0 | 0 | 0 | 0 | 0 | 0 | 0 | 0 | 0
F2_Commercial_Warehouse (WA)_Existing_Food Preparation_Natural Gas_Broiler_E10 | F2 | Commercial | Warehouse (WA) | Existing | Food Preparation | Natural Gas | Broiler | E10 | TRC BC Ratio | 0 | 0 | 0 | 0 | 0 | 0 | 0 | 0 | 0 | 0 | 0 | 0 | 0 | 0 | 0 | 0 | 0 | 0 | 0 | 0 | 0 | 0 | 0 | 0 | 0 | 0 | 0
F3_Commercial_Warehouse (WA)_Existing_Food Preparation_Natural Gas_Broiler_E1 | F3 | Commercial | Warehouse (WA) | Existing | Food Preparation | Natural Gas | Broiler | E1 | PACT BC Ratio | [24 empty] | 1 | 1 | 1 | bar: 2019 to 2042
F3_Commercial_Warehouse (WA)_Existing_Food Preparation_Natural Gas_Broiler_E2 | F3 | Commercial | Warehouse (WA) | Existing | Food Preparation | Natural Gas | Broiler | E2 | PACT BC Ratio | 1.0389 | 1.0651 | 1.0961 | 1.1316 | 1.1718 | 1.2207 | 1.2711 | 1.3209 | 1.3689 | 1.4176 | 1.4563 | 1.4926 | 1.5316 | 1.5697 | 1.6038 | 1.6357 | 1.6644 | 1.6926 | 1.7228 | 1.7523 | 1.7825 | 1.814 | 1.8458 | 1.8786 | 1.9119 | 1.9459 | 1.9805
F3_Commercial_Warehouse (WA)_Existing_Food Preparation_Natural Gas_Broiler_E3 | F3 | Commercial | Warehouse (WA) | Existing | Food Preparation | Natural Gas | Broiler | E3 | PACT BC Ratio | 0 | 0 | 0 | 0 | 0 | 0 | 0 | 0 | 0 | 0 | 0 | 0 | 0 | 0 | 0 | 0 | 0 | 0 | 0 | 0 | 0 | 0 | 0 | 0 | 0 | 0 | 0
F3_Commercial_Warehouse (WA)_Existing_Food Preparation_Natural Gas_Broiler_E4 | F3 | Commercial | Warehouse (WA) | Existing | Food Preparation | Natural Gas | Broiler | E4 | PACT BC Ratio | 0 | 0 | 0 | 0 | 0 | 0 | 0 | 0 | 0 | 0 | 0 | 0 | 0 | 0 | 0 | 0 | 0 | 0 | 0 | 0 | 0 | 0 | 0 | 0 | 0 | 0 | 0
F3_Commercial_Warehouse (WA)_Existing_Food Preparation_Natural Gas_Broiler_E5 | F3 | Commercial | Warehouse (WA) | Existing | Food Preparation | Natural Gas | Broiler | E5 | PACT BC Ratio | 0 | 0 | 0 | 0 | 0 | 0 | 0 | 0 | 0 | 0 | 0 | 0 | 0 | 0 | 0 | 0 | 0 | 0 | 0 | 0 | 0 | 0 | 0 | 0 | 0 | 0 | 0
F3_Commercial_Warehouse (WA)_Existing_Food Preparation_Natural Gas_Broiler_E6 | F3 | Commercial | Warehouse (WA) | Existing | Food Preparation | Natural Gas | Broiler | E6 | PACT BC Ratio | 0 | 0 | 0 | 0 | 0 | 0 | 0 | 0 | 0 | 0 | 0 | 0 | 0 | 0 | 0 | 0 | 0 | 0 | 0 | 0 | 0 | 0 | 0 | 0 | 0 | 0 | 0
F3_Commercial_Warehouse (WA)_Existing_Food Preparation_Natural Gas_Broiler_E7 | F3 | Commercial | Warehouse (WA) | Existing | Food Preparation | Natural Gas | Broiler | E7 | PACT BC Ratio | 0 | 0 | 0 | 0 | 0 | 0 | 0 | 0 | 0 | 0 | 0 | 0 | 0 | 0 | 0 | 0 | 0 | 0 | 0 | 0 | 0 | 0 | 0 | 0 | 0 | 0 | 0
F3_Commercial_Warehouse (WA)_Existing_Food Preparation_Natural Gas_Broiler_E8 | F3 | Commercial | Warehouse (WA) | Existing | Food Preparation | Natural Gas | Broiler | E8 | PACT BC Ratio | 0 | 0 | 0 | 0 | 0 | 0 | 0 | 0 | 0 | 0 | 0 | 0 | 0 | 0 | 0 | 0 | 0 | 0 | 0 | 0 | 0 | 0 | 0 | 0 | 0 | 0 | 0
F3_Commercial_Warehouse (WA)_Existing_Food Preparation_Natural Gas_Broiler_E9 | F3 | Commercial | Warehouse (WA) | Existing | Food Preparation | Natural Gas | Broiler | E9 | PACT BC Ratio | 0 | 0 | 0 | 0 | 0 | 0 | 0 | 0 | 0 | 0 | 0 | 0 | 0 | 0 | 0 | 0 | 0 | 0 | 0 | 0 | 0 | 0 | 0 | 0 | 0 | 0 | 0
F3_Commercial_Warehouse (WA)_Existing_Food Preparation_Natural Gas_Broiler_E10 | F3 | Commercial | Warehouse (WA) | Existing | Food Preparation | Natural Gas | Broiler | E10 | PACT BC Ratio | 0 | 0 | 0 | 0 | 0 | 0 | 0 | 0 | 0 | 0 | 0 | 0 | 0 | 0 | 0 | 0 | 0 | 0 | 0 | 0 | 0 | 0 | 0 | 0 | 0 | 0 | 0
F4_Commercial_Warehouse (WA)_Existing_Food Preparation_Natural Gas_Broiler_E1 | F4 | Commercial | Warehouse (WA) | Existing | Food Preparation | Natural Gas | Broiler | E1 | RVT BC Ratio | [24 empty] | 1 | 1 | 1 | bar: 2019 to 2042
F4_Commercial_Warehouse (WA)_Existing_Food Preparation_Natural Gas_Broiler_E2 | F4 | Commercial | Warehouse (WA) | Existing | Food Preparation | Natural Gas | Broiler | E2 | RVT BC Ratio | 1.124 | 1.1377 | 1.1539 | 1.1727 | 1.1943 | 1.2212 | 1.2482 | 1.2739 | 1.2971 | 1.3196 | 1.3429 | 1.3641 | 1.3864 | 1.4076 | 1.4258 | 1.4422 | 1.4561 | 1.4694 | 1.4835 | 1.4966 | 1.5099 | 1.5295 | 1.5494 | 1.5699 | 1.5908 | 1.612 | 1.6336
F4_Commercial_Warehouse (WA)_Existing_Food Preparation_Natural Gas_Broiler_E3 | F4 | Commercial | Warehouse (WA) | Existing | Food Preparation | Natural Gas | Broiler | E3 | RVT BC Ratio | 0 | 0 | 0 | 0 | 0 | 0 | 0 | 0 | 0 | 0 | 0 | 0 | 0 | 0 | 0 | 0 | 0 | 0 | 0 | 0 | 0 | 0 | 0 | 0 | 0 | 0 | 0
F4_Commercial_Warehouse (WA)_Existing_Food Preparation_Natural Gas_Broiler_E4 | F4 | Commercial | Warehouse (WA) | Existing | Food Preparation | Natural Gas | Broiler | E4 | RVT BC Ratio | 0 | 0 | 0 | 0 | 0 | 0 | 0 | 0 | 0 | 0 | 0 | 0 | 0 | 0 | 0 | 0 | 0 | 0 | 0 | 0 | 0 | 0 | 0 | 0 | 0 | 0 | 0
F4_Commercial_Warehouse (WA)_Existing_Food Preparation_Natural Gas_Broiler_E5 | F4 | Commercial | Warehouse (WA) | Existing | Food Preparation | Natural Gas | Broiler | E5 | RVT BC Ratio | 0 | 0 | 0 | 0 | 0 | 0 | 0 | 0 | 0 | 0 | 0 | 0 | 0 | 0 | 0 | 0 | 0 | 0 | 0 | 0 | 0 | 0 | 0 | 0 | 0 | 0 | 0
F4_Commercial_Warehouse (WA)_Existing_Food Preparation_Natural Gas_Broiler_E6 | F4 | Commercial | Warehouse (WA) | Existing | Food Preparation | Natural Gas | Broiler | E6 | RVT BC Ratio | 0 | 0 | 0 | 0 | 0 | 0 | 0 | 0 | 0 | 0 | 0 | 0 | 0 | 0 | 0 | 0 | 0 | 0 | 0 | 0 | 0 | 0 | 0 | 0 | 0 | 0 | 0
F4_Commercial_Warehouse (WA)_Existing_Food Preparation_Natural Gas_Broiler_E7 | F4 | Commercial | Warehouse (WA) | Existing | Food Preparation | Natural Gas | Broiler | E7 | RVT BC Ratio | 0 | 0 | 0 | 0 | 0 | 0 | 0 | 0 | 0 | 0 | 0 | 0 | 0 | 0 | 0 | 0 | 0 | 0 | 0 | 0 | 0 | 0 | 0 | 0 | 0 | 0 | 0
F4_Commercial_Warehouse (WA)_Existing_Food Preparation_Natural Gas_Broiler_E8 | F4 | Commercial | Warehouse (WA) | Existing | Food Preparation | Natural Gas | Broiler | E8 | RVT BC Ratio | 0 | 0 | 0 | 0 | 0 | 0 | 0 | 0 | 0 | 0 | 0 | 0 | 0 | 0 | 0 | 0 | 0 | 0 | 0 | 0 | 0 | 0 | 0 | 0 | 0 | 0 | 0
F4_Commercial_Warehouse (WA)_Existing_Food Preparation_Natural Gas_Broiler_E9 | F4 | Commercial | Warehouse (WA) | Existing | Food Preparation | Natural Gas | Broiler | E9 | RVT BC Ratio | 0 | 0 | 0 | 0 | 0 | 0 | 0 | 0 | 0 | 0 | 0 | 0 | 0 | 0 | 0 | 0 | 0 | 0 | 0 | 0 | 0 | 0 | 0 | 0 | 0 | 0 | 0
F4_Commercial_Warehouse (WA)_Existing_Food Preparation_Natural Gas_Broiler_E10 | F4 | Commercial | Warehouse (WA) | Existing | Food Preparation | Natural Gas | Broiler | E10 | RVT BC Ratio | 0 | 0 | 0 | 0 | 0 | 0 | 0 | 0 | 0 | 0 | 0 | 0 | 0 | 0 | 0 | 0 | 0 | 0 | 0 | 0 | 0 | 0 | 0 | 0 | 0 | 0 | 0
F5_Commercial_Warehouse (WA)_Existing_Food Preparation_Natural Gas_Broiler_E1 | F5 | Commercial | Warehouse (WA) | Existing | Food Preparation | Natural Gas | Broiler | E1 | RIM BC Ratio | [24 empty] | 1 | 1 | 1 | bar: 2019 to 2042
F5_Commercial_Warehouse (WA)_Existing_Food Preparation_Natural Gas_Broiler_E2 | F5 | Commercial | Warehouse (WA) | Existing | Food Preparation | Natural Gas | Broiler | E2 | RIM BC Ratio | 0.46721 | 0.47405 | 0.48204 | 0.49084 | 0.50042 | 0.51143 | 0.52259 | 0.53364 | 0.54446 | 0.55546 | 0.56202 | 0.56821 | 0.57483 | 0.5814 | 0.58739 | 0.59309 | 0.5984 | 0.60373 | 0.60935 | 0.61495 | 0.62073 | 0.6245 | 0.62823 | 0.63198 | 0.63572 | 0.63943 | 0.64312
F5_Commercial_Warehouse (WA)_Existing_Food Preparation_Natural Gas_Broiler_E3 | F5 | Commercial | Warehouse (WA) | Existing | Food Preparation | Natural Gas | Broiler | E3 | RIM BC Ratio | 0 | 0 | 0 | 0 | 0 | 0 | 0 | 0 | 0 | 0 | 0 | 0 | 0 | 0 | 0 | 0 | 0 | 0 | 0 | 0 | 0 | 0 | 0 | 0 | 0 | 0 | 0
F5_Commercial_Warehouse (WA)_Existing_Food Preparation_Natural Gas_Broiler_E4 | F5 | Commercial | Warehouse (WA) | Existing | Food Preparation | Natural Gas | Broiler | E4 | RIM BC Ratio | 0 | 0 | 0 | 0 | 0 | 0 | 0 | 0 | 0 | 0 | 0 | 0 | 0 | 0 | 0 | 0 | 0 | 0 | 0 | 0 | 0 | 0 | 0 | 0 | 0 | 0 | 0
F5_Commercial_Warehouse (WA)_Existing_Food Preparation_Natural Gas_Broiler_E5 | F5 | Commercial | Warehouse (WA) | Existing | Food Preparation | Natural Gas | Broiler | E5 | RIM BC Ratio | 0 | 0 | 0 | 0 | 0 | 0 | 0 | 0 | 0 | 0 | 0 | 0 | 0 | 0 | 0 | 0 | 0 | 0 | 0 | 0 | 0 | 0 | 0 | 0 | 0 | 0 | 0
F5_Commercial_Warehouse (WA)_Existing_Food Preparation_Natural Gas_Broiler_E6 | F5 | Commercial | Warehouse (WA) | Existing | Food Preparation | Natural Gas | Broiler | E6 | RIM BC Ratio | 0 | 0 | 0 | 0 | 0 | 0 | 0 | 0 | 0 | 0 | 0 | 0 | 0 | 0 | 0 | 0 | 0 | 0 | 0 | 0 | 0 | 0 | 0 | 0 | 0 | 0 | 0
F5_Commercial_Warehouse (WA)_Existing_Food Preparation_Natural Gas_Broiler_E7 | F5 | Commercial | Warehouse (WA) | Existing | Food Preparation | Natural Gas | Broiler | E7 | RIM BC Ratio | 0 | 0 | 0 | 0 | 0 | 0 | 0 | 0 | 0 | 0 | 0 | 0 | 0 | 0 | 0 | 0 | 0 | 0 | 0 | 0 | 0 | 0 | 0 | 0 | 0 | 0 | 0
F5_Commercial_Warehouse (WA)_Existing_Food Preparation_Natural Gas_Broiler_E8 | F5 | Commercial | Warehouse (WA) | Existing | Food Preparation | Natural Gas | Broiler | E8 | RIM BC Ratio | 0 | 0 | 0 | 0 | 0 | 0 | 0 | 0 | 0 | 0 | 0 | 0 | 0 | 0 | 0 | 0 | 0 | 0 | 0 | 0 | 0 | 0 | 0 | 0 | 0 | 0 | 0
F5_Commercial_Warehouse (WA)_Existing_Food Preparation_Natural Gas_Broiler_E9 | F5 | Commercial | Warehouse (WA) | Existing | Food Preparation | Natural Gas | Broiler | E9 | RIM BC Ratio | 0 | 0 | 0 | 0 | 0 | 0 | 0 | 0 | 0 | 0 | 0 | 0 | 0 | 0 | 0 | 0 | 0 | 0 | 0 | 0 | 0 | 0 | 0 | 0 | 0 | 0 | 0
F5_Commercial_Warehouse (WA)_Existing_Food Preparation_Natural Gas_Broiler_E10 | F5 | Commercial | Warehouse (WA) | Existing | Food Preparation | Natural Gas | Broiler | E10 | RIM BC Ratio | 0 | 0 | 0 | 0 | 0 | 0 | 0 | 0 | 0 | 0 | 0 | 0 | 0 | 0 | 0 | 0 | 0 | 0 | 0 | 0 | 0 | 0 | 0 | 0 | 0 | 0 | 0
F0_Commercial_Warehouse (WA)_Existing_Food Preparation_Natural Gas_Griddle_E0 | F0 | Commercial | Warehouse (WA) | Existing | Food Preparation | Natural Gas | Griddle | E0 | Economic Unit | ENERGY STAR | ENERGY STAR | ENERGY STAR | ENERGY STAR | ENERGY STAR | ENERGY STAR | ENERGY STAR | ENERGY STAR | ENERGY STAR | ENERGY STAR | ENERGY STAR | ENERGY STAR | ENERGY STAR | ENERGY STAR | ENERGY STAR | ENERGY STAR | ENERGY STAR | ENERGY STAR | ENERGY STAR | ENERGY STAR | ENERGY STAR | ENERGY STAR | ENERGY STAR | ENERGY STAR | ENERGY STAR | ENERGY STAR | ENERGY STAR
F1_Commercial_Warehouse (WA)_Existing_Food Preparation_Natural Gas_Griddle_E1 | F1 | Commercial | Warehouse (WA) | Existing | Food Preparation | Natural Gas | Griddle | E1 | CCE | 0 | 0 | 0 | 0 | 0 | 0 | 0 | 0 | 0 | 0 | 0 | 0 | 0 | 0 | 0 | 0 | 0 | 0 | 0 | 0 | 0 | 0 | 0 | 0 | 0 | 0 | 0
F1_Commercial_Warehouse (WA)_Existing_Food Preparation_Natural Gas_Griddle_E2 | F1 | Commercial | Warehouse (WA) | Existing | Food Preparation | Natural Gas | Griddle | E2 | CCE | 6.1281e-05 | 6.1281e-05 | 6.1281e-05 | 6.1281e-05 | 6.1281e-05 | 6.1281e-05 | 6.1281e-05 | 6.1281e-05 | 6.1281e-05 | 6.1281e-05 | 6.1281e-05 | 6.1281e-05 | 6.1281e-05 | 6.1281e-05 | 6.1281e-05 | 6.1281e-05 | 6.1281e-05 | 6.1281e-05 | 6.1281e-05 | 6.1281e-05 | 6.1281e-05 | 6.1281e-05 | 6.1281e-05 | 6.1281e-05 | 6.1281e-05 | 6.1281e-05 | 6.1281e-05
F1_Commercial_Warehouse (WA)_Existing_Food Preparation_Natural Gas_Griddle_E3 | F1 | Commercial | Warehouse (WA) | Existing | Food Preparation | Natural Gas | Griddle | E3 | CCE | 0 | 0 | 0 | 0 | 0 | 0 | 0 | 0 | 0 | 0 | 0 | 0 | 0 | 0 | 0 | 0 | 0 | 0 | 0 | 0 | 0 | 0 | 0 | 0 | 0 | 0 | 0
F1_Commercial_Warehouse (WA)_Existing_Food Preparation_Natural Gas_Griddle_E4 | F1 | Commercial | Warehouse (WA) | Existing | Food Preparation | Natural Gas | Griddle | E4 | CCE | 0 | 0 | 0 | 0 | 0 | 0 | 0 | 0 | 0 | 0 | 0 | 0 | 0 | 0 | 0 | 0 | 0 | 0 | 0 | 0 | 0 | 0 | 0 | 0 | 0 | 0 | 0
F1_Commercial_Warehouse (WA)_Existing_Food Preparation_Natural Gas_Griddle_E5 | F1 | Commercial | Warehouse (WA) | Existing | Food Preparation | Natural Gas | Griddle | E5 | CCE | 0 | 0 | 0 | 0 | 0 | 0 | 0 | 0 | 0 | 0 | 0 | 0 | 0 | 0 | 0 | 0 | 0 | 0 | 0 | 0 | 0 | 0 | 0 | 0 | 0 | 0 | 0
F1_Commercial_Warehouse (WA)_Existing_Food Preparation_Natural Gas_Griddle_E6 | F1 | Commercial | Warehouse (WA) | Existing | Food Preparation | Natural Gas | Griddle | E6 | CCE | 0 | 0 | 0 | 0 | 0 | 0 | 0 | 0 | 0 | 0 | 0 | 0 | 0 | 0 | 0 | 0 | 0 | 0 | 0 | 0 | 0 | 0 | 0 | 0 | 0 | 0 | 0
F1_Commercial_Warehouse (WA)_Existing_Food Preparation_Natural Gas_Griddle_E7 | F1 | Commercial | Warehouse (WA) | Existing | Food Preparation | Natural Gas | Griddle | E7 | CCE | 0 | 0 | 0 | 0 | 0 | 0 | 0 | 0 | 0 | 0 | 0 | 0 | 0 | 0 | 0 | 0 | 0 | 0 | 0 | 0 | 0 | 0 | 0 | 0 | 0 | 0 | 0
F1_Commercial_Warehouse (WA)_Existing_Food Preparation_Natural Gas_Griddle_E8 | F1 | Commercial | Warehouse (WA) | Existing | Food Preparation | Natural Gas | Griddle | E8 | CCE | 0 | 0 | 0 | 0 | 0 | 0 | 0 | 0 | 0 | 0 | 0 | 0 | 0 | 0 | 0 | 0 | 0 | 0 | 0 | 0 | 0 | 0 | 0 | 0 | 0 | 0 | 0
F1_Commercial_Warehouse (WA)_Existing_Food Preparation_Natural Gas_Griddle_E9 | F1 | Commercial | Warehouse (WA) | Existing | Food Preparation | Natural Gas | Griddle | E9 | CCE | 0 | 0 | 0 | 0 | 0 | 0 | 0 | 0 | 0 | 0 | 0 | 0 | 0 | 0 | 0 | 0 | 0 | 0 | 0 | 0 | 0 | 0 | 0 | 0 | 0 | 0 | 0
F1_Commercial_Warehouse (WA)_Existing_Food Preparation_Natural Gas_Griddle_E10 | F1 | Commercial | Warehouse (WA) | Existing | Food Preparation | Natural Gas | Griddle | E10 | CCE | 0 | 0 | 0 | 0 | 0 | 0 | 0 | 0 | 0 | 0 | 0 | 0 | 0 | 0 | 0 | 0 | 0 | 0 | 0 | 0 | 0 | 0 | 0 | 0 | 0 | 0 | 0
F2_Commercial_Warehouse (WA)_Existing_Food Preparation_Natural Gas_Griddle_E1 | F2 | Commercial | Warehouse (WA) | Existing | Food Preparation | Natural Gas | Griddle | E1 | TRC BC Ratio | [24 empty] | 1 | 1 | 1 | bar: 2019 to 2042
F2_Commercial_Warehouse (WA)_Existing_Food Preparation_Natural Gas_Griddle_E2 | F2 | Commercial | Warehouse (WA) | Existing | Food Preparation | Natural Gas | Griddle | E2 | TRC BC Ratio | 58.0767 | 59.5404 | 61.2745 | 63.2617 | 65.509 | 68.2432 | 71.0575 | 73.8446 | 76.5278 | 79.2482 | 81.4128 | 83.4408 | 85.6196 | 87.7525 | 89.6595 | 91.4441 | 93.0446 | 94.6247 | 96.3124 | 97.9588 | 99.6502 | 101.4086 | 103.1857 | 105.0189 | 106.8847 | 108.7836 | 110.7162
F2_Commercial_Warehouse (WA)_Existing_Food Preparation_Natural Gas_Griddle_E3 | F2 | Commercial | Warehouse (WA) | Existing | Food Preparation | Natural Gas | Griddle | E3 | TRC BC Ratio | 0 | 0 | 0 | 0 | 0 | 0 | 0 | 0 | 0 | 0 | 0 | 0 | 0 | 0 | 0 | 0 | 0 | 0 | 0 | 0 | 0 | 0 | 0 | 0 | 0 | 0 | 0
F2_Commercial_Warehouse (WA)_Existing_Food Preparation_Natural Gas_Griddle_E4 | F2 | Commercial | Warehouse (WA) | Existing | Food Preparation | Natural Gas | Griddle | E4 | TRC BC Ratio | 0 | 0 | 0 | 0 | 0 | 0 | 0 | 0 | 0 | 0 | 0 | 0 | 0 | 0 | 0 | 0 | 0 | 0 | 0 | 0 | 0 | 0 | 0 | 0 | 0 | 0 | 0
F2_Commercial_Warehouse (WA)_Existing_Food Preparation_Natural Gas_Griddle_E5 | F2 | Commercial | Warehouse (WA) | Existing | Food Preparation | Natural Gas | Griddle | E5 | TRC BC Ratio | 0 | 0 | 0 | 0 | 0 | 0 | 0 | 0 | 0 | 0 | 0 | 0 | 0 | 0 | 0 | 0 | 0 | 0 | 0 | 0 | 0 | 0 | 0 | 0 | 0 | 0 | 0
F2_Commercial_Warehouse (WA)_Existing_Food Preparation_Natural Gas_Griddle_E6 | F2 | Commercial | Warehouse (WA) | Existing | Food Preparation | Natural Gas | Griddle | E6 | TRC BC Ratio | 0 | 0 | 0 | 0 | 0 | 0 | 0 | 0 | 0 | 0 | 0 | 0 | 0 | 0 | 0 | 0 | 0 | 0 | 0 | 0 | 0 | 0 | 0 | 0 | 0 | 0 | 0
F2_Commercial_Warehouse (WA)_Existing_Food Preparation_Natural Gas_Griddle_E7 | F2 | Commercial | Warehouse (WA) | Existing | Food Preparation | Natural Gas | Griddle | E7 | TRC BC Ratio | 0 | 0 | 0 | 0 | 0 | 0 | 0 | 0 | 0 | 0 | 0 | 0 | 0 | 0 | 0 | 0 | 0 | 0 | 0 | 0 | 0 | 0 | 0 | 0 | 0 | 0 | 0
F2_Commercial_Warehouse (WA)_Existing_Food Preparation_Natural Gas_Griddle_E8 | F2 | Commercial | Warehouse (WA) | Existing | Food Preparation | Natural Gas | Griddle | E8 | TRC BC Ratio | 0 | 0 | 0 | 0 | 0 | 0 | 0 | 0 | 0 | 0 | 0 | 0 | 0 | 0 | 0 | 0 | 0 | 0 | 0 | 0 | 0 | 0 | 0 | 0 | 0 | 0 | 0
F2_Commercial_Warehouse (WA)_Existing_Food Preparation_Natural Gas_Griddle_E9 | F2 | Commercial | Warehouse (WA) | Existing | Food Preparation | Natural Gas | Griddle | E9 | TRC BC Ratio | 0 | 0 | 0 | 0 | 0 | 0 | 0 | 0 | 0 | 0 | 0 | 0 | 0 | 0 | 0 | 0 | 0 | 0 | 0 | 0 | 0 | 0 | 0 | 0 | 0 | 0 | 0
F2_Commercial_Warehouse (WA)_Existing_Food Preparation_Natural Gas_Griddle_E10 | F2 | Commercial | Warehouse (WA) | Existing | Food Preparation | Natural Gas | Griddle | E10 | TRC BC Ratio | 0 | 0 | 0 | 0 | 0 | 0 | 0 | 0 | 0 | 0 | 0 | 0 | 0 | 0 | 0 | 0 | 0 | 0 | 0 | 0 | 0 | 0 | 0 | 0 | 0 | 0 | 0
F3_Commercial_Warehouse (WA)_Existing_Food Preparation_Natural Gas_Griddle_E1 | F3 | Commercial | Warehouse (WA) | Existing | Food Preparation | Natural Gas | Griddle | E1 | PACT BC Ratio | [24 empty] | 1 | 1 | 1 | bar: 2019 to 2042
F3_Commercial_Warehouse (WA)_Existing_Food Preparation_Natural Gas_Griddle_E2 | F3 | Commercial | Warehouse (WA) | Existing | Food Preparation | Natural Gas | Griddle | E2 | PACT BC Ratio | 117.0457 | 119.9955 | 123.4904 | 127.4953 | 132.0244 | 137.5349 | 143.2067 | 148.8238 | 154.2313 | 159.714 | 164.0765 | 168.1635 | 172.5546 | 176.8532 | 180.6965 | 184.2932 | 187.5187 | 190.7032 | 194.1046 | 197.4226 | 200.8313 | 204.3753 | 207.9568 | 211.6513 | 215.4115 | 219.2385 | 223.1334
F3_Commercial_Warehouse (WA)_Existing_Food Preparation_Natural Gas_Griddle_E3 | F3 | Commercial | Warehouse (WA) | Existing | Food Preparation | Natural Gas | Griddle | E3 | PACT BC Ratio | 0 | 0 | 0 | 0 | 0 | 0 | 0 | 0 | 0 | 0 | 0 | 0 | 0 | 0 | 0 | 0 | 0 | 0 | 0 | 0 | 0 | 0 | 0 | 0 | 0 | 0 | 0
F3_Commercial_Warehouse (WA)_Existing_Food Preparation_Natural Gas_Griddle_E4 | F3 | Commercial | Warehouse (WA) | Existing | Food Preparation | Natural Gas | Griddle | E4 | PACT BC Ratio | 0 | 0 | 0 | 0 | 0 | 0 | 0 | 0 | 0 | 0 | 0 | 0 | 0 | 0 | 0 | 0 | 0 | 0 | 0 | 0 | 0 | 0 | 0 | 0 | 0 | 0 | 0
F3_Commercial_Warehouse (WA)_Existing_Food Preparation_Natural Gas_Griddle_E5 | F3 | Commercial | Warehouse (WA) | Existing | Food Preparation | Natural Gas | Griddle | E5 | PACT BC Ratio | 0 | 0 | 0 | 0 | 0 | 0 | 0 | 0 | 0 | 0 | 0 | 0 | 0 | 0 | 0 | 0 | 0 | 0 | 0 | 0 | 0 | 0 | 0 | 0 | 0 | 0 | 0
F3_Commercial_Warehouse (WA)_Existing_Food Preparation_Natural Gas_Griddle_E6 | F3 | Commercial | Warehouse (WA) | Existing | Food Preparation | Natural Gas | Griddle | E6 | PACT BC Ratio | 0 | 0 | 0 | 0 | 0 | 0 | 0 | 0 | 0 | 0 | 0 | 0 | 0 | 0 | 0 | 0 | 0 | 0 | 0 | 0 | 0 | 0 | 0 | 0 | 0 | 0 | 0
F3_Commercial_Warehouse (WA)_Existing_Food Preparation_Natural Gas_Griddle_E7 | F3 | Commercial | Warehouse (WA) | Existing | Food Preparation | Natural Gas | Griddle | E7 | PACT BC Ratio | 0 | 0 | 0 | 0 | 0 | 0 | 0 | 0 | 0 | 0 | 0 | 0 | 0 | 0 | 0 | 0 | 0 | 0 | 0 | 0 | 0 | 0 | 0 | 0 | 0 | 0 | 0
F3_Commercial_Warehouse (WA)_Existing_Food Preparation_Natural Gas_Griddle_E8 | F3 | Commercial | Warehouse (WA) | Existing | Food Preparation | Natural Gas | Griddle | E8 | PACT BC Ratio | 0 | 0 | 0 | 0 | 0 | 0 | 0 | 0 | 0 | 0 | 0 | 0 | 0 | 0 | 0 | 0 | 0 | 0 | 0 | 0 | 0 | 0 | 0 | 0 | 0 | 0 | 0
F3_Commercial_Warehouse (WA)_Existing_Food Preparation_Natural Gas_Griddle_E9 | F3 | Commercial | Warehouse (WA) | Existing | Food Preparation | Natural Gas | Griddle | E9 | PACT BC Ratio | 0 | 0 | 0 | 0 | 0 | 0 | 0 | 0 | 0 | 0 | 0 | 0 | 0 | 0 | 0 | 0 | 0 | 0 | 0 | 0 | 0 | 0 | 0 | 0 | 0 | 0 | 0
F3_Commercial_Warehouse (WA)_Existing_Food Preparation_Natural Gas_Griddle_E10 | F3 | Commercial | Warehouse (WA) | Existing | Food Preparation | Natural Gas | Griddle | E10 | PACT BC Ratio | 0 | 0 | 0 | 0 | 0 | 0 | 0 | 0 | 0 | 0 | 0 | 0 | 0 | 0 | 0 | 0 | 0 | 0 | 0 | 0 | 0 | 0 | 0 | 0 | 0 | 0 | 0
F4_Commercial_Warehouse (WA)_Existing_Food Preparation_Natural Gas_Griddle_E1 | F4 | Commercial | Warehouse (WA) | Existing | Food Preparation | Natural Gas | Griddle | E1 | RVT BC Ratio | [24 empty] | 1 | 1 | 1 | bar: 2019 to 2042
F4_Commercial_Warehouse (WA)_Existing_Food Preparation_Natural Gas_Griddle_E2 | F4 | Commercial | Warehouse (WA) | Existing | Food Preparation | Natural Gas | Griddle | E2 | RVT BC Ratio | 82.4786 | 84.0292 | 85.8493 | 87.9711 | 90.4016 | 93.4353 | 96.4775 | 99.3659 | 101.9806 | 104.5151 | 107.1414 | 109.5282 | 112.0476 | 114.4313 | 116.4812 | 118.3311 | 119.8967 | 121.3915 | 122.981 | 124.4653 | 125.9547 | 128.1703 | 130.4095 | 132.7193 | 135.0701 | 137.4627 | 139.8979
F4_Commercial_Warehouse (WA)_Existing_Food Preparation_Natural Gas_Griddle_E3 | F4 | Commercial | Warehouse (WA) | Existing | Food Preparation | Natural Gas | Griddle | E3 | RVT BC Ratio | 0 | 0 | 0 | 0 | 0 | 0 | 0 | 0 | 0 | 0 | 0 | 0 | 0 | 0 | 0 | 0 | 0 | 0 | 0 | 0 | 0 | 0 | 0 | 0 | 0 | 0 | 0
F4_Commercial_Warehouse (WA)_Existing_Food Preparation_Natural Gas_Griddle_E4 | F4 | Commercial | Warehouse (WA) | Existing | Food Preparation | Natural Gas | Griddle | E4 | RVT BC Ratio | 0 | 0 | 0 | 0 | 0 | 0 | 0 | 0 | 0 | 0 | 0 | 0 | 0 | 0 | 0 | 0 | 0 | 0 | 0 | 0 | 0 | 0 | 0 | 0 | 0 | 0 | 0
F4_Commercial_Warehouse (WA)_Existing_Food Preparation_Natural Gas_Griddle_E5 | F4 | Commercial | Warehouse (WA) | Existing | Food Preparation | Natural Gas | Griddle | E5 | RVT BC Ratio | 0 | 0 | 0 | 0 | 0 | 0 | 0 | 0 | 0 | 0 | 0 | 0 | 0 | 0 | 0 | 0 | 0 | 0 | 0 | 0 | 0 | 0 | 0 | 0 | 0 | 0 | 0
F4_Commercial_Warehouse (WA)_Existing_Food Preparation_Natural Gas_Griddle_E6 | F4 | Commercial | Warehouse (WA) | Existing | Food Preparation | Natural Gas | Griddle | E6 | RVT BC Ratio | 0 | 0 | 0 | 0 | 0 | 0 | 0 | 0 | 0 | 0 | 0 | 0 | 0 | 0 | 0 | 0 | 0 | 0 | 0 | 0 | 0 | 0 | 0 | 0 | 0 | 0 | 0
F4_Commercial_Warehouse (WA)_Existing_Food Preparation_Natural Gas_Griddle_E7 | F4 | Commercial | Warehouse (WA) | Existing | Food Preparation | Natural Gas | Griddle | E7 | RVT BC Ratio | 0 | 0 | 0 | 0 | 0 | 0 | 0 | 0 | 0 | 0 | 0 | 0 | 0 | 0 | 0 | 0 | 0 | 0 | 0 | 0 | 0 | 0 | 0 | 0 | 0 | 0 | 0
F4_Commercial_Warehouse (WA)_Existing_Food Preparation_Natural Gas_Griddle_E8 | F4 | Commercial | Warehouse (WA) | Existing | Food Preparation | Natural Gas | Griddle | E8 | RVT BC Ratio | 0 | 0 | 0 | 0 | 0 | 0 | 0 | 0 | 0 | 0 | 0 | 0 | 0 | 0 | 0 | 0 | 0 | 0 | 0 | 0 | 0 | 0 | 0 | 0 | 0 | 0 | 0
F4_Commercial_Warehouse (WA)_Existing_Food Preparation_Natural Gas_Griddle_E9 | F4 | Commercial | Warehouse (WA) | Existing | Food Preparation | Natural Gas | Griddle | E9 | RVT BC Ratio | 0 | 0 | 0 | 0 | 0 | 0 | 0 | 0 | 0 | 0 | 0 | 0 | 0 | 0 | 0 | 0 | 0 | 0 | 0 | 0 | 0 | 0 | 0 | 0 | 0 | 0 | 0
F4_Commercial_Warehouse (WA)_Existing_Food Preparation_Natural Gas_Griddle_E10 | F4 | Commercial | Warehouse (WA) | Existing | Food Preparation | Natural Gas | Griddle | E10 | RVT BC Ratio | 0 | 0 | 0 | 0 | 0 | 0 | 0 | 0 | 0 | 0 | 0 | 0 | 0 | 0 | 0 | 0 | 0 | 0 | 0 | 0 | 0 | 0 | 0 | 0 | 0 | 0 | 0
F5_Commercial_Warehouse (WA)_Existing_Food Preparation_Natural Gas_Griddle_E1 | F5 | Commercial | Warehouse (WA) | Existing | Food Preparation | Natural Gas | Griddle | E1 | RIM BC Ratio | [24 empty] | 1 | 1 | 1 | bar: 2019 to 2042
F5_Commercial_Warehouse (WA)_Existing_Food Preparation_Natural Gas_Griddle_E2 | F5 | Commercial | Warehouse (WA) | Existing | Food Preparation | Natural Gas | Griddle | E2 | RIM BC Ratio | 0.84293 | 0.84826 | 0.8545 | 0.86099 | 0.86765 | 0.87458 | 0.88199 | 0.89 | 0.89874 | 0.90816 | 0.91014 | 0.91252 | 0.91533 | 0.91862 | 0.9221 | 0.92577 | 0.9297 | 0.93386 | 0.93825 | 0.94293 | 0.94789 | 0.94796 | 0.94804 | 0.94811 | 0.94819 | 0.94826 | 0.94833
F5_Commercial_Warehouse (WA)_Existing_Food Preparation_Natural Gas_Griddle_E3 | F5 | Commercial | Warehouse (WA) | Existing | Food Preparation | Natural Gas | Griddle | E3 | RIM BC Ratio | 0 | 0 | 0 | 0 | 0 | 0 | 0 | 0 | 0 | 0 | 0 | 0 | 0 | 0 | 0 | 0 | 0 | 0 | 0 | 0 | 0 | 0 | 0 | 0 | 0 | 0 | 0
F5_Commercial_Warehouse (WA)_Existing_Food Preparation_Natural Gas_Griddle_E4 | F5 | Commercial | Warehouse (WA) | Existing | Food Preparation | Natural Gas | Griddle | E4 | RIM BC Ratio | 0 | 0 | 0 | 0 | 0 | 0 | 0 | 0 | 0 | 0 | 0 | 0 | 0 | 0 | 0 | 0 | 0 | 0 | 0 | 0 | 0 | 0 | 0 | 0 | 0 | 0 | 0
F5_Commercial_Warehouse (WA)_Existing_Food Preparation_Natural Gas_Griddle_E5 | F5 | Commercial | Warehouse (WA) | Existing | Food Preparation | Natural Gas | Griddle | E5 | RIM BC Ratio | 0 | 0 | 0 | 0 | 0 | 0 | 0 | 0 | 0 | 0 | 0 | 0 | 0 | 0 | 0 | 0 | 0 | 0 | 0 | 0 | 0 | 0 | 0 | 0 | 0 | 0 | 0
F5_Commercial_Warehouse (WA)_Existing_Food Preparation_Natural Gas_Griddle_E6 | F5 | Commercial | Warehouse (WA) | Existing | Food Preparation | Natural Gas | Griddle | E6 | RIM BC Ratio | 0 | 0 | 0 | 0 | 0 | 0 | 0 | 0 | 0 | 0 | 0 | 0 | 0 | 0 | 0 | 0 | 0 | 0 | 0 | 0 | 0 | 0 | 0 | 0 | 0 | 0 | 0
F5_Commercial_Warehouse (WA)_Existing_Food Preparation_Natural Gas_Griddle_E7 | F5 | Commercial | Warehouse (WA) | Existing | Food Preparation | Natural Gas | Griddle | E7 | RIM BC Ratio | 0 | 0 | 0 | 0 | 0 | 0 | 0 | 0 | 0 | 0 | 0 | 0 | 0 | 0 | 0 | 0 | 0 | 0 | 0 | 0 | 0 | 0 | 0 | 0 | 0 | 0 | 0
F5_Commercial_Warehouse (WA)_Existing_Food Preparation_Natural Gas_Griddle_E8 | F5 | Commercial | Warehouse (WA) | Existing | Food Preparation | Natural Gas | Griddle | E8 | RIM BC Ratio | 0 | 0 | 0 | 0 | 0 | 0 | 0 | 0 | 0 | 0 | 0 | 0 | 0 | 0 | 0 | 0 | 0 | 0 | 0 | 0 | 0 | 0 | 0 | 0 | 0 | 0 | 0
F5_Commercial_Warehouse (WA)_Existing_Food Preparation_Natural Gas_Griddle_E9 | F5 | Commercial | Warehouse (WA) | Existing | Food Preparation | Natural Gas | Griddle | E9 | RIM BC Ratio | 0 | 0 | 0 | 0 | 0 | 0 | 0 | 0 | 0 | 0 | 0 | 0 | 0 | 0 | 0 | 0 | 0 | 0 | 0 | 0 | 0 | 0 | 0 | 0 | 0 | 0 | 0
F5_Commercial_Warehouse (WA)_Existing_Food Preparation_Natural Gas_Griddle_E10 | F5 | Commercial | Warehouse (WA) | Existing | Food Preparation | Natural Gas | Griddle | E10 | RIM BC Ratio | 0 | 0 | 0 | 0 | 0 | 0 | 0 | 0 | 0 | 0 | 0 | 0 | 0 | 0 | 0 | 0 | 0 | 0 | 0 | 0 | 0 | 0 | 0 | 0 | 0 | 0 | 0
F0_Commercial_Warehouse (WA)_Existing_Food Preparation_Natural Gas_Range_E0 | F0 | Commercial | Warehouse (WA) | Existing | Food Preparation | Natural Gas | Range | E0 | Economic Unit | High Efficiency | High Efficiency | High Efficiency | High Efficiency | High Efficiency | High Efficiency | High Efficiency | High Efficiency | High Efficiency | High Efficiency | High Efficiency | High Efficiency | High Efficiency | High Efficiency | High Efficiency | High Efficiency | High Efficiency | High Efficiency | High Efficiency | High Efficiency | High Efficiency | High Efficiency | High Efficiency | High Efficiency | High Efficiency | High Efficiency | High Efficiency
F1_Commercial_Warehouse (WA)_Existing_Food Preparation_Natural Gas_Range_E1 | F1 | Commercial | Warehouse (WA) | Existing | Food Preparation | Natural Gas | Range | E1 | CCE | 0 | 0 | 0 | 0 | 0 | 0 | 0 | 0 | 0 | 0 | 0 | 0 | 0 | 0 | 0 | 0 | 0 | 0 | 0 | 0 | 0 | 0 | 0 | 0 | 0 | 0 | 0
F1_Commercial_Warehouse (WA)_Existing_Food Preparation_Natural Gas_Range_E2 | F1 | Commercial | Warehouse (WA) | Existing | Food Preparation | Natural Gas | Range | E2 | CCE | 1.6433e-05 | 1.6433e-05 | 1.6433e-05 | 1.6433e-05 | 1.6433e-05 | 1.6433e-05 | 1.6433e-05 | 1.6433e-05 | 1.6433e-05 | 1.6433e-05 | 1.6433e-05 | 1.6433e-05 | 1.6433e-05 | 1.6433e-05 | 1.6433e-05 | 1.6433e-05 | 1.6433e-05 | 1.6433e-05 | 1.6433e-05 | 1.6433e-05 | 1.6433e-05 | 1.6433e-05 | 1.6433e-05 | 1.6433e-05 | 1.6433e-05 | 1.6433e-05 | 1.6433e-05
F1_Commercial_Warehouse (WA)_Existing_Food Preparation_Natural Gas_Range_E3 | F1 | Commercial | Warehouse (WA) | Existing | Food Preparation | Natural Gas | Range | E3 | CCE | 0 | 0 | 0 | 0 | 0 | 0 | 0 | 0 | 0 | 0 | 0 | 0 | 0 | 0 | 0 | 0 | 0 | 0 | 0 | 0 | 0 | 0 | 0 | 0 | 0 | 0 | 0
F1_Commercial_Warehouse (WA)_Existing_Food Preparation_Natural Gas_Range_E4 | F1 | Commercial | Warehouse (WA) | Existing | Food Preparation | Natural Gas | Range | E4 | CCE | 0 | 0 | 0 | 0 | 0 | 0 | 0 | 0 | 0 | 0 | 0 | 0 | 0 | 0 | 0 | 0 | 0 | 0 | 0 | 0 | 0 | 0 | 0 | 0 | 0 | 0 | 0
F1_Commercial_Warehouse (WA)_Existing_Food Preparation_Natural Gas_Range_E5 | F1 | Commercial | Warehouse (WA) | Existing | Food Preparation | Natural Gas | Range | E5 | CCE | 0 | 0 | 0 | 0 | 0 | 0 | 0 | 0 | 0 | 0 | 0 | 0 | 0 | 0 | 0 | 0 | 0 | 0 | 0 | 0 | 0 | 0 | 0 | 0 | 0 | 0 | 0
F1_Commercial_Warehouse (WA)_Existing_Food Preparation_Natural Gas_Range_E6 | F1 | Commercial | Warehouse (WA) | Existing | Food Preparation | Natural Gas | Range | E6 | CCE | 0 | 0 | 0 | 0 | 0 | 0 | 0 | 0 | 0 | 0 | 0 | 0 | 0 | 0 | 0 | 0 | 0 | 0 | 0 | 0 | 0 | 0 | 0 | 0 | 0 | 0 | 0
F1_Commercial_Warehouse (WA)_Existing_Food Preparation_Natural Gas_Range_E7 | F1 | Commercial | Warehouse (WA) | Existing | Food Preparation | Natural Gas | Range | E7 | CCE | 0 | 0 | 0 | 0 | 0 | 0 | 0 | 0 | 0 | 0 | 0 | 0 | 0 | 0 | 0 | 0 | 0 | 0 | 0 | 0 | 0 | 0 | 0 | 0 | 0 | 0 | 0
F1_Commercial_Warehouse (WA)_Existing_Food Preparation_Natural Gas_Range_E8 | F1 | Commercial | Warehouse (WA) | Existing | Food Preparation | Natural Gas | Range | E8 | CCE | 0 | 0 | 0 | 0 | 0 | 0 | 0 | 0 | 0 | 0 | 0 | 0 | 0 | 0 | 0 | 0 | 0 | 0 | 0 | 0 | 0 | 0 | 0 | 0 | 0 | 0 | 0
F1_Commercial_Warehouse (WA)_Existing_Food Preparation_Natural Gas_Range_E9 | F1 | Commercial | Warehouse (WA) | Existing | Food Preparation | Natural Gas | Range | E9 | CCE | 0 | 0 | 0 | 0 | 0 | 0 | 0 | 0 | 0 | 0 | 0 | 0 | 0 | 0 | 0 | 0 | 0 | 0 | 0 | 0 | 0 | 0 | 0 | 0 | 0 | 0 | 0
F1_Commercial_Warehouse (WA)_Existing_Food Preparation_Natural Gas_Range_E10 | F1 | Commercial | Warehouse (WA) | Existing | Food Preparation | Natural Gas | Range | E10 | CCE | 0 | 0 | 0 | 0 | 0 | 0 | 0 | 0 | 0 | 0 | 0 | 0 | 0 | 0 | 0 | 0 | 0 | 0 | 0 | 0 | 0 | 0 | 0 | 0 | 0 | 0 | 0
F2_Commercial_Warehouse (WA)_Existing_Food Preparation_Natural Gas_Range_E1 | F2 | Commercial | Warehouse (WA) | Existing | Food Preparation | Natural Gas | Range | E1 | TRC BC Ratio | [24 empty] | 1 | 1 | 1 | bar: 2019 to 2042
F2_Commercial_Warehouse (WA)_Existing_Food Preparation_Natural Gas_Range_E2 | F2 | Commercial | Warehouse (WA) | Existing | Food Preparation | Natural Gas | Range | E2 | TRC BC Ratio | 211.0481 | 215.9204 | 222.0491 | 229.2789 | 237.6864 | 248.2899 | 259.3342 | 270.3461 | 280.9675 | 291.735 | 300.1387 | 307.956 | 316.384 | 324.5941 | 331.8349 | 338.5393 | 344.4519 | 350.2637 | 356.5145 | 362.5753 | 368.8102 | 375.3121 | 381.8764 | 388.6608 | 395.5657 | 402.5933 | 409.7457
F2_Commercial_Warehouse (WA)_Existing_Food Preparation_Natural Gas_Range_E3 | F2 | Commercial | Warehouse (WA) | Existing | Food Preparation | Natural Gas | Range | E3 | TRC BC Ratio | 0 | 0 | 0 | 0 | 0 | 0 | 0 | 0 | 0 | 0 | 0 | 0 | 0 | 0 | 0 | 0 | 0 | 0 | 0 | 0 | 0 | 0 | 0 | 0 | 0 | 0 | 0
F2_Commercial_Warehouse (WA)_Existing_Food Preparation_Natural Gas_Range_E4 | F2 | Commercial | Warehouse (WA) | Existing | Food Preparation | Natural Gas | Range | E4 | TRC BC Ratio | 0 | 0 | 0 | 0 | 0 | 0 | 0 | 0 | 0 | 0 | 0 | 0 | 0 | 0 | 0 | 0 | 0 | 0 | 0 | 0 | 0 | 0 | 0 | 0 | 0 | 0 | 0
F2_Commercial_Warehouse (WA)_Existing_Food Preparation_Natural Gas_Range_E5 | F2 | Commercial | Warehouse (WA) | Existing | Food Preparation | Natural Gas | Range | E5 | TRC BC Ratio | 0 | 0 | 0 | 0 | 0 | 0 | 0 | 0 | 0 | 0 | 0 | 0 | 0 | 0 | 0 | 0 | 0 | 0 | 0 | 0 | 0 | 0 | 0 | 0 | 0 | 0 | 0
F2_Commercial_Warehouse (WA)_Existing_Food Preparation_Natural Gas_Range_E6 | F2 | Commercial | Warehouse (WA) | Existing | Food Preparation | Natural Gas | Range | E6 | TRC BC Ratio | 0 | 0 | 0 | 0 | 0 | 0 | 0 | 0 | 0 | 0 | 0 | 0 | 0 | 0 | 0 | 0 | 0 | 0 | 0 | 0 | 0 | 0 | 0 | 0 | 0 | 0 | 0
F2_Commercial_Warehouse (WA)_Existing_Food Preparation_Natural Gas_Range_E7 | F2 | Commercial | Warehouse (WA) | Existing | Food Preparation | Natural Gas | Range | E7 | TRC BC Ratio | 0 | 0 | 0 | 0 | 0 | 0 | 0 | 0 | 0 | 0 | 0 | 0 | 0 | 0 | 0 | 0 | 0 | 0 | 0 | 0 | 0 | 0 | 0 | 0 | 0 | 0 | 0
F2_Commercial_Warehouse (WA)_Existing_Food Preparation_Natural Gas_Range_E8 | F2 | Commercial | Warehouse (WA) | Existing | Food Preparation | Natural Gas | Range | E8 | TRC BC Ratio | 0 | 0 | 0 | 0 | 0 | 0 | 0 | 0 | 0 | 0 | 0 | 0 | 0 | 0 | 0 | 0 | 0 | 0 | 0 | 0 | 0 | 0 | 0 | 0 | 0 | 0 | 0
F2_Commercial_Warehouse (WA)_Existing_Food Preparation_Natural Gas_Range_E9 | F2 | Commercial | Warehouse (WA) | Existing | Food Preparation | Natural Gas | Range | E9 | TRC BC Ratio | 0 | 0 | 0 | 0 | 0 | 0 | 0 | 0 | 0 | 0 | 0 | 0 | 0 | 0 | 0 | 0 | 0 | 0 | 0 | 0 | 0 | 0 | 0 | 0 | 0 | 0 | 0
F2_Commercial_Warehouse (WA)_Existing_Food Preparation_Natural Gas_Range_E10 | F2 | Commercial | Warehouse (WA) | Existing | Food Preparation | Natural Gas | Range | E10 | TRC BC Ratio | 0 | 0 | 0 | 0 | 0 | 0 | 0 | 0 | 0 | 0 | 0 | 0 | 0 | 0 | 0 | 0 | 0 | 0 | 0 | 0 | 0 | 0 | 0 | 0 | 0 | 0 | 0
F3_Commercial_Warehouse (WA)_Existing_Food Preparation_Natural Gas_Range_E1 | F3 | Commercial | Warehouse (WA) | Existing | Food Preparation | Natural Gas | Range | E1 | PACT BC Ratio | [24 empty] | 1 | 1 | 1 | bar: 2019 to 2042
F3_Commercial_Warehouse (WA)_Existing_Food Preparation_Natural Gas_Range_E2 | F3 | Commercial | Warehouse (WA) | Existing | Food Preparation | Natural Gas | Range | E2 | PACT BC Ratio | 425.3387 | 435.1581 | 447.5098 | 462.0804 | 479.0246 | 500.3943 | 522.6527 | 544.8457 | 566.2517 | 587.9521 | 604.8887 | 620.6433 | 637.6288 | 654.1752 | 668.768 | 682.2798 | 694.1958 | 705.9088 | 718.5063 | 730.7211 | 743.2866 | 756.3904 | 769.6199 | 783.2929 | 797.2088 | 811.3719 | 825.7867
F3_Commercial_Warehouse (WA)_Existing_Food Preparation_Natural Gas_Range_E3 | F3 | Commercial | Warehouse (WA) | Existing | Food Preparation | Natural Gas | Range | E3 | PACT BC Ratio | 0 | 0 | 0 | 0 | 0 | 0 | 0 | 0 | 0 | 0 | 0 | 0 | 0 | 0 | 0 | 0 | 0 | 0 | 0 | 0 | 0 | 0 | 0 | 0 | 0 | 0 | 0
F3_Commercial_Warehouse (WA)_Existing_Food Preparation_Natural Gas_Range_E4 | F3 | Commercial | Warehouse (WA) | Existing | Food Preparation | Natural Gas | Range | E4 | PACT BC Ratio | 0 | 0 | 0 | 0 | 0 | 0 | 0 | 0 | 0 | 0 | 0 | 0 | 0 | 0 | 0 | 0 | 0 | 0 | 0 | 0 | 0 | 0 | 0 | 0 | 0 | 0 | 0
F3_Commercial_Warehouse (WA)_Existing_Food Preparation_Natural Gas_Range_E5 | F3 | Commercial | Warehouse (WA) | Existing | Food Preparation | Natural Gas | Range | E5 | PACT BC Ratio | 0 | 0 | 0 | 0 | 0 | 0 | 0 | 0 | 0 | 0 | 0 | 0 | 0 | 0 | 0 | 0 | 0 | 0 | 0 | 0 | 0 | 0 | 0 | 0 | 0 | 0 | 0
F3_Commercial_Warehouse (WA)_Existing_Food Preparation_Natural Gas_Range_E6 | F3 | Commercial | Warehouse (WA) | Existing | Food Preparation | Natural Gas | Range | E6 | PACT BC Ratio | 0 | 0 | 0 | 0 | 0 | 0 | 0 | 0 | 0 | 0 | 0 | 0 | 0 | 0 | 0 | 0 | 0 | 0 | 0 | 0 | 0 | 0 | 0 | 0 | 0 | 0 | 0
F3_Commercial_Warehouse (WA)_Existing_Food Preparation_Natural Gas_Range_E7 | F3 | Commercial | Warehouse (WA) | Existing | Food Preparation | Natural Gas | Range | E7 | PACT BC Ratio | 0 | 0 | 0 | 0 | 0 | 0 | 0 | 0 | 0 | 0 | 0 | 0 | 0 | 0 | 0 | 0 | 0 | 0 | 0 | 0 | 0 | 0 | 0 | 0 | 0 | 0 | 0
F3_Commercial_Warehouse (WA)_Existing_Food Preparation_Natural Gas_Range_E8 | F3 | Commercial | Warehouse (WA) | Existing | Food Preparation | Natural Gas | Range | E8 | PACT BC Ratio | 0 | 0 | 0 | 0 | 0 | 0 | 0 | 0 | 0 | 0 | 0 | 0 | 0 | 0 | 0 | 0 | 0 | 0 | 0 | 0 | 0 | 0 | 0 | 0 | 0 | 0 | 0
F3_Commercial_Warehouse (WA)_Existing_Food Preparation_Natural Gas_Range_E9 | F3 | Commercial | Warehouse (WA) | Existing | Food Preparation | Natural Gas | Range | E9 | PACT BC Ratio | 0 | 0 | 0 | 0 | 0 | 0 | 0 | 0 | 0 | 0 | 0 | 0 | 0 | 0 | 0 | 0 | 0 | 0 | 0 | 0 | 0 | 0 | 0 | 0 | 0 | 0 | 0
F3_Commercial_Warehouse (WA)_Existing_Food Preparation_Natural Gas_Range_E10 | F3 | Commercial | Warehouse (WA) | Existing | Food Preparation | Natural Gas | Range | E10 | PACT BC Ratio | 0 | 0 | 0 | 0 | 0 | 0 | 0 | 0 | 0 | 0 | 0 | 0 | 0 | 0 | 0 | 0 | 0 | 0 | 0 | 0 | 0 | 0 | 0 | 0 | 0 | 0 | 0
F4_Commercial_Warehouse (WA)_Existing_Food Preparation_Natural Gas_Range_E1 | F4 | Commercial | Warehouse (WA) | Existing | Food Preparation | Natural Gas | Range | E1 | RVT BC Ratio | [24 empty] | 1 | 1 | 1 | bar: 2019 to 2042
F4_Commercial_Warehouse (WA)_Existing_Food Preparation_Natural Gas_Range_E2 | F4 | Commercial | Warehouse (WA) | Existing | Food Preparation | Natural Gas | Range | E2 | RVT BC Ratio | 301.6658 | 306.6805 | 312.7918 | 320.2197 | 329.056 | 340.7359 | 352.7173 | 364.3075 | 374.9762 | 385.2222 | 395.747 | 405.1478 | 414.9546 | 424.0177 | 431.6513 | 438.4164 | 443.9635 | 449.1924 | 454.8021 | 459.9484 | 465.0962 | 473.2887 | 481.5598 | 490.1081 | 498.8083 | 507.663 | 516.6751
F4_Commercial_Warehouse (WA)_Existing_Food Preparation_Natural Gas_Range_E3 | F4 | Commercial | Warehouse (WA) | Existing | Food Preparation | Natural Gas | Range | E3 | RVT BC Ratio | 0 | 0 | 0 | 0 | 0 | 0 | 0 | 0 | 0 | 0 | 0 | 0 | 0 | 0 | 0 | 0 | 0 | 0 | 0 | 0 | 0 | 0 | 0 | 0 | 0 | 0 | 0
F4_Commercial_Warehouse (WA)_Existing_Food Preparation_Natural Gas_Range_E4 | F4 | Commercial | Warehouse (WA) | Existing | Food Preparation | Natural Gas | Range | E4 | RVT BC Ratio | 0 | 0 | 0 | 0 | 0 | 0 | 0 | 0 | 0 | 0 | 0 | 0 | 0 | 0 | 0 | 0 | 0 | 0 | 0 | 0 | 0 | 0 | 0 | 0 | 0 | 0 | 0
F4_Commercial_Warehouse (WA)_Existing_Food Preparation_Natural Gas_Range_E5 | F4 | Commercial | Warehouse (WA) | Existing | Food Preparation | Natural Gas | Range | E5 | RVT BC Ratio | 0 | 0 | 0 | 0 | 0 | 0 | 0 | 0 | 0 | 0 | 0 | 0 | 0 | 0 | 0 | 0 | 0 | 0 | 0 | 0 | 0 | 0 | 0 | 0 | 0 | 0 | 0
F4_Commercial_Warehouse (WA)_Existing_Food Preparation_Natural Gas_Range_E6 | F4 | Commercial | Warehouse (WA) | Existing | Food Preparation | Natural Gas | Range | E6 | RVT BC Ratio | 0 | 0 | 0 | 0 | 0 | 0 | 0 | 0 | 0 | 0 | 0 | 0 | 0 | 0 | 0 | 0 | 0 | 0 | 0 | 0 | 0 | 0 | 0 | 0 | 0 | 0 | 0
F4_Commercial_Warehouse (WA)_Existing_Food Preparation_Natural Gas_Range_E7 | F4 | Commercial | Warehouse (WA) | Existing | Food Preparation | Natural Gas | Range | E7 | RVT BC Ratio | 0 | 0 | 0 | 0 | 0 | 0 | 0 | 0 | 0 | 0 | 0 | 0 | 0 | 0 | 0 | 0 | 0 | 0 | 0 | 0 | 0 | 0 | 0 | 0 | 0 | 0 | 0
F4_Commercial_Warehouse (WA)_Existing_Food Preparation_Natural Gas_Range_E8 | F4 | Commercial | Warehouse (WA) | Existing | Food Preparation | Natural Gas | Range | E8 | RVT BC Ratio | 0 | 0 | 0 | 0 | 0 | 0 | 0 | 0 | 0 | 0 | 0 | 0 | 0 | 0 | 0 | 0 | 0 | 0 | 0 | 0 | 0 | 0 | 0 | 0 | 0 | 0 | 0
F4_Commercial_Warehouse (WA)_Existing_Food Preparation_Natural Gas_Range_E9 | F4 | Commercial | Warehouse (WA) | Existing | Food Preparation | Natural Gas | Range | E9 | RVT BC Ratio | 0 | 0 | 0 | 0 | 0 | 0 | 0 | 0 | 0 | 0 | 0 | 0 | 0 | 0 | 0 | 0 | 0 | 0 | 0 | 0 | 0 | 0 | 0 | 0 | 0 | 0 | 0
F4_Commercial_Warehouse (WA)_Existing_Food Preparation_Natural Gas_Range_E10 | F4 | Commercial | Warehouse (WA) | Existing | Food Preparation | Natural Gas | Range | E10 | RVT BC Ratio | 0 | 0 | 0 | 0 | 0 | 0 | 0 | 0 | 0 | 0 | 0 | 0 | 0 | 0 | 0 | 0 | 0 | 0 | 0 | 0 | 0 | 0 | 0 | 0 | 0 | 0 | 0
F5_Commercial_Warehouse (WA)_Existing_Food Preparation_Natural Gas_Range_E1 | F5 | Commercial | Warehouse (WA) | Existing | Food Preparation | Natural Gas | Range | E1 | RIM BC Ratio | [24 empty] | 1 | 1 | 1 | bar: 2019 to 2042
F5_Commercial_Warehouse (WA)_Existing_Food Preparation_Natural Gas_Range_E2 | F5 | Commercial | Warehouse (WA) | Existing | Food Preparation | Natural Gas | Range | E2 | RIM BC Ratio | 0.83897 | 0.84432 | 0.85133 | 0.85867 | 0.86627 | 0.87391 | 0.8818 | 0.89001 | 0.89867 | 0.90831 | 0.90963 | 0.91168 | 0.9145 | 0.91819 | 0.92208 | 0.9262 | 0.93061 | 0.9353 | 0.94025 | 0.94554 | 0.95116 | 0.95118 | 0.9512 | 0.95122 | 0.95124 | 0.95126 | 0.95128
F5_Commercial_Warehouse (WA)_Existing_Food Preparation_Natural Gas_Range_E3 | F5 | Commercial | Warehouse (WA) | Existing | Food Preparation | Natural Gas | Range | E3 | RIM BC Ratio | 0 | 0 | 0 | 0 | 0 | 0 | 0 | 0 | 0 | 0 | 0 | 0 | 0 | 0 | 0 | 0 | 0 | 0 | 0 | 0 | 0 | 0 | 0 | 0 | 0 | 0 | 0
F5_Commercial_Warehouse (WA)_Existing_Food Preparation_Natural Gas_Range_E4 | F5 | Commercial | Warehouse (WA) | Existing | Food Preparation | Natural Gas | Range | E4 | RIM BC Ratio | 0 | 0 | 0 | 0 | 0 | 0 | 0 | 0 | 0 | 0 | 0 | 0 | 0 | 0 | 0 | 0 | 0 | 0 | 0 | 0 | 0 | 0 | 0 | 0 | 0 | 0 | 0
F5_Commercial_Warehouse (WA)_Existing_Food Preparation_Natural Gas_Range_E5 | F5 | Commercial | Warehouse (WA) | Existing | Food Preparation | Natural Gas | Range | E5 | RIM BC Ratio | 0 | 0 | 0 | 0 | 0 | 0 | 0 | 0 | 0 | 0 | 0 | 0 | 0 | 0 | 0 | 0 | 0 | 0 | 0 | 0 | 0 | 0 | 0 | 0 | 0 | 0 | 0
F5_Commercial_Warehouse (WA)_Existing_Food Preparation_Natural Gas_Range_E6 | F5 | Commercial | Warehouse (WA) | Existing | Food Preparation | Natural Gas | Range | E6 | RIM BC Ratio | 0 | 0 | 0 | 0 | 0 | 0 | 0 | 0 | 0 | 0 | 0 | 0 | 0 | 0 | 0 | 0 | 0 | 0 | 0 | 0 | 0 | 0 | 0 | 0 | 0 | 0 | 0
F5_Commercial_Warehouse (WA)_Existing_Food Preparation_Natural Gas_Range_E7 | F5 | Commercial | Warehouse (WA) | Existing | Food Preparation | Natural Gas | Range | E7 | RIM BC Ratio | 0 | 0 | 0 | 0 | 0 | 0 | 0 | 0 | 0 | 0 | 0 | 0 | 0 | 0 | 0 | 0 | 0 | 0 | 0 | 0 | 0 | 0 | 0 | 0 | 0 | 0 | 0
F5_Commercial_Warehouse (WA)_Existing_Food Preparation_Natural Gas_Range_E8 | F5 | Commercial | Warehouse (WA) | Existing | Food Preparation | Natural Gas | Range | E8 | RIM BC Ratio | 0 | 0 | 0 | 0 | 0 | 0 | 0 | 0 | 0 | 0 | 0 | 0 | 0 | 0 | 0 | 0 | 0 | 0 | 0 | 0 | 0 | 0 | 0 | 0 | 0 | 0 | 0
F5_Commercial_Warehouse (WA)_Existing_Food Preparation_Natural Gas_Range_E9 | F5 | Commercial | Warehouse (WA) | Existing | Food Preparation | Natural Gas | Range | E9 | RIM BC Ratio | 0 | 0 | 0 | 0 | 0 | 0 | 0 | 0 | 0 | 0 | 0 | 0 | 0 | 0 | 0 | 0 | 0 | 0 | 0 | 0 | 0 | 0 | 0 | 0 | 0 | 0 | 0
F5_Commercial_Warehouse (WA)_Existing_Food Preparation_Natural Gas_Range_E10 | F5 | Commercial | Warehouse (WA) | Existing | Food Preparation | Natural Gas | Range | E10 | RIM BC Ratio | 0 | 0 | 0 | 0 | 0 | 0 | 0 | 0 | 0 | 0 | 0 | 0 | 0 | 0 | 0 | 0 | 0 | 0 | 0 | 0 | 0 | 0 | 0 | 0 | 0 | 0 | 0
F0_Commercial_Warehouse (WA)_Existing_Food Preparation_Natural Gas_Steamer_E0 | F0 | Commercial | Warehouse (WA) | Existing | Food Preparation | Natural Gas | Steamer | E0 | Economic Unit | ENERGY STAR | ENERGY STAR | ENERGY STAR | ENERGY STAR | ENERGY STAR | ENERGY STAR | ENERGY STAR | ENERGY STAR | ENERGY STAR | ENERGY STAR | ENERGY STAR | ENERGY STAR | ENERGY STAR | ENERGY STAR | ENERGY STAR | ENERGY STAR | ENERGY STAR | ENERGY STAR | ENERGY STAR | ENERGY STAR | ENERGY STAR | ENERGY STAR | ENERGY STAR | ENERGY STAR | ENERGY STAR | ENERGY STAR | ENERGY STAR
F1_Commercial_Warehouse (WA)_Existing_Food Preparation_Natural Gas_Steamer_E1 | F1 | Commercial | Warehouse (WA) | Existing | Food Preparation | Natural Gas | Steamer | E1 | CCE | 0 | 0 | 0 | 0 | 0 | 0 | 0 | 0 | 0 | 0 | 0 | 0 | 0 | 0 | 0 | 0 | 0 | 0 | 0 | 0 | 0 | 0 | 0 | 0 | 0 | 0 | 0
F1_Commercial_Warehouse (WA)_Existing_Food Preparation_Natural Gas_Steamer_E2 | F1 | Commercial | Warehouse (WA) | Existing | Food Preparation | Natural Gas | Steamer | E2 | CCE | 0.0015697 | 0.0015697 | 0.0015697 | 0.0015697 | 0.0015697 | 0.0015697 | 0.0015697 | 0.0015697 | 0.0015697 | 0.0015697 | 0.0015697 | 0.0015697 | 0.0015697 | 0.0015697 | 0.0015697 | 0.0015697 | 0.0015697 | 0.0015697 | 0.0015697 | 0.0015697 | 0.0015697 | 0.0015697 | 0.0015697 | 0.0015697 | 0.0015697 | 0.0015697 | 0.0015697
F1_Commercial_Warehouse (WA)_Existing_Food Preparation_Natural Gas_Steamer_E3 | F1 | Commercial | Warehouse (WA) | Existing | Food Preparation | Natural Gas | Steamer | E3 | CCE | 0 | 0 | 0 | 0 | 0 | 0 | 0 | 0 | 0 | 0 | 0 | 0 | 0 | 0 | 0 | 0 | 0 | 0 | 0 | 0 | 0 | 0 | 0 | 0 | 0 | 0 | 0
F1_Commercial_Warehouse (WA)_Existing_Food Preparation_Natural Gas_Steamer_E4 | F1 | Commercial | Warehouse (WA) | Existing | Food Preparation | Natural Gas | Steamer | E4 | CCE | 0 | 0 | 0 | 0 | 0 | 0 | 0 | 0 | 0 | 0 | 0 | 0 | 0 | 0 | 0 | 0 | 0 | 0 | 0 | 0 | 0 | 0 | 0 | 0 | 0 | 0 | 0
F1_Commercial_Warehouse (WA)_Existing_Food Preparation_Natural Gas_Steamer_E5 | F1 | Commercial | Warehouse (WA) | Existing | Food Preparation | Natural Gas | Steamer | E5 | CCE | 0 | 0 | 0 | 0 | 0 | 0 | 0 | 0 | 0 | 0 | 0 | 0 | 0 | 0 | 0 | 0 | 0 | 0 | 0 | 0 | 0 | 0 | 0 | 0 | 0 | 0 | 0
F1_Commercial_Warehouse (WA)_Existing_Food Preparation_Natural Gas_Steamer_E6 | F1 | Commercial | Warehouse (WA) | Existing | Food Preparation | Natural Gas | Steamer | E6 | CCE | 0 | 0 | 0 | 0 | 0 | 0 | 0 | 0 | 0 | 0 | 0 | 0 | 0 | 0 | 0 | 0 | 0 | 0 | 0 | 0 | 0 | 0 | 0 | 0 | 0 | 0 | 0
F1_Commercial_Warehouse (WA)_Existing_Food Preparation_Natural Gas_Steamer_E7 | F1 | Commercial | Warehouse (WA) | Existing | Food Preparation | Natural Gas | Steamer | E7 | CCE | 0 | 0 | 0 | 0 | 0 | 0 | 0 | 0 | 0 | 0 | 0 | 0 | 0 | 0 | 0 | 0 | 0 | 0 | 0 | 0 | 0 | 0 | 0 | 0 | 0 | 0 | 0
F1_Commercial_Warehouse (WA)_Existing_Food Preparation_Natural Gas_Steamer_E8 | F1 | Commercial | Warehouse (WA) | Existing | Food Preparation | Natural Gas | Steamer | E8 | CCE | 0 | 0 | 0 | 0 | 0 | 0 | 0 | 0 | 0 | 0 | 0 | 0 | 0 | 0 | 0 | 0 | 0 | 0 | 0 | 0 | 0 | 0 | 0 | 0 | 0 | 0 | 0
F1_Commercial_Warehouse (WA)_Existing_Food Preparation_Natural Gas_Steamer_E9 | F1 | Commercial | Warehouse (WA) | Existing | Food Preparation | Natural Gas | Steamer | E9 | CCE | 0 | 0 | 0 | 0 | 0 | 0 | 0 | 0 | 0 | 0 | 0 | 0 | 0 | 0 | 0 | 0 | 0 | 0 | 0 | 0 | 0 | 0 | 0 | 0 | 0 | 0 | 0
F1_Commercial_Warehouse (WA)_Existing_Food Preparation_Natural Gas_Steamer_E10 | F1 | Commercial | Warehouse (WA) | Existing | Food Preparation | Natural Gas | Steamer | E10 | CCE | 0 | 0 | 0 | 0 | 0 | 0 | 0 | 0 | 0 | 0 | 0 | 0 | 0 | 0 | 0 | 0 | 0 | 0 | 0 | 0 | 0 | 0 | 0 | 0 | 0 | 0 | 0
F2_Commercial_Warehouse (WA)_Existing_Food Preparation_Natural Gas_Steamer_E1 | F2 | Commercial | Warehouse (WA) | Existing | Food Preparation | Natural Gas | Steamer | E1 | TRC BC Ratio | [24 empty] | 1 | 1 | 1 | bar: 2019 to 2042
F2_Commercial_Warehouse (WA)_Existing_Food Preparation_Natural Gas_Steamer_E2 | F2 | Commercial | Warehouse (WA) | Existing | Food Preparation | Natural Gas | Steamer | E2 | TRC BC Ratio | 2.2673 | 2.3245 | 2.3922 | 2.4698 | 2.5575 | 2.6642 | 2.7741 | 2.8829 | 2.9877 | 3.0939 | 3.1784 | 3.2576 | 3.3426 | 3.4259 | 3.5004 | 3.57 | 3.6325 | 3.6942 | 3.7601 | 3.8244 | 3.8904 | 3.959 | 4.0284 | 4.1 | 4.1728 | 4.247 | 4.3224
F2_Commercial_Warehouse (WA)_Existing_Food Preparation_Natural Gas_Steamer_E3 | F2 | Commercial | Warehouse (WA) | Existing | Food Preparation | Natural Gas | Steamer | E3 | TRC BC Ratio | 0 | 0 | 0 | 0 | 0 | 0 | 0 | 0 | 0 | 0 | 0 | 0 | 0 | 0 | 0 | 0 | 0 | 0 | 0 | 0 | 0 | 0 | 0 | 0 | 0 | 0 | 0
F2_Commercial_Warehouse (WA)_Existing_Food Preparation_Natural Gas_Steamer_E4 | F2 | Commercial | Warehouse (WA) | Existing | Food Preparation | Natural Gas | Steamer | E4 | TRC BC Ratio | 0 | 0 | 0 | 0 | 0 | 0 | 0 | 0 | 0 | 0 | 0 | 0 | 0 | 0 | 0 | 0 | 0 | 0 | 0 | 0 | 0 | 0 | 0 | 0 | 0 | 0 | 0
F2_Commercial_Warehouse (WA)_Existing_Food Preparation_Natural Gas_Steamer_E5 | F2 | Commercial | Warehouse (WA) | Existing | Food Preparation | Natural Gas | Steamer | E5 | TRC BC Ratio | 0 | 0 | 0 | 0 | 0 | 0 | 0 | 0 | 0 | 0 | 0 | 0 | 0 | 0 | 0 | 0 | 0 | 0 | 0 | 0 | 0 | 0 | 0 | 0 | 0 | 0 | 0
F2_Commercial_Warehouse (WA)_Existing_Food Preparation_Natural Gas_Steamer_E6 | F2 | Commercial | Warehouse (WA) | Existing | Food Preparation | Natural Gas | Steamer | E6 | TRC BC Ratio | 0 | 0 | 0 | 0 | 0 | 0 | 0 | 0 | 0 | 0 | 0 | 0 | 0 | 0 | 0 | 0 | 0 | 0 | 0 | 0 | 0 | 0 | 0 | 0 | 0 | 0 | 0
F2_Commercial_Warehouse (WA)_Existing_Food Preparation_Natural Gas_Steamer_E7 | F2 | Commercial | Warehouse (WA) | Existing | Food Preparation | Natural Gas | Steamer | E7 | TRC BC Ratio | 0 | 0 | 0 | 0 | 0 | 0 | 0 | 0 | 0 | 0 | 0 | 0 | 0 | 0 | 0 | 0 | 0 | 0 | 0 | 0 | 0 | 0 | 0 | 0 | 0 | 0 | 0
F2_Commercial_Warehouse (WA)_Existing_Food Preparation_Natural Gas_Steamer_E8 | F2 | Commercial | Warehouse (WA) | Existing | Food Preparation | Natural Gas | Steamer | E8 | TRC BC Ratio | 0 | 0 | 0 | 0 | 0 | 0 | 0 | 0 | 0 | 0 | 0 | 0 | 0 | 0 | 0 | 0 | 0 | 0 | 0 | 0 | 0 | 0 | 0 | 0 | 0 | 0 | 0
F2_Commercial_Warehouse (WA)_Existing_Food Preparation_Natural Gas_Steamer_E9 | F2 | Commercial | Warehouse (WA) | Existing | Food Preparation | Natural Gas | Steamer | E9 | TRC BC Ratio | 0 | 0 | 0 | 0 | 0 | 0 | 0 | 0 | 0 | 0 | 0 | 0 | 0 | 0 | 0 | 0 | 0 | 0 | 0 | 0 | 0 | 0 | 0 | 0 | 0 | 0 | 0
F2_Commercial_Warehouse (WA)_Existing_Food Preparation_Natural Gas_Steamer_E10 | F2 | Commercial | Warehouse (WA) | Existing | Food Preparation | Natural Gas | Steamer | E10 | TRC BC Ratio | 0 | 0 | 0 | 0 | 0 | 0 | 0 | 0 | 0 | 0 | 0 | 0 | 0 | 0 | 0 | 0 | 0 | 0 | 0 | 0 | 0 | 0 | 0 | 0 | 0 | 0 | 0
F3_Commercial_Warehouse (WA)_Existing_Food Preparation_Natural Gas_Steamer_E1 | F3 | Commercial | Warehouse (WA) | Existing | Food Preparation | Natural Gas | Steamer | E1 | PACT BC Ratio | [24 empty] | 1 | 1 | 1 | bar: 2019 to 2042
F3_Commercial_Warehouse (WA)_Existing_Food Preparation_Natural Gas_Steamer_E2 | F3 | Commercial | Warehouse (WA) | Existing | Food Preparation | Natural Gas | Steamer | E2 | PACT BC Ratio | 4.5695 | 4.6847 | 4.8211 | 4.9775 | 5.1543 | 5.3694 | 5.5909 | 5.8102 | 6.0213 | 6.2353 | 6.4056 | 6.5652 | 6.7366 | 6.9044 | 7.0545 | 7.1949 | 7.3208 | 7.4451 | 7.5779 | 7.7075 | 7.8406 | 7.9789 | 8.1187 | 8.263 | 8.4098 | 8.5592 | 8.7112
F3_Commercial_Warehouse (WA)_Existing_Food Preparation_Natural Gas_Steamer_E3 | F3 | Commercial | Warehouse (WA) | Existing | Food Preparation | Natural Gas | Steamer | E3 | PACT BC Ratio | 0 | 0 | 0 | 0 | 0 | 0 | 0 | 0 | 0 | 0 | 0 | 0 | 0 | 0 | 0 | 0 | 0 | 0 | 0 | 0 | 0 | 0 | 0 | 0 | 0 | 0 | 0
F3_Commercial_Warehouse (WA)_Existing_Food Preparation_Natural Gas_Steamer_E4 | F3 | Commercial | Warehouse (WA) | Existing | Food Preparation | Natural Gas | Steamer | E4 | PACT BC Ratio | 0 | 0 | 0 | 0 | 0 | 0 | 0 | 0 | 0 | 0 | 0 | 0 | 0 | 0 | 0 | 0 | 0 | 0 | 0 | 0 | 0 | 0 | 0 | 0 | 0 | 0 | 0
F3_Commercial_Warehouse (WA)_Existing_Food Preparation_Natural Gas_Steamer_E5 | F3 | Commercial | Warehouse (WA) | Existing | Food Preparation | Natural Gas | Steamer | E5 | PACT BC Ratio | 0 | 0 | 0 | 0 | 0 | 0 | 0 | 0 | 0 | 0 | 0 | 0 | 0 | 0 | 0 | 0 | 0 | 0 | 0 | 0 | 0 | 0 | 0 | 0 | 0 | 0 | 0
F3_Commercial_Warehouse (WA)_Existing_Food Preparation_Natural Gas_Steamer_E6 | F3 | Commercial | Warehouse (WA) | Existing | Food Preparation | Natural Gas | Steamer | E6 | PACT BC Ratio | 0 | 0 | 0 | 0 | 0 | 0 | 0 | 0 | 0 | 0 | 0 | 0 | 0 | 0 | 0 | 0 | 0 | 0 | 0 | 0 | 0 | 0 | 0 | 0 | 0 | 0 | 0
F3_Commercial_Warehouse (WA)_Existing_Food Preparation_Natural Gas_Steamer_E7 | F3 | Commercial | Warehouse (WA) | Existing | Food Preparation | Natural Gas | Steamer | E7 | PACT BC Ratio | 0 | 0 | 0 | 0 | 0 | 0 | 0 | 0 | 0 | 0 | 0 | 0 | 0 | 0 | 0 | 0 | 0 | 0 | 0 | 0 | 0 | 0 | 0 | 0 | 0 | 0 | 0
F3_Commercial_Warehouse (WA)_Existing_Food Preparation_Natural Gas_Steamer_E8 | F3 | Commercial | Warehouse (WA) | Existing | Food Preparation | Natural Gas | Steamer | E8 | PACT BC Ratio | 0 | 0 | 0 | 0 | 0 | 0 | 0 | 0 | 0 | 0 | 0 | 0 | 0 | 0 | 0 | 0 | 0 | 0 | 0 | 0 | 0 | 0 | 0 | 0 | 0 | 0 | 0
F3_Commercial_Warehouse (WA)_Existing_Food Preparation_Natural Gas_Steamer_E9 | F3 | Commercial | Warehouse (WA) | Existing | Food Preparation | Natural Gas | Steamer | E9 | PACT BC Ratio | 0 | 0 | 0 | 0 | 0 | 0 | 0 | 0 | 0 | 0 | 0 | 0 | 0 | 0 | 0 | 0 | 0 | 0 | 0 | 0 | 0 | 0 | 0 | 0 | 0 | 0 | 0
F3_Commercial_Warehouse (WA)_Existing_Food Preparation_Natural Gas_Steamer_E10 | F3 | Commercial | Warehouse (WA) | Existing | Food Preparation | Natural Gas | Steamer | E10 | PACT BC Ratio | 0 | 0 | 0 | 0 | 0 | 0 | 0 | 0 | 0 | 0 | 0 | 0 | 0 | 0 | 0 | 0 | 0 | 0 | 0 | 0 | 0 | 0 | 0 | 0 | 0 | 0 | 0
F4_Commercial_Warehouse (WA)_Existing_Food Preparation_Natural Gas_Steamer_E1 | F4 | Commercial | Warehouse (WA) | Existing | Food Preparation | Natural Gas | Steamer | E1 | RVT BC Ratio | [24 empty] | 1 | 1 | 1 | bar: 2019 to 2042
F4_Commercial_Warehouse (WA)_Existing_Food Preparation_Natural Gas_Steamer_E2 | F4 | Commercial | Warehouse (WA) | Existing | Food Preparation | Natural Gas | Steamer | E2 | RVT BC Ratio | 3.6 | 3.6605 | 3.7316 | 3.8144 | 3.9093 | 4.0277 | 4.1465 | 4.2593 | 4.3614 | 4.4603 | 4.5628 | 4.656 | 4.7544 | 4.8474 | 4.9275 | 4.9997 | 5.0608 | 5.1192 | 5.1812 | 5.2392 | 5.2973 | 5.3838 | 5.4712 | 5.5614 | 5.6532 | 5.7466 | 5.8417
F4_Commercial_Warehouse (WA)_Existing_Food Preparation_Natural Gas_Steamer_E3 | F4 | Commercial | Warehouse (WA) | Existing | Food Preparation | Natural Gas | Steamer | E3 | RVT BC Ratio | 0 | 0 | 0 | 0 | 0 | 0 | 0 | 0 | 0 | 0 | 0 | 0 | 0 | 0 | 0 | 0 | 0 | 0 | 0 | 0 | 0 | 0 | 0 | 0 | 0 | 0 | 0
F4_Commercial_Warehouse (WA)_Existing_Food Preparation_Natural Gas_Steamer_E4 | F4 | Commercial | Warehouse (WA) | Existing | Food Preparation | Natural Gas | Steamer | E4 | RVT BC Ratio | 0 | 0 | 0 | 0 | 0 | 0 | 0 | 0 | 0 | 0 | 0 | 0 | 0 | 0 | 0 | 0 | 0 | 0 | 0 | 0 | 0 | 0 | 0 | 0 | 0 | 0 | 0
F4_Commercial_Warehouse (WA)_Existing_Food Preparation_Natural Gas_Steamer_E5 | F4 | Commercial | Warehouse (WA) | Existing | Food Preparation | Natural Gas | Steamer | E5 | RVT BC Ratio | 0 | 0 | 0 | 0 | 0 | 0 | 0 | 0 | 0 | 0 | 0 | 0 | 0 | 0 | 0 | 0 | 0 | 0 | 0 | 0 | 0 | 0 | 0 | 0 | 0 | 0 | 0
F4_Commercial_Warehouse (WA)_Existing_Food Preparation_Natural Gas_Steamer_E6 | F4 | Commercial | Warehouse (WA) | Existing | Food Preparation | Natural Gas | Steamer | E6 | RVT BC Ratio | 0 | 0 | 0 | 0 | 0 | 0 | 0 | 0 | 0 | 0 | 0 | 0 | 0 | 0 | 0 | 0 | 0 | 0 | 0 | 0 | 0 | 0 | 0 | 0 | 0 | 0 | 0
F4_Commercial_Warehouse (WA)_Existing_Food Preparation_Natural Gas_Steamer_E7 | F4 | Commercial | Warehouse (WA) | Existing | Food Preparation | Natural Gas | Steamer | E7 | RVT BC Ratio | 0 | 0 | 0 | 0 | 0 | 0 | 0 | 0 | 0 | 0 | 0 | 0 | 0 | 0 | 0 | 0 | 0 | 0 | 0 | 0 | 0 | 0 | 0 | 0 | 0 | 0 | 0
F4_Commercial_Warehouse (WA)_Existing_Food Preparation_Natural Gas_Steamer_E8 | F4 | Commercial | Warehouse (WA) | Existing | Food Preparation | Natural Gas | Steamer | E8 | RVT BC Ratio | 0 | 0 | 0 | 0 | 0 | 0 | 0 | 0 | 0 | 0 | 0 | 0 | 0 | 0 | 0 | 0 | 0 | 0 | 0 | 0 | 0 | 0 | 0 | 0 | 0 | 0 | 0
F4_Commercial_Warehouse (WA)_Existing_Food Preparation_Natural Gas_Steamer_E9 | F4 | Commercial | Warehouse (WA) | Existing | Food Preparation | Natural Gas | Steamer | E9 | RVT BC Ratio | 0 | 0 | 0 | 0 | 0 | 0 | 0 | 0 | 0 | 0 | 0 | 0 | 0 | 0 | 0 | 0 | 0 | 0 | 0 | 0 | 0 | 0 | 0 | 0 | 0 | 0 | 0
F4_Commercial_Warehouse (WA)_Existing_Food Preparation_Natural Gas_Steamer_E10 | F4 | Commercial | Warehouse (WA) | Existing | Food Preparation | Natural Gas | Steamer | E10 | RVT BC Ratio | 0 | 0 | 0 | 0 | 0 | 0 | 0 | 0 | 0 | 0 | 0 | 0 | 0 | 0 | 0 | 0 | 0 | 0 | 0 | 0 | 0 | 0 | 0 | 0 | 0 | 0 | 0
F5_Commercial_Warehouse (WA)_Existing_Food Preparation_Natural Gas_Steamer_E1 | F5 | Commercial | Warehouse (WA) | Existing | Food Preparation | Natural Gas | Steamer | E1 | RIM BC Ratio | [24 empty] | 1 | 1 | 1 | bar: 2019 to 2042
F5_Commercial_Warehouse (WA)_Existing_Food Preparation_Natural Gas_Steamer_E2 | F5 | Commercial | Warehouse (WA) | Existing | Food Preparation | Natural Gas | Steamer | E2 | RIM BC Ratio | 0.716 | 0.72254 | 0.73014 | 0.73827 | 0.74684 | 0.75622 | 0.76589 | 0.7758 | 0.786 | 0.79666 | 0.8008 | 0.805 | 0.80962 | 0.81449 | 0.8192 | 0.8239 | 0.82858 | 0.83341 | 0.83849 | 0.84374 | 0.84923 | 0.85082 | 0.85239 | 0.85396 | 0.8555 | 0.85702 | 0.85852
F5_Commercial_Warehouse (WA)_Existing_Food Preparation_Natural Gas_Steamer_E3 | F5 | Commercial | Warehouse (WA) | Existing | Food Preparation | Natural Gas | Steamer | E3 | RIM BC Ratio | 0 | 0 | 0 | 0 | 0 | 0 | 0 | 0 | 0 | 0 | 0 | 0 | 0 | 0 | 0 | 0 | 0 | 0 | 0 | 0 | 0 | 0 | 0 | 0 | 0 | 0 | 0
F5_Commercial_Warehouse (WA)_Existing_Food Preparation_Natural Gas_Steamer_E4 | F5 | Commercial | Warehouse (WA) | Existing | Food Preparation | Natural Gas | Steamer | E4 | RIM BC Ratio | 0 | 0 | 0 | 0 | 0 | 0 | 0 | 0 | 0 | 0 | 0 | 0 | 0 | 0 | 0 | 0 | 0 | 0 | 0 | 0 | 0 | 0 | 0 | 0 | 0 | 0 | 0
F5_Commercial_Warehouse (WA)_Existing_Food Preparation_Natural Gas_Steamer_E5 | F5 | Commercial | Warehouse (WA) | Existing | Food Preparation | Natural Gas | Steamer | E5 | RIM BC Ratio | 0 | 0 | 0 | 0 | 0 | 0 | 0 | 0 | 0 | 0 | 0 | 0 | 0 | 0 | 0 | 0 | 0 | 0 | 0 | 0 | 0 | 0 | 0 | 0 | 0 | 0 | 0
F5_Commercial_Warehouse (WA)_Existing_Food Preparation_Natural Gas_Steamer_E6 | F5 | Commercial | Warehouse (WA) | Existing | Food Preparation | Natural Gas | Steamer | E6 | RIM BC Ratio | 0 | 0 | 0 | 0 | 0 | 0 | 0 | 0 | 0 | 0 | 0 | 0 | 0 | 0 | 0 | 0 | 0 | 0 | 0 | 0 | 0 | 0 | 0 | 0 | 0 | 0 | 0
F5_Commercial_Warehouse (WA)_Existing_Food Preparation_Natural Gas_Steamer_E7 | F5 | Commercial | Warehouse (WA) | Existing | Food Preparation | Natural Gas | Steamer | E7 | RIM BC Ratio | 0 | 0 | 0 | 0 | 0 | 0 | 0 | 0 | 0 | 0 | 0 | 0 | 0 | 0 | 0 | 0 | 0 | 0 | 0 | 0 | 0 | 0 | 0 | 0 | 0 | 0 | 0
F5_Commercial_Warehouse (WA)_Existing_Food Preparation_Natural Gas_Steamer_E8 | F5 | Commercial | Warehouse (WA) | Existing | Food Preparation | Natural Gas | Steamer | E8 | RIM BC Ratio | 0 | 0 | 0 | 0 | 0 | 0 | 0 | 0 | 0 | 0 | 0 | 0 | 0 | 0 | 0 | 0 | 0 | 0 | 0 | 0 | 0 | 0 | 0 | 0 | 0 | 0 | 0
F5_Commercial_Warehouse (WA)_Existing_Food Preparation_Natural Gas_Steamer_E9 | F5 | Commercial | Warehouse (WA) | Existing | Food Preparation | Natural Gas | Steamer | E9 | RIM BC Ratio | 0 | 0 | 0 | 0 | 0 | 0 | 0 | 0 | 0 | 0 | 0 | 0 | 0 | 0 | 0 | 0 | 0 | 0 | 0 | 0 | 0 | 0 | 0 | 0 | 0 | 0 | 0
F5_Commercial_Warehouse (WA)_Existing_Food Preparation_Natural Gas_Steamer_E10 | F5 | Commercial | Warehouse (WA) | Existing | Food Preparation | Natural Gas | Steamer | E10 | RIM BC Ratio | 0 | 0 | 0 | 0 | 0 | 0 | 0 | 0 | 0 | 0 | 0 | 0 | 0 | 0 | 0 | 0 | 0 | 0 | 0 | 0 | 0 | 0 | 0 | 0 | 0 | 0 | 0
F0_Commercial_Warehouse (WA)_Existing_Food Preparation_Natural Gas_Food Prep Other_E0 | F0 | Commercial | Warehouse (WA) | Existing | Food Preparation | Natural Gas | Food Prep Other | E0 | Economic Unit | Standard | Standard | Standard | Standard | Standard | Standard | Standard | Standard | Standard | Standard | Standard | Standard | Standard | Standard | Standard | Standard | Standard | Standard | Standard | Standard | Standard | Standard | Standard | Standard | Standard | Standard | Standard
F1_Commercial_Warehouse (WA)_Existing_Food Preparation_Natural Gas_Food Prep Other_E1 | F1 | Commercial | Warehouse (WA) | Existing | Food Preparation | Natural Gas | Food Prep Other | E1 | CCE | 0 | 0 | 0 | 0 | 0 | 0 | 0 | 0 | 0 | 0 | 0 | 0 | 0 | 0 | 0 | 0 | 0 | 0 | 0 | 0 | 0 | 0 | 0 | 0 | 0 | 0 | 0
F1_Commercial_Warehouse (WA)_Existing_Food Preparation_Natural Gas_Food Prep Other_E2 | F1 | Commercial | Warehouse (WA) | Existing | Food Preparation | Natural Gas | Food Prep Other | E2 | CCE | 0.19058 | 0.19058 | 0.19058 | 0.19058 | 0.19058 | 0.19058 | 0.19058 | 0.19058 | 0.19058 | 0.19058 | 0.19058 | 0.19058 | 0.19058 | 0.19058 | 0.19058 | 0.19058 | 0.19058 | 0.19058 | 0.19058 | 0.19058 | 0.19058 | 0.19058 | 0.19058 | 0.19058 | 0.19058 | 0.19058 | 0.19058
F1_Commercial_Warehouse (WA)_Existing_Food Preparation_Natural Gas_Food Prep Other_E3 | F1 | Commercial | Warehouse (WA) | Existing | Food Preparation | Natural Gas | Food Prep Other | E3 | CCE | 0 | 0 | 0 | 0 | 0 | 0 | 0 | 0 | 0 | 0 | 0 | 0 | 0 | 0 | 0 | 0 | 0 | 0 | 0 | 0 | 0 | 0 | 0 | 0 | 0 | 0 | 0
F1_Commercial_Warehouse (WA)_Existing_Food Preparation_Natural Gas_Food Prep Other_E4 | F1 | Commercial | Warehouse (WA) | Existing | Food Preparation | Natural Gas | Food Prep Other | E4 | CCE | 0 | 0 | 0 | 0 | 0 | 0 | 0 | 0 | 0 | 0 | 0 | 0 | 0 | 0 | 0 | 0 | 0 | 0 | 0 | 0 | 0 | 0 | 0 | 0 | 0 | 0 | 0
F1_Commercial_Warehouse (WA)_Existing_Food Preparation_Natural Gas_Food Prep Other_E5 | F1 | Commercial | Warehouse (WA) | Existing | Food Preparation | Natural Gas | Food Prep Other | E5 | CCE | 0 | 0 | 0 | 0 | 0 | 0 | 0 | 0 | 0 | 0 | 0 | 0 | 0 | 0 | 0 | 0 | 0 | 0 | 0 | 0 | 0 | 0 | 0 | 0 | 0 | 0 | 0
F1_Commercial_Warehouse (WA)_Existing_Food Preparation_Natural Gas_Food Prep Other_E6 | F1 | Commercial | Warehouse (WA) | Existing | Food Preparation | Natural Gas | Food Prep Other | E6 | CCE | 0 | 0 | 0 | 0 | 0 | 0 | 0 | 0 | 0 | 0 | 0 | 0 | 0 | 0 | 0 | 0 | 0 | 0 | 0 | 0 | 0 | 0 | 0 | 0 | 0 | 0 | 0
F1_Commercial_Warehouse (WA)_Existing_Food Preparation_Natural Gas_Food Prep Other_E7 | F1 | Commercial | Warehouse (WA) | Existing | Food Preparation | Natural Gas | Food Prep Other | E7 | CCE | 0 | 0 | 0 | 0 | 0 | 0 | 0 | 0 | 0 | 0 | 0 | 0 | 0 | 0 | 0 | 0 | 0 | 0 | 0 | 0 | 0 | 0 | 0 | 0 | 0 | 0 | 0
F1_Commercial_Warehouse (WA)_Existing_Food Preparation_Natural Gas_Food Prep Other_E8 | F1 | Commercial | Warehouse (WA) | Existing | Food Preparation | Natural Gas | Food Prep Other | E8 | CCE | 0 | 0 | 0 | 0 | 0 | 0 | 0 | 0 | 0 | 0 | 0 | 0 | 0 | 0 | 0 | 0 | 0 | 0 | 0 | 0 | 0 | 0 | 0 | 0 | 0 | 0 | 0
F1_Commercial_Warehouse (WA)_Existing_Food Preparation_Natural Gas_Food Prep Other_E9 | F1 | Commercial | Warehouse (WA) | Existing | Food Preparation | Natural Gas | Food Prep Other | E9 | CCE | 0 | 0 | 0 | 0 | 0 | 0 | 0 | 0 | 0 | 0 | 0 | 0 | 0 | 0 | 0 | 0 | 0 | 0 | 0 | 0 | 0 | 0 | 0 | 0 | 0 | 0 | 0
F1_Commercial_Warehouse (WA)_Existing_Food Preparation_Natural Gas_Food Prep Other_E10 | F1 | Commercial | Warehouse (WA) | Existing | Food Preparation | Natural Gas | Food Prep Other | E10 | CCE | 0 | 0 | 0 | 0 | 0 | 0 | 0 | 0 | 0 | 0 | 0 | 0 | 0 | 0 | 0 | 0 | 0 | 0 | 0 | 0 | 0 | 0 | 0 | 0 | 0 | 0 | 0
F2_Commercial_Warehouse (WA)_Existing_Food Preparation_Natural Gas_Food Prep Other_E1 | F2 | Commercial | Warehouse (WA) | Existing | Food Preparation | Natural Gas | Food Prep Other | E1 | TRC BC Ratio | [24 empty] | 1 | 1 | 1 | bar: 2019 to 2042
F2_Commercial_Warehouse (WA)_Existing_Food Preparation_Natural Gas_Food Prep Other_E2 | F2 | Commercial | Warehouse (WA) | Existing | Food Preparation | Natural Gas | Food Prep Other | E2 | TRC BC Ratio | 0.018197 | 0.018618 | 0.019146 | 0.019769 | 0.020494 | 0.021409 | 0.022361 | 0.02331 | 0.024226 | 0.025155 | 0.025879 | 0.026553 | 0.02728 | 0.027988 | 0.028612 | 0.02919 | 0.0297 | 0.030201 | 0.03074 | 0.031263 | 0.0318 | 0.032361 | 0.032927 | 0.033512 | 0.034107 | 0.034713 | 0.03533
F2_Commercial_Warehouse (WA)_Existing_Food Preparation_Natural Gas_Food Prep Other_E3 | F2 | Commercial | Warehouse (WA) | Existing | Food Preparation | Natural Gas | Food Prep Other | E3 | TRC BC Ratio | 0 | 0 | 0 | 0 | 0 | 0 | 0 | 0 | 0 | 0 | 0 | 0 | 0 | 0 | 0 | 0 | 0 | 0 | 0 | 0 | 0 | 0 | 0 | 0 | 0 | 0 | 0
F2_Commercial_Warehouse (WA)_Existing_Food Preparation_Natural Gas_Food Prep Other_E4 | F2 | Commercial | Warehouse (WA) | Existing | Food Preparation | Natural Gas | Food Prep Other | E4 | TRC BC Ratio | 0 | 0 | 0 | 0 | 0 | 0 | 0 | 0 | 0 | 0 | 0 | 0 | 0 | 0 | 0 | 0 | 0 | 0 | 0 | 0 | 0 | 0 | 0 | 0 | 0 | 0 | 0
F2_Commercial_Warehouse (WA)_Existing_Food Preparation_Natural Gas_Food Prep Other_E5 | F2 | Commercial | Warehouse (WA) | Existing | Food Preparation | Natural Gas | Food Prep Other | E5 | TRC BC Ratio | 0 | 0 | 0 | 0 | 0 | 0 | 0 | 0 | 0 | 0 | 0 | 0 | 0 | 0 | 0 | 0 | 0 | 0 | 0 | 0 | 0 | 0 | 0 | 0 | 0 | 0 | 0
F2_Commercial_Warehouse (WA)_Existing_Food Preparation_Natural Gas_Food Prep Other_E6 | F2 | Commercial | Warehouse (WA) | Existing | Food Preparation | Natural Gas | Food Prep Other | E6 | TRC BC Ratio | 0 | 0 | 0 | 0 | 0 | 0 | 0 | 0 | 0 | 0 | 0 | 0 | 0 | 0 | 0 | 0 | 0 | 0 | 0 | 0 | 0 | 0 | 0 | 0 | 0 | 0 | 0
F2_Commercial_Warehouse (WA)_Existing_Food Preparation_Natural Gas_Food Prep Other_E7 | F2 | Commercial | Warehouse (WA) | Existing | Food Preparation | Natural Gas | Food Prep Other | E7 | TRC BC Ratio | 0 | 0 | 0 | 0 | 0 | 0 | 0 | 0 | 0 | 0 | 0 | 0 | 0 | 0 | 0 | 0 | 0 | 0 | 0 | 0 | 0 | 0 | 0 | 0 | 0 | 0 | 0
F2_Commercial_Warehouse (WA)_Existing_Food Preparation_Natural Gas_Food Prep Other_E8 | F2 | Commercial | Warehouse (WA) | Existing | Food Preparation | Natural Gas | Food Prep Other | E8 | TRC BC Ratio | 0 | 0 | 0 | 0 | 0 | 0 | 0 | 0 | 0 | 0 | 0 | 0 | 0 | 0 | 0 | 0 | 0 | 0 | 0 | 0 | 0 | 0 | 0 | 0 | 0 | 0 | 0
F2_Commercial_Warehouse (WA)_Existing_Food Preparation_Natural Gas_Food Prep Other_E9 | F2 | Commercial | Warehouse (WA) | Existing | Food Preparation | Natural Gas | Food Prep Other | E9 | TRC BC Ratio | 0 | 0 | 0 | 0 | 0 | 0 | 0 | 0 | 0 | 0 | 0 | 0 | 0 | 0 | 0 | 0 | 0 | 0 | 0 | 0 | 0 | 0 | 0 | 0 | 0 | 0 | 0
F2_Commercial_Warehouse (WA)_Existing_Food Preparation_Natural Gas_Food Prep Other_E10 | F2 | Commercial | Warehouse (WA) | Existing | Food Preparation | Natural Gas | Food Prep Other | E10 | TRC BC Ratio | 0 | 0 | 0 | 0 | 0 | 0 | 0 | 0 | 0 | 0 | 0 | 0 | 0 | 0 | 0 | 0 | 0 | 0 | 0 | 0 | 0 | 0 | 0 | 0 | 0 | 0 | 0
F3_Commercial_Warehouse (WA)_Existing_Food Preparation_Natural Gas_Food Prep Other_E1 | F3 | Commercial | Warehouse (WA) | Existing | Food Preparation | Natural Gas | Food Prep Other | E1 | PACT BC Ratio | [24 empty] | 1 | 1 | 1 | bar: 2019 to 2042
F3_Commercial_Warehouse (WA)_Existing_Food Preparation_Natural Gas_Food Prep Other_E2 | F3 | Commercial | Warehouse (WA) | Existing | Food Preparation | Natural Gas | Food Prep Other | E2 | PACT BC Ratio | 0.036674 | 0.037521 | 0.038586 | 0.039842 | 0.041303 | 0.043146 | 0.045065 | 0.046979 | 0.048825 | 0.050696 | 0.052156 | 0.053514 | 0.054979 | 0.056406 | 0.057664 | 0.058829 | 0.059856 | 0.060866 | 0.061953 | 0.063006 | 0.064089 | 0.065219 | 0.06636 | 0.067539 | 0.068739 | 0.06996 | 0.071203
F3_Commercial_Warehouse (WA)_Existing_Food Preparation_Natural Gas_Food Prep Other_E3 | F3 | Commercial | Warehouse (WA) | Existing | Food Preparation | Natural Gas | Food Prep Other | E3 | PACT BC Ratio | 0 | 0 | 0 | 0 | 0 | 0 | 0 | 0 | 0 | 0 | 0 | 0 | 0 | 0 | 0 | 0 | 0 | 0 | 0 | 0 | 0 | 0 | 0 | 0 | 0 | 0 | 0
F3_Commercial_Warehouse (WA)_Existing_Food Preparation_Natural Gas_Food Prep Other_E4 | F3 | Commercial | Warehouse (WA) | Existing | Food Preparation | Natural Gas | Food Prep Other | E4 | PACT BC Ratio | 0 | 0 | 0 | 0 | 0 | 0 | 0 | 0 | 0 | 0 | 0 | 0 | 0 | 0 | 0 | 0 | 0 | 0 | 0 | 0 | 0 | 0 | 0 | 0 | 0 | 0 | 0
F3_Commercial_Warehouse (WA)_Existing_Food Preparation_Natural Gas_Food Prep Other_E5 | F3 | Commercial | Warehouse (WA) | Existing | Food Preparation | Natural Gas | Food Prep Other | E5 | PACT BC Ratio | 0 | 0 | 0 | 0 | 0 | 0 | 0 | 0 | 0 | 0 | 0 | 0 | 0 | 0 | 0 | 0 | 0 | 0 | 0 | 0 | 0 | 0 | 0 | 0 | 0 | 0 | 0
F3_Commercial_Warehouse (WA)_Existing_Food Preparation_Natural Gas_Food Prep Other_E6 | F3 | Commercial | Warehouse (WA) | Existing | Food Preparation | Natural Gas | Food Prep Other | E6 | PACT BC Ratio | 0 | 0 | 0 | 0 | 0 | 0 | 0 | 0 | 0 | 0 | 0 | 0 | 0 | 0 | 0 | 0 | 0 | 0 | 0 | 0 | 0 | 0 | 0 | 0 | 0 | 0 | 0
F3_Commercial_Warehouse (WA)_Existing_Food Preparation_Natural Gas_Food Prep Other_E7 | F3 | Commercial | Warehouse (WA) | Existing | Food Preparation | Natural Gas | Food Prep Other | E7 | PACT BC Ratio | 0 | 0 | 0 | 0 | 0 | 0 | 0 | 0 | 0 | 0 | 0 | 0 | 0 | 0 | 0 | 0 | 0 | 0 | 0 | 0 | 0 | 0 | 0 | 0 | 0 | 0 | 0
F3_Commercial_Warehouse (WA)_Existing_Food Preparation_Natural Gas_Food Prep Other_E8 | F3 | Commercial | Warehouse (WA) | Existing | Food Preparation | Natural Gas | Food Prep Other | E8 | PACT BC Ratio | 0 | 0 | 0 | 0 | 0 | 0 | 0 | 0 | 0 | 0 | 0 | 0 | 0 | 0 | 0 | 0 | 0 | 0 | 0 | 0 | 0 | 0 | 0 | 0 | 0 | 0 | 0
F3_Commercial_Warehouse (WA)_Existing_Food Preparation_Natural Gas_Food Prep Other_E9 | F3 | Commercial | Warehouse (WA) | Existing | Food Preparation | Natural Gas | Food Prep Other | E9 | PACT BC Ratio | 0 | 0 | 0 | 0 | 0 | 0 | 0 | 0 | 0 | 0 | 0 | 0 | 0 | 0 | 0 | 0 | 0 | 0 | 0 | 0 | 0 | 0 | 0 | 0 | 0 | 0 | 0
F3_Commercial_Warehouse (WA)_Existing_Food Preparation_Natural Gas_Food Prep Other_E10 | F3 | Commercial | Warehouse (WA) | Existing | Food Preparation | Natural Gas | Food Prep Other | E10 | PACT BC Ratio | 0 | 0 | 0 | 0 | 0 | 0 | 0 | 0 | 0 | 0 | 0 | 0 | 0 | 0 | 0 | 0 | 0 | 0 | 0 | 0 | 0 | 0 | 0 | 0 | 0 | 0 | 0
F4_Commercial_Warehouse (WA)_Existing_Food Preparation_Natural Gas_Food Prep Other_E1 | F4 | Commercial | Warehouse (WA) | Existing | Food Preparation | Natural Gas | Food Prep Other | E1 | RVT BC Ratio | [24 empty] | 1 | 1 | 1 | bar: 2019 to 2042
F4_Commercial_Warehouse (WA)_Existing_Food Preparation_Natural Gas_Food Prep Other_E2 | F4 | Commercial | Warehouse (WA) | Existing | Food Preparation | Natural Gas | Food Prep Other | E2 | RVT BC Ratio | 0.4214 | 0.42184 | 0.42236 | 0.423 | 0.42376 | 0.42477 | 0.4258 | 0.4268 | 0.42772 | 0.42861 | 0.42951 | 0.43033 | 0.43117 | 0.43195 | 0.43261 | 0.43319 | 0.43367 | 0.43412 | 0.43461 | 0.43505 | 0.43549 | 0.4362 | 0.43691 | 0.43765 | 0.4384 | 0.43916 | 0.43994
F4_Commercial_Warehouse (WA)_Existing_Food Preparation_Natural Gas_Food Prep Other_E3 | F4 | Commercial | Warehouse (WA) | Existing | Food Preparation | Natural Gas | Food Prep Other | E3 | RVT BC Ratio | 0 | 0 | 0 | 0 | 0 | 0 | 0 | 0 | 0 | 0 | 0 | 0 | 0 | 0 | 0 | 0 | 0 | 0 | 0 | 0 | 0 | 0 | 0 | 0 | 0 | 0 | 0
F4_Commercial_Warehouse (WA)_Existing_Food Preparation_Natural Gas_Food Prep Other_E4 | F4 | Commercial | Warehouse (WA) | Existing | Food Preparation | Natural Gas | Food Prep Other | E4 | RVT BC Ratio | 0 | 0 | 0 | 0 | 0 | 0 | 0 | 0 | 0 | 0 | 0 | 0 | 0 | 0 | 0 | 0 | 0 | 0 | 0 | 0 | 0 | 0 | 0 | 0 | 0 | 0 | 0
F4_Commercial_Warehouse (WA)_Existing_Food Preparation_Natural Gas_Food Prep Other_E5 | F4 | Commercial | Warehouse (WA) | Existing | Food Preparation | Natural Gas | Food Prep Other | E5 | RVT BC Ratio | 0 | 0 | 0 | 0 | 0 | 0 | 0 | 0 | 0 | 0 | 0 | 0 | 0 | 0 | 0 | 0 | 0 | 0 | 0 | 0 | 0 | 0 | 0 | 0 | 0 | 0 | 0
F4_Commercial_Warehouse (WA)_Existing_Food Preparation_Natural Gas_Food Prep Other_E6 | F4 | Commercial | Warehouse (WA) | Existing | Food Preparation | Natural Gas | Food Prep Other | E6 | RVT BC Ratio | 0 | 0 | 0 | 0 | 0 | 0 | 0 | 0 | 0 | 0 | 0 | 0 | 0 | 0 | 0 | 0 | 0 | 0 | 0 | 0 | 0 | 0 | 0 | 0 | 0 | 0 | 0
F4_Commercial_Warehouse (WA)_Existing_Food Preparation_Natural Gas_Food Prep Other_E7 | F4 | Commercial | Warehouse (WA) | Existing | Food Preparation | Natural Gas | Food Prep Other | E7 | RVT BC Ratio | 0 | 0 | 0 | 0 | 0 | 0 | 0 | 0 | 0 | 0 | 0 | 0 | 0 | 0 | 0 | 0 | 0 | 0 | 0 | 0 | 0 | 0 | 0 | 0 | 0 | 0 | 0
F4_Commercial_Warehouse (WA)_Existing_Food Preparation_Natural Gas_Food Prep Other_E8 | F4 | Commercial | Warehouse (WA) | Existing | Food Preparation | Natural Gas | Food Prep Other | E8 | RVT BC Ratio | 0 | 0 | 0 | 0 | 0 | 0 | 0 | 0 | 0 | 0 | 0 | 0 | 0 | 0 | 0 | 0 | 0 | 0 | 0 | 0 | 0 | 0 | 0 | 0 | 0 | 0 | 0
F4_Commercial_Warehouse (WA)_Existing_Food Preparation_Natural Gas_Food Prep Other_E9 | F4 | Commercial | Warehouse (WA) | Existing | Food Preparation | Natural Gas | Food Prep Other | E9 | RVT BC Ratio | 0 | 0 | 0 | 0 | 0 | 0 | 0 | 0 | 0 | 0 | 0 | 0 | 0 | 0 | 0 | 0 | 0 | 0 | 0 | 0 | 0 | 0 | 0 | 0 | 0 | 0 | 0
F4_Commercial_Warehouse (WA)_Existing_Food Preparation_Natural Gas_Food Prep Other_E10 | F4 | Commercial | Warehouse (WA) | Existing | Food Preparation | Natural Gas | Food Prep Other | E10 | RVT BC Ratio | 0 | 0 | 0 | 0 | 0 | 0 | 0 | 0 | 0 | 0 | 0 | 0 | 0 | 0 | 0 | 0 | 0 | 0 | 0 | 0 | 0 | 0 | 0 | 0 | 0 | 0 | 0
F5_Commercial_Warehouse (WA)_Existing_Food Preparation_Natural Gas_Food Prep Other_E1 | F5 | Commercial | Warehouse (WA) | Existing | Food Preparation | Natural Gas | Food Prep Other | E1 | RIM BC Ratio | [24 empty] | 1 | 1 | 1 | bar: 2019 to 2042
F5_Commercial_Warehouse (WA)_Existing_Food Preparation_Natural Gas_Food Prep Other_E2 | F5 | Commercial | Warehouse (WA) | Existing | Food Preparation | Natural Gas | Food Prep Other | E2 | RIM BC Ratio | 0.035141 | 0.035928 | 0.036916 | 0.038079 | 0.039427 | 0.041119 | 0.042878 | 0.044627 | 0.046312 | 0.04802 | 0.049332 | 0.050551 | 0.051865 | 0.053145 | 0.054274 | 0.05532 | 0.056244 | 0.057152 | 0.058128 | 0.059074 | 0.060048 | 0.061039 | 0.062037 | 0.063066 | 0.064111 | 0.065172 | 0.06625
F5_Commercial_Warehouse (WA)_Existing_Food Preparation_Natural Gas_Food Prep Other_E3 | F5 | Commercial | Warehouse (WA) | Existing | Food Preparation | Natural Gas | Food Prep Other | E3 | RIM BC Ratio | 0 | 0 | 0 | 0 | 0 | 0 | 0 | 0 | 0 | 0 | 0 | 0 | 0 | 0 | 0 | 0 | 0 | 0 | 0 | 0 | 0 | 0 | 0 | 0 | 0 | 0 | 0
F5_Commercial_Warehouse (WA)_Existing_Food Preparation_Natural Gas_Food Prep Other_E4 | F5 | Commercial | Warehouse (WA) | Existing | Food Preparation | Natural Gas | Food Prep Other | E4 | RIM BC Ratio | 0 | 0 | 0 | 0 | 0 | 0 | 0 | 0 | 0 | 0 | 0 | 0 | 0 | 0 | 0 | 0 | 0 | 0 | 0 | 0 | 0 | 0 | 0 | 0 | 0 | 0 | 0
F5_Commercial_Warehouse (WA)_Existing_Food Preparation_Natural Gas_Food Prep Other_E5 | F5 | Commercial | Warehouse (WA) | Existing | Food Preparation | Natural Gas | Food Prep Other | E5 | RIM BC Ratio | 0 | 0 | 0 | 0 | 0 | 0 | 0 | 0 | 0 | 0 | 0 | 0 | 0 | 0 | 0 | 0 | 0 | 0 | 0 | 0 | 0 | 0 | 0 | 0 | 0 | 0 | 0
F5_Commercial_Warehouse (WA)_Existing_Food Preparation_Natural Gas_Food Prep Other_E6 | F5 | Commercial | Warehouse (WA) | Existing | Food Preparation | Natural Gas | Food Prep Other | E6 | RIM BC Ratio | 0 | 0 | 0 | 0 | 0 | 0 | 0 | 0 | 0 | 0 | 0 | 0 | 0 | 0 | 0 | 0 | 0 | 0 | 0 | 0 | 0 | 0 | 0 | 0 | 0 | 0 | 0
F5_Commercial_Warehouse (WA)_Existing_Food Preparation_Natural Gas_Food Prep Other_E7 | F5 | Commercial | Warehouse (WA) | Existing | Food Preparation | Natural Gas | Food Prep Other | E7 | RIM BC Ratio | 0 | 0 | 0 | 0 | 0 | 0 | 0 | 0 | 0 | 0 | 0 | 0 | 0 | 0 | 0 | 0 | 0 | 0 | 0 | 0 | 0 | 0 | 0 | 0 | 0 | 0 | 0
F5_Commercial_Warehouse (WA)_Existing_Food Preparation_Natural Gas_Food Prep Other_E8 | F5 | Commercial | Warehouse (WA) | Existing | Food Preparation | Natural Gas | Food Prep Other | E8 | RIM BC Ratio | 0 | 0 | 0 | 0 | 0 | 0 | 0 | 0 | 0 | 0 | 0 | 0 | 0 | 0 | 0 | 0 | 0 | 0 | 0 | 0 | 0 | 0 | 0 | 0 | 0 | 0 | 0
F5_Commercial_Warehouse (WA)_Existing_Food Preparation_Natural Gas_Food Prep Other_E9 | F5 | Commercial | Warehouse (WA) | Existing | Food Preparation | Natural Gas | Food Prep Other | E9 | RIM BC Ratio | 0 | 0 | 0 | 0 | 0 | 0 | 0 | 0 | 0 | 0 | 0 | 0 | 0 | 0 | 0 | 0 | 0 | 0 | 0 | 0 | 0 | 0 | 0 | 0 | 0 | 0 | 0
F5_Commercial_Warehouse (WA)_Existing_Food Preparation_Natural Gas_Food Prep Other_E10 | F5 | Commercial | Warehouse (WA) | Existing | Food Preparation | Natural Gas | Food Prep Other | E10 | RIM BC Ratio | 0 | 0 | 0 | 0 | 0 | 0 | 0 | 0 | 0 | 0 | 0 | 0 | 0 | 0 | 0 | 0 | 0 | 0 | 0 | 0 | 0 | 0 | 0 | 0 | 0 | 0 | 0
F0_Commercial_Warehouse (WA)_Existing_Miscellaneous_Natural Gas_Pool Heater_E0 | F0 | Commercial | Warehouse (WA) | Existing | Miscellaneous | Natural Gas | Pool Heater | E0 | Economic Unit | Standard (EF .82) | Standard (EF .82) | Standard (EF .82) | Standard (EF .82) | Standard (EF .82) | Standard (EF .82) | Standard (EF .82) | Standard (EF .82) | Standard (EF .82) | Standard (EF .82) | Standard (EF .82) | Standard (EF .82) | Standard (EF .82) | Standard (EF .82) | Standard (EF .82) | Standard (EF .82) | Standard (EF .82) | Standard (EF .82) | Standard (EF .82) | Standard (EF .82) | Standard (EF .82) | Standard (EF .82) | Standard (EF .82) | Standard (EF .82) | Standard (EF .82) | Standard (EF .82) | Standard (EF .82)
F1_Commercial_Warehouse (WA)_Existing_Miscellaneous_Natural Gas_Pool Heater_E1 | F1 | Commercial | Warehouse (WA) | Existing | Miscellaneous | Natural Gas | Pool Heater | E1 | CCE | 0 | 0 | 0 | 0 | 0 | 0 | 0 | 0 | 0 | 0 | 0 | 0 | 0 | 0 | 0 | 0 | 0 | 0 | 0 | 0 | 0 | 0 | 0 | 0 | 0 | 0 | 0
F1_Commercial_Warehouse (WA)_Existing_Miscellaneous_Natural Gas_Pool Heater_E2 | F1 | Commercial | Warehouse (WA) | Existing | Miscellaneous | Natural Gas | Pool Heater | E2 | CCE | 0.013474 | 0.013474 | 0.013474 | 0.013474 | 0.013474 | 0.013474 | 0.013474 | 0.013474 | 0.013474 | 0.013474 | 0.013474 | 0.013474 | 0.013474 | 0.013474 | 0.013474 | 0.013474 | 0.013474 | 0.013474 | 0.013474 | 0.013474 | 0.013474 | 0.013474 | 0.013474 | 0.013474 | 0.013474 | 0.013474 | 0.013474
F1_Commercial_Warehouse (WA)_Existing_Miscellaneous_Natural Gas_Pool Heater_E3 | F1 | Commercial | Warehouse (WA) | Existing | Miscellaneous | Natural Gas | Pool Heater | E3 | CCE | 0 | 0 | 0 | 0 | 0 | 0 | 0 | 0 | 0 | 0 | 0 | 0 | 0 | 0 | 0 | 0 | 0 | 0 | 0 | 0 | 0 | 0 | 0 | 0 | 0 | 0 | 0
F1_Commercial_Warehouse (WA)_Existing_Miscellaneous_Natural Gas_Pool Heater_E4 | F1 | Commercial | Warehouse (WA) | Existing | Miscellaneous | Natural Gas | Pool Heater | E4 | CCE | 0 | 0 | 0 | 0 | 0 | 0 | 0 | 0 | 0 | 0 | 0 | 0 | 0 | 0 | 0 | 0 | 0 | 0 | 0 | 0 | 0 | 0 | 0 | 0 | 0 | 0 | 0
F1_Commercial_Warehouse (WA)_Existing_Miscellaneous_Natural Gas_Pool Heater_E5 | F1 | Commercial | Warehouse (WA) | Existing | Miscellaneous | Natural Gas | Pool Heater | E5 | CCE | 0 | 0 | 0 | 0 | 0 | 0 | 0 | 0 | 0 | 0 | 0 | 0 | 0 | 0 | 0 | 0 | 0 | 0 | 0 | 0 | 0 | 0 | 0 | 0 | 0 | 0 | 0
F1_Commercial_Warehouse (WA)_Existing_Miscellaneous_Natural Gas_Pool Heater_E6 | F1 | Commercial | Warehouse (WA) | Existing | Miscellaneous | Natural Gas | Pool Heater | E6 | CCE | 0 | 0 | 0 | 0 | 0 | 0 | 0 | 0 | 0 | 0 | 0 | 0 | 0 | 0 | 0 | 0 | 0 | 0 | 0 | 0 | 0 | 0 | 0 | 0 | 0 | 0 | 0
F1_Commercial_Warehouse (WA)_Existing_Miscellaneous_Natural Gas_Pool Heater_E7 | F1 | Commercial | Warehouse (WA) | Existing | Miscellaneous | Natural Gas | Pool Heater | E7 | CCE | 0 | 0 | 0 | 0 | 0 | 0 | 0 | 0 | 0 | 0 | 0 | 0 | 0 | 0 | 0 | 0 | 0 | 0 | 0 | 0 | 0 | 0 | 0 | 0 | 0 | 0 | 0
F1_Commercial_Warehouse (WA)_Existing_Miscellaneous_Natural Gas_Pool Heater_E8 | F1 | Commercial | Warehouse (WA) | Existing | Miscellaneous | Natural Gas | Pool Heater | E8 | CCE | 0 | 0 | 0 | 0 | 0 | 0 | 0 | 0 | 0 | 0 | 0 | 0 | 0 | 0 | 0 | 0 | 0 | 0 | 0 | 0 | 0 | 0 | 0 | 0 | 0 | 0 | 0
F1_Commercial_Warehouse (WA)_Existing_Miscellaneous_Natural Gas_Pool Heater_E9 | F1 | Commercial | Warehouse (WA) | Existing | Miscellaneous | Natural Gas | Pool Heater | E9 | CCE | 0 | 0 | 0 | 0 | 0 | 0 | 0 | 0 | 0 | 0 | 0 | 0 | 0 | 0 | 0 | 0 | 0 | 0 | 0 | 0 | 0 | 0 | 0 | 0 | 0 | 0 | 0
F1_Commercial_Warehouse (WA)_Existing_Miscellaneous_Natural Gas_Pool Heater_E10 | F1 | Commercial | Warehouse (WA) | Existing | Miscellaneous | Natural Gas | Pool Heater | E10 | CCE | 0 | 0 | 0 | 0 | 0 | 0 | 0 | 0 | 0 | 0 | 0 | 0 | 0 | 0 | 0 | 0 | 0 | 0 | 0 | 0 | 0 | 0 | 0 | 0 | 0 | 0 | 0
F2_Commercial_Warehouse (WA)_Existing_Miscellaneous_Natural Gas_Pool Heater_E1 | F2 | Commercial | Warehouse (WA) | Existing | Miscellaneous | Natural Gas | Pool Heater | E1 | TRC BC Ratio | [24 empty] | 1 | 1 | 1 | bar: 2019 to 2042
F2_Commercial_Warehouse (WA)_Existing_Miscellaneous_Natural Gas_Pool Heater_E2 | F2 | Commercial | Warehouse (WA) | Existing | Miscellaneous | Natural Gas | Pool Heater | E2 | TRC BC Ratio | 0.24558 | 0.24744 | 0.25144 | 0.25792 | 0.26685 | 0.27983 | 0.29405 | 0.30832 | 0.32213 | 0.3369 | 0.34804 | 0.3585 | 0.37033 | 0.38173 | 0.39129 | 0.39986 | 0.40688 | 0.4136 | 0.42102 | 0.42801 | 0.43524 | 0.44289 | 0.45057 | 0.45857 | 0.46672 | 0.47501 | 0.48345
F2_Commercial_Warehouse (WA)_Existing_Miscellaneous_Natural Gas_Pool Heater_E3 | F2 | Commercial | Warehouse (WA) | Existing | Miscellaneous | Natural Gas | Pool Heater | E3 | TRC BC Ratio | 0 | 0 | 0 | 0 | 0 | 0 | 0 | 0 | 0 | 0 | 0 | 0 | 0 | 0 | 0 | 0 | 0 | 0 | 0 | 0 | 0 | 0 | 0 | 0 | 0 | 0 | 0
F2_Commercial_Warehouse (WA)_Existing_Miscellaneous_Natural Gas_Pool Heater_E4 | F2 | Commercial | Warehouse (WA) | Existing | Miscellaneous | Natural Gas | Pool Heater | E4 | TRC BC Ratio | 0 | 0 | 0 | 0 | 0 | 0 | 0 | 0 | 0 | 0 | 0 | 0 | 0 | 0 | 0 | 0 | 0 | 0 | 0 | 0 | 0 | 0 | 0 | 0 | 0 | 0 | 0
F2_Commercial_Warehouse (WA)_Existing_Miscellaneous_Natural Gas_Pool Heater_E5 | F2 | Commercial | Warehouse (WA) | Existing | Miscellaneous | Natural Gas | Pool Heater | E5 | TRC BC Ratio | 0 | 0 | 0 | 0 | 0 | 0 | 0 | 0 | 0 | 0 | 0 | 0 | 0 | 0 | 0 | 0 | 0 | 0 | 0 | 0 | 0 | 0 | 0 | 0 | 0 | 0 | 0
F2_Commercial_Warehouse (WA)_Existing_Miscellaneous_Natural Gas_Pool Heater_E6 | F2 | Commercial | Warehouse (WA) | Existing | Miscellaneous | Natural Gas | Pool Heater | E6 | TRC BC Ratio | 0 | 0 | 0 | 0 | 0 | 0 | 0 | 0 | 0 | 0 | 0 | 0 | 0 | 0 | 0 | 0 | 0 | 0 | 0 | 0 | 0 | 0 | 0 | 0 | 0 | 0 | 0
F2_Commercial_Warehouse (WA)_Existing_Miscellaneous_Natural Gas_Pool Heater_E7 | F2 | Commercial | Warehouse (WA) | Existing | Miscellaneous | Natural Gas | Pool Heater | E7 | TRC BC Ratio | 0 | 0 | 0 | 0 | 0 | 0 | 0 | 0 | 0 | 0 | 0 | 0 | 0 | 0 | 0 | 0 | 0 | 0 | 0 | 0 | 0 | 0 | 0 | 0 | 0 | 0 | 0
F2_Commercial_Warehouse (WA)_Existing_Miscellaneous_Natural Gas_Pool Heater_E8 | F2 | Commercial | Warehouse (WA) | Existing | Miscellaneous | Natural Gas | Pool Heater | E8 | TRC BC Ratio | 0 | 0 | 0 | 0 | 0 | 0 | 0 | 0 | 0 | 0 | 0 | 0 | 0 | 0 | 0 | 0 | 0 | 0 | 0 | 0 | 0 | 0 | 0 | 0 | 0 | 0 | 0
F2_Commercial_Warehouse (WA)_Existing_Miscellaneous_Natural Gas_Pool Heater_E9 | F2 | Commercial | Warehouse (WA) | Existing | Miscellaneous | Natural Gas | Pool Heater | E9 | TRC BC Ratio | 0 | 0 | 0 | 0 | 0 | 0 | 0 | 0 | 0 | 0 | 0 | 0 | 0 | 0 | 0 | 0 | 0 | 0 | 0 | 0 | 0 | 0 | 0 | 0 | 0 | 0 | 0
F2_Commercial_Warehouse (WA)_Existing_Miscellaneous_Natural Gas_Pool Heater_E10 | F2 | Commercial | Warehouse (WA) | Existing | Miscellaneous | Natural Gas | Pool Heater | E10 | TRC BC Ratio | 0 | 0 | 0 | 0 | 0 | 0 | 0 | 0 | 0 | 0 | 0 | 0 | 0 | 0 | 0 | 0 | 0 | 0 | 0 | 0 | 0 | 0 | 0 | 0 | 0 | 0 | 0
F3_Commercial_Warehouse (WA)_Existing_Miscellaneous_Natural Gas_Pool Heater_E1 | F3 | Commercial | Warehouse (WA) | Existing | Miscellaneous | Natural Gas | Pool Heater | E1 | PACT BC Ratio | [24 empty] | 1 | 1 | 1 | bar: 2019 to 2042
F3_Commercial_Warehouse (WA)_Existing_Miscellaneous_Natural Gas_Pool Heater_E2 | F3 | Commercial | Warehouse (WA) | Existing | Miscellaneous | Natural Gas | Pool Heater | E2 | PACT BC Ratio | 0.60931 | 0.61394 | 0.62387 | 0.63995 | 0.66211 | 0.69429 | 0.72958 | 0.76498 | 0.79925 | 0.8359 | 0.86355 | 0.8895 | 0.91884 | 0.94714 | 0.97086 | 0.99213 | 1.0095 | 1.0262 | 1.0446 | 1.062 | 1.0799 | 1.0989 | 1.1179 | 1.1378 | 1.158 | 1.1786 | 1.1995
F3_Commercial_Warehouse (WA)_Existing_Miscellaneous_Natural Gas_Pool Heater_E3 | F3 | Commercial | Warehouse (WA) | Existing | Miscellaneous | Natural Gas | Pool Heater | E3 | PACT BC Ratio | 0 | 0 | 0 | 0 | 0 | 0 | 0 | 0 | 0 | 0 | 0 | 0 | 0 | 0 | 0 | 0 | 0 | 0 | 0 | 0 | 0 | 0 | 0 | 0 | 0 | 0 | 0
F3_Commercial_Warehouse (WA)_Existing_Miscellaneous_Natural Gas_Pool Heater_E4 | F3 | Commercial | Warehouse (WA) | Existing | Miscellaneous | Natural Gas | Pool Heater | E4 | PACT BC Ratio | 0 | 0 | 0 | 0 | 0 | 0 | 0 | 0 | 0 | 0 | 0 | 0 | 0 | 0 | 0 | 0 | 0 | 0 | 0 | 0 | 0 | 0 | 0 | 0 | 0 | 0 | 0
F3_Commercial_Warehouse (WA)_Existing_Miscellaneous_Natural Gas_Pool Heater_E5 | F3 | Commercial | Warehouse (WA) | Existing | Miscellaneous | Natural Gas | Pool Heater | E5 | PACT BC Ratio | 0 | 0 | 0 | 0 | 0 | 0 | 0 | 0 | 0 | 0 | 0 | 0 | 0 | 0 | 0 | 0 | 0 | 0 | 0 | 0 | 0 | 0 | 0 | 0 | 0 | 0 | 0
F3_Commercial_Warehouse (WA)_Existing_Miscellaneous_Natural Gas_Pool Heater_E6 | F3 | Commercial | Warehouse (WA) | Existing | Miscellaneous | Natural Gas | Pool Heater | E6 | PACT BC Ratio | 0 | 0 | 0 | 0 | 0 | 0 | 0 | 0 | 0 | 0 | 0 | 0 | 0 | 0 | 0 | 0 | 0 | 0 | 0 | 0 | 0 | 0 | 0 | 0 | 0 | 0 | 0
F3_Commercial_Warehouse (WA)_Existing_Miscellaneous_Natural Gas_Pool Heater_E7 | F3 | Commercial | Warehouse (WA) | Existing | Miscellaneous | Natural Gas | Pool Heater | E7 | PACT BC Ratio | 0 | 0 | 0 | 0 | 0 | 0 | 0 | 0 | 0 | 0 | 0 | 0 | 0 | 0 | 0 | 0 | 0 | 0 | 0 | 0 | 0 | 0 | 0 | 0 | 0 | 0 | 0
F3_Commercial_Warehouse (WA)_Existing_Miscellaneous_Natural Gas_Pool Heater_E8 | F3 | Commercial | Warehouse (WA) | Existing | Miscellaneous | Natural Gas | Pool Heater | E8 | PACT BC Ratio | 0 | 0 | 0 | 0 | 0 | 0 | 0 | 0 | 0 | 0 | 0 | 0 | 0 | 0 | 0 | 0 | 0 | 0 | 0 | 0 | 0 | 0 | 0 | 0 | 0 | 0 | 0
F3_Commercial_Warehouse (WA)_Existing_Miscellaneous_Natural Gas_Pool Heater_E9 | F3 | Commercial | Warehouse (WA) | Existing | Miscellaneous | Natural Gas | Pool Heater | E9 | PACT BC Ratio | 0 | 0 | 0 | 0 | 0 | 0 | 0 | 0 | 0 | 0 | 0 | 0 | 0 | 0 | 0 | 0 | 0 | 0 | 0 | 0 | 0 | 0 | 0 | 0 | 0 | 0 | 0
F3_Commercial_Warehouse (WA)_Existing_Miscellaneous_Natural Gas_Pool Heater_E10 | F3 | Commercial | Warehouse (WA) | Existing | Miscellaneous | Natural Gas | Pool Heater | E10 | PACT BC Ratio | 0 | 0 | 0 | 0 | 0 | 0 | 0 | 0 | 0 | 0 | 0 | 0 | 0 | 0 | 0 | 0 | 0 | 0 | 0 | 0 | 0 | 0 | 0 | 0 | 0 | 0 | 0
F4_Commercial_Warehouse (WA)_Existing_Miscellaneous_Natural Gas_Pool Heater_E1 | F4 | Commercial | Warehouse (WA) | Existing | Miscellaneous | Natural Gas | Pool Heater | E1 | RVT BC Ratio | [24 empty] | 1 | 1 | 1 | bar: 2019 to 2042
F4_Commercial_Warehouse (WA)_Existing_Miscellaneous_Natural Gas_Pool Heater_E2 | F4 | Commercial | Warehouse (WA) | Existing | Miscellaneous | Natural Gas | Pool Heater | E2 | RVT BC Ratio | 0.63728 | 0.63996 | 0.6448 | 0.65211 | 0.66171 | 0.67568 | 0.68979 | 0.70332 | 0.71552 | 0.72835 | 0.74306 | 0.75687 | 0.77248 | 0.78692 | 0.7982 | 0.80735 | 0.81352 | 0.81821 | 0.82349 | 0.82781 | 0.83205 | 0.84168 | 0.85136 | 0.86145 | 0.87171 | 0.88216 | 0.89279
F4_Commercial_Warehouse (WA)_Existing_Miscellaneous_Natural Gas_Pool Heater_E3 | F4 | Commercial | Warehouse (WA) | Existing | Miscellaneous | Natural Gas | Pool Heater | E3 | RVT BC Ratio | 0 | 0 | 0 | 0 | 0 | 0 | 0 | 0 | 0 | 0 | 0 | 0 | 0 | 0 | 0 | 0 | 0 | 0 | 0 | 0 | 0 | 0 | 0 | 0 | 0 | 0 | 0
F4_Commercial_Warehouse (WA)_Existing_Miscellaneous_Natural Gas_Pool Heater_E4 | F4 | Commercial | Warehouse (WA) | Existing | Miscellaneous | Natural Gas | Pool Heater | E4 | RVT BC Ratio | 0 | 0 | 0 | 0 | 0 | 0 | 0 | 0 | 0 | 0 | 0 | 0 | 0 | 0 | 0 | 0 | 0 | 0 | 0 | 0 | 0 | 0 | 0 | 0 | 0 | 0 | 0
F4_Commercial_Warehouse (WA)_Existing_Miscellaneous_Natural Gas_Pool Heater_E5 | F4 | Commercial | Warehouse (WA) | Existing | Miscellaneous | Natural Gas | Pool Heater | E5 | RVT BC Ratio | 0 | 0 | 0 | 0 | 0 | 0 | 0 | 0 | 0 | 0 | 0 | 0 | 0 | 0 | 0 | 0 | 0 | 0 | 0 | 0 | 0 | 0 | 0 | 0 | 0 | 0 | 0
F4_Commercial_Warehouse (WA)_Existing_Miscellaneous_Natural Gas_Pool Heater_E6 | F4 | Commercial | Warehouse (WA) | Existing | Miscellaneous | Natural Gas | Pool Heater | E6 | RVT BC Ratio | 0 | 0 | 0 | 0 | 0 | 0 | 0 | 0 | 0 | 0 | 0 | 0 | 0 | 0 | 0 | 0 | 0 | 0 | 0 | 0 | 0 | 0 | 0 | 0 | 0 | 0 | 0
F4_Commercial_Warehouse (WA)_Existing_Miscellaneous_Natural Gas_Pool Heater_E7 | F4 | Commercial | Warehouse (WA) | Existing | Miscellaneous | Natural Gas | Pool Heater | E7 | RVT BC Ratio | 0 | 0 | 0 | 0 | 0 | 0 | 0 | 0 | 0 | 0 | 0 | 0 | 0 | 0 | 0 | 0 | 0 | 0 | 0 | 0 | 0 | 0 | 0 | 0 | 0 | 0 | 0
F4_Commercial_Warehouse (WA)_Existing_Miscellaneous_Natural Gas_Pool Heater_E8 | F4 | Commercial | Warehouse (WA) | Existing | Miscellaneous | Natural Gas | Pool Heater | E8 | RVT BC Ratio | 0 | 0 | 0 | 0 | 0 | 0 | 0 | 0 | 0 | 0 | 0 | 0 | 0 | 0 | 0 | 0 | 0 | 0 | 0 | 0 | 0 | 0 | 0 | 0 | 0 | 0 | 0
F4_Commercial_Warehouse (WA)_Existing_Miscellaneous_Natural Gas_Pool Heater_E9 | F4 | Commercial | Warehouse (WA) | Existing | Miscellaneous | Natural Gas | Pool Heater | E9 | RVT BC Ratio | 0 | 0 | 0 | 0 | 0 | 0 | 0 | 0 | 0 | 0 | 0 | 0 | 0 | 0 | 0 | 0 | 0 | 0 | 0 | 0 | 0 | 0 | 0 | 0 | 0 | 0 | 0
F4_Commercial_Warehouse (WA)_Existing_Miscellaneous_Natural Gas_Pool Heater_E10 | F4 | Commercial | Warehouse (WA) | Existing | Miscellaneous | Natural Gas | Pool Heater | E10 | RVT BC Ratio | 0 | 0 | 0 | 0 | 0 | 0 | 0 | 0 | 0 | 0 | 0 | 0 | 0 | 0 | 0 | 0 | 0 | 0 | 0 | 0 | 0 | 0 | 0 | 0 | 0 | 0 | 0
F5_Commercial_Warehouse (WA)_Existing_Miscellaneous_Natural Gas_Pool Heater_E1 | F5 | Commercial | Warehouse (WA) | Existing | Miscellaneous | Natural Gas | Pool Heater | E1 | RIM BC Ratio | [24 empty] | 1 | 1 | 1 | bar: 2019 to 2042
F5_Commercial_Warehouse (WA)_Existing_Miscellaneous_Natural Gas_Pool Heater_E2 | F5 | Commercial | Warehouse (WA) | Existing | Miscellaneous | Natural Gas | Pool Heater | E2 | RIM BC Ratio | 0.35197 | 0.3535 | 0.35717 | 0.36322 | 0.37161 | 0.38346 | 0.39657 | 0.40958 | 0.42222 | 0.43548 | 0.44287 | 0.4496 | 0.45697 | 0.46415 | 0.4704 | 0.47633 | 0.48175 | 0.48744 | 0.49363 | 0.49972 | 0.50607 | 0.5102 | 0.51427 | 0.51843 | 0.52259 | 0.52674 | 0.53088
F5_Commercial_Warehouse (WA)_Existing_Miscellaneous_Natural Gas_Pool Heater_E3 | F5 | Commercial | Warehouse (WA) | Existing | Miscellaneous | Natural Gas | Pool Heater | E3 | RIM BC Ratio | 0 | 0 | 0 | 0 | 0 | 0 | 0 | 0 | 0 | 0 | 0 | 0 | 0 | 0 | 0 | 0 | 0 | 0 | 0 | 0 | 0 | 0 | 0 | 0 | 0 | 0 | 0
F5_Commercial_Warehouse (WA)_Existing_Miscellaneous_Natural Gas_Pool Heater_E4 | F5 | Commercial | Warehouse (WA) | Existing | Miscellaneous | Natural Gas | Pool Heater | E4 | RIM BC Ratio | 0 | 0 | 0 | 0 | 0 | 0 | 0 | 0 | 0 | 0 | 0 | 0 | 0 | 0 | 0 | 0 | 0 | 0 | 0 | 0 | 0 | 0 | 0 | 0 | 0 | 0 | 0
F5_Commercial_Warehouse (WA)_Existing_Miscellaneous_Natural Gas_Pool Heater_E5 | F5 | Commercial | Warehouse (WA) | Existing | Miscellaneous | Natural Gas | Pool Heater | E5 | RIM BC Ratio | 0 | 0 | 0 | 0 | 0 | 0 | 0 | 0 | 0 | 0 | 0 | 0 | 0 | 0 | 0 | 0 | 0 | 0 | 0 | 0 | 0 | 0 | 0 | 0 | 0 | 0 | 0
F5_Commercial_Warehouse (WA)_Existing_Miscellaneous_Natural Gas_Pool Heater_E6 | F5 | Commercial | Warehouse (WA) | Existing | Miscellaneous | Natural Gas | Pool Heater | E6 | RIM BC Ratio | 0 | 0 | 0 | 0 | 0 | 0 | 0 | 0 | 0 | 0 | 0 | 0 | 0 | 0 | 0 | 0 | 0 | 0 | 0 | 0 | 0 | 0 | 0 | 0 | 0 | 0 | 0
F5_Commercial_Warehouse (WA)_Existing_Miscellaneous_Natural Gas_Pool Heater_E7 | F5 | Commercial | Warehouse (WA) | Existing | Miscellaneous | Natural Gas | Pool Heater | E7 | RIM BC Ratio | 0 | 0 | 0 | 0 | 0 | 0 | 0 | 0 | 0 | 0 | 0 | 0 | 0 | 0 | 0 | 0 | 0 | 0 | 0 | 0 | 0 | 0 | 0 | 0 | 0 | 0 | 0
F5_Commercial_Warehouse (WA)_Existing_Miscellaneous_Natural Gas_Pool Heater_E8 | F5 | Commercial | Warehouse (WA) | Existing | Miscellaneous | Natural Gas | Pool Heater | E8 | RIM BC Ratio | 0 | 0 | 0 | 0 | 0 | 0 | 0 | 0 | 0 | 0 | 0 | 0 | 0 | 0 | 0 | 0 | 0 | 0 | 0 | 0 | 0 | 0 | 0 | 0 | 0 | 0 | 0
F5_Commercial_Warehouse (WA)_Existing_Miscellaneous_Natural Gas_Pool Heater_E9 | F5 | Commercial | Warehouse (WA) | Existing | Miscellaneous | Natural Gas | Pool Heater | E9 | RIM BC Ratio | 0 | 0 | 0 | 0 | 0 | 0 | 0 | 0 | 0 | 0 | 0 | 0 | 0 | 0 | 0 | 0 | 0 | 0 | 0 | 0 | 0 | 0 | 0 | 0 | 0 | 0 | 0
F5_Commercial_Warehouse (WA)_Existing_Miscellaneous_Natural Gas_Pool Heater_E10 | F5 | Commercial | Warehouse (WA) | Existing | Miscellaneous | Natural Gas | Pool Heater | E10 | RIM BC Ratio | 0 | 0 | 0 | 0 | 0 | 0 | 0 | 0 | 0 | 0 | 0 | 0 | 0 | 0 | 0 | 0 | 0 | 0 | 0 | 0 | 0 | 0 | 0 | 0 | 0 | 0 | 0
F0_Commercial_Warehouse (WA)_Existing_Miscellaneous_Natural Gas_Miscellaneous_E0 | F0 | Commercial | Warehouse (WA) | Existing | Miscellaneous | Natural Gas | Miscellaneous | E0 | Economic Unit | Standard | Standard | Standard | Standard | Standard | Standard | Standard | Standard | Standard | Standard | Standard | Standard | Standard | Standard | Standard | Standard | Standard | Standard | Standard | Standard | Standard | Standard | Standard | Standard | Standard | Standard | Standard
F1_Commercial_Warehouse (WA)_Existing_Miscellaneous_Natural Gas_Miscellaneous_E1 | F1 | Commercial | Warehouse (WA) | Existing | Miscellaneous | Natural Gas | Miscellaneous | E1 | CCE | 0 | 0 | 0 | 0 | 0 | 0 | 0 | 0 | 0 | 0 | 0 | 0 | 0 | 0 | 0 | 0 | 0 | 0 | 0 | 0 | 0 | 0 | 0 | 0 | 0 | 0 | 0
F1_Commercial_Warehouse (WA)_Existing_Miscellaneous_Natural Gas_Miscellaneous_E2 | F1 | Commercial | Warehouse (WA) | Existing | Miscellaneous | Natural Gas | Miscellaneous | E2 | CCE | 0 | 0 | 0 | 0 | 0 | 0 | 0 | 0 | 0 | 0 | 0 | 0 | 0 | 0 | 0 | 0 | 0 | 0 | 0 | 0 | 0 | 0 | 0 | 0 | 0 | 0 | 0
F1_Commercial_Warehouse (WA)_Existing_Miscellaneous_Natural Gas_Miscellaneous_E3 | F1 | Commercial | Warehouse (WA) | Existing | Miscellaneous | Natural Gas | Miscellaneous | E3 | CCE | 0 | 0 | 0 | 0 | 0 | 0 | 0 | 0 | 0 | 0 | 0 | 0 | 0 | 0 | 0 | 0 | 0 | 0 | 0 | 0 | 0 | 0 | 0 | 0 | 0 | 0 | 0
F1_Commercial_Warehouse (WA)_Existing_Miscellaneous_Natural Gas_Miscellaneous_E4 | F1 | Commercial | Warehouse (WA) | Existing | Miscellaneous | Natural Gas | Miscellaneous | E4 | CCE | 0 | 0 | 0 | 0 | 0 | 0 | 0 | 0 | 0 | 0 | 0 | 0 | 0 | 0 | 0 | 0 | 0 | 0 | 0 | 0 | 0 | 0 | 0 | 0 | 0 | 0 | 0
F1_Commercial_Warehouse (WA)_Existing_Miscellaneous_Natural Gas_Miscellaneous_E5 | F1 | Commercial | Warehouse (WA) | Existing | Miscellaneous | Natural Gas | Miscellaneous | E5 | CCE | 0 | 0 | 0 | 0 | 0 | 0 | 0 | 0 | 0 | 0 | 0 | 0 | 0 | 0 | 0 | 0 | 0 | 0 | 0 | 0 | 0 | 0 | 0 | 0 | 0 | 0 | 0
F1_Commercial_Warehouse (WA)_Existing_Miscellaneous_Natural Gas_Miscellaneous_E6 | F1 | Commercial | Warehouse (WA) | Existing | Miscellaneous | Natural Gas | Miscellaneous | E6 | CCE | 0 | 0 | 0 | 0 | 0 | 0 | 0 | 0 | 0 | 0 | 0 | 0 | 0 | 0 | 0 | 0 | 0 | 0 | 0 | 0 | 0 | 0 | 0 | 0 | 0 | 0 | 0
F1_Commercial_Warehouse (WA)_Existing_Miscellaneous_Natural Gas_Miscellaneous_E7 | F1 | Commercial | Warehouse (WA) | Existing | Miscellaneous | Natural Gas | Miscellaneous | E7 | CCE | 0 | 0 | 0 | 0 | 0 | 0 | 0 | 0 | 0 | 0 | 0 | 0 | 0 | 0 | 0 | 0 | 0 | 0 | 0 | 0 | 0 | 0 | 0 | 0 | 0 | 0 | 0
F1_Commercial_Warehouse (WA)_Existing_Miscellaneous_Natural Gas_Miscellaneous_E8 | F1 | Commercial | Warehouse (WA) | Existing | Miscellaneous | Natural Gas | Miscellaneous | E8 | CCE | 0 | 0 | 0 | 0 | 0 | 0 | 0 | 0 | 0 | 0 | 0 | 0 | 0 | 0 | 0 | 0 | 0 | 0 | 0 | 0 | 0 | 0 | 0 | 0 | 0 | 0 | 0
F1_Commercial_Warehouse (WA)_Existing_Miscellaneous_Natural Gas_Miscellaneous_E9 | F1 | Commercial | Warehouse (WA) | Existing | Miscellaneous | Natural Gas | Miscellaneous | E9 | CCE | 0 | 0 | 0 | 0 | 0 | 0 | 0 | 0 | 0 | 0 | 0 | 0 | 0 | 0 | 0 | 0 | 0 | 0 | 0 | 0 | 0 | 0 | 0 | 0 | 0 | 0 | 0
F1_Commercial_Warehouse (WA)_Existing_Miscellaneous_Natural Gas_Miscellaneous_E10 | F1 | Commercial | Warehouse (WA) | Existing | Miscellaneous | Natural Gas | Miscellaneous | E10 | CCE | 0 | 0 | 0 | 0 | 0 | 0 | 0 | 0 | 0 | 0 | 0 | 0 | 0 | 0 | 0 | 0 | 0 | 0 | 0 | 0 | 0 | 0 | 0 | 0 | 0 | 0 | 0
F2_Commercial_Warehouse (WA)_Existing_Miscellaneous_Natural Gas_Miscellaneous_E1 | F2 | Commercial | Warehouse (WA) | Existing | Miscellaneous | Natural Gas | Miscellaneous | E1 | TRC BC Ratio | [24 empty] | 1 | 1 | 1 | bar: 2019 to 2042
F2_Commercial_Warehouse (WA)_Existing_Miscellaneous_Natural Gas_Miscellaneous_E2 | F2 | Commercial | Warehouse (WA) | Existing | Miscellaneous | Natural Gas | Miscellaneous | E2 | TRC BC Ratio | 0 | 0 | 0 | 0 | 0 | 0 | 0 | 0 | 0 | 0 | 0 | 0 | 0 | 0 | 0 | 0 | 0 | 0 | 0 | 0 | 0 | 0 | 0 | 0 | 0 | 0 | 0
F2_Commercial_Warehouse (WA)_Existing_Miscellaneous_Natural Gas_Miscellaneous_E3 | F2 | Commercial | Warehouse (WA) | Existing | Miscellaneous | Natural Gas | Miscellaneous | E3 | TRC BC Ratio | 0 | 0 | 0 | 0 | 0 | 0 | 0 | 0 | 0 | 0 | 0 | 0 | 0 | 0 | 0 | 0 | 0 | 0 | 0 | 0 | 0 | 0 | 0 | 0 | 0 | 0 | 0
F2_Commercial_Warehouse (WA)_Existing_Miscellaneous_Natural Gas_Miscellaneous_E4 | F2 | Commercial | Warehouse (WA) | Existing | Miscellaneous | Natural Gas | Miscellaneous | E4 | TRC BC Ratio | 0 | 0 | 0 | 0 | 0 | 0 | 0 | 0 | 0 | 0 | 0 | 0 | 0 | 0 | 0 | 0 | 0 | 0 | 0 | 0 | 0 | 0 | 0 | 0 | 0 | 0 | 0
F2_Commercial_Warehouse (WA)_Existing_Miscellaneous_Natural Gas_Miscellaneous_E5 | F2 | Commercial | Warehouse (WA) | Existing | Miscellaneous | Natural Gas | Miscellaneous | E5 | TRC BC Ratio | 0 | 0 | 0 | 0 | 0 | 0 | 0 | 0 | 0 | 0 | 0 | 0 | 0 | 0 | 0 | 0 | 0 | 0 | 0 | 0 | 0 | 0 | 0 | 0 | 0 | 0 | 0
F2_Commercial_Warehouse (WA)_Existing_Miscellaneous_Natural Gas_Miscellaneous_E6 | F2 | Commercial | Warehouse (WA) | Existing | Miscellaneous | Natural Gas | Miscellaneous | E6 | TRC BC Ratio | 0 | 0 | 0 | 0 | 0 | 0 | 0 | 0 | 0 | 0 | 0 | 0 | 0 | 0 | 0 | 0 | 0 | 0 | 0 | 0 | 0 | 0 | 0 | 0 | 0 | 0 | 0
F2_Commercial_Warehouse (WA)_Existing_Miscellaneous_Natural Gas_Miscellaneous_E7 | F2 | Commercial | Warehouse (WA) | Existing | Miscellaneous | Natural Gas | Miscellaneous | E7 | TRC BC Ratio | 0 | 0 | 0 | 0 | 0 | 0 | 0 | 0 | 0 | 0 | 0 | 0 | 0 | 0 | 0 | 0 | 0 | 0 | 0 | 0 | 0 | 0 | 0 | 0 | 0 | 0 | 0
F2_Commercial_Warehouse (WA)_Existing_Miscellaneous_Natural Gas_Miscellaneous_E8 | F2 | Commercial | Warehouse (WA) | Existing | Miscellaneous | Natural Gas | Miscellaneous | E8 | TRC BC Ratio | 0 | 0 | 0 | 0 | 0 | 0 | 0 | 0 | 0 | 0 | 0 | 0 | 0 | 0 | 0 | 0 | 0 | 0 | 0 | 0 | 0 | 0 | 0 | 0 | 0 | 0 | 0
F2_Commercial_Warehouse (WA)_Existing_Miscellaneous_Natural Gas_Miscellaneous_E9 | F2 | Commercial | Warehouse (WA) | Existing | Miscellaneous | Natural Gas | Miscellaneous | E9 | TRC BC Ratio | 0 | 0 | 0 | 0 | 0 | 0 | 0 | 0 | 0 | 0 | 0 | 0 | 0 | 0 | 0 | 0 | 0 | 0 | 0 | 0 | 0 | 0 | 0 | 0 | 0 | 0 | 0
F2_Commercial_Warehouse (WA)_Existing_Miscellaneous_Natural Gas_Miscellaneous_E10 | F2 | Commercial | Warehouse (WA) | Existing | Miscellaneous | Natural Gas | Miscellaneous | E10 | TRC BC Ratio | 0 | 0 | 0 | 0 | 0 | 0 | 0 | 0 | 0 | 0 | 0 | 0 | 0 | 0 | 0 | 0 | 0 | 0 | 0 | 0 | 0 | 0 | 0 | 0 | 0 | 0 | 0
F3_Commercial_Warehouse (WA)_Existing_Miscellaneous_Natural Gas_Miscellaneous_E1 | F3 | Commercial | Warehouse (WA) | Existing | Miscellaneous | Natural Gas | Miscellaneous | E1 | PACT BC Ratio | [24 empty] | 1 | 1 | 1 | bar: 2019 to 2042
F3_Commercial_Warehouse (WA)_Existing_Miscellaneous_Natural Gas_Miscellaneous_E2 | F3 | Commercial | Warehouse (WA) | Existing | Miscellaneous | Natural Gas | Miscellaneous | E2 | PACT BC Ratio | 0 | 0 | 0 | 0 | 0 | 0 | 0 | 0 | 0 | 0 | 0 | 0 | 0 | 0 | 0 | 0 | 0 | 0 | 0 | 0 | 0 | 0 | 0 | 0 | 0 | 0 | 0
F3_Commercial_Warehouse (WA)_Existing_Miscellaneous_Natural Gas_Miscellaneous_E3 | F3 | Commercial | Warehouse (WA) | Existing | Miscellaneous | Natural Gas | Miscellaneous | E3 | PACT BC Ratio | 0 | 0 | 0 | 0 | 0 | 0 | 0 | 0 | 0 | 0 | 0 | 0 | 0 | 0 | 0 | 0 | 0 | 0 | 0 | 0 | 0 | 0 | 0 | 0 | 0 | 0 | 0
F3_Commercial_Warehouse (WA)_Existing_Miscellaneous_Natural Gas_Miscellaneous_E4 | F3 | Commercial | Warehouse (WA) | Existing | Miscellaneous | Natural Gas | Miscellaneous | E4 | PACT BC Ratio | 0 | 0 | 0 | 0 | 0 | 0 | 0 | 0 | 0 | 0 | 0 | 0 | 0 | 0 | 0 | 0 | 0 | 0 | 0 | 0 | 0 | 0 | 0 | 0 | 0 | 0 | 0
F3_Commercial_Warehouse (WA)_Existing_Miscellaneous_Natural Gas_Miscellaneous_E5 | F3 | Commercial | Warehouse (WA) | Existing | Miscellaneous | Natural Gas | Miscellaneous | E5 | PACT BC Ratio | 0 | 0 | 0 | 0 | 0 | 0 | 0 | 0 | 0 | 0 | 0 | 0 | 0 | 0 | 0 | 0 | 0 | 0 | 0 | 0 | 0 | 0 | 0 | 0 | 0 | 0 | 0
F3_Commercial_Warehouse (WA)_Existing_Miscellaneous_Natural Gas_Miscellaneous_E6 | F3 | Commercial | Warehouse (WA) | Existing | Miscellaneous | Natural Gas | Miscellaneous | E6 | PACT BC Ratio | 0 | 0 | 0 | 0 | 0 | 0 | 0 | 0 | 0 | 0 | 0 | 0 | 0 | 0 | 0 | 0 | 0 | 0 | 0 | 0 | 0 | 0 | 0 | 0 | 0 | 0 | 0
F3_Commercial_Warehouse (WA)_Existing_Miscellaneous_Natural Gas_Miscellaneous_E7 | F3 | Commercial | Warehouse (WA) | Existing | Miscellaneous | Natural Gas | Miscellaneous | E7 | PACT BC Ratio | 0 | 0 | 0 | 0 | 0 | 0 | 0 | 0 | 0 | 0 | 0 | 0 | 0 | 0 | 0 | 0 | 0 | 0 | 0 | 0 | 0 | 0 | 0 | 0 | 0 | 0 | 0
F3_Commercial_Warehouse (WA)_Existing_Miscellaneous_Natural Gas_Miscellaneous_E8 | F3 | Commercial | Warehouse (WA) | Existing | Miscellaneous | Natural Gas | Miscellaneous | E8 | PACT BC Ratio | 0 | 0 | 0 | 0 | 0 | 0 | 0 | 0 | 0 | 0 | 0 | 0 | 0 | 0 | 0 | 0 | 0 | 0 | 0 | 0 | 0 | 0 | 0 | 0 | 0 | 0 | 0
F3_Commercial_Warehouse (WA)_Existing_Miscellaneous_Natural Gas_Miscellaneous_E9 | F3 | Commercial | Warehouse (WA) | Existing | Miscellaneous | Natural Gas | Miscellaneous | E9 | PACT BC Ratio | 0 | 0 | 0 | 0 | 0 | 0 | 0 | 0 | 0 | 0 | 0 | 0 | 0 | 0 | 0 | 0 | 0 | 0 | 0 | 0 | 0 | 0 | 0 | 0 | 0 | 0 | 0
F3_Commercial_Warehouse (WA)_Existing_Miscellaneous_Natural Gas_Miscellaneous_E10 | F3 | Commercial | Warehouse (WA) | Existing | Miscellaneous | Natural Gas | Miscellaneous | E10 | PACT BC Ratio | 0 | 0 | 0 | 0 | 0 | 0 | 0 | 0 | 0 | 0 | 0 | 0 | 0 | 0 | 0 | 0 | 0 | 0 | 0 | 0 | 0 | 0 | 0 | 0 | 0 | 0 | 0
F4_Commercial_Warehouse (WA)_Existing_Miscellaneous_Natural Gas_Miscellaneous_E1 | F4 | Commercial | Warehouse (WA) | Existing | Miscellaneous | Natural Gas | Miscellaneous | E1 | RVT BC Ratio | [24 empty] | 1 | 1 | 1 | bar: 2019 to 2042
F4_Commercial_Warehouse (WA)_Existing_Miscellaneous_Natural Gas_Miscellaneous_E2 | F4 | Commercial | Warehouse (WA) | Existing | Miscellaneous | Natural Gas | Miscellaneous | E2 | RVT BC Ratio | 0 | 0 | 0 | 0 | 0 | 0 | 0 | 0 | 0 | 0 | 0 | 0 | 0 | 0 | 0 | 0 | 0 | 0 | 0 | 0 | 0 | 0 | 0 | 0 | 0 | 0 | 0
F4_Commercial_Warehouse (WA)_Existing_Miscellaneous_Natural Gas_Miscellaneous_E3 | F4 | Commercial | Warehouse (WA) | Existing | Miscellaneous | Natural Gas | Miscellaneous | E3 | RVT BC Ratio | 0 | 0 | 0 | 0 | 0 | 0 | 0 | 0 | 0 | 0 | 0 | 0 | 0 | 0 | 0 | 0 | 0 | 0 | 0 | 0 | 0 | 0 | 0 | 0 | 0 | 0 | 0
F4_Commercial_Warehouse (WA)_Existing_Miscellaneous_Natural Gas_Miscellaneous_E4 | F4 | Commercial | Warehouse (WA) | Existing | Miscellaneous | Natural Gas | Miscellaneous | E4 | RVT BC Ratio | 0 | 0 | 0 | 0 | 0 | 0 | 0 | 0 | 0 | 0 | 0 | 0 | 0 | 0 | 0 | 0 | 0 | 0 | 0 | 0 | 0 | 0 | 0 | 0 | 0 | 0 | 0
F4_Commercial_Warehouse (WA)_Existing_Miscellaneous_Natural Gas_Miscellaneous_E5 | F4 | Commercial | Warehouse (WA) | Existing | Miscellaneous | Natural Gas | Miscellaneous | E5 | RVT BC Ratio | 0 | 0 | 0 | 0 | 0 | 0 | 0 | 0 | 0 | 0 | 0 | 0 | 0 | 0 | 0 | 0 | 0 | 0 | 0 | 0 | 0 | 0 | 0 | 0 | 0 | 0 | 0
F4_Commercial_Warehouse (WA)_Existing_Miscellaneous_Natural Gas_Miscellaneous_E6 | F4 | Commercial | Warehouse (WA) | Existing | Miscellaneous | Natural Gas | Miscellaneous | E6 | RVT BC Ratio | 0 | 0 | 0 | 0 | 0 | 0 | 0 | 0 | 0 | 0 | 0 | 0 | 0 | 0 | 0 | 0 | 0 | 0 | 0 | 0 | 0 | 0 | 0 | 0 | 0 | 0 | 0
F4_Commercial_Warehouse (WA)_Existing_Miscellaneous_Natural Gas_Miscellaneous_E7 | F4 | Commercial | Warehouse (WA) | Existing | Miscellaneous | Natural Gas | Miscellaneous | E7 | RVT BC Ratio | 0 | 0 | 0 | 0 | 0 | 0 | 0 | 0 | 0 | 0 | 0 | 0 | 0 | 0 | 0 | 0 | 0 | 0 | 0 | 0 | 0 | 0 | 0 | 0 | 0 | 0 | 0
F4_Commercial_Warehouse (WA)_Existing_Miscellaneous_Natural Gas_Miscellaneous_E8 | F4 | Commercial | Warehouse (WA) | Existing | Miscellaneous | Natural Gas | Miscellaneous | E8 | RVT BC Ratio | 0 | 0 | 0 | 0 | 0 | 0 | 0 | 0 | 0 | 0 | 0 | 0 | 0 | 0 | 0 | 0 | 0 | 0 | 0 | 0 | 0 | 0 | 0 | 0 | 0 | 0 | 0
F4_Commercial_Warehouse (WA)_Existing_Miscellaneous_Natural Gas_Miscellaneous_E9 | F4 | Commercial | Warehouse (WA) | Existing | Miscellaneous | Natural Gas | Miscellaneous | E9 | RVT BC Ratio | 0 | 0 | 0 | 0 | 0 | 0 | 0 | 0 | 0 | 0 | 0 | 0 | 0 | 0 | 0 | 0 | 0 | 0 | 0 | 0 | 0 | 0 | 0 | 0 | 0 | 0 | 0
F4_Commercial_Warehouse (WA)_Existing_Miscellaneous_Natural Gas_Miscellaneous_E10 | F4 | Commercial | Warehouse (WA) | Existing | Miscellaneous | Natural Gas | Miscellaneous | E10 | RVT BC Ratio | 0 | 0 | 0 | 0 | 0 | 0 | 0 | 0 | 0 | 0 | 0 | 0 | 0 | 0 | 0 | 0 | 0 | 0 | 0 | 0 | 0 | 0 | 0 | 0 | 0 | 0 | 0
F5_Commercial_Warehouse (WA)_Existing_Miscellaneous_Natural Gas_Miscellaneous_E1 | F5 | Commercial | Warehouse (WA) | Existing | Miscellaneous | Natural Gas | Miscellaneous | E1 | RIM BC Ratio | [24 empty] | 1 | 1 | 1 | bar: 2019 to 2042
F5_Commercial_Warehouse (WA)_Existing_Miscellaneous_Natural Gas_Miscellaneous_E2 | F5 | Commercial | Warehouse (WA) | Existing | Miscellaneous | Natural Gas | Miscellaneous | E2 | RIM BC Ratio | 0 | 0 | 0 | 0 | 0 | 0 | 0 | 0 | 0 | 0 | 0 | 0 | 0 | 0 | 0 | 0 | 0 | 0 | 0 | 0 | 0 | 0 | 0 | 0 | 0 | 0 | 0
F5_Commercial_Warehouse (WA)_Existing_Miscellaneous_Natural Gas_Miscellaneous_E3 | F5 | Commercial | Warehouse (WA) | Existing | Miscellaneous | Natural Gas | Miscellaneous | E3 | RIM BC Ratio | 0 | 0 | 0 | 0 | 0 | 0 | 0 | 0 | 0 | 0 | 0 | 0 | 0 | 0 | 0 | 0 | 0 | 0 | 0 | 0 | 0 | 0 | 0 | 0 | 0 | 0 | 0
F5_Commercial_Warehouse (WA)_Existing_Miscellaneous_Natural Gas_Miscellaneous_E4 | F5 | Commercial | Warehouse (WA) | Existing | Miscellaneous | Natural Gas | Miscellaneous | E4 | RIM BC Ratio | 0 | 0 | 0 | 0 | 0 | 0 | 0 | 0 | 0 | 0 | 0 | 0 | 0 | 0 | 0 | 0 | 0 | 0 | 0 | 0 | 0 | 0 | 0 | 0 | 0 | 0 | 0
F5_Commercial_Warehouse (WA)_Existing_Miscellaneous_Natural Gas_Miscellaneous_E5 | F5 | Commercial | Warehouse (WA) | Existing | Miscellaneous | Natural Gas | Miscellaneous | E5 | RIM BC Ratio | 0 | 0 | 0 | 0 | 0 | 0 | 0 | 0 | 0 | 0 | 0 | 0 | 0 | 0 | 0 | 0 | 0 | 0 | 0 | 0 | 0 | 0 | 0 | 0 | 0 | 0 | 0
F5_Commercial_Warehouse (WA)_Existing_Miscellaneous_Natural Gas_Miscellaneous_E6 | F5 | Commercial | Warehouse (WA) | Existing | Miscellaneous | Natural Gas | Miscellaneous | E6 | RIM BC Ratio | 0 | 0 | 0 | 0 | 0 | 0 | 0 | 0 | 0 | 0 | 0 | 0 | 0 | 0 | 0 | 0 | 0 | 0 | 0 | 0 | 0 | 0 | 0 | 0 | 0 | 0 | 0
F5_Commercial_Warehouse (WA)_Existing_Miscellaneous_Natural Gas_Miscellaneous_E7 | F5 | Commercial | Warehouse (WA) | Existing | Miscellaneous | Natural Gas | Miscellaneous | E7 | RIM BC Ratio | 0 | 0 | 0 | 0 | 0 | 0 | 0 | 0 | 0 | 0 | 0 | 0 | 0 | 0 | 0 | 0 | 0 | 0 | 0 | 0 | 0 | 0 | 0 | 0 | 0 | 0 | 0
F5_Commercial_Warehouse (WA)_Existing_Miscellaneous_Natural Gas_Miscellaneous_E8 | F5 | Commercial | Warehouse (WA) | Existing | Miscellaneous | Natural Gas | Miscellaneous | E8 | RIM BC Ratio | 0 | 0 | 0 | 0 | 0 | 0 | 0 | 0 | 0 | 0 | 0 | 0 | 0 | 0 | 0 | 0 | 0 | 0 | 0 | 0 | 0 | 0 | 0 | 0 | 0 | 0 | 0
F5_Commercial_Warehouse (WA)_Existing_Miscellaneous_Natural Gas_Miscellaneous_E9 | F5 | Commercial | Warehouse (WA) | Existing | Miscellaneous | Natural Gas | Miscellaneous | E9 | RIM BC Ratio | 0 | 0 | 0 | 0 | 0 | 0 | 0 | 0 | 0 | 0 | 0 | 0 | 0 | 0 | 0 | 0 | 0 | 0 | 0 | 0 | 0 | 0 | 0 | 0 | 0 | 0 | 0
F5_Commercial_Warehouse (WA)_Existing_Miscellaneous_Natural Gas_Miscellaneous_E10 | F5 | Commercial | Warehouse (WA) | Existing | Miscellaneous | Natural Gas | Miscellaneous | E10 | RIM BC Ratio | 0 | 0 | 0 | 0 | 0 | 0 | 0 | 0 | 0 | 0 | 0 | 0 | 0 | 0 | 0 | 0 | 0 | 0 | 0 | 0 | 0 | 0 | 0 | 0 | 0 | 0 | 0
F0_Commercial_Warehouse (WA)_New_Space Heating_Natural Gas_Furnace_E0 | F0 | Commercial | Warehouse (WA) | New | Space Heating | Natural Gas | Furnace | E0 | Economic Unit | AFUE 96% | AFUE 96% | AFUE 96% | AFUE 96% | AFUE 96% | AFUE 96% | AFUE 96% | AFUE 96% | AFUE 96% | AFUE 96% | AFUE 96% | AFUE 96% | AFUE 96% | AFUE 96% | AFUE 96% | AFUE 96% | AFUE 96% | AFUE 96% | AFUE 96% | AFUE 96% | AFUE 96% | AFUE 96% | AFUE 96% | AFUE 96% | AFUE 96% | AFUE 96% | AFUE 96%
F1_Commercial_Warehouse (WA)_New_Space Heating_Natural Gas_Furnace_E1 | F1 | Commercial | Warehouse (WA) | New | Space Heating | Natural Gas | Furnace | E1 | CCE | 0 | 0 | 0 | 0 | 0 | 0 | 0 | 0 | 0 | 0 | 0 | 0 | 0 | 0 | 0 | 0 | 0 | 0 | 0 | 0 | 0 | 0 | 0 | 0 | 0 | 0 | 0
F1_Commercial_Warehouse (WA)_New_Space Heating_Natural Gas_Furnace_E2 | F1 | Commercial | Warehouse (WA) | New | Space Heating | Natural Gas | Furnace | E2 | CCE | 0.0083692 | 0.0086852 | 0.0086852 | 0.0086852 | 0.0086852 | 0.0086852 | 0.0086852 | 0.0086852 | 0.0086852 | 0.0086852 | 0.0086852 | 0.0086852 | 0.0086852 | 0.0086852 | 0.0086852 | 0.0086852 | 0.0086852 | 0.0086852 | 0.0086852 | 0.0086852 | 0.0086852 | 0.0086852 | 0.0086852 | 0.0086852 | 0.0086852 | 0.0086852 | 0.0086852
F1_Commercial_Warehouse (WA)_New_Space Heating_Natural Gas_Furnace_E3 | F1 | Commercial | Warehouse (WA) | New | Space Heating | Natural Gas | Furnace | E3 | CCE | 0.0012496 | 0.0012967 | 0.0012967 | 0.0012967 | 0.0012967 | 0.0012967 | 0.0012967 | 0.0012967 | 0.0012967 | 0.0012967 | 0.0012967 | 0.0012967 | 0.0012967 | 0.0012967 | 0.0012967 | 0.0012967 | 0.0012967 | 0.0012967 | 0.0012967 | 0.0012967 | 0.0012967 | 0.0012967 | 0.0012967 | 0.0012967 | 0.0012967 | 0.0012967 | 0.0012967
F1_Commercial_Warehouse (WA)_New_Space Heating_Natural Gas_Furnace_E4 | F1 | Commercial | Warehouse (WA) | New | Space Heating | Natural Gas | Furnace | E4 | CCE | 0 | 0 | 0 | 0 | 0 | 0 | 0 | 0 | 0 | 0 | 0 | 0 | 0 | 0 | 0 | 0 | 0 | 0 | 0 | 0 | 0 | 0 | 0 | 0 | 0 | 0 | 0
F1_Commercial_Warehouse (WA)_New_Space Heating_Natural Gas_Furnace_E5 | F1 | Commercial | Warehouse (WA) | New | Space Heating | Natural Gas | Furnace | E5 | CCE | 0 | 0 | 0 | 0 | 0 | 0 | 0 | 0 | 0 | 0 | 0 | 0 | 0 | 0 | 0 | 0 | 0 | 0 | 0 | 0 | 0 | 0 | 0 | 0 | 0 | 0 | 0
F1_Commercial_Warehouse (WA)_New_Space Heating_Natural Gas_Furnace_E6 | F1 | Commercial | Warehouse (WA) | New | Space Heating | Natural Gas | Furnace | E6 | CCE | 0 | 0 | 0 | 0 | 0 | 0 | 0 | 0 | 0 | 0 | 0 | 0 | 0 | 0 | 0 | 0 | 0 | 0 | 0 | 0 | 0 | 0 | 0 | 0 | 0 | 0 | 0
F1_Commercial_Warehouse (WA)_New_Space Heating_Natural Gas_Furnace_E7 | F1 | Commercial | Warehouse (WA) | New | Space Heating | Natural Gas | Furnace | E7 | CCE | 0 | 0 | 0 | 0 | 0 | 0 | 0 | 0 | 0 | 0 | 0 | 0 | 0 | 0 | 0 | 0 | 0 | 0 | 0 | 0 | 0 | 0 | 0 | 0 | 0 | 0 | 0
F1_Commercial_Warehouse (WA)_New_Space Heating_Natural Gas_Furnace_E8 | F1 | Commercial | Warehouse (WA) | New | Space Heating | Natural Gas | Furnace | E8 | CCE | 0 | 0 | 0 | 0 | 0 | 0 | 0 | 0 | 0 | 0 | 0 | 0 | 0 | 0 | 0 | 0 | 0 | 0 | 0 | 0 | 0 | 0 | 0 | 0 | 0 | 0 | 0
F1_Commercial_Warehouse (WA)_New_Space Heating_Natural Gas_Furnace_E9 | F1 | Commercial | Warehouse (WA) | New | Space Heating | Natural Gas | Furnace | E9 | CCE | 0 | 0 | 0 | 0 | 0 | 0 | 0 | 0 | 0 | 0 | 0 | 0 | 0 | 0 | 0 | 0 | 0 | 0 | 0 | 0 | 0 | 0 | 0 | 0 | 0 | 0 | 0
F1_Commercial_Warehouse (WA)_New_Space Heating_Natural Gas_Furnace_E10 | F1 | Commercial | Warehouse (WA) | New | Space Heating | Natural Gas | Furnace | E10 | CCE | 0 | 0 | 0 | 0 | 0 | 0 | 0 | 0 | 0 | 0 | 0 | 0 | 0 | 0 | 0 | 0 | 0 | 0 | 0 | 0 | 0 | 0 | 0 | 0 | 0 | 0 | 0
F2_Commercial_Warehouse (WA)_New_Space Heating_Natural Gas_Furnace_E1 | F2 | Commercial | Warehouse (WA) | New | Space Heating | Natural Gas | Furnace | E1 | TRC BC Ratio | [24 empty] | 1 | 1 | 1 | bar: 2019 to 2042
F2_Commercial_Warehouse (WA)_New_Space Heating_Natural Gas_Furnace_E2 | F2 | Commercial | Warehouse (WA) | New | Space Heating | Natural Gas | Furnace | E2 | TRC BC Ratio | 0.44936 | 0.4559 | 0.46516 | 0.47573 | 0.48771 | 0.50516 | 0.52296 | 0.54186 | 0.55964 | 0.57768 | 0.59346 | 0.60772 | 0.62356 | 0.63998 | 0.65501 | 0.66972 | 0.68319 | 0.69711 | 0.71166 | 0.72661 | 0.74183 | 0.75801 | 0.77719 | 0.79369 | 0.81053 | 0.82774 | 0.84531
F2_Commercial_Warehouse (WA)_New_Space Heating_Natural Gas_Furnace_E3 | F2 | Commercial | Warehouse (WA) | New | Space Heating | Natural Gas | Furnace | E3 | TRC BC Ratio | 3.0097 | 3.0535 | 3.1155 | 3.1863 | 3.2666 | 3.3834 | 3.5027 | 3.6292 | 3.7484 | 3.8691 | 3.9748 | 4.0704 | 4.1764 | 4.2864 | 4.3871 | 4.4856 | 4.5759 | 4.6691 | 4.7665 | 4.8666 | 4.9686 | 5.0769 | 5.2054 | 5.3159 | 5.4287 | 5.544 | 5.6616
F2_Commercial_Warehouse (WA)_New_Space Heating_Natural Gas_Furnace_E4 | F2 | Commercial | Warehouse (WA) | New | Space Heating | Natural Gas | Furnace | E4 | TRC BC Ratio | 0 | 0 | 0 | 0 | 0 | 0 | 0 | 0 | 0 | 0 | 0 | 0 | 0 | 0 | 0 | 0 | 0 | 0 | 0 | 0 | 0 | 0 | 0 | 0 | 0 | 0 | 0
F2_Commercial_Warehouse (WA)_New_Space Heating_Natural Gas_Furnace_E5 | F2 | Commercial | Warehouse (WA) | New | Space Heating | Natural Gas | Furnace | E5 | TRC BC Ratio | 0 | 0 | 0 | 0 | 0 | 0 | 0 | 0 | 0 | 0 | 0 | 0 | 0 | 0 | 0 | 0 | 0 | 0 | 0 | 0 | 0 | 0 | 0 | 0 | 0 | 0 | 0
F2_Commercial_Warehouse (WA)_New_Space Heating_Natural Gas_Furnace_E6 | F2 | Commercial | Warehouse (WA) | New | Space Heating | Natural Gas | Furnace | E6 | TRC BC Ratio | 0 | 0 | 0 | 0 | 0 | 0 | 0 | 0 | 0 | 0 | 0 | 0 | 0 | 0 | 0 | 0 | 0 | 0 | 0 | 0 | 0 | 0 | 0 | 0 | 0 | 0 | 0
F2_Commercial_Warehouse (WA)_New_Space Heating_Natural Gas_Furnace_E7 | F2 | Commercial | Warehouse (WA) | New | Space Heating | Natural Gas | Furnace | E7 | TRC BC Ratio | 0 | 0 | 0 | 0 | 0 | 0 | 0 | 0 | 0 | 0 | 0 | 0 | 0 | 0 | 0 | 0 | 0 | 0 | 0 | 0 | 0 | 0 | 0 | 0 | 0 | 0 | 0
F2_Commercial_Warehouse (WA)_New_Space Heating_Natural Gas_Furnace_E8 | F2 | Commercial | Warehouse (WA) | New | Space Heating | Natural Gas | Furnace | E8 | TRC BC Ratio | 0 | 0 | 0 | 0 | 0 | 0 | 0 | 0 | 0 | 0 | 0 | 0 | 0 | 0 | 0 | 0 | 0 | 0 | 0 | 0 | 0 | 0 | 0 | 0 | 0 | 0 | 0
F2_Commercial_Warehouse (WA)_New_Space Heating_Natural Gas_Furnace_E9 | F2 | Commercial | Warehouse (WA) | New | Space Heating | Natural Gas | Furnace | E9 | TRC BC Ratio | 0 | 0 | 0 | 0 | 0 | 0 | 0 | 0 | 0 | 0 | 0 | 0 | 0 | 0 | 0 | 0 | 0 | 0 | 0 | 0 | 0 | 0 | 0 | 0 | 0 | 0 | 0
F2_Commercial_Warehouse (WA)_New_Space Heating_Natural Gas_Furnace_E10 | F2 | Commercial | Warehouse (WA) | New | Space Heating | Natural Gas | Furnace | E10 | TRC BC Ratio | 0 | 0 | 0 | 0 | 0 | 0 | 0 | 0 | 0 | 0 | 0 | 0 | 0 | 0 | 0 | 0 | 0 | 0 | 0 | 0 | 0 | 0 | 0 | 0 | 0 | 0 | 0
F3_Commercial_Warehouse (WA)_New_Space Heating_Natural Gas_Furnace_E1 | F3 | Commercial | Warehouse (WA) | New | Space Heating | Natural Gas | Furnace | E1 | PACT BC Ratio | [24 empty] | 1 | 1 | 1 | bar: 2019 to 2042
F3_Commercial_Warehouse (WA)_New_Space Heating_Natural Gas_Furnace_E2 | F3 | Commercial | Warehouse (WA) | New | Space Heating | Natural Gas | Furnace | E2 | PACT BC Ratio | 1.2586 | 1.2769 | 1.3029 | 1.3325 | 1.366 | 1.4149 | 1.4648 | 1.5177 | 1.5675 | 1.618 | 1.6622 | 1.7022 | 1.7465 | 1.7925 | 1.8346 | 1.8758 | 1.9136 | 1.9525 | 1.9933 | 2.0352 | 2.0778 | 2.1231 | 2.1768 | 2.223 | 2.2702 | 2.3184 | 2.3676
F3_Commercial_Warehouse (WA)_New_Space Heating_Natural Gas_Furnace_E3 | F3 | Commercial | Warehouse (WA) | New | Space Heating | Natural Gas | Furnace | E3 | PACT BC Ratio | 8.43 | 8.5525 | 8.7262 | 8.9245 | 9.1494 | 9.4766 | 9.8106 | 10.1651 | 10.4988 | 10.8371 | 11.1332 | 11.4007 | 11.6978 | 12.0058 | 12.2878 | 12.5638 | 12.8166 | 13.0776 | 13.3506 | 13.631 | 13.9166 | 14.2201 | 14.5799 | 14.8894 | 15.2054 | 15.5282 | 15.8578
F3_Commercial_Warehouse (WA)_New_Space Heating_Natural Gas_Furnace_E4 | F3 | Commercial | Warehouse (WA) | New | Space Heating | Natural Gas | Furnace | E4 | PACT BC Ratio | 0 | 0 | 0 | 0 | 0 | 0 | 0 | 0 | 0 | 0 | 0 | 0 | 0 | 0 | 0 | 0 | 0 | 0 | 0 | 0 | 0 | 0 | 0 | 0 | 0 | 0 | 0
F3_Commercial_Warehouse (WA)_New_Space Heating_Natural Gas_Furnace_E5 | F3 | Commercial | Warehouse (WA) | New | Space Heating | Natural Gas | Furnace | E5 | PACT BC Ratio | 0 | 0 | 0 | 0 | 0 | 0 | 0 | 0 | 0 | 0 | 0 | 0 | 0 | 0 | 0 | 0 | 0 | 0 | 0 | 0 | 0 | 0 | 0 | 0 | 0 | 0 | 0
F3_Commercial_Warehouse (WA)_New_Space Heating_Natural Gas_Furnace_E6 | F3 | Commercial | Warehouse (WA) | New | Space Heating | Natural Gas | Furnace | E6 | PACT BC Ratio | 0 | 0 | 0 | 0 | 0 | 0 | 0 | 0 | 0 | 0 | 0 | 0 | 0 | 0 | 0 | 0 | 0 | 0 | 0 | 0 | 0 | 0 | 0 | 0 | 0 | 0 | 0
F3_Commercial_Warehouse (WA)_New_Space Heating_Natural Gas_Furnace_E7 | F3 | Commercial | Warehouse (WA) | New | Space Heating | Natural Gas | Furnace | E7 | PACT BC Ratio | 0 | 0 | 0 | 0 | 0 | 0 | 0 | 0 | 0 | 0 | 0 | 0 | 0 | 0 | 0 | 0 | 0 | 0 | 0 | 0 | 0 | 0 | 0 | 0 | 0 | 0 | 0
F3_Commercial_Warehouse (WA)_New_Space Heating_Natural Gas_Furnace_E8 | F3 | Commercial | Warehouse (WA) | New | Space Heating | Natural Gas | Furnace | E8 | PACT BC Ratio | 0 | 0 | 0 | 0 | 0 | 0 | 0 | 0 | 0 | 0 | 0 | 0 | 0 | 0 | 0 | 0 | 0 | 0 | 0 | 0 | 0 | 0 | 0 | 0 | 0 | 0 | 0
F3_Commercial_Warehouse (WA)_New_Space Heating_Natural Gas_Furnace_E9 | F3 | Commercial | Warehouse (WA) | New | Space Heating | Natural Gas | Furnace | E9 | PACT BC Ratio | 0 | 0 | 0 | 0 | 0 | 0 | 0 | 0 | 0 | 0 | 0 | 0 | 0 | 0 | 0 | 0 | 0 | 0 | 0 | 0 | 0 | 0 | 0 | 0 | 0 | 0 | 0
F3_Commercial_Warehouse (WA)_New_Space Heating_Natural Gas_Furnace_E10 | F3 | Commercial | Warehouse (WA) | New | Space Heating | Natural Gas | Furnace | E10 | PACT BC Ratio | 0 | 0 | 0 | 0 | 0 | 0 | 0 | 0 | 0 | 0 | 0 | 0 | 0 | 0 | 0 | 0 | 0 | 0 | 0 | 0 | 0 | 0 | 0 | 0 | 0 | 0 | 0
F4_Commercial_Warehouse (WA)_New_Space Heating_Natural Gas_Furnace_E1 | F4 | Commercial | Warehouse (WA) | New | Space Heating | Natural Gas | Furnace | E1 | RVT BC Ratio | [24 empty] | 1 | 1 | 1 | bar: 2019 to 2042
F4_Commercial_Warehouse (WA)_New_Space Heating_Natural Gas_Furnace_E2 | F4 | Commercial | Warehouse (WA) | New | Space Heating | Natural Gas | Furnace | E2 | RVT BC Ratio | 0.85786 | 0.86309 | 0.87179 | 0.88185 | 0.89338 | 0.91215 | 0.93078 | 0.95026 | 0.96735 | 0.98393 | 1.0027 | 1.0191 | 1.0374 | 1.0563 | 1.073 | 1.0891 | 1.1033 | 1.1178 | 1.1328 | 1.1479 | 1.1631 | 1.1835 | 1.2077 | 1.2285 | 1.2497 | 1.2714 | 1.2935
F4_Commercial_Warehouse (WA)_New_Space Heating_Natural Gas_Furnace_E3 | F4 | Commercial | Warehouse (WA) | New | Space Heating | Natural Gas | Furnace | E3 | RVT BC Ratio | 4.4442 | 4.4792 | 4.5375 | 4.6049 | 4.6821 | 4.8078 | 4.9326 | 5.063 | 5.1775 | 5.2886 | 5.4145 | 5.5244 | 5.6469 | 5.773 | 5.8853 | 5.9931 | 6.088 | 6.1849 | 6.2854 | 6.3871 | 6.4889 | 6.6254 | 6.7873 | 6.9265 | 7.0687 | 7.2138 | 7.3621
F4_Commercial_Warehouse (WA)_New_Space Heating_Natural Gas_Furnace_E4 | F4 | Commercial | Warehouse (WA) | New | Space Heating | Natural Gas | Furnace | E4 | RVT BC Ratio | 0 | 0 | 0 | 0 | 0 | 0 | 0 | 0 | 0 | 0 | 0 | 0 | 0 | 0 | 0 | 0 | 0 | 0 | 0 | 0 | 0 | 0 | 0 | 0 | 0 | 0 | 0
F4_Commercial_Warehouse (WA)_New_Space Heating_Natural Gas_Furnace_E5 | F4 | Commercial | Warehouse (WA) | New | Space Heating | Natural Gas | Furnace | E5 | RVT BC Ratio | 0 | 0 | 0 | 0 | 0 | 0 | 0 | 0 | 0 | 0 | 0 | 0 | 0 | 0 | 0 | 0 | 0 | 0 | 0 | 0 | 0 | 0 | 0 | 0 | 0 | 0 | 0
F4_Commercial_Warehouse (WA)_New_Space Heating_Natural Gas_Furnace_E6 | F4 | Commercial | Warehouse (WA) | New | Space Heating | Natural Gas | Furnace | E6 | RVT BC Ratio | 0 | 0 | 0 | 0 | 0 | 0 | 0 | 0 | 0 | 0 | 0 | 0 | 0 | 0 | 0 | 0 | 0 | 0 | 0 | 0 | 0 | 0 | 0 | 0 | 0 | 0 | 0
F4_Commercial_Warehouse (WA)_New_Space Heating_Natural Gas_Furnace_E7 | F4 | Commercial | Warehouse (WA) | New | Space Heating | Natural Gas | Furnace | E7 | RVT BC Ratio | 0 | 0 | 0 | 0 | 0 | 0 | 0 | 0 | 0 | 0 | 0 | 0 | 0 | 0 | 0 | 0 | 0 | 0 | 0 | 0 | 0 | 0 | 0 | 0 | 0 | 0 | 0
F4_Commercial_Warehouse (WA)_New_Space Heating_Natural Gas_Furnace_E8 | F4 | Commercial | Warehouse (WA) | New | Space Heating | Natural Gas | Furnace | E8 | RVT BC Ratio | 0 | 0 | 0 | 0 | 0 | 0 | 0 | 0 | 0 | 0 | 0 | 0 | 0 | 0 | 0 | 0 | 0 | 0 | 0 | 0 | 0 | 0 | 0 | 0 | 0 | 0 | 0
F4_Commercial_Warehouse (WA)_New_Space Heating_Natural Gas_Furnace_E9 | F4 | Commercial | Warehouse (WA) | New | Space Heating | Natural Gas | Furnace | E9 | RVT BC Ratio | 0 | 0 | 0 | 0 | 0 | 0 | 0 | 0 | 0 | 0 | 0 | 0 | 0 | 0 | 0 | 0 | 0 | 0 | 0 | 0 | 0 | 0 | 0 | 0 | 0 | 0 | 0
F4_Commercial_Warehouse (WA)_New_Space Heating_Natural Gas_Furnace_E10 | F4 | Commercial | Warehouse (WA) | New | Space Heating | Natural Gas | Furnace | E10 | RVT BC Ratio | 0 | 0 | 0 | 0 | 0 | 0 | 0 | 0 | 0 | 0 | 0 | 0 | 0 | 0 | 0 | 0 | 0 | 0 | 0 | 0 | 0 | 0 | 0 | 0 | 0 | 0 | 0
F5_Commercial_Warehouse (WA)_New_Space Heating_Natural Gas_Furnace_E1 | F5 | Commercial | Warehouse (WA) | New | Space Heating | Natural Gas | Furnace | E1 | RIM BC Ratio | [24 empty] | 1 | 1 | 1 | bar: 2019 to 2042
F5_Commercial_Warehouse (WA)_New_Space Heating_Natural Gas_Furnace_E2 | F5 | Commercial | Warehouse (WA) | New | Space Heating | Natural Gas | Furnace | E2 | RIM BC Ratio | 0.50974 | 0.51461 | 0.5208 | 0.52768 | 0.53527 | 0.54506 | 0.55497 | 0.56529 | 0.5753 | 0.58552 | 0.59211 | 0.59818 | 0.60469 | 0.61131 | 0.61743 | 0.62343 | 0.62905 | 0.63481 | 0.64077 | 0.64686 | 0.65305 | 0.65746 | 0.66252 | 0.66674 | 0.67092 | 0.67507 | 0.67918
F5_Commercial_Warehouse (WA)_New_Space Heating_Natural Gas_Furnace_E3 | F5 | Commercial | Warehouse (WA) | New | Space Heating | Natural Gas | Furnace | E3 | RIM BC Ratio | 0.77768 | 0.78308 | 0.78915 | 0.79577 | 0.80291 | 0.81075 | 0.81893 | 0.82749 | 0.83645 | 0.84593 | 0.84955 | 0.85326 | 0.85715 | 0.86115 | 0.86511 | 0.86916 | 0.87325 | 0.87751 | 0.88195 | 0.88657 | 0.89138 | 0.8926 | 0.89398 | 0.89513 | 0.89625 | 0.89734 | 0.89842
F5_Commercial_Warehouse (WA)_New_Space Heating_Natural Gas_Furnace_E4 | F5 | Commercial | Warehouse (WA) | New | Space Heating | Natural Gas | Furnace | E4 | RIM BC Ratio | 0 | 0 | 0 | 0 | 0 | 0 | 0 | 0 | 0 | 0 | 0 | 0 | 0 | 0 | 0 | 0 | 0 | 0 | 0 | 0 | 0 | 0 | 0 | 0 | 0 | 0 | 0
F5_Commercial_Warehouse (WA)_New_Space Heating_Natural Gas_Furnace_E5 | F5 | Commercial | Warehouse (WA) | New | Space Heating | Natural Gas | Furnace | E5 | RIM BC Ratio | 0 | 0 | 0 | 0 | 0 | 0 | 0 | 0 | 0 | 0 | 0 | 0 | 0 | 0 | 0 | 0 | 0 | 0 | 0 | 0 | 0 | 0 | 0 | 0 | 0 | 0 | 0
F5_Commercial_Warehouse (WA)_New_Space Heating_Natural Gas_Furnace_E6 | F5 | Commercial | Warehouse (WA) | New | Space Heating | Natural Gas | Furnace | E6 | RIM BC Ratio | 0 | 0 | 0 | 0 | 0 | 0 | 0 | 0 | 0 | 0 | 0 | 0 | 0 | 0 | 0 | 0 | 0 | 0 | 0 | 0 | 0 | 0 | 0 | 0 | 0 | 0 | 0
F5_Commercial_Warehouse (WA)_New_Space Heating_Natural Gas_Furnace_E7 | F5 | Commercial | Warehouse (WA) | New | Space Heating | Natural Gas | Furnace | E7 | RIM BC Ratio | 0 | 0 | 0 | 0 | 0 | 0 | 0 | 0 | 0 | 0 | 0 | 0 | 0 | 0 | 0 | 0 | 0 | 0 | 0 | 0 | 0 | 0 | 0 | 0 | 0 | 0 | 0
F5_Commercial_Warehouse (WA)_New_Space Heating_Natural Gas_Furnace_E8 | F5 | Commercial | Warehouse (WA) | New | Space Heating | Natural Gas | Furnace | E8 | RIM BC Ratio | 0 | 0 | 0 | 0 | 0 | 0 | 0 | 0 | 0 | 0 | 0 | 0 | 0 | 0 | 0 | 0 | 0 | 0 | 0 | 0 | 0 | 0 | 0 | 0 | 0 | 0 | 0
F5_Commercial_Warehouse (WA)_New_Space Heating_Natural Gas_Furnace_E9 | F5 | Commercial | Warehouse (WA) | New | Space Heating | Natural Gas | Furnace | E9 | RIM BC Ratio | 0 | 0 | 0 | 0 | 0 | 0 | 0 | 0 | 0 | 0 | 0 | 0 | 0 | 0 | 0 | 0 | 0 | 0 | 0 | 0 | 0 | 0 | 0 | 0 | 0 | 0 | 0
F5_Commercial_Warehouse (WA)_New_Space Heating_Natural Gas_Furnace_E10 | F5 | Commercial | Warehouse (WA) | New | Space Heating | Natural Gas | Furnace | E10 | RIM BC Ratio | 0 | 0 | 0 | 0 | 0 | 0 | 0 | 0 | 0 | 0 | 0 | 0 | 0 | 0 | 0 | 0 | 0 | 0 | 0 | 0 | 0 | 0 | 0 | 0 | 0 | 0 | 0
F0_Commercial_Warehouse (WA)_New_Space Heating_Natural Gas_Boiler_E0 | F0 | Commercial | Warehouse (WA) | New | Space Heating | Natural Gas | Boiler | E0 | Economic Unit | AFUE 97% | AFUE 97% | AFUE 97% | AFUE 97% | AFUE 97% | AFUE 97% | AFUE 97% | AFUE 97% | AFUE 97% | AFUE 97% | AFUE 97% | AFUE 97% | AFUE 97% | AFUE 97% | AFUE 97% | AFUE 97% | AFUE 97% | AFUE 97% | AFUE 97% | AFUE 97% | AFUE 97% | AFUE 97% | AFUE 97% | Convert to NG Air Source Heat Pump | Convert to NG Air Source Heat Pump | Convert to NG Air Source Heat Pump | Convert to NG Air Source Heat Pump
F1_Commercial_Warehouse (WA)_New_Space Heating_Natural Gas_Boiler_E1 | F1 | Commercial | Warehouse (WA) | New | Space Heating | Natural Gas | Boiler | E1 | CCE | 0 | 0 | 0 | 0 | 0 | 0 | 0 | 0 | 0 | 0 | 0 | 0 | 0 | 0 | 0 | 0 | 0 | 0 | 0 | 0 | 0 | 0 | 0 | 0 | 0 | 0 | 0
F1_Commercial_Warehouse (WA)_New_Space Heating_Natural Gas_Boiler_E2 | F1 | Commercial | Warehouse (WA) | New | Space Heating | Natural Gas | Boiler | E2 | CCE | 0.00034887 | 0.00036204 | 0.00036204 | 0.00036204 | 0.00036204 | 0.00036204 | 0.00036204 | 0.00036204 | 0.00036204 | 0.00036204 | 0.00036204 | 0.00036204 | 0.00036204 | 0.00036204 | 0.00036204 | 0.00036204 | 0.00036204 | 0.00036204 | 0.00036204 | 0.00036204 | 0.00036204 | 0.00036204 | 0.00036204 | 0.00036204 | 0.00036204 | 0.00036204 | 0.00036204
F1_Commercial_Warehouse (WA)_New_Space Heating_Natural Gas_Boiler_E3 | F1 | Commercial | Warehouse (WA) | New | Space Heating | Natural Gas | Boiler | E3 | CCE | -7.6258e-05 | -7.9138e-05 | -7.9138e-05 | -7.9138e-05 | -7.9138e-05 | -7.9138e-05 | -7.9138e-05 | -7.9138e-05 | -7.9138e-05 | -7.9138e-05 | -7.9138e-05 | -7.9138e-05 | -7.9138e-05 | -7.9138e-05 | -7.9138e-05 | -7.9138e-05 | -7.9138e-05 | -7.9138e-05 | -7.9138e-05 | -7.9138e-05 | -7.9138e-05 | -7.9138e-05 | -7.9138e-05 | -7.9138e-05 | -7.9138e-05 | -7.9138e-05 | -7.9138e-05
F1_Commercial_Warehouse (WA)_New_Space Heating_Natural Gas_Boiler_E4 | F1 | Commercial | Warehouse (WA) | New | Space Heating | Natural Gas | Boiler | E4 | CCE | 0.0080202 | 0.008323 | 0.008323 | 0.008323 | 0.008323 | 0.008323 | 0.008323 | 0.008323 | 0.008323 | 0.008323 | 0.008323 | 0.008323 | 0.008323 | 0.008323 | 0.008323 | 0.008323 | 0.008323 | 0.008323 | 0.008323 | 0.008323 | 0.008323 | 0.008323 | 0.008323 | 0.008323 | 0.008323 | 0.008323 | 0.008323
F1_Commercial_Warehouse (WA)_New_Space Heating_Natural Gas_Boiler_E5 | F1 | Commercial | Warehouse (WA) | New | Space Heating | Natural Gas | Boiler | E5 | CCE | 0 | 0 | 0 | 0 | 0 | 0 | 0 | 0 | 0 | 0 | 0 | 0 | 0 | 0 | 0 | 0 | 0 | 0 | 0 | 0 | 0 | 0 | 0 | 0 | 0 | 0 | 0
F1_Commercial_Warehouse (WA)_New_Space Heating_Natural Gas_Boiler_E6 | F1 | Commercial | Warehouse (WA) | New | Space Heating | Natural Gas | Boiler | E6 | CCE | 0 | 0 | 0 | 0 | 0 | 0 | 0 | 0 | 0 | 0 | 0 | 0 | 0 | 0 | 0 | 0 | 0 | 0 | 0 | 0 | 0 | 0 | 0 | 0 | 0 | 0 | 0
F1_Commercial_Warehouse (WA)_New_Space Heating_Natural Gas_Boiler_E7 | F1 | Commercial | Warehouse (WA) | New | Space Heating | Natural Gas | Boiler | E7 | CCE | 0 | 0 | 0 | 0 | 0 | 0 | 0 | 0 | 0 | 0 | 0 | 0 | 0 | 0 | 0 | 0 | 0 | 0 | 0 | 0 | 0 | 0 | 0 | 0 | 0 | 0 | 0
F1_Commercial_Warehouse (WA)_New_Space Heating_Natural Gas_Boiler_E8 | F1 | Commercial | Warehouse (WA) | New | Space Heating | Natural Gas | Boiler | E8 | CCE | 0 | 0 | 0 | 0 | 0 | 0 | 0 | 0 | 0 | 0 | 0 | 0 | 0 | 0 | 0 | 0 | 0 | 0 | 0 | 0 | 0 | 0 | 0 | 0 | 0 | 0 | 0
F1_Commercial_Warehouse (WA)_New_Space Heating_Natural Gas_Boiler_E9 | F1 | Commercial | Warehouse (WA) | New | Space Heating | Natural Gas | Boiler | E9 | CCE | 0 | 0 | 0 | 0 | 0 | 0 | 0 | 0 | 0 | 0 | 0 | 0 | 0 | 0 | 0 | 0 | 0 | 0 | 0 | 0 | 0 | 0 | 0 | 0 | 0 | 0 | 0
F1_Commercial_Warehouse (WA)_New_Space Heating_Natural Gas_Boiler_E10 | F1 | Commercial | Warehouse (WA) | New | Space Heating | Natural Gas | Boiler | E10 | CCE | 0 | 0 | 0 | 0 | 0 | 0 | 0 | 0 | 0 | 0 | 0 | 0 | 0 | 0 | 0 | 0 | 0 | 0 | 0 | 0 | 0 | 0 | 0 | 0 | 0 | 0 | 0
F2_Commercial_Warehouse (WA)_New_Space Heating_Natural Gas_Boiler_E1 | F2 | Commercial | Warehouse (WA) | New | Space Heating | Natural Gas | Boiler | E1 | TRC BC Ratio | [24 empty] | 1 | 1 | 1 | bar: 2019 to 2042
F2_Commercial_Warehouse (WA)_New_Space Heating_Natural Gas_Boiler_E2 | F2 | Commercial | Warehouse (WA) | New | Space Heating | Natural Gas | Boiler | E2 | TRC BC Ratio | 12.1727 | 12.3851 | 12.6476 | 12.9329 | 13.2428 | 13.6494 | 14.0639 | 14.5004 | 14.9203 | 15.347 | 15.737 | 16.103 | 16.4988 | 16.9049 | 17.2891 | 17.6703 | 18.0323 | 18.4048 | 18.7912 | 19.1872 | 19.591 | 20.0121 | 20.486 | 20.9118 | 21.3419 | 21.6707 | 21.9665
F2_Commercial_Warehouse (WA)_New_Space Heating_Natural Gas_Boiler_E3 | F2 | Commercial | Warehouse (WA) | New | Space Heating | Natural Gas | Boiler | E3 | TRC BC Ratio | [24 empty] | 1 | 1 | 1 | bar: 2019 to 2042
F2_Commercial_Warehouse (WA)_New_Space Heating_Natural Gas_Boiler_E4 | F2 | Commercial | Warehouse (WA) | New | Space Heating | Natural Gas | Boiler | E4 | TRC BC Ratio | 0.61027 | 0.62273 | 0.63649 | 0.65075 | 0.66552 | 0.68252 | 0.69982 | 0.71783 | 0.7357 | 0.75392 | 0.77154 | 0.78884 | 0.80699 | 0.82536 | 0.84344 | 0.86166 | 0.87966 | 0.8981 | 0.91707 | 0.93647 | 0.95627 | 0.97651 | 0.99791 | 1.0182 | 1.0384 | 1.0478 | 1.0534
F2_Commercial_Warehouse (WA)_New_Space Heating_Natural Gas_Boiler_E5 | F2 | Commercial | Warehouse (WA) | New | Space Heating | Natural Gas | Boiler | E5 | TRC BC Ratio | 0 | 0 | 0 | 0 | 0 | 0 | 0 | 0 | 0 | 0 | 0 | 0 | 0 | 0 | 0 | 0 | 0 | 0 | 0 | 0 | 0 | 0 | 0 | 0 | 0 | 0 | 0
F2_Commercial_Warehouse (WA)_New_Space Heating_Natural Gas_Boiler_E6 | F2 | Commercial | Warehouse (WA) | New | Space Heating | Natural Gas | Boiler | E6 | TRC BC Ratio | 0 | 0 | 0 | 0 | 0 | 0 | 0 | 0 | 0 | 0 | 0 | 0 | 0 | 0 | 0 | 0 | 0 | 0 | 0 | 0 | 0 | 0 | 0 | 0 | 0 | 0 | 0
F2_Commercial_Warehouse (WA)_New_Space Heating_Natural Gas_Boiler_E7 | F2 | Commercial | Warehouse (WA) | New | Space Heating | Natural Gas | Boiler | E7 | TRC BC Ratio | 0 | 0 | 0 | 0 | 0 | 0 | 0 | 0 | 0 | 0 | 0 | 0 | 0 | 0 | 0 | 0 | 0 | 0 | 0 | 0 | 0 | 0 | 0 | 0 | 0 | 0 | 0
F2_Commercial_Warehouse (WA)_New_Space Heating_Natural Gas_Boiler_E8 | F2 | Commercial | Warehouse (WA) | New | Space Heating | Natural Gas | Boiler | E8 | TRC BC Ratio | 0 | 0 | 0 | 0 | 0 | 0 | 0 | 0 | 0 | 0 | 0 | 0 | 0 | 0 | 0 | 0 | 0 | 0 | 0 | 0 | 0 | 0 | 0 | 0 | 0 | 0 | 0
F2_Commercial_Warehouse (WA)_New_Space Heating_Natural Gas_Boiler_E9 | F2 | Commercial | Warehouse (WA) | New | Space Heating | Natural Gas | Boiler | E9 | TRC BC Ratio | 0 | 0 | 0 | 0 | 0 | 0 | 0 | 0 | 0 | 0 | 0 | 0 | 0 | 0 | 0 | 0 | 0 | 0 | 0 | 0 | 0 | 0 | 0 | 0 | 0 | 0 | 0
F2_Commercial_Warehouse (WA)_New_Space Heating_Natural Gas_Boiler_E10 | F2 | Commercial | Warehouse (WA) | New | Space Heating | Natural Gas | Boiler | E10 | TRC BC Ratio | 0 | 0 | 0 | 0 | 0 | 0 | 0 | 0 | 0 | 0 | 0 | 0 | 0 | 0 | 0 | 0 | 0 | 0 | 0 | 0 | 0 | 0 | 0 | 0 | 0 | 0 | 0
F3_Commercial_Warehouse (WA)_New_Space Heating_Natural Gas_Boiler_E1 | F3 | Commercial | Warehouse (WA) | New | Space Heating | Natural Gas | Boiler | E1 | PACT BC Ratio | [24 empty] | 1 | 1 | 1 | bar: 2019 to 2042
F3_Commercial_Warehouse (WA)_New_Space Heating_Natural Gas_Boiler_E2 | F3 | Commercial | Warehouse (WA) | New | Space Heating | Natural Gas | Boiler | E2 | PACT BC Ratio | 34.0947 | 34.6895 | 35.4247 | 36.2239 | 37.092 | 38.2308 | 39.3918 | 40.6144 | 41.7903 | 42.9856 | 44.0779 | 45.1029 | 46.2116 | 47.349 | 48.4252 | 49.4929 | 50.5069 | 51.55 | 52.6323 | 53.7416 | 54.8725 | 56.0521 | 57.3794 | 58.5721 | 59.7768 | 60.6977 | 61.5262
F3_Commercial_Warehouse (WA)_New_Space Heating_Natural Gas_Boiler_E3 | F3 | Commercial | Warehouse (WA) | New | Space Heating | Natural Gas | Boiler | E3 | PACT BC Ratio | [24 empty] | 1 | 1 | 1 | bar: 2019 to 2042
F3_Commercial_Warehouse (WA)_New_Space Heating_Natural Gas_Boiler_E4 | F3 | Commercial | Warehouse (WA) | New | Space Heating | Natural Gas | Boiler | E4 | PACT BC Ratio | 1.7093 | 1.7442 | 1.7827 | 1.8227 | 1.8641 | 1.9117 | 1.9601 | 2.0106 | 2.0606 | 2.1117 | 2.161 | 2.2095 | 2.2603 | 2.3117 | 2.3624 | 2.4134 | 2.4638 | 2.5155 | 2.5686 | 2.623 | 2.6784 | 2.7351 | 2.7951 | 2.8518 | 2.9085 | 2.9349 | 2.9505
F3_Commercial_Warehouse (WA)_New_Space Heating_Natural Gas_Boiler_E5 | F3 | Commercial | Warehouse (WA) | New | Space Heating | Natural Gas | Boiler | E5 | PACT BC Ratio | 0 | 0 | 0 | 0 | 0 | 0 | 0 | 0 | 0 | 0 | 0 | 0 | 0 | 0 | 0 | 0 | 0 | 0 | 0 | 0 | 0 | 0 | 0 | 0 | 0 | 0 | 0
F3_Commercial_Warehouse (WA)_New_Space Heating_Natural Gas_Boiler_E6 | F3 | Commercial | Warehouse (WA) | New | Space Heating | Natural Gas | Boiler | E6 | PACT BC Ratio | 0 | 0 | 0 | 0 | 0 | 0 | 0 | 0 | 0 | 0 | 0 | 0 | 0 | 0 | 0 | 0 | 0 | 0 | 0 | 0 | 0 | 0 | 0 | 0 | 0 | 0 | 0
F3_Commercial_Warehouse (WA)_New_Space Heating_Natural Gas_Boiler_E7 | F3 | Commercial | Warehouse (WA) | New | Space Heating | Natural Gas | Boiler | E7 | PACT BC Ratio | 0 | 0 | 0 | 0 | 0 | 0 | 0 | 0 | 0 | 0 | 0 | 0 | 0 | 0 | 0 | 0 | 0 | 0 | 0 | 0 | 0 | 0 | 0 | 0 | 0 | 0 | 0
F3_Commercial_Warehouse (WA)_New_Space Heating_Natural Gas_Boiler_E8 | F3 | Commercial | Warehouse (WA) | New | Space Heating | Natural Gas | Boiler | E8 | PACT BC Ratio | 0 | 0 | 0 | 0 | 0 | 0 | 0 | 0 | 0 | 0 | 0 | 0 | 0 | 0 | 0 | 0 | 0 | 0 | 0 | 0 | 0 | 0 | 0 | 0 | 0 | 0 | 0
F3_Commercial_Warehouse (WA)_New_Space Heating_Natural Gas_Boiler_E9 | F3 | Commercial | Warehouse (WA) | New | Space Heating | Natural Gas | Boiler | E9 | PACT BC Ratio | 0 | 0 | 0 | 0 | 0 | 0 | 0 | 0 | 0 | 0 | 0 | 0 | 0 | 0 | 0 | 0 | 0 | 0 | 0 | 0 | 0 | 0 | 0 | 0 | 0 | 0 | 0
F3_Commercial_Warehouse (WA)_New_Space Heating_Natural Gas_Boiler_E10 | F3 | Commercial | Warehouse (WA) | New | Space Heating | Natural Gas | Boiler | E10 | PACT BC Ratio | 0 | 0 | 0 | 0 | 0 | 0 | 0 | 0 | 0 | 0 | 0 | 0 | 0 | 0 | 0 | 0 | 0 | 0 | 0 | 0 | 0 | 0 | 0 | 0 | 0 | 0 | 0
F4_Commercial_Warehouse (WA)_New_Space Heating_Natural Gas_Boiler_E1 | F4 | Commercial | Warehouse (WA) | New | Space Heating | Natural Gas | Boiler | E1 | RVT BC Ratio | [24 empty] | 1 | 1 | 1 | bar: 2019 to 2042
F4_Commercial_Warehouse (WA)_New_Space Heating_Natural Gas_Boiler_E2 | F4 | Commercial | Warehouse (WA) | New | Space Heating | Natural Gas | Boiler | E2 | RVT BC Ratio | 16.7881 | 16.9877 | 17.2512 | 17.5389 | 17.8525 | 18.2954 | 18.7389 | 19.2025 | 19.6298 | 20.0538 | 20.5228 | 20.9566 | 21.4262 | 21.9052 | 22.3511 | 22.7884 | 23.1955 | 23.611 | 24.0393 | 24.4743 | 24.9131 | 25.4437 | 26.0408 | 26.5773 | 27.1193 | 27.5335 | 27.9062
F4_Commercial_Warehouse (WA)_New_Space Heating_Natural Gas_Boiler_E3 | F4 | Commercial | Warehouse (WA) | New | Space Heating | Natural Gas | Boiler | E3 | RVT BC Ratio | [24 empty] | 1 | 1 | 1 | bar: 2019 to 2042
F4_Commercial_Warehouse (WA)_New_Space Heating_Natural Gas_Boiler_E4 | F4 | Commercial | Warehouse (WA) | New | Space Heating | Natural Gas | Boiler | E4 | RVT BC Ratio | 1.0334 | 1.0464 | 1.061 | 1.0762 | 1.092 | 1.1109 | 1.13 | 1.1499 | 1.1695 | 1.1895 | 1.2109 | 1.2321 | 1.2543 | 1.2767 | 1.2987 | 1.3207 | 1.3423 | 1.3643 | 1.3869 | 1.4099 | 1.4333 | 1.4588 | 1.4858 | 1.5113 | 1.5368 | 1.5487 | 1.5557
F4_Commercial_Warehouse (WA)_New_Space Heating_Natural Gas_Boiler_E5 | F4 | Commercial | Warehouse (WA) | New | Space Heating | Natural Gas | Boiler | E5 | RVT BC Ratio | 0 | 0 | 0 | 0 | 0 | 0 | 0 | 0 | 0 | 0 | 0 | 0 | 0 | 0 | 0 | 0 | 0 | 0 | 0 | 0 | 0 | 0 | 0 | 0 | 0 | 0 | 0
F4_Commercial_Warehouse (WA)_New_Space Heating_Natural Gas_Boiler_E6 | F4 | Commercial | Warehouse (WA) | New | Space Heating | Natural Gas | Boiler | E6 | RVT BC Ratio | 0 | 0 | 0 | 0 | 0 | 0 | 0 | 0 | 0 | 0 | 0 | 0 | 0 | 0 | 0 | 0 | 0 | 0 | 0 | 0 | 0 | 0 | 0 | 0 | 0 | 0 | 0
F4_Commercial_Warehouse (WA)_New_Space Heating_Natural Gas_Boiler_E7 | F4 | Commercial | Warehouse (WA) | New | Space Heating | Natural Gas | Boiler | E7 | RVT BC Ratio | 0 | 0 | 0 | 0 | 0 | 0 | 0 | 0 | 0 | 0 | 0 | 0 | 0 | 0 | 0 | 0 | 0 | 0 | 0 | 0 | 0 | 0 | 0 | 0 | 0 | 0 | 0
F4_Commercial_Warehouse (WA)_New_Space Heating_Natural Gas_Boiler_E8 | F4 | Commercial | Warehouse (WA) | New | Space Heating | Natural Gas | Boiler | E8 | RVT BC Ratio | 0 | 0 | 0 | 0 | 0 | 0 | 0 | 0 | 0 | 0 | 0 | 0 | 0 | 0 | 0 | 0 | 0 | 0 | 0 | 0 | 0 | 0 | 0 | 0 | 0 | 0 | 0
F4_Commercial_Warehouse (WA)_New_Space Heating_Natural Gas_Boiler_E9 | F4 | Commercial | Warehouse (WA) | New | Space Heating | Natural Gas | Boiler | E9 | RVT BC Ratio | 0 | 0 | 0 | 0 | 0 | 0 | 0 | 0 | 0 | 0 | 0 | 0 | 0 | 0 | 0 | 0 | 0 | 0 | 0 | 0 | 0 | 0 | 0 | 0 | 0 | 0 | 0
F4_Commercial_Warehouse (WA)_New_Space Heating_Natural Gas_Boiler_E10 | F4 | Commercial | Warehouse (WA) | New | Space Heating | Natural Gas | Boiler | E10 | RVT BC Ratio | 0 | 0 | 0 | 0 | 0 | 0 | 0 | 0 | 0 | 0 | 0 | 0 | 0 | 0 | 0 | 0 | 0 | 0 | 0 | 0 | 0 | 0 | 0 | 0 | 0 | 0 | 0
F5_Commercial_Warehouse (WA)_New_Space Heating_Natural Gas_Boiler_E1 | F5 | Commercial | Warehouse (WA) | New | Space Heating | Natural Gas | Boiler | E1 | RIM BC Ratio | [24 empty] | 1 | 1 | 1 | bar: 2019 to 2042
F5_Commercial_Warehouse (WA)_New_Space Heating_Natural Gas_Boiler_E2 | F5 | Commercial | Warehouse (WA) | New | Space Heating | Natural Gas | Boiler | E2 | RIM BC Ratio | 0.85985 | 0.8647 | 0.86969 | 0.87489 | 0.88029 | 0.88559 | 0.89112 | 0.89682 | 0.9029 | 0.90928 | 0.91129 | 0.91336 | 0.91549 | 0.9177 | 0.92 | 0.92239 | 0.92491 | 0.92754 | 0.93028 | 0.93314 | 0.93613 | 0.93647 | 0.93683 | 0.93714 | 0.93745 | 0.93767 | 0.93786
F5_Commercial_Warehouse (WA)_New_Space Heating_Natural Gas_Boiler_E3 | F5 | Commercial | Warehouse (WA) | New | Space Heating | Natural Gas | Boiler | E3 | RIM BC Ratio | [24 empty] | 1 | 1 | 1 | bar: 2019 to 2042
F5_Commercial_Warehouse (WA)_New_Space Heating_Natural Gas_Boiler_E4 | F5 | Commercial | Warehouse (WA) | New | Space Heating | Natural Gas | Boiler | E4 | RIM BC Ratio | 0.59372 | 0.59955 | 0.60568 | 0.61187 | 0.61811 | 0.6248 | 0.63143 | 0.63811 | 0.64463 | 0.65111 | 0.6562 | 0.66099 | 0.66586 | 0.67068 | 0.67534 | 0.67995 | 0.68444 | 0.68894 | 0.69347 | 0.69802 | 0.70257 | 0.70641 | 0.71034 | 0.71395 | 0.71745 | 0.71905 | 0.71998
F5_Commercial_Warehouse (WA)_New_Space Heating_Natural Gas_Boiler_E5 | F5 | Commercial | Warehouse (WA) | New | Space Heating | Natural Gas | Boiler | E5 | RIM BC Ratio | 0 | 0 | 0 | 0 | 0 | 0 | 0 | 0 | 0 | 0 | 0 | 0 | 0 | 0 | 0 | 0 | 0 | 0 | 0 | 0 | 0 | 0 | 0 | 0 | 0 | 0 | 0
F5_Commercial_Warehouse (WA)_New_Space Heating_Natural Gas_Boiler_E6 | F5 | Commercial | Warehouse (WA) | New | Space Heating | Natural Gas | Boiler | E6 | RIM BC Ratio | 0 | 0 | 0 | 0 | 0 | 0 | 0 | 0 | 0 | 0 | 0 | 0 | 0 | 0 | 0 | 0 | 0 | 0 | 0 | 0 | 0 | 0 | 0 | 0 | 0 | 0 | 0
F5_Commercial_Warehouse (WA)_New_Space Heating_Natural Gas_Boiler_E7 | F5 | Commercial | Warehouse (WA) | New | Space Heating | Natural Gas | Boiler | E7 | RIM BC Ratio | 0 | 0 | 0 | 0 | 0 | 0 | 0 | 0 | 0 | 0 | 0 | 0 | 0 | 0 | 0 | 0 | 0 | 0 | 0 | 0 | 0 | 0 | 0 | 0 | 0 | 0 | 0
F5_Commercial_Warehouse (WA)_New_Space Heating_Natural Gas_Boiler_E8 | F5 | Commercial | Warehouse (WA) | New | Space Heating | Natural Gas | Boiler | E8 | RIM BC Ratio | 0 | 0 | 0 | 0 | 0 | 0 | 0 | 0 | 0 | 0 | 0 | 0 | 0 | 0 | 0 | 0 | 0 | 0 | 0 | 0 | 0 | 0 | 0 | 0 | 0 | 0 | 0
F5_Commercial_Warehouse (WA)_New_Space Heating_Natural Gas_Boiler_E9 | F5 | Commercial | Warehouse (WA) | New | Space Heating | Natural Gas | Boiler | E9 | RIM BC Ratio | 0 | 0 | 0 | 0 | 0 | 0 | 0 | 0 | 0 | 0 | 0 | 0 | 0 | 0 | 0 | 0 | 0 | 0 | 0 | 0 | 0 | 0 | 0 | 0 | 0 | 0 | 0
F5_Commercial_Warehouse (WA)_New_Space Heating_Natural Gas_Boiler_E10 | F5 | Commercial | Warehouse (WA) | New | Space Heating | Natural Gas | Boiler | E10 | RIM BC Ratio | 0 | 0 | 0 | 0 | 0 | 0 | 0 | 0 | 0 | 0 | 0 | 0 | 0 | 0 | 0 | 0 | 0 | 0 | 0 | 0 | 0 | 0 | 0 | 0 | 0 | 0 | 0
F0_Commercial_Warehouse (WA)_New_Space Heating_Natural Gas_Unit Heater_E0 | F0 | Commercial | Warehouse (WA) | New | Space Heating | Natural Gas | Unit Heater | E0 | Economic Unit | Infrared Radiant | Infrared Radiant | Infrared Radiant | Infrared Radiant | Infrared Radiant | Infrared Radiant | Infrared Radiant | Infrared Radiant | Infrared Radiant | Infrared Radiant | Infrared Radiant | Infrared Radiant | Infrared Radiant | Infrared Radiant | Infrared Radiant | Infrared Radiant | Infrared Radiant | Infrared Radiant | Infrared Radiant | Infrared Radiant | Infrared Radiant | Infrared Radiant | Infrared Radiant | Infrared Radiant | Infrared Radiant | Infrared Radiant | Infrared Radiant
F1_Commercial_Warehouse (WA)_New_Space Heating_Natural Gas_Unit Heater_E1 | F1 | Commercial | Warehouse (WA) | New | Space Heating | Natural Gas | Unit Heater | E1 | CCE | 0 | 0 | 0 | 0 | 0 | 0 | 0 | 0 | 0 | 0 | 0 | 0 | 0 | 0 | 0 | 0 | 0 | 0 | 0 | 0 | 0 | 0 | 0 | 0 | 0 | 0 | 0
F1_Commercial_Warehouse (WA)_New_Space Heating_Natural Gas_Unit Heater_E2 | F1 | Commercial | Warehouse (WA) | New | Space Heating | Natural Gas | Unit Heater | E2 | CCE | 0.0015073 | 0.0015642 | 0.0015642 | 0.0015642 | 0.0015642 | 0.0015642 | 0.0015642 | 0.0015642 | 0.0015642 | 0.0015642 | 0.0015642 | 0.0015642 | 0.0015642 | 0.0015642 | 0.0015642 | 0.0015642 | 0.0015642 | 0.0015642 | 0.0015642 | 0.0015642 | 0.0015642 | 0.0015642 | 0.0015642 | 0.0015642 | 0.0015642 | 0.0015642 | 0.0015642
F1_Commercial_Warehouse (WA)_New_Space Heating_Natural Gas_Unit Heater_E3 | F1 | Commercial | Warehouse (WA) | New | Space Heating | Natural Gas | Unit Heater | E3 | CCE | 0.00047308 | 0.00049094 | 0.00049094 | 0.00049094 | 0.00049094 | 0.00049094 | 0.00049094 | 0.00049094 | 0.00049094 | 0.00049094 | 0.00049094 | 0.00049094 | 0.00049094 | 0.00049094 | 0.00049094 | 0.00049094 | 0.00049094 | 0.00049094 | 0.00049094 | 0.00049094 | 0.00049094 | 0.00049094 | 0.00049094 | 0.00049094 | 0.00049094 | 0.00049094 | 0.00049094
F1_Commercial_Warehouse (WA)_New_Space Heating_Natural Gas_Unit Heater_E4 | F1 | Commercial | Warehouse (WA) | New | Space Heating | Natural Gas | Unit Heater | E4 | CCE | 0 | 0 | 0 | 0 | 0 | 0 | 0 | 0 | 0 | 0 | 0 | 0 | 0 | 0 | 0 | 0 | 0 | 0 | 0 | 0 | 0 | 0 | 0 | 0 | 0 | 0 | 0
F1_Commercial_Warehouse (WA)_New_Space Heating_Natural Gas_Unit Heater_E5 | F1 | Commercial | Warehouse (WA) | New | Space Heating | Natural Gas | Unit Heater | E5 | CCE | 0 | 0 | 0 | 0 | 0 | 0 | 0 | 0 | 0 | 0 | 0 | 0 | 0 | 0 | 0 | 0 | 0 | 0 | 0 | 0 | 0 | 0 | 0 | 0 | 0 | 0 | 0
F1_Commercial_Warehouse (WA)_New_Space Heating_Natural Gas_Unit Heater_E6 | F1 | Commercial | Warehouse (WA) | New | Space Heating | Natural Gas | Unit Heater | E6 | CCE | 0 | 0 | 0 | 0 | 0 | 0 | 0 | 0 | 0 | 0 | 0 | 0 | 0 | 0 | 0 | 0 | 0 | 0 | 0 | 0 | 0 | 0 | 0 | 0 | 0 | 0 | 0
F1_Commercial_Warehouse (WA)_New_Space Heating_Natural Gas_Unit Heater_E7 | F1 | Commercial | Warehouse (WA) | New | Space Heating | Natural Gas | Unit Heater | E7 | CCE | 0 | 0 | 0 | 0 | 0 | 0 | 0 | 0 | 0 | 0 | 0 | 0 | 0 | 0 | 0 | 0 | 0 | 0 | 0 | 0 | 0 | 0 | 0 | 0 | 0 | 0 | 0
F1_Commercial_Warehouse (WA)_New_Space Heating_Natural Gas_Unit Heater_E8 | F1 | Commercial | Warehouse (WA) | New | Space Heating | Natural Gas | Unit Heater | E8 | CCE | 0 | 0 | 0 | 0 | 0 | 0 | 0 | 0 | 0 | 0 | 0 | 0 | 0 | 0 | 0 | 0 | 0 | 0 | 0 | 0 | 0 | 0 | 0 | 0 | 0 | 0 | 0
F1_Commercial_Warehouse (WA)_New_Space Heating_Natural Gas_Unit Heater_E9 | F1 | Commercial | Warehouse (WA) | New | Space Heating | Natural Gas | Unit Heater | E9 | CCE | 0 | 0 | 0 | 0 | 0 | 0 | 0 | 0 | 0 | 0 | 0 | 0 | 0 | 0 | 0 | 0 | 0 | 0 | 0 | 0 | 0 | 0 | 0 | 0 | 0 | 0 | 0
F1_Commercial_Warehouse (WA)_New_Space Heating_Natural Gas_Unit Heater_E10 | F1 | Commercial | Warehouse (WA) | New | Space Heating | Natural Gas | Unit Heater | E10 | CCE | 0 | 0 | 0 | 0 | 0 | 0 | 0 | 0 | 0 | 0 | 0 | 0 | 0 | 0 | 0 | 0 | 0 | 0 | 0 | 0 | 0 | 0 | 0 | 0 | 0 | 0 | 0
F2_Commercial_Warehouse (WA)_New_Space Heating_Natural Gas_Unit Heater_E1 | F2 | Commercial | Warehouse (WA) | New | Space Heating | Natural Gas | Unit Heater | E1 | TRC BC Ratio | [24 empty] | 1 | 1 | 1 | bar: 2019 to 2042
F2_Commercial_Warehouse (WA)_New_Space Heating_Natural Gas_Unit Heater_E2 | F2 | Commercial | Warehouse (WA) | New | Space Heating | Natural Gas | Unit Heater | E2 | TRC BC Ratio | 2.63 | 2.6732 | 2.7296 | 2.7918 | 2.8603 | 2.9546 | 3.0507 | 3.1525 | 3.2498 | 3.3487 | 3.4372 | 3.5188 | 3.6082 | 3.7 | 3.7854 | 3.8696 | 3.9482 | 4.0292 | 4.1136 | 4.2001 | 4.2883 | 4.3814 | 4.4892 | 4.5845 | 4.6818 | 4.7811 | 4.8826
F2_Commercial_Warehouse (WA)_New_Space Heating_Natural Gas_Unit Heater_E3 | F2 | Commercial | Warehouse (WA) | New | Space Heating | Natural Gas | Unit Heater | E3 | TRC BC Ratio | 11.6747 | 11.9824 | 12.2839 | 12.5676 | 12.8323 | 13.072 | 13.3102 | 13.5568 | 13.8327 | 14.1174 | 14.4209 | 14.7407 | 15.0609 | 15.3678 | 15.6882 | 16.018 | 16.361 | 16.7106 | 17.0662 | 17.4291 | 17.7998 | 18.1759 | 18.5493 | 18.9431 | 19.3451 | 19.7557 | 20.175
F2_Commercial_Warehouse (WA)_New_Space Heating_Natural Gas_Unit Heater_E4 | F2 | Commercial | Warehouse (WA) | New | Space Heating | Natural Gas | Unit Heater | E4 | TRC BC Ratio | 0 | 0 | 0 | 0 | 0 | 0 | 0 | 0 | 0 | 0 | 0 | 0 | 0 | 0 | 0 | 0 | 0 | 0 | 0 | 0 | 0 | 0 | 0 | 0 | 0 | 0 | 0
F2_Commercial_Warehouse (WA)_New_Space Heating_Natural Gas_Unit Heater_E5 | F2 | Commercial | Warehouse (WA) | New | Space Heating | Natural Gas | Unit Heater | E5 | TRC BC Ratio | 0 | 0 | 0 | 0 | 0 | 0 | 0 | 0 | 0 | 0 | 0 | 0 | 0 | 0 | 0 | 0 | 0 | 0 | 0 | 0 | 0 | 0 | 0 | 0 | 0 | 0 | 0
F2_Commercial_Warehouse (WA)_New_Space Heating_Natural Gas_Unit Heater_E6 | F2 | Commercial | Warehouse (WA) | New | Space Heating | Natural Gas | Unit Heater | E6 | TRC BC Ratio | 0 | 0 | 0 | 0 | 0 | 0 | 0 | 0 | 0 | 0 | 0 | 0 | 0 | 0 | 0 | 0 | 0 | 0 | 0 | 0 | 0 | 0 | 0 | 0 | 0 | 0 | 0
F2_Commercial_Warehouse (WA)_New_Space Heating_Natural Gas_Unit Heater_E7 | F2 | Commercial | Warehouse (WA) | New | Space Heating | Natural Gas | Unit Heater | E7 | TRC BC Ratio | 0 | 0 | 0 | 0 | 0 | 0 | 0 | 0 | 0 | 0 | 0 | 0 | 0 | 0 | 0 | 0 | 0 | 0 | 0 | 0 | 0 | 0 | 0 | 0 | 0 | 0 | 0
F2_Commercial_Warehouse (WA)_New_Space Heating_Natural Gas_Unit Heater_E8 | F2 | Commercial | Warehouse (WA) | New | Space Heating | Natural Gas | Unit Heater | E8 | TRC BC Ratio | 0 | 0 | 0 | 0 | 0 | 0 | 0 | 0 | 0 | 0 | 0 | 0 | 0 | 0 | 0 | 0 | 0 | 0 | 0 | 0 | 0 | 0 | 0 | 0 | 0 | 0 | 0
F2_Commercial_Warehouse (WA)_New_Space Heating_Natural Gas_Unit Heater_E9 | F2 | Commercial | Warehouse (WA) | New | Space Heating | Natural Gas | Unit Heater | E9 | TRC BC Ratio | 0 | 0 | 0 | 0 | 0 | 0 | 0 | 0 | 0 | 0 | 0 | 0 | 0 | 0 | 0 | 0 | 0 | 0 | 0 | 0 | 0 | 0 | 0 | 0 | 0 | 0 | 0
F2_Commercial_Warehouse (WA)_New_Space Heating_Natural Gas_Unit Heater_E10 | F2 | Commercial | Warehouse (WA) | New | Space Heating | Natural Gas | Unit Heater | E10 | TRC BC Ratio | 0 | 0 | 0 | 0 | 0 | 0 | 0 | 0 | 0 | 0 | 0 | 0 | 0 | 0 | 0 | 0 | 0 | 0 | 0 | 0 | 0 | 0 | 0 | 0 | 0 | 0 | 0
F3_Commercial_Warehouse (WA)_New_Space Heating_Natural Gas_Unit Heater_E1 | F3 | Commercial | Warehouse (WA) | New | Space Heating | Natural Gas | Unit Heater | E1 | PACT BC Ratio | [24 empty] | 1 | 1 | 1 | bar: 2019 to 2042
F3_Commercial_Warehouse (WA)_New_Space Heating_Natural Gas_Unit Heater_E2 | F3 | Commercial | Warehouse (WA) | New | Space Heating | Natural Gas | Unit Heater | E2 | PACT BC Ratio | 7.3663 | 7.4874 | 7.6454 | 7.8196 | 8.0114 | 8.2756 | 8.5447 | 8.8297 | 9.1024 | 9.3794 | 9.6273 | 9.856 | 10.1063 | 10.3633 | 10.6026 | 10.8385 | 11.0586 | 11.2855 | 11.5218 | 11.7642 | 12.0113 | 12.272 | 12.5738 | 12.8406 | 13.1132 | 13.3915 | 13.6757
F3_Commercial_Warehouse (WA)_New_Space Heating_Natural Gas_Unit Heater_E3 | F3 | Commercial | Warehouse (WA) | New | Space Heating | Natural Gas | Unit Heater | E3 | PACT BC Ratio | 32.6998 | 33.5616 | 34.4062 | 35.2007 | 35.942 | 36.6133 | 37.2806 | 37.9713 | 38.744 | 39.5417 | 40.3916 | 41.2874 | 42.1842 | 43.0439 | 43.9414 | 44.865 | 45.8255 | 46.8048 | 47.8009 | 48.8173 | 49.8556 | 50.909 | 51.955 | 53.0578 | 54.1839 | 55.334 | 56.5085
F3_Commercial_Warehouse (WA)_New_Space Heating_Natural Gas_Unit Heater_E4 | F3 | Commercial | Warehouse (WA) | New | Space Heating | Natural Gas | Unit Heater | E4 | PACT BC Ratio | 0 | 0 | 0 | 0 | 0 | 0 | 0 | 0 | 0 | 0 | 0 | 0 | 0 | 0 | 0 | 0 | 0 | 0 | 0 | 0 | 0 | 0 | 0 | 0 | 0 | 0 | 0
F3_Commercial_Warehouse (WA)_New_Space Heating_Natural Gas_Unit Heater_E5 | F3 | Commercial | Warehouse (WA) | New | Space Heating | Natural Gas | Unit Heater | E5 | PACT BC Ratio | 0 | 0 | 0 | 0 | 0 | 0 | 0 | 0 | 0 | 0 | 0 | 0 | 0 | 0 | 0 | 0 | 0 | 0 | 0 | 0 | 0 | 0 | 0 | 0 | 0 | 0 | 0
F3_Commercial_Warehouse (WA)_New_Space Heating_Natural Gas_Unit Heater_E6 | F3 | Commercial | Warehouse (WA) | New | Space Heating | Natural Gas | Unit Heater | E6 | PACT BC Ratio | 0 | 0 | 0 | 0 | 0 | 0 | 0 | 0 | 0 | 0 | 0 | 0 | 0 | 0 | 0 | 0 | 0 | 0 | 0 | 0 | 0 | 0 | 0 | 0 | 0 | 0 | 0
F3_Commercial_Warehouse (WA)_New_Space Heating_Natural Gas_Unit Heater_E7 | F3 | Commercial | Warehouse (WA) | New | Space Heating | Natural Gas | Unit Heater | E7 | PACT BC Ratio | 0 | 0 | 0 | 0 | 0 | 0 | 0 | 0 | 0 | 0 | 0 | 0 | 0 | 0 | 0 | 0 | 0 | 0 | 0 | 0 | 0 | 0 | 0 | 0 | 0 | 0 | 0
F3_Commercial_Warehouse (WA)_New_Space Heating_Natural Gas_Unit Heater_E8 | F3 | Commercial | Warehouse (WA) | New | Space Heating | Natural Gas | Unit Heater | E8 | PACT BC Ratio | 0 | 0 | 0 | 0 | 0 | 0 | 0 | 0 | 0 | 0 | 0 | 0 | 0 | 0 | 0 | 0 | 0 | 0 | 0 | 0 | 0 | 0 | 0 | 0 | 0 | 0 | 0
F3_Commercial_Warehouse (WA)_New_Space Heating_Natural Gas_Unit Heater_E9 | F3 | Commercial | Warehouse (WA) | New | Space Heating | Natural Gas | Unit Heater | E9 | PACT BC Ratio | 0 | 0 | 0 | 0 | 0 | 0 | 0 | 0 | 0 | 0 | 0 | 0 | 0 | 0 | 0 | 0 | 0 | 0 | 0 | 0 | 0 | 0 | 0 | 0 | 0 | 0 | 0
F3_Commercial_Warehouse (WA)_New_Space Heating_Natural Gas_Unit Heater_E10 | F3 | Commercial | Warehouse (WA) | New | Space Heating | Natural Gas | Unit Heater | E10 | PACT BC Ratio | 0 | 0 | 0 | 0 | 0 | 0 | 0 | 0 | 0 | 0 | 0 | 0 | 0 | 0 | 0 | 0 | 0 | 0 | 0 | 0 | 0 | 0 | 0 | 0 | 0 | 0 | 0
F4_Commercial_Warehouse (WA)_New_Space Heating_Natural Gas_Unit Heater_E1 | F4 | Commercial | Warehouse (WA) | New | Space Heating | Natural Gas | Unit Heater | E1 | RVT BC Ratio | [24 empty] | 1 | 1 | 1 | bar: 2019 to 2042
F4_Commercial_Warehouse (WA)_New_Space Heating_Natural Gas_Unit Heater_E2 | F4 | Commercial | Warehouse (WA) | New | Space Heating | Natural Gas | Unit Heater | E2 | RVT BC Ratio | 3.8664 | 3.9047 | 3.9596 | 4.02 | 4.0866 | 4.1872 | 4.2869 | 4.3916 | 4.4867 | 4.5804 | 4.6858 | 4.7813 | 4.886 | 4.9927 | 5.09 | 5.1844 | 5.2701 | 5.3576 | 5.448 | 5.5396 | 5.6317 | 5.749 | 5.8848 | 6.0048 | 6.1274 | 6.2527 | 6.3805
F4_Commercial_Warehouse (WA)_New_Space Heating_Natural Gas_Unit Heater_E3 | F4 | Commercial | Warehouse (WA) | New | Space Heating | Natural Gas | Unit Heater | E3 | RVT BC Ratio | 15.316 | 15.6642 | 15.9979 | 16.3028 | 16.5771 | 16.8105 | 17.0362 | 17.2866 | 17.5926 | 17.9307 | 18.2929 | 18.7021 | 19.1121 | 19.5063 | 19.9187 | 20.3439 | 20.7872 | 21.2399 | 21.7014 | 22.1732 | 22.6562 | 23.1301 | 23.6006 | 24.0967 | 24.6033 | 25.1207 | 25.649
F4_Commercial_Warehouse (WA)_New_Space Heating_Natural Gas_Unit Heater_E4 | F4 | Commercial | Warehouse (WA) | New | Space Heating | Natural Gas | Unit Heater | E4 | RVT BC Ratio | 0 | 0 | 0 | 0 | 0 | 0 | 0 | 0 | 0 | 0 | 0 | 0 | 0 | 0 | 0 | 0 | 0 | 0 | 0 | 0 | 0 | 0 | 0 | 0 | 0 | 0 | 0
F4_Commercial_Warehouse (WA)_New_Space Heating_Natural Gas_Unit Heater_E5 | F4 | Commercial | Warehouse (WA) | New | Space Heating | Natural Gas | Unit Heater | E5 | RVT BC Ratio | 0 | 0 | 0 | 0 | 0 | 0 | 0 | 0 | 0 | 0 | 0 | 0 | 0 | 0 | 0 | 0 | 0 | 0 | 0 | 0 | 0 | 0 | 0 | 0 | 0 | 0 | 0
F4_Commercial_Warehouse (WA)_New_Space Heating_Natural Gas_Unit Heater_E6 | F4 | Commercial | Warehouse (WA) | New | Space Heating | Natural Gas | Unit Heater | E6 | RVT BC Ratio | 0 | 0 | 0 | 0 | 0 | 0 | 0 | 0 | 0 | 0 | 0 | 0 | 0 | 0 | 0 | 0 | 0 | 0 | 0 | 0 | 0 | 0 | 0 | 0 | 0 | 0 | 0
F4_Commercial_Warehouse (WA)_New_Space Heating_Natural Gas_Unit Heater_E7 | F4 | Commercial | Warehouse (WA) | New | Space Heating | Natural Gas | Unit Heater | E7 | RVT BC Ratio | 0 | 0 | 0 | 0 | 0 | 0 | 0 | 0 | 0 | 0 | 0 | 0 | 0 | 0 | 0 | 0 | 0 | 0 | 0 | 0 | 0 | 0 | 0 | 0 | 0 | 0 | 0
F4_Commercial_Warehouse (WA)_New_Space Heating_Natural Gas_Unit Heater_E8 | F4 | Commercial | Warehouse (WA) | New | Space Heating | Natural Gas | Unit Heater | E8 | RVT BC Ratio | 0 | 0 | 0 | 0 | 0 | 0 | 0 | 0 | 0 | 0 | 0 | 0 | 0 | 0 | 0 | 0 | 0 | 0 | 0 | 0 | 0 | 0 | 0 | 0 | 0 | 0 | 0
F4_Commercial_Warehouse (WA)_New_Space Heating_Natural Gas_Unit Heater_E9 | F4 | Commercial | Warehouse (WA) | New | Space Heating | Natural Gas | Unit Heater | E9 | RVT BC Ratio | 0 | 0 | 0 | 0 | 0 | 0 | 0 | 0 | 0 | 0 | 0 | 0 | 0 | 0 | 0 | 0 | 0 | 0 | 0 | 0 | 0 | 0 | 0 | 0 | 0 | 0 | 0
F4_Commercial_Warehouse (WA)_New_Space Heating_Natural Gas_Unit Heater_E10 | F4 | Commercial | Warehouse (WA) | New | Space Heating | Natural Gas | Unit Heater | E10 | RVT BC Ratio | 0 | 0 | 0 | 0 | 0 | 0 | 0 | 0 | 0 | 0 | 0 | 0 | 0 | 0 | 0 | 0 | 0 | 0 | 0 | 0 | 0 | 0 | 0 | 0 | 0 | 0 | 0
F5_Commercial_Warehouse (WA)_New_Space Heating_Natural Gas_Unit Heater_E1 | F5 | Commercial | Warehouse (WA) | New | Space Heating | Natural Gas | Unit Heater | E1 | RIM BC Ratio | [24 empty] | 1 | 1 | 1 | bar: 2019 to 2042
F5_Commercial_Warehouse (WA)_New_Space Heating_Natural Gas_Unit Heater_E2 | F5 | Commercial | Warehouse (WA) | New | Space Heating | Natural Gas | Unit Heater | E2 | RIM BC Ratio | 0.77611 | 0.7815 | 0.78747 | 0.79387 | 0.80071 | 0.80815 | 0.8159 | 0.82388 | 0.8321 | 0.84061 | 0.8442 | 0.84769 | 0.85133 | 0.85504 | 0.8587 | 0.86241 | 0.86614 | 0.87 | 0.874 | 0.87813 | 0.88241 | 0.88379 | 0.88532 | 0.88662 | 0.8879 | 0.88915 | 0.89038
F5_Commercial_Warehouse (WA)_New_Space Heating_Natural Gas_Unit Heater_E3 | F5 | Commercial | Warehouse (WA) | New | Space Heating | Natural Gas | Unit Heater | E3 | RIM BC Ratio | 0.90292 | 0.90638 | 0.91004 | 0.91385 | 0.91784 | 0.92216 | 0.92667 | 0.93032 | 0.93293 | 0.93438 | 0.93577 | 0.93582 | 0.93584 | 0.93581 | 0.93574 | 0.93563 | 0.93548 | 0.93529 | 0.93508 | 0.93482 | 0.93453 | 0.93489 | 0.93524 | 0.93559 | 0.93593 | 0.93627 | 0.9366
F5_Commercial_Warehouse (WA)_New_Space Heating_Natural Gas_Unit Heater_E4 | F5 | Commercial | Warehouse (WA) | New | Space Heating | Natural Gas | Unit Heater | E4 | RIM BC Ratio | 0 | 0 | 0 | 0 | 0 | 0 | 0 | 0 | 0 | 0 | 0 | 0 | 0 | 0 | 0 | 0 | 0 | 0 | 0 | 0 | 0 | 0 | 0 | 0 | 0 | 0 | 0
F5_Commercial_Warehouse (WA)_New_Space Heating_Natural Gas_Unit Heater_E5 | F5 | Commercial | Warehouse (WA) | New | Space Heating | Natural Gas | Unit Heater | E5 | RIM BC Ratio | 0 | 0 | 0 | 0 | 0 | 0 | 0 | 0 | 0 | 0 | 0 | 0 | 0 | 0 | 0 | 0 | 0 | 0 | 0 | 0 | 0 | 0 | 0 | 0 | 0 | 0 | 0
F5_Commercial_Warehouse (WA)_New_Space Heating_Natural Gas_Unit Heater_E6 | F5 | Commercial | Warehouse (WA) | New | Space Heating | Natural Gas | Unit Heater | E6 | RIM BC Ratio | 0 | 0 | 0 | 0 | 0 | 0 | 0 | 0 | 0 | 0 | 0 | 0 | 0 | 0 | 0 | 0 | 0 | 0 | 0 | 0 | 0 | 0 | 0 | 0 | 0 | 0 | 0
F5_Commercial_Warehouse (WA)_New_Space Heating_Natural Gas_Unit Heater_E7 | F5 | Commercial | Warehouse (WA) | New | Space Heating | Natural Gas | Unit Heater | E7 | RIM BC Ratio | 0 | 0 | 0 | 0 | 0 | 0 | 0 | 0 | 0 | 0 | 0 | 0 | 0 | 0 | 0 | 0 | 0 | 0 | 0 | 0 | 0 | 0 | 0 | 0 | 0 | 0 | 0
F5_Commercial_Warehouse (WA)_New_Space Heating_Natural Gas_Unit Heater_E8 | F5 | Commercial | Warehouse (WA) | New | Space Heating | Natural Gas | Unit Heater | E8 | RIM BC Ratio | 0 | 0 | 0 | 0 | 0 | 0 | 0 | 0 | 0 | 0 | 0 | 0 | 0 | 0 | 0 | 0 | 0 | 0 | 0 | 0 | 0 | 0 | 0 | 0 | 0 | 0 | 0
F5_Commercial_Warehouse (WA)_New_Space Heating_Natural Gas_Unit Heater_E9 | F5 | Commercial | Warehouse (WA) | New | Space Heating | Natural Gas | Unit Heater | E9 | RIM BC Ratio | 0 | 0 | 0 | 0 | 0 | 0 | 0 | 0 | 0 | 0 | 0 | 0 | 0 | 0 | 0 | 0 | 0 | 0 | 0 | 0 | 0 | 0 | 0 | 0 | 0 | 0 | 0
F5_Commercial_Warehouse (WA)_New_Space Heating_Natural Gas_Unit Heater_E10 | F5 | Commercial | Warehouse (WA) | New | Space Heating | Natural Gas | Unit Heater | E10 | RIM BC Ratio | 0 | 0 | 0 | 0 | 0 | 0 | 0 | 0 | 0 | 0 | 0 | 0 | 0 | 0 | 0 | 0 | 0 | 0 | 0 | 0 | 0 | 0 | 0 | 0 | 0 | 0 | 0
F0_Commercial_Warehouse (WA)_New_Water Heating_Natural Gas_Water Heater_E0 | F0 | Commercial | Warehouse (WA) | New | Water Heating | Natural Gas | Water Heater | E0 | Economic Unit | Gas-Fired Absorption HPWH | Gas-Fired Absorption HPWH | Gas-Fired Absorption HPWH | Gas-Fired Absorption HPWH | Gas-Fired Absorption HPWH | Gas-Fired Absorption HPWH | Gas-Fired Absorption HPWH | Gas-Fired Absorption HPWH | Gas-Fired Absorption HPWH | Gas-Fired Absorption HPWH | Gas-Fired Absorption HPWH | Gas-Fired Absorption HPWH | Gas-Fired Absorption HPWH | Gas-Fired Absorption HPWH | Gas-Fired Absorption HPWH | Gas-Fired Absorption HPWH | Gas-Fired Absorption HPWH | Gas-Fired Absorption HPWH | Gas-Fired Absorption HPWH | Gas-Fired Absorption HPWH | Gas-Fired Absorption HPWH | Gas-Fired Absorption HPWH | Gas-Fired Absorption HPWH | Gas-Fired Absorption HPWH | Gas-Fired Absorption HPWH | Gas-Fired Absorption HPWH | Gas-Fired Absorption HPWH
F1_Commercial_Warehouse (WA)_New_Water Heating_Natural Gas_Water Heater_E1 | F1 | Commercial | Warehouse (WA) | New | Water Heating | Natural Gas | Water Heater | E1 | CCE | 0 | 0 | 0 | 0 | 0 | 0 | 0 | 0 | 0 | 0 | 0 | 0 | 0 | 0 | 0 | 0 | 0 | 0 | 0 | 0 | 0 | 0 | 0 | 0 | 0 | 0 | 0
F1_Commercial_Warehouse (WA)_New_Water Heating_Natural Gas_Water Heater_E2 | F1 | Commercial | Warehouse (WA) | New | Water Heating | Natural Gas | Water Heater | E2 | CCE | 0.0010463 | 0.0010463 | 0.0010463 | 0.0010463 | 0.0010463 | 0.0010463 | 0.0010463 | 0.0010463 | 0.0010463 | 0.0010463 | 0.0010463 | 0.0010463 | 0.0010463 | 0.0010463 | 0.0010463 | 0.0010463 | 0.0010463 | 0.0010463 | 0.0010463 | 0.0010463 | 0.0010463 | 0.0010463 | 0.0010463 | 0.0010463 | 0.0010463 | 0.0010463 | 0.0010463
F1_Commercial_Warehouse (WA)_New_Water Heating_Natural Gas_Water Heater_E3 | F1 | Commercial | Warehouse (WA) | New | Water Heating | Natural Gas | Water Heater | E3 | CCE | 0.0018544 | 0.0018544 | 0.0018544 | 0.0018544 | 0.0018544 | 0.0018544 | 0.0018544 | 0.0018544 | 0.0018544 | 0.0018544 | 0.0018544 | 0.0018544 | 0.0018544 | 0.0018544 | 0.0018544 | 0.0018544 | 0.0018544 | 0.0018544 | 0.0018544 | 0.0018544 | 0.0018544 | 0.0018544 | 0.0018544 | 0.0018544 | 0.0018544 | 0.0018544 | 0.0018544
F1_Commercial_Warehouse (WA)_New_Water Heating_Natural Gas_Water Heater_E4 | F1 | Commercial | Warehouse (WA) | New | Water Heating | Natural Gas | Water Heater | E4 | CCE | 0.0018885 | 0.0018885 | 0.0018885 | 0.0018885 | 0.0018885 | 0.0018885 | 0.0018885 | 0.0018885 | 0.0018885 | 0.0018885 | 0.0018885 | 0.0018885 | 0.0018885 | 0.0018885 | 0.0018885 | 0.0018885 | 0.0018885 | 0.0018885 | 0.0018885 | 0.0018885 | 0.0018885 | 0.0018885 | 0.0018885 | 0.0018885 | 0.0018885 | 0.0018885 | 0.0018885
F1_Commercial_Warehouse (WA)_New_Water Heating_Natural Gas_Water Heater_E5 | F1 | Commercial | Warehouse (WA) | New | Water Heating | Natural Gas | Water Heater | E5 | CCE | 0.0027521 | 0.0027521 | 0.0027521 | 0.0027521 | 0.0027521 | 0.0027521 | 0.0027521 | 0.0027521 | 0.0027521 | 0.0027521 | 0.0027521 | 0.0027521 | 0.0027521 | 0.0027521 | 0.0027521 | 0.0027521 | 0.0027521 | 0.0027521 | 0.0027521 | 0.0027521 | 0.0027521 | 0.0027521 | 0.0027521 | 0.0027521 | 0.0027521 | 0.0027521 | 0.0027521
F1_Commercial_Warehouse (WA)_New_Water Heating_Natural Gas_Water Heater_E6 | F1 | Commercial | Warehouse (WA) | New | Water Heating | Natural Gas | Water Heater | E6 | CCE | 0 | 0 | 0 | 0 | 0 | 0 | 0 | 0 | 0 | 0 | 0 | 0 | 0 | 0 | 0 | 0 | 0 | 0 | 0 | 0 | 0 | 0 | 0 | 0 | 0 | 0 | 0
F1_Commercial_Warehouse (WA)_New_Water Heating_Natural Gas_Water Heater_E7 | F1 | Commercial | Warehouse (WA) | New | Water Heating | Natural Gas | Water Heater | E7 | CCE | 0 | 0 | 0 | 0 | 0 | 0 | 0 | 0 | 0 | 0 | 0 | 0 | 0 | 0 | 0 | 0 | 0 | 0 | 0 | 0 | 0 | 0 | 0 | 0 | 0 | 0 | 0
F1_Commercial_Warehouse (WA)_New_Water Heating_Natural Gas_Water Heater_E8 | F1 | Commercial | Warehouse (WA) | New | Water Heating | Natural Gas | Water Heater | E8 | CCE | 0 | 0 | 0 | 0 | 0 | 0 | 0 | 0 | 0 | 0 | 0 | 0 | 0 | 0 | 0 | 0 | 0 | 0 | 0 | 0 | 0 | 0 | 0 | 0 | 0 | 0 | 0
F1_Commercial_Warehouse (WA)_New_Water Heating_Natural Gas_Water Heater_E9 | F1 | Commercial | Warehouse (WA) | New | Water Heating | Natural Gas | Water Heater | E9 | CCE | 0 | 0 | 0 | 0 | 0 | 0 | 0 | 0 | 0 | 0 | 0 | 0 | 0 | 0 | 0 | 0 | 0 | 0 | 0 | 0 | 0 | 0 | 0 | 0 | 0 | 0 | 0
F1_Commercial_Warehouse (WA)_New_Water Heating_Natural Gas_Water Heater_E10 | F1 | Commercial | Warehouse (WA) | New | Water Heating | Natural Gas | Water Heater | E10 | CCE | 0 | 0 | 0 | 0 | 0 | 0 | 0 | 0 | 0 | 0 | 0 | 0 | 0 | 0 | 0 | 0 | 0 | 0 | 0 | 0 | 0 | 0 | 0 | 0 | 0 | 0 | 0
F2_Commercial_Warehouse (WA)_New_Water Heating_Natural Gas_Water Heater_E1 | F2 | Commercial | Warehouse (WA) | New | Water Heating | Natural Gas | Water Heater | E1 | TRC BC Ratio | [24 empty] | 1 | 1 | 1 | bar: 2019 to 2042
F2_Commercial_Warehouse (WA)_New_Water Heating_Natural Gas_Water Heater_E2 | F2 | Commercial | Warehouse (WA) | New | Water Heating | Natural Gas | Water Heater | E2 | TRC BC Ratio | 3.5435 | 3.6366 | 3.741 | 3.858 | 3.9883 | 4.1425 | 4.2995 | 4.4541 | 4.6028 | 4.7538 | 4.8766 | 4.9925 | 5.1166 | 5.2386 | 5.3493 | 5.4541 | 5.5498 | 5.6447 | 5.7453 | 5.8441 | 5.9454 | 6.0504 | 6.1567 | 6.266 | 6.3774 | 6.4907 | 6.606
F2_Commercial_Warehouse (WA)_New_Water Heating_Natural Gas_Water Heater_E3 | F2 | Commercial | Warehouse (WA) | New | Water Heating | Natural Gas | Water Heater | E3 | TRC BC Ratio | 1.9994 | 2.0519 | 2.1109 | 2.1769 | 2.2504 | 2.3374 | 2.426 | 2.5132 | 2.5971 | 2.6823 | 2.7516 | 2.817 | 2.887 | 2.9559 | 3.0183 | 3.0775 | 3.1315 | 3.185 | 3.2418 | 3.2975 | 3.3547 | 3.4139 | 3.4739 | 3.5356 | 3.5984 | 3.6623 | 3.7274
F2_Commercial_Warehouse (WA)_New_Water Heating_Natural Gas_Water Heater_E4 | F2 | Commercial | Warehouse (WA) | New | Water Heating | Natural Gas | Water Heater | E4 | TRC BC Ratio | 1.2619 | 1.3004 | 1.3523 | 1.4202 | 1.5043 | 1.6138 | 1.7268 | 1.8368 | 1.9397 | 2.0441 | 2.1193 | 2.1864 | 2.2607 | 2.3319 | 2.391 | 2.4433 | 2.4855 | 2.5259 | 2.5711 | 2.6135 | 2.6574 | 2.704 | 2.7508 | 2.7997 | 2.8494 | 2.9 | 2.9516
F2_Commercial_Warehouse (WA)_New_Water Heating_Natural Gas_Water Heater_E5 | F2 | Commercial | Warehouse (WA) | New | Water Heating | Natural Gas | Water Heater | E5 | TRC BC Ratio | 1.3822 | 1.4184 | 1.4584 | 1.5022 | 1.5502 | 1.6062 | 1.663 | 1.7191 | 1.7733 | 1.8283 | 1.8738 | 1.9171 | 1.9632 | 2.0086 | 2.0504 | 2.0901 | 2.1268 | 2.1633 | 2.2019 | 2.2399 | 2.2788 | 2.3191 | 2.3599 | 2.4018 | 2.4445 | 2.4879 | 2.5321
F2_Commercial_Warehouse (WA)_New_Water Heating_Natural Gas_Water Heater_E6 | F2 | Commercial | Warehouse (WA) | New | Water Heating | Natural Gas | Water Heater | E6 | TRC BC Ratio | 0 | 0 | 0 | 0 | 0 | 0 | 0 | 0 | 0 | 0 | 0 | 0 | 0 | 0 | 0 | 0 | 0 | 0 | 0 | 0 | 0 | 0 | 0 | 0 | 0 | 0 | 0
F2_Commercial_Warehouse (WA)_New_Water Heating_Natural Gas_Water Heater_E7 | F2 | Commercial | Warehouse (WA) | New | Water Heating | Natural Gas | Water Heater | E7 | TRC BC Ratio | 0 | 0 | 0 | 0 | 0 | 0 | 0 | 0 | 0 | 0 | 0 | 0 | 0 | 0 | 0 | 0 | 0 | 0 | 0 | 0 | 0 | 0 | 0 | 0 | 0 | 0 | 0
F2_Commercial_Warehouse (WA)_New_Water Heating_Natural Gas_Water Heater_E8 | F2 | Commercial | Warehouse (WA) | New | Water Heating | Natural Gas | Water Heater | E8 | TRC BC Ratio | 0 | 0 | 0 | 0 | 0 | 0 | 0 | 0 | 0 | 0 | 0 | 0 | 0 | 0 | 0 | 0 | 0 | 0 | 0 | 0 | 0 | 0 | 0 | 0 | 0 | 0 | 0
F2_Commercial_Warehouse (WA)_New_Water Heating_Natural Gas_Water Heater_E9 | F2 | Commercial | Warehouse (WA) | New | Water Heating | Natural Gas | Water Heater | E9 | TRC BC Ratio | 0 | 0 | 0 | 0 | 0 | 0 | 0 | 0 | 0 | 0 | 0 | 0 | 0 | 0 | 0 | 0 | 0 | 0 | 0 | 0 | 0 | 0 | 0 | 0 | 0 | 0 | 0
F2_Commercial_Warehouse (WA)_New_Water Heating_Natural Gas_Water Heater_E10 | F2 | Commercial | Warehouse (WA) | New | Water Heating | Natural Gas | Water Heater | E10 | TRC BC Ratio | 0 | 0 | 0 | 0 | 0 | 0 | 0 | 0 | 0 | 0 | 0 | 0 | 0 | 0 | 0 | 0 | 0 | 0 | 0 | 0 | 0 | 0 | 0 | 0 | 0 | 0 | 0
F3_Commercial_Warehouse (WA)_New_Water Heating_Natural Gas_Water Heater_E1 | F3 | Commercial | Warehouse (WA) | New | Water Heating | Natural Gas | Water Heater | E1 | PACT BC Ratio | [24 empty] | 1 | 1 | 1 | bar: 2019 to 2042
F3_Commercial_Warehouse (WA)_New_Water Heating_Natural Gas_Water Heater_E2 | F3 | Commercial | Warehouse (WA) | New | Water Heating | Natural Gas | Water Heater | E2 | PACT BC Ratio | 8.7919 | 9.0229 | 9.2821 | 9.5724 | 9.8957 | 10.2782 | 10.6677 | 11.0514 | 11.4204 | 11.7948 | 12.0997 | 12.3873 | 12.695 | 12.9977 | 13.2725 | 13.5326 | 13.7699 | 14.0053 | 14.255 | 14.5001 | 14.7515 | 15.012 | 15.2756 | 15.547 | 15.8232 | 16.1043 | 16.3904
F3_Commercial_Warehouse (WA)_New_Water Heating_Natural Gas_Water Heater_E3 | F3 | Commercial | Warehouse (WA) | New | Water Heating | Natural Gas | Water Heater | E3 | PACT BC Ratio | 4.9608 | 5.0911 | 5.2374 | 5.4012 | 5.5836 | 5.7994 | 6.0192 | 6.2357 | 6.4439 | 6.6552 | 6.8272 | 6.9895 | 7.1631 | 7.3339 | 7.489 | 7.6357 | 7.7697 | 7.9025 | 8.0434 | 8.1816 | 8.3235 | 8.4705 | 8.6192 | 8.7724 | 8.9282 | 9.0868 | 9.2483
F3_Commercial_Warehouse (WA)_New_Water Heating_Natural Gas_Water Heater_E4 | F3 | Commercial | Warehouse (WA) | New | Water Heating | Natural Gas | Water Heater | E4 | PACT BC Ratio | 3.1311 | 3.2264 | 3.3553 | 3.5239 | 3.7323 | 4.004 | 4.2846 | 4.5573 | 4.8128 | 5.0718 | 5.2584 | 5.4249 | 5.6092 | 5.7859 | 5.9325 | 6.0621 | 6.1668 | 6.2671 | 6.3793 | 6.4845 | 6.5935 | 6.7091 | 6.8252 | 6.9465 | 7.0699 | 7.1955 | 7.3233
F3_Commercial_Warehouse (WA)_New_Water Heating_Natural Gas_Water Heater_E5 | F3 | Commercial | Warehouse (WA) | New | Water Heating | Natural Gas | Water Heater | E5 | PACT BC Ratio | 3.4294 | 3.5194 | 3.6185 | 3.7272 | 3.8464 | 3.9852 | 4.1262 | 4.2654 | 4.3999 | 4.5363 | 4.6492 | 4.7566 | 4.8709 | 4.9838 | 5.0872 | 5.1859 | 5.277 | 5.3676 | 5.4632 | 5.5575 | 5.6541 | 5.7541 | 5.8552 | 5.9593 | 6.0651 | 6.1729 | 6.2826
F3_Commercial_Warehouse (WA)_New_Water Heating_Natural Gas_Water Heater_E6 | F3 | Commercial | Warehouse (WA) | New | Water Heating | Natural Gas | Water Heater | E6 | PACT BC Ratio | 0 | 0 | 0 | 0 | 0 | 0 | 0 | 0 | 0 | 0 | 0 | 0 | 0 | 0 | 0 | 0 | 0 | 0 | 0 | 0 | 0 | 0 | 0 | 0 | 0 | 0 | 0
F3_Commercial_Warehouse (WA)_New_Water Heating_Natural Gas_Water Heater_E7 | F3 | Commercial | Warehouse (WA) | New | Water Heating | Natural Gas | Water Heater | E7 | PACT BC Ratio | 0 | 0 | 0 | 0 | 0 | 0 | 0 | 0 | 0 | 0 | 0 | 0 | 0 | 0 | 0 | 0 | 0 | 0 | 0 | 0 | 0 | 0 | 0 | 0 | 0 | 0 | 0
F3_Commercial_Warehouse (WA)_New_Water Heating_Natural Gas_Water Heater_E8 | F3 | Commercial | Warehouse (WA) | New | Water Heating | Natural Gas | Water Heater | E8 | PACT BC Ratio | 0 | 0 | 0 | 0 | 0 | 0 | 0 | 0 | 0 | 0 | 0 | 0 | 0 | 0 | 0 | 0 | 0 | 0 | 0 | 0 | 0 | 0 | 0 | 0 | 0 | 0 | 0
F3_Commercial_Warehouse (WA)_New_Water Heating_Natural Gas_Water Heater_E9 | F3 | Commercial | Warehouse (WA) | New | Water Heating | Natural Gas | Water Heater | E9 | PACT BC Ratio | 0 | 0 | 0 | 0 | 0 | 0 | 0 | 0 | 0 | 0 | 0 | 0 | 0 | 0 | 0 | 0 | 0 | 0 | 0 | 0 | 0 | 0 | 0 | 0 | 0 | 0 | 0
F3_Commercial_Warehouse (WA)_New_Water Heating_Natural Gas_Water Heater_E10 | F3 | Commercial | Warehouse (WA) | New | Water Heating | Natural Gas | Water Heater | E10 | PACT BC Ratio | 0 | 0 | 0 | 0 | 0 | 0 | 0 | 0 | 0 | 0 | 0 | 0 | 0 | 0 | 0 | 0 | 0 | 0 | 0 | 0 | 0 | 0 | 0 | 0 | 0 | 0 | 0
F4_Commercial_Warehouse (WA)_New_Water Heating_Natural Gas_Water Heater_E1 | F4 | Commercial | Warehouse (WA) | New | Water Heating | Natural Gas | Water Heater | E1 | RVT BC Ratio | [24 empty] | 1 | 1 | 1 | bar: 2019 to 2042
F4_Commercial_Warehouse (WA)_New_Water Heating_Natural Gas_Water Heater_E2 | F4 | Commercial | Warehouse (WA) | New | Water Heating | Natural Gas | Water Heater | E2 | RVT BC Ratio | 5.2406 | 5.3403 | 5.4524 | 5.5783 | 5.7187 | 5.8885 | 6.0569 | 6.2161 | 6.3605 | 6.5012 | 6.6468 | 6.7804 | 6.923 | 7.0612 | 7.1827 | 7.2945 | 7.392 | 7.4862 | 7.5856 | 7.6799 | 7.7748 | 7.9072 | 8.041 | 8.1788 | 8.3191 | 8.4619 | 8.6072
F4_Commercial_Warehouse (WA)_New_Water Heating_Natural Gas_Water Heater_E3 | F4 | Commercial | Warehouse (WA) | New | Water Heating | Natural Gas | Water Heater | E3 | RVT BC Ratio | 3.0806 | 3.1368 | 3.2001 | 3.2712 | 3.3504 | 3.4462 | 3.5412 | 3.631 | 3.7125 | 3.7919 | 3.8741 | 3.9494 | 4.0299 | 4.1079 | 4.1764 | 4.2395 | 4.2945 | 4.3477 | 4.4038 | 4.457 | 4.5105 | 4.5852 | 4.6607 | 4.7385 | 4.8176 | 4.8982 | 4.9802
F4_Commercial_Warehouse (WA)_New_Water Heating_Natural Gas_Water Heater_E4 | F4 | Commercial | Warehouse (WA) | New | Water Heating | Natural Gas | Water Heater | E4 | RVT BC Ratio | 2.2587 | 2.2982 | 2.3541 | 2.4293 | 2.5239 | 2.6512 | 2.7794 | 2.8955 | 2.9929 | 3.0826 | 3.1723 | 3.2444 | 3.3243 | 3.3986 | 3.4551 | 3.5006 | 3.5307 | 3.5564 | 3.586 | 3.6093 | 3.632 | 3.6907 | 3.7497 | 3.8113 | 3.8739 | 3.9377 | 4.0026
F4_Commercial_Warehouse (WA)_New_Water Heating_Natural Gas_Water Heater_E5 | F4 | Commercial | Warehouse (WA) | New | Water Heating | Natural Gas | Water Heater | E5 | RVT BC Ratio | 2.2034 | 2.243 | 2.2861 | 2.3328 | 2.3834 | 2.4439 | 2.5039 | 2.5612 | 2.6137 | 2.6654 | 2.7192 | 2.7694 | 2.8228 | 2.8749 | 2.9213 | 2.9644 | 3.0029 | 3.0402 | 3.0795 | 3.1171 | 3.155 | 3.2057 | 3.2571 | 3.3099 | 3.3637 | 3.4184 | 3.4741
F4_Commercial_Warehouse (WA)_New_Water Heating_Natural Gas_Water Heater_E6 | F4 | Commercial | Warehouse (WA) | New | Water Heating | Natural Gas | Water Heater | E6 | RVT BC Ratio | 0 | 0 | 0 | 0 | 0 | 0 | 0 | 0 | 0 | 0 | 0 | 0 | 0 | 0 | 0 | 0 | 0 | 0 | 0 | 0 | 0 | 0 | 0 | 0 | 0 | 0 | 0
F4_Commercial_Warehouse (WA)_New_Water Heating_Natural Gas_Water Heater_E7 | F4 | Commercial | Warehouse (WA) | New | Water Heating | Natural Gas | Water Heater | E7 | RVT BC Ratio | 0 | 0 | 0 | 0 | 0 | 0 | 0 | 0 | 0 | 0 | 0 | 0 | 0 | 0 | 0 | 0 | 0 | 0 | 0 | 0 | 0 | 0 | 0 | 0 | 0 | 0 | 0
F4_Commercial_Warehouse (WA)_New_Water Heating_Natural Gas_Water Heater_E8 | F4 | Commercial | Warehouse (WA) | New | Water Heating | Natural Gas | Water Heater | E8 | RVT BC Ratio | 0 | 0 | 0 | 0 | 0 | 0 | 0 | 0 | 0 | 0 | 0 | 0 | 0 | 0 | 0 | 0 | 0 | 0 | 0 | 0 | 0 | 0 | 0 | 0 | 0 | 0 | 0
F4_Commercial_Warehouse (WA)_New_Water Heating_Natural Gas_Water Heater_E9 | F4 | Commercial | Warehouse (WA) | New | Water Heating | Natural Gas | Water Heater | E9 | RVT BC Ratio | 0 | 0 | 0 | 0 | 0 | 0 | 0 | 0 | 0 | 0 | 0 | 0 | 0 | 0 | 0 | 0 | 0 | 0 | 0 | 0 | 0 | 0 | 0 | 0 | 0 | 0 | 0
F4_Commercial_Warehouse (WA)_New_Water Heating_Natural Gas_Water Heater_E10 | F4 | Commercial | Warehouse (WA) | New | Water Heating | Natural Gas | Water Heater | E10 | RVT BC Ratio | 0 | 0 | 0 | 0 | 0 | 0 | 0 | 0 | 0 | 0 | 0 | 0 | 0 | 0 | 0 | 0 | 0 | 0 | 0 | 0 | 0 | 0 | 0 | 0 | 0 | 0 | 0
F5_Commercial_Warehouse (WA)_New_Water Heating_Natural Gas_Water Heater_E1 | F5 | Commercial | Warehouse (WA) | New | Water Heating | Natural Gas | Water Heater | E1 | RIM BC Ratio | [24 empty] | 1 | 1 | 1 | bar: 2019 to 2042
F5_Commercial_Warehouse (WA)_New_Water Heating_Natural Gas_Water Heater_E2 | F5 | Commercial | Warehouse (WA) | New | Water Heating | Natural Gas | Water Heater | E2 | RIM BC Ratio | 0.78156 | 0.78766 | 0.79422 | 0.80121 | 0.80862 | 0.81646 | 0.82459 | 0.83304 | 0.84191 | 0.85127 | 0.85469 | 0.85827 | 0.86198 | 0.86574 | 0.86949 | 0.87331 | 0.87721 | 0.88127 | 0.88553 | 0.88997 | 0.89462 | 0.89557 | 0.89649 | 0.89741 | 0.89831 | 0.8992 | 0.90008
F5_Commercial_Warehouse (WA)_New_Water Heating_Natural Gas_Water Heater_E3 | F5 | Commercial | Warehouse (WA) | New | Water Heating | Natural Gas | Water Heater | E3 | RIM BC Ratio | 0.73135 | 0.73792 | 0.74499 | 0.75256 | 0.76062 | 0.76927 | 0.77814 | 0.78722 | 0.79656 | 0.80633 | 0.81048 | 0.81468 | 0.81904 | 0.82338 | 0.82762 | 0.83185 | 0.83608 | 0.84043 | 0.84499 | 0.84969 | 0.8546 | 0.85612 | 0.85762 | 0.85911 | 0.86058 | 0.86203 | 0.86346
F5_Commercial_Warehouse (WA)_New_Water Heating_Natural Gas_Water Heater_E4 | F5 | Commercial | Warehouse (WA) | New | Water Heating | Natural Gas | Water Heater | E4 | RIM BC Ratio | 0.6159 | 0.62461 | 0.63537 | 0.6482 | 0.66271 | 0.67921 | 0.6955 | 0.71205 | 0.72902 | 0.74726 | 0.75413 | 0.76174 | 0.76975 | 0.77762 | 0.785 | 0.79229 | 0.79945 | 0.80691 | 0.81493 | 0.82329 | 0.83218 | 0.83399 | 0.83576 | 0.83755 | 0.83932 | 0.84106 | 0.84278
F5_Commercial_Warehouse (WA)_New_Water Heating_Natural Gas_Water Heater_E5 | F5 | Commercial | Warehouse (WA) | New | Water Heating | Natural Gas | Water Heater | E5 | RIM BC Ratio | 0.6901 | 0.69674 | 0.70395 | 0.71173 | 0.72009 | 0.72902 | 0.73804 | 0.74713 | 0.75628 | 0.76568 | 0.77027 | 0.77472 | 0.77933 | 0.7839 | 0.78828 | 0.7926 | 0.79685 | 0.80118 | 0.8057 | 0.81031 | 0.81509 | 0.81713 | 0.81914 | 0.82115 | 0.82313 | 0.82508 | 0.82701
F5_Commercial_Warehouse (WA)_New_Water Heating_Natural Gas_Water Heater_E6 | F5 | Commercial | Warehouse (WA) | New | Water Heating | Natural Gas | Water Heater | E6 | RIM BC Ratio | 0 | 0 | 0 | 0 | 0 | 0 | 0 | 0 | 0 | 0 | 0 | 0 | 0 | 0 | 0 | 0 | 0 | 0 | 0 | 0 | 0 | 0 | 0 | 0 | 0 | 0 | 0
F5_Commercial_Warehouse (WA)_New_Water Heating_Natural Gas_Water Heater_E7 | F5 | Commercial | Warehouse (WA) | New | Water Heating | Natural Gas | Water Heater | E7 | RIM BC Ratio | 0 | 0 | 0 | 0 | 0 | 0 | 0 | 0 | 0 | 0 | 0 | 0 | 0 | 0 | 0 | 0 | 0 | 0 | 0 | 0 | 0 | 0 | 0 | 0 | 0 | 0 | 0
F5_Commercial_Warehouse (WA)_New_Water Heating_Natural Gas_Water Heater_E8 | F5 | Commercial | Warehouse (WA) | New | Water Heating | Natural Gas | Water Heater | E8 | RIM BC Ratio | 0 | 0 | 0 | 0 | 0 | 0 | 0 | 0 | 0 | 0 | 0 | 0 | 0 | 0 | 0 | 0 | 0 | 0 | 0 | 0 | 0 | 0 | 0 | 0 | 0 | 0 | 0
F5_Commercial_Warehouse (WA)_New_Water Heating_Natural Gas_Water Heater_E9 | F5 | Commercial | Warehouse (WA) | New | Water Heating | Natural Gas | Water Heater | E9 | RIM BC Ratio | 0 | 0 | 0 | 0 | 0 | 0 | 0 | 0 | 0 | 0 | 0 | 0 | 0 | 0 | 0 | 0 | 0 | 0 | 0 | 0 | 0 | 0 | 0 | 0 | 0 | 0 | 0
F5_Commercial_Warehouse (WA)_New_Water Heating_Natural Gas_Water Heater_E10 | F5 | Commercial | Warehouse (WA) | New | Water Heating | Natural Gas | Water Heater | E10 | RIM BC Ratio | 0 | 0 | 0 | 0 | 0 | 0 | 0 | 0 | 0 | 0 | 0 | 0 | 0 | 0 | 0 | 0 | 0 | 0 | 0 | 0 | 0 | 0 | 0 | 0 | 0 | 0 | 0
F0_Commercial_Warehouse (WA)_New_Food Preparation_Natural Gas_Oven_E0 | F0 | Commercial | Warehouse (WA) | New | Food Preparation | Natural Gas | Oven | E0 | Economic Unit | ENERGY STAR (>42% Baking Efficiency) | ENERGY STAR (>42% Baking Efficiency) | ENERGY STAR (>42% Baking Efficiency) | ENERGY STAR (>42% Baking Efficiency) | ENERGY STAR (>42% Baking Efficiency) | ENERGY STAR (>42% Baking Efficiency) | ENERGY STAR (>42% Baking Efficiency) | ENERGY STAR (>42% Baking Efficiency) | ENERGY STAR (>42% Baking Efficiency) | ENERGY STAR (>42% Baking Efficiency) | ENERGY STAR (>42% Baking Efficiency) | ENERGY STAR (>42% Baking Efficiency) | ENERGY STAR (>42% Baking Efficiency) | ENERGY STAR (>42% Baking Efficiency) | ENERGY STAR (>42% Baking Efficiency) | ENERGY STAR (>42% Baking Efficiency) | ENERGY STAR (>42% Baking Efficiency) | ENERGY STAR (>42% Baking Efficiency) | ENERGY STAR (>42% Baking Efficiency) | ENERGY STAR (>42% Baking Efficiency) | ENERGY STAR (>42% Baking Efficiency) | ENERGY STAR (>42% Baking Efficiency) | ENERGY STAR (>42% Baking Efficiency) | ENERGY STAR (>42% Baking Efficiency) | ENERGY STAR (>42% Baking Efficiency) | ENERGY STAR (>42% Baking Efficiency) | ENERGY STAR (>42% Baking Efficiency)
F1_Commercial_Warehouse (WA)_New_Food Preparation_Natural Gas_Oven_E1 | F1 | Commercial | Warehouse (WA) | New | Food Preparation | Natural Gas | Oven | E1 | CCE | 0 | 0 | 0 | 0 | 0 | 0 | 0 | 0 | 0 | 0 | 0 | 0 | 0 | 0 | 0 | 0 | 0 | 0 | 0 | 0 | 0 | 0 | 0 | 0 | 0 | 0 | 0
F1_Commercial_Warehouse (WA)_New_Food Preparation_Natural Gas_Oven_E2 | F1 | Commercial | Warehouse (WA) | New | Food Preparation | Natural Gas | Oven | E2 | CCE | 8.3372e-06 | 8.3372e-06 | 8.3372e-06 | 8.3372e-06 | 8.3372e-06 | 8.3372e-06 | 8.3372e-06 | 8.3372e-06 | 8.3372e-06 | 8.3372e-06 | 8.3372e-06 | 8.3372e-06 | 8.3372e-06 | 8.3372e-06 | 8.3372e-06 | 8.3372e-06 | 8.3372e-06 | 8.3372e-06 | 8.3372e-06 | 8.3372e-06 | 8.3372e-06 | 8.3372e-06 | 8.3372e-06 | 8.3372e-06 | 8.3372e-06 | 8.3372e-06 | 8.3372e-06
F1_Commercial_Warehouse (WA)_New_Food Preparation_Natural Gas_Oven_E3 | F1 | Commercial | Warehouse (WA) | New | Food Preparation | Natural Gas | Oven | E3 | CCE | 0 | 0 | 0 | 0 | 0 | 0 | 0 | 0 | 0 | 0 | 0 | 0 | 0 | 0 | 0 | 0 | 0 | 0 | 0 | 0 | 0 | 0 | 0 | 0 | 0 | 0 | 0
F1_Commercial_Warehouse (WA)_New_Food Preparation_Natural Gas_Oven_E4 | F1 | Commercial | Warehouse (WA) | New | Food Preparation | Natural Gas | Oven | E4 | CCE | 0 | 0 | 0 | 0 | 0 | 0 | 0 | 0 | 0 | 0 | 0 | 0 | 0 | 0 | 0 | 0 | 0 | 0 | 0 | 0 | 0 | 0 | 0 | 0 | 0 | 0 | 0
F1_Commercial_Warehouse (WA)_New_Food Preparation_Natural Gas_Oven_E5 | F1 | Commercial | Warehouse (WA) | New | Food Preparation | Natural Gas | Oven | E5 | CCE | 0 | 0 | 0 | 0 | 0 | 0 | 0 | 0 | 0 | 0 | 0 | 0 | 0 | 0 | 0 | 0 | 0 | 0 | 0 | 0 | 0 | 0 | 0 | 0 | 0 | 0 | 0
F1_Commercial_Warehouse (WA)_New_Food Preparation_Natural Gas_Oven_E6 | F1 | Commercial | Warehouse (WA) | New | Food Preparation | Natural Gas | Oven | E6 | CCE | 0 | 0 | 0 | 0 | 0 | 0 | 0 | 0 | 0 | 0 | 0 | 0 | 0 | 0 | 0 | 0 | 0 | 0 | 0 | 0 | 0 | 0 | 0 | 0 | 0 | 0 | 0
F1_Commercial_Warehouse (WA)_New_Food Preparation_Natural Gas_Oven_E7 | F1 | Commercial | Warehouse (WA) | New | Food Preparation | Natural Gas | Oven | E7 | CCE | 0 | 0 | 0 | 0 | 0 | 0 | 0 | 0 | 0 | 0 | 0 | 0 | 0 | 0 | 0 | 0 | 0 | 0 | 0 | 0 | 0 | 0 | 0 | 0 | 0 | 0 | 0
F1_Commercial_Warehouse (WA)_New_Food Preparation_Natural Gas_Oven_E8 | F1 | Commercial | Warehouse (WA) | New | Food Preparation | Natural Gas | Oven | E8 | CCE | 0 | 0 | 0 | 0 | 0 | 0 | 0 | 0 | 0 | 0 | 0 | 0 | 0 | 0 | 0 | 0 | 0 | 0 | 0 | 0 | 0 | 0 | 0 | 0 | 0 | 0 | 0
F1_Commercial_Warehouse (WA)_New_Food Preparation_Natural Gas_Oven_E9 | F1 | Commercial | Warehouse (WA) | New | Food Preparation | Natural Gas | Oven | E9 | CCE | 0 | 0 | 0 | 0 | 0 | 0 | 0 | 0 | 0 | 0 | 0 | 0 | 0 | 0 | 0 | 0 | 0 | 0 | 0 | 0 | 0 | 0 | 0 | 0 | 0 | 0 | 0
F1_Commercial_Warehouse (WA)_New_Food Preparation_Natural Gas_Oven_E10 | F1 | Commercial | Warehouse (WA) | New | Food Preparation | Natural Gas | Oven | E10 | CCE | 0 | 0 | 0 | 0 | 0 | 0 | 0 | 0 | 0 | 0 | 0 | 0 | 0 | 0 | 0 | 0 | 0 | 0 | 0 | 0 | 0 | 0 | 0 | 0 | 0 | 0 | 0
F2_Commercial_Warehouse (WA)_New_Food Preparation_Natural Gas_Oven_E1 | F2 | Commercial | Warehouse (WA) | New | Food Preparation | Natural Gas | Oven | E1 | TRC BC Ratio | [24 empty] | 1 | 1 | 1 | bar: 2019 to 2042
F2_Commercial_Warehouse (WA)_New_Food Preparation_Natural Gas_Oven_E2 | F2 | Commercial | Warehouse (WA) | New | Food Preparation | Natural Gas | Oven | E2 | TRC BC Ratio | 415.9799 | 425.5832 | 437.6631 | 451.9131 | 468.4845 | 489.384 | 511.1526 | 532.8573 | 553.7923 | 575.0153 | 591.5792 | 606.9871 | 623.5989 | 639.7812 | 654.0529 | 667.2675 | 678.9212 | 690.3765 | 702.6968 | 714.6429 | 726.9319 | 739.7473 | 752.6857 | 766.0579 | 779.6676 | 793.5191 | 807.6167
F2_Commercial_Warehouse (WA)_New_Food Preparation_Natural Gas_Oven_E3 | F2 | Commercial | Warehouse (WA) | New | Food Preparation | Natural Gas | Oven | E3 | TRC BC Ratio | 0 | 0 | 0 | 0 | 0 | 0 | 0 | 0 | 0 | 0 | 0 | 0 | 0 | 0 | 0 | 0 | 0 | 0 | 0 | 0 | 0 | 0 | 0 | 0 | 0 | 0 | 0
F2_Commercial_Warehouse (WA)_New_Food Preparation_Natural Gas_Oven_E4 | F2 | Commercial | Warehouse (WA) | New | Food Preparation | Natural Gas | Oven | E4 | TRC BC Ratio | 0 | 0 | 0 | 0 | 0 | 0 | 0 | 0 | 0 | 0 | 0 | 0 | 0 | 0 | 0 | 0 | 0 | 0 | 0 | 0 | 0 | 0 | 0 | 0 | 0 | 0 | 0
F2_Commercial_Warehouse (WA)_New_Food Preparation_Natural Gas_Oven_E5 | F2 | Commercial | Warehouse (WA) | New | Food Preparation | Natural Gas | Oven | E5 | TRC BC Ratio | 0 | 0 | 0 | 0 | 0 | 0 | 0 | 0 | 0 | 0 | 0 | 0 | 0 | 0 | 0 | 0 | 0 | 0 | 0 | 0 | 0 | 0 | 0 | 0 | 0 | 0 | 0
F2_Commercial_Warehouse (WA)_New_Food Preparation_Natural Gas_Oven_E6 | F2 | Commercial | Warehouse (WA) | New | Food Preparation | Natural Gas | Oven | E6 | TRC BC Ratio | 0 | 0 | 0 | 0 | 0 | 0 | 0 | 0 | 0 | 0 | 0 | 0 | 0 | 0 | 0 | 0 | 0 | 0 | 0 | 0 | 0 | 0 | 0 | 0 | 0 | 0 | 0
F2_Commercial_Warehouse (WA)_New_Food Preparation_Natural Gas_Oven_E7 | F2 | Commercial | Warehouse (WA) | New | Food Preparation | Natural Gas | Oven | E7 | TRC BC Ratio | 0 | 0 | 0 | 0 | 0 | 0 | 0 | 0 | 0 | 0 | 0 | 0 | 0 | 0 | 0 | 0 | 0 | 0 | 0 | 0 | 0 | 0 | 0 | 0 | 0 | 0 | 0
F2_Commercial_Warehouse (WA)_New_Food Preparation_Natural Gas_Oven_E8 | F2 | Commercial | Warehouse (WA) | New | Food Preparation | Natural Gas | Oven | E8 | TRC BC Ratio | 0 | 0 | 0 | 0 | 0 | 0 | 0 | 0 | 0 | 0 | 0 | 0 | 0 | 0 | 0 | 0 | 0 | 0 | 0 | 0 | 0 | 0 | 0 | 0 | 0 | 0 | 0
F2_Commercial_Warehouse (WA)_New_Food Preparation_Natural Gas_Oven_E9 | F2 | Commercial | Warehouse (WA) | New | Food Preparation | Natural Gas | Oven | E9 | TRC BC Ratio | 0 | 0 | 0 | 0 | 0 | 0 | 0 | 0 | 0 | 0 | 0 | 0 | 0 | 0 | 0 | 0 | 0 | 0 | 0 | 0 | 0 | 0 | 0 | 0 | 0 | 0 | 0
F2_Commercial_Warehouse (WA)_New_Food Preparation_Natural Gas_Oven_E10 | F2 | Commercial | Warehouse (WA) | New | Food Preparation | Natural Gas | Oven | E10 | TRC BC Ratio | 0 | 0 | 0 | 0 | 0 | 0 | 0 | 0 | 0 | 0 | 0 | 0 | 0 | 0 | 0 | 0 | 0 | 0 | 0 | 0 | 0 | 0 | 0 | 0 | 0 | 0 | 0
F3_Commercial_Warehouse (WA)_New_Food Preparation_Natural Gas_Oven_E1 | F3 | Commercial | Warehouse (WA) | New | Food Preparation | Natural Gas | Oven | E1 | PACT BC Ratio | [24 empty] | 1 | 1 | 1 | bar: 2019 to 2042
F3_Commercial_Warehouse (WA)_New_Food Preparation_Natural Gas_Oven_E2 | F3 | Commercial | Warehouse (WA) | New | Food Preparation | Natural Gas | Oven | E2 | PACT BC Ratio | 838.3507 | 857.7049 | 882.0503 | 910.7693 | 944.1665 | 986.2868 | 1030.1584 | 1073.9012 | 1116.0928 | 1158.8648 | 1192.2471 | 1223.2997 | 1256.7784 | 1289.3917 | 1318.1544 | 1344.7865 | 1368.2731 | 1391.3596 | 1416.1896 | 1440.2652 | 1465.032 | 1490.8599 | 1516.9354 | 1543.8852 | 1571.3137 | 1599.2295 | 1627.6412
F3_Commercial_Warehouse (WA)_New_Food Preparation_Natural Gas_Oven_E3 | F3 | Commercial | Warehouse (WA) | New | Food Preparation | Natural Gas | Oven | E3 | PACT BC Ratio | 0 | 0 | 0 | 0 | 0 | 0 | 0 | 0 | 0 | 0 | 0 | 0 | 0 | 0 | 0 | 0 | 0 | 0 | 0 | 0 | 0 | 0 | 0 | 0 | 0 | 0 | 0
F3_Commercial_Warehouse (WA)_New_Food Preparation_Natural Gas_Oven_E4 | F3 | Commercial | Warehouse (WA) | New | Food Preparation | Natural Gas | Oven | E4 | PACT BC Ratio | 0 | 0 | 0 | 0 | 0 | 0 | 0 | 0 | 0 | 0 | 0 | 0 | 0 | 0 | 0 | 0 | 0 | 0 | 0 | 0 | 0 | 0 | 0 | 0 | 0 | 0 | 0
F3_Commercial_Warehouse (WA)_New_Food Preparation_Natural Gas_Oven_E5 | F3 | Commercial | Warehouse (WA) | New | Food Preparation | Natural Gas | Oven | E5 | PACT BC Ratio | 0 | 0 | 0 | 0 | 0 | 0 | 0 | 0 | 0 | 0 | 0 | 0 | 0 | 0 | 0 | 0 | 0 | 0 | 0 | 0 | 0 | 0 | 0 | 0 | 0 | 0 | 0
F3_Commercial_Warehouse (WA)_New_Food Preparation_Natural Gas_Oven_E6 | F3 | Commercial | Warehouse (WA) | New | Food Preparation | Natural Gas | Oven | E6 | PACT BC Ratio | 0 | 0 | 0 | 0 | 0 | 0 | 0 | 0 | 0 | 0 | 0 | 0 | 0 | 0 | 0 | 0 | 0 | 0 | 0 | 0 | 0 | 0 | 0 | 0 | 0 | 0 | 0
F3_Commercial_Warehouse (WA)_New_Food Preparation_Natural Gas_Oven_E7 | F3 | Commercial | Warehouse (WA) | New | Food Preparation | Natural Gas | Oven | E7 | PACT BC Ratio | 0 | 0 | 0 | 0 | 0 | 0 | 0 | 0 | 0 | 0 | 0 | 0 | 0 | 0 | 0 | 0 | 0 | 0 | 0 | 0 | 0 | 0 | 0 | 0 | 0 | 0 | 0
F3_Commercial_Warehouse (WA)_New_Food Preparation_Natural Gas_Oven_E8 | F3 | Commercial | Warehouse (WA) | New | Food Preparation | Natural Gas | Oven | E8 | PACT BC Ratio | 0 | 0 | 0 | 0 | 0 | 0 | 0 | 0 | 0 | 0 | 0 | 0 | 0 | 0 | 0 | 0 | 0 | 0 | 0 | 0 | 0 | 0 | 0 | 0 | 0 | 0 | 0
F3_Commercial_Warehouse (WA)_New_Food Preparation_Natural Gas_Oven_E9 | F3 | Commercial | Warehouse (WA) | New | Food Preparation | Natural Gas | Oven | E9 | PACT BC Ratio | 0 | 0 | 0 | 0 | 0 | 0 | 0 | 0 | 0 | 0 | 0 | 0 | 0 | 0 | 0 | 0 | 0 | 0 | 0 | 0 | 0 | 0 | 0 | 0 | 0 | 0 | 0
F3_Commercial_Warehouse (WA)_New_Food Preparation_Natural Gas_Oven_E10 | F3 | Commercial | Warehouse (WA) | New | Food Preparation | Natural Gas | Oven | E10 | PACT BC Ratio | 0 | 0 | 0 | 0 | 0 | 0 | 0 | 0 | 0 | 0 | 0 | 0 | 0 | 0 | 0 | 0 | 0 | 0 | 0 | 0 | 0 | 0 | 0 | 0 | 0 | 0 | 0
F4_Commercial_Warehouse (WA)_New_Food Preparation_Natural Gas_Oven_E1 | F4 | Commercial | Warehouse (WA) | New | Food Preparation | Natural Gas | Oven | E1 | RVT BC Ratio | [24 empty] | 1 | 1 | 1 | bar: 2019 to 2042
F4_Commercial_Warehouse (WA)_New_Food Preparation_Natural Gas_Oven_E2 | F4 | Commercial | Warehouse (WA) | New | Food Preparation | Natural Gas | Oven | E2 | RVT BC Ratio | 594.2051 | 604.0891 | 616.1346 | 630.7752 | 648.1917 | 671.2131 | 694.8286 | 717.6731 | 738.7013 | 758.8964 | 779.6409 | 798.1701 | 817.4995 | 835.363 | 850.4089 | 863.7431 | 874.6765 | 884.9828 | 896.0397 | 906.183 | 916.3296 | 932.4771 | 948.7795 | 965.6284 | 982.7766 | 1000.2295 | 1017.9924
F4_Commercial_Warehouse (WA)_New_Food Preparation_Natural Gas_Oven_E3 | F4 | Commercial | Warehouse (WA) | New | Food Preparation | Natural Gas | Oven | E3 | RVT BC Ratio | 0 | 0 | 0 | 0 | 0 | 0 | 0 | 0 | 0 | 0 | 0 | 0 | 0 | 0 | 0 | 0 | 0 | 0 | 0 | 0 | 0 | 0 | 0 | 0 | 0 | 0 | 0
F4_Commercial_Warehouse (WA)_New_Food Preparation_Natural Gas_Oven_E4 | F4 | Commercial | Warehouse (WA) | New | Food Preparation | Natural Gas | Oven | E4 | RVT BC Ratio | 0 | 0 | 0 | 0 | 0 | 0 | 0 | 0 | 0 | 0 | 0 | 0 | 0 | 0 | 0 | 0 | 0 | 0 | 0 | 0 | 0 | 0 | 0 | 0 | 0 | 0 | 0
F4_Commercial_Warehouse (WA)_New_Food Preparation_Natural Gas_Oven_E5 | F4 | Commercial | Warehouse (WA) | New | Food Preparation | Natural Gas | Oven | E5 | RVT BC Ratio | 0 | 0 | 0 | 0 | 0 | 0 | 0 | 0 | 0 | 0 | 0 | 0 | 0 | 0 | 0 | 0 | 0 | 0 | 0 | 0 | 0 | 0 | 0 | 0 | 0 | 0 | 0
F4_Commercial_Warehouse (WA)_New_Food Preparation_Natural Gas_Oven_E6 | F4 | Commercial | Warehouse (WA) | New | Food Preparation | Natural Gas | Oven | E6 | RVT BC Ratio | 0 | 0 | 0 | 0 | 0 | 0 | 0 | 0 | 0 | 0 | 0 | 0 | 0 | 0 | 0 | 0 | 0 | 0 | 0 | 0 | 0 | 0 | 0 | 0 | 0 | 0 | 0
F4_Commercial_Warehouse (WA)_New_Food Preparation_Natural Gas_Oven_E7 | F4 | Commercial | Warehouse (WA) | New | Food Preparation | Natural Gas | Oven | E7 | RVT BC Ratio | 0 | 0 | 0 | 0 | 0 | 0 | 0 | 0 | 0 | 0 | 0 | 0 | 0 | 0 | 0 | 0 | 0 | 0 | 0 | 0 | 0 | 0 | 0 | 0 | 0 | 0 | 0
F4_Commercial_Warehouse (WA)_New_Food Preparation_Natural Gas_Oven_E8 | F4 | Commercial | Warehouse (WA) | New | Food Preparation | Natural Gas | Oven | E8 | RVT BC Ratio | 0 | 0 | 0 | 0 | 0 | 0 | 0 | 0 | 0 | 0 | 0 | 0 | 0 | 0 | 0 | 0 | 0 | 0 | 0 | 0 | 0 | 0 | 0 | 0 | 0 | 0 | 0
F4_Commercial_Warehouse (WA)_New_Food Preparation_Natural Gas_Oven_E9 | F4 | Commercial | Warehouse (WA) | New | Food Preparation | Natural Gas | Oven | E9 | RVT BC Ratio | 0 | 0 | 0 | 0 | 0 | 0 | 0 | 0 | 0 | 0 | 0 | 0 | 0 | 0 | 0 | 0 | 0 | 0 | 0 | 0 | 0 | 0 | 0 | 0 | 0 | 0 | 0
F4_Commercial_Warehouse (WA)_New_Food Preparation_Natural Gas_Oven_E10 | F4 | Commercial | Warehouse (WA) | New | Food Preparation | Natural Gas | Oven | E10 | RVT BC Ratio | 0 | 0 | 0 | 0 | 0 | 0 | 0 | 0 | 0 | 0 | 0 | 0 | 0 | 0 | 0 | 0 | 0 | 0 | 0 | 0 | 0 | 0 | 0 | 0 | 0 | 0 | 0
F5_Commercial_Warehouse (WA)_New_Food Preparation_Natural Gas_Oven_E1 | F5 | Commercial | Warehouse (WA) | New | Food Preparation | Natural Gas | Oven | E1 | RIM BC Ratio | [24 empty] | 1 | 1 | 1 | bar: 2019 to 2042
F5_Commercial_Warehouse (WA)_New_Food Preparation_Natural Gas_Oven_E2 | F5 | Commercial | Warehouse (WA) | New | Food Preparation | Natural Gas | Oven | E2 | RIM BC Ratio | 0.83979 | 0.84513 | 0.85213 | 0.85946 | 0.86704 | 0.87466 | 0.88253 | 0.89073 | 0.89938 | 0.909 | 0.91031 | 0.91234 | 0.91515 | 0.91883 | 0.92271 | 0.92682 | 0.93122 | 0.93591 | 0.94086 | 0.94615 | 0.95176 | 0.95177 | 0.95178 | 0.95179 | 0.9518 | 0.95181 | 0.95182
F5_Commercial_Warehouse (WA)_New_Food Preparation_Natural Gas_Oven_E3 | F5 | Commercial | Warehouse (WA) | New | Food Preparation | Natural Gas | Oven | E3 | RIM BC Ratio | 0 | 0 | 0 | 0 | 0 | 0 | 0 | 0 | 0 | 0 | 0 | 0 | 0 | 0 | 0 | 0 | 0 | 0 | 0 | 0 | 0 | 0 | 0 | 0 | 0 | 0 | 0
F5_Commercial_Warehouse (WA)_New_Food Preparation_Natural Gas_Oven_E4 | F5 | Commercial | Warehouse (WA) | New | Food Preparation | Natural Gas | Oven | E4 | RIM BC Ratio | 0 | 0 | 0 | 0 | 0 | 0 | 0 | 0 | 0 | 0 | 0 | 0 | 0 | 0 | 0 | 0 | 0 | 0 | 0 | 0 | 0 | 0 | 0 | 0 | 0 | 0 | 0
F5_Commercial_Warehouse (WA)_New_Food Preparation_Natural Gas_Oven_E5 | F5 | Commercial | Warehouse (WA) | New | Food Preparation | Natural Gas | Oven | E5 | RIM BC Ratio | 0 | 0 | 0 | 0 | 0 | 0 | 0 | 0 | 0 | 0 | 0 | 0 | 0 | 0 | 0 | 0 | 0 | 0 | 0 | 0 | 0 | 0 | 0 | 0 | 0 | 0 | 0
F5_Commercial_Warehouse (WA)_New_Food Preparation_Natural Gas_Oven_E6 | F5 | Commercial | Warehouse (WA) | New | Food Preparation | Natural Gas | Oven | E6 | RIM BC Ratio | 0 | 0 | 0 | 0 | 0 | 0 | 0 | 0 | 0 | 0 | 0 | 0 | 0 | 0 | 0 | 0 | 0 | 0 | 0 | 0 | 0 | 0 | 0 | 0 | 0 | 0 | 0
F5_Commercial_Warehouse (WA)_New_Food Preparation_Natural Gas_Oven_E7 | F5 | Commercial | Warehouse (WA) | New | Food Preparation | Natural Gas | Oven | E7 | RIM BC Ratio | 0 | 0 | 0 | 0 | 0 | 0 | 0 | 0 | 0 | 0 | 0 | 0 | 0 | 0 | 0 | 0 | 0 | 0 | 0 | 0 | 0 | 0 | 0 | 0 | 0 | 0 | 0
F5_Commercial_Warehouse (WA)_New_Food Preparation_Natural Gas_Oven_E8 | F5 | Commercial | Warehouse (WA) | New | Food Preparation | Natural Gas | Oven | E8 | RIM BC Ratio | 0 | 0 | 0 | 0 | 0 | 0 | 0 | 0 | 0 | 0 | 0 | 0 | 0 | 0 | 0 | 0 | 0 | 0 | 0 | 0 | 0 | 0 | 0 | 0 | 0 | 0 | 0
F5_Commercial_Warehouse (WA)_New_Food Preparation_Natural Gas_Oven_E9 | F5 | Commercial | Warehouse (WA) | New | Food Preparation | Natural Gas | Oven | E9 | RIM BC Ratio | 0 | 0 | 0 | 0 | 0 | 0 | 0 | 0 | 0 | 0 | 0 | 0 | 0 | 0 | 0 | 0 | 0 | 0 | 0 | 0 | 0 | 0 | 0 | 0 | 0 | 0 | 0
F5_Commercial_Warehouse (WA)_New_Food Preparation_Natural Gas_Oven_E10 | F5 | Commercial | Warehouse (WA) | New | Food Preparation | Natural Gas | Oven | E10 | RIM BC Ratio | 0 | 0 | 0 | 0 | 0 | 0 | 0 | 0 | 0 | 0 | 0 | 0 | 0 | 0 | 0 | 0 | 0 | 0 | 0 | 0 | 0 | 0 | 0 | 0 | 0 | 0 | 0
F0_Commercial_Warehouse (WA)_New_Food Preparation_Natural Gas_Conveyor Oven_E0 | F0 | Commercial | Warehouse (WA) | New | Food Preparation | Natural Gas | Conveyor Oven | E0 | Economic Unit | ENERGY STAR (>42% Baking Efficiency) | ENERGY STAR (>42% Baking Efficiency) | ENERGY STAR (>42% Baking Efficiency) | ENERGY STAR (>42% Baking Efficiency) | ENERGY STAR (>42% Baking Efficiency) | ENERGY STAR (>42% Baking Efficiency) | ENERGY STAR (>42% Baking Efficiency) | ENERGY STAR (>42% Baking Efficiency) | ENERGY STAR (>42% Baking Efficiency) | ENERGY STAR (>42% Baking Efficiency) | ENERGY STAR (>42% Baking Efficiency) | ENERGY STAR (>42% Baking Efficiency) | ENERGY STAR (>42% Baking Efficiency) | ENERGY STAR (>42% Baking Efficiency) | ENERGY STAR (>42% Baking Efficiency) | ENERGY STAR (>42% Baking Efficiency) | ENERGY STAR (>42% Baking Efficiency) | ENERGY STAR (>42% Baking Efficiency) | ENERGY STAR (>42% Baking Efficiency) | ENERGY STAR (>42% Baking Efficiency) | ENERGY STAR (>42% Baking Efficiency) | ENERGY STAR (>42% Baking Efficiency) | ENERGY STAR (>42% Baking Efficiency) | ENERGY STAR (>42% Baking Efficiency) | ENERGY STAR (>42% Baking Efficiency) | ENERGY STAR (>42% Baking Efficiency) | ENERGY STAR (>42% Baking Efficiency)
F1_Commercial_Warehouse (WA)_New_Food Preparation_Natural Gas_Conveyor Oven_E1 | F1 | Commercial | Warehouse (WA) | New | Food Preparation | Natural Gas | Conveyor Oven | E1 | CCE | 0 | 0 | 0 | 0 | 0 | 0 | 0 | 0 | 0 | 0 | 0 | 0 | 0 | 0 | 0 | 0 | 0 | 0 | 0 | 0 | 0 | 0 | 0 | 0 | 0 | 0 | 0
F1_Commercial_Warehouse (WA)_New_Food Preparation_Natural Gas_Conveyor Oven_E2 | F1 | Commercial | Warehouse (WA) | New | Food Preparation | Natural Gas | Conveyor Oven | E2 | CCE | 1.3039e-05 | 1.3039e-05 | 1.3039e-05 | 1.3039e-05 | 1.3039e-05 | 1.3039e-05 | 1.3039e-05 | 1.3039e-05 | 1.3039e-05 | 1.3039e-05 | 1.3039e-05 | 1.3039e-05 | 1.3039e-05 | 1.3039e-05 | 1.3039e-05 | 1.3039e-05 | 1.3039e-05 | 1.3039e-05 | 1.3039e-05 | 1.3039e-05 | 1.3039e-05 | 1.3039e-05 | 1.3039e-05 | 1.3039e-05 | 1.3039e-05 | 1.3039e-05 | 1.3039e-05
F1_Commercial_Warehouse (WA)_New_Food Preparation_Natural Gas_Conveyor Oven_E3 | F1 | Commercial | Warehouse (WA) | New | Food Preparation | Natural Gas | Conveyor Oven | E3 | CCE | 0 | 0 | 0 | 0 | 0 | 0 | 0 | 0 | 0 | 0 | 0 | 0 | 0 | 0 | 0 | 0 | 0 | 0 | 0 | 0 | 0 | 0 | 0 | 0 | 0 | 0 | 0
F1_Commercial_Warehouse (WA)_New_Food Preparation_Natural Gas_Conveyor Oven_E4 | F1 | Commercial | Warehouse (WA) | New | Food Preparation | Natural Gas | Conveyor Oven | E4 | CCE | 0 | 0 | 0 | 0 | 0 | 0 | 0 | 0 | 0 | 0 | 0 | 0 | 0 | 0 | 0 | 0 | 0 | 0 | 0 | 0 | 0 | 0 | 0 | 0 | 0 | 0 | 0
F1_Commercial_Warehouse (WA)_New_Food Preparation_Natural Gas_Conveyor Oven_E5 | F1 | Commercial | Warehouse (WA) | New | Food Preparation | Natural Gas | Conveyor Oven | E5 | CCE | 0 | 0 | 0 | 0 | 0 | 0 | 0 | 0 | 0 | 0 | 0 | 0 | 0 | 0 | 0 | 0 | 0 | 0 | 0 | 0 | 0 | 0 | 0 | 0 | 0 | 0 | 0
F1_Commercial_Warehouse (WA)_New_Food Preparation_Natural Gas_Conveyor Oven_E6 | F1 | Commercial | Warehouse (WA) | New | Food Preparation | Natural Gas | Conveyor Oven | E6 | CCE | 0 | 0 | 0 | 0 | 0 | 0 | 0 | 0 | 0 | 0 | 0 | 0 | 0 | 0 | 0 | 0 | 0 | 0 | 0 | 0 | 0 | 0 | 0 | 0 | 0 | 0 | 0
F1_Commercial_Warehouse (WA)_New_Food Preparation_Natural Gas_Conveyor Oven_E7 | F1 | Commercial | Warehouse (WA) | New | Food Preparation | Natural Gas | Conveyor Oven | E7 | CCE | 0 | 0 | 0 | 0 | 0 | 0 | 0 | 0 | 0 | 0 | 0 | 0 | 0 | 0 | 0 | 0 | 0 | 0 | 0 | 0 | 0 | 0 | 0 | 0 | 0 | 0 | 0
F1_Commercial_Warehouse (WA)_New_Food Preparation_Natural Gas_Conveyor Oven_E8 | F1 | Commercial | Warehouse (WA) | New | Food Preparation | Natural Gas | Conveyor Oven | E8 | CCE | 0 | 0 | 0 | 0 | 0 | 0 | 0 | 0 | 0 | 0 | 0 | 0 | 0 | 0 | 0 | 0 | 0 | 0 | 0 | 0 | 0 | 0 | 0 | 0 | 0 | 0 | 0
F1_Commercial_Warehouse (WA)_New_Food Preparation_Natural Gas_Conveyor Oven_E9 | F1 | Commercial | Warehouse (WA) | New | Food Preparation | Natural Gas | Conveyor Oven | E9 | CCE | 0 | 0 | 0 | 0 | 0 | 0 | 0 | 0 | 0 | 0 | 0 | 0 | 0 | 0 | 0 | 0 | 0 | 0 | 0 | 0 | 0 | 0 | 0 | 0 | 0 | 0 | 0
F1_Commercial_Warehouse (WA)_New_Food Preparation_Natural Gas_Conveyor Oven_E10 | F1 | Commercial | Warehouse (WA) | New | Food Preparation | Natural Gas | Conveyor Oven | E10 | CCE | 0 | 0 | 0 | 0 | 0 | 0 | 0 | 0 | 0 | 0 | 0 | 0 | 0 | 0 | 0 | 0 | 0 | 0 | 0 | 0 | 0 | 0 | 0 | 0 | 0 | 0 | 0
F2_Commercial_Warehouse (WA)_New_Food Preparation_Natural Gas_Conveyor Oven_E1 | F2 | Commercial | Warehouse (WA) | New | Food Preparation | Natural Gas | Conveyor Oven | E1 | TRC BC Ratio | [24 empty] | 1 | 1 | 1 | bar: 2019 to 2042
F2_Commercial_Warehouse (WA)_New_Food Preparation_Natural Gas_Conveyor Oven_E2 | F2 | Commercial | Warehouse (WA) | New | Food Preparation | Natural Gas | Conveyor Oven | E2 | TRC BC Ratio | 294.2299 | 302.1251 | 310.8023 | 320.3076 | 330.721 | 342.8514 | 355.1552 | 367.2939 | 379.0044 | 390.8865 | 400.689 | 409.9929 | 419.9156 | 429.7029 | 438.6597 | 447.1849 | 455.0374 | 462.8431 | 471.0913 | 479.2137 | 487.5404 | 496.1565 | 504.8776 | 513.8472 | 522.9761 | 532.2673 | 541.7235
F2_Commercial_Warehouse (WA)_New_Food Preparation_Natural Gas_Conveyor Oven_E3 | F2 | Commercial | Warehouse (WA) | New | Food Preparation | Natural Gas | Conveyor Oven | E3 | TRC BC Ratio | 0 | 0 | 0 | 0 | 0 | 0 | 0 | 0 | 0 | 0 | 0 | 0 | 0 | 0 | 0 | 0 | 0 | 0 | 0 | 0 | 0 | 0 | 0 | 0 | 0 | 0 | 0
F2_Commercial_Warehouse (WA)_New_Food Preparation_Natural Gas_Conveyor Oven_E4 | F2 | Commercial | Warehouse (WA) | New | Food Preparation | Natural Gas | Conveyor Oven | E4 | TRC BC Ratio | 0 | 0 | 0 | 0 | 0 | 0 | 0 | 0 | 0 | 0 | 0 | 0 | 0 | 0 | 0 | 0 | 0 | 0 | 0 | 0 | 0 | 0 | 0 | 0 | 0 | 0 | 0
F2_Commercial_Warehouse (WA)_New_Food Preparation_Natural Gas_Conveyor Oven_E5 | F2 | Commercial | Warehouse (WA) | New | Food Preparation | Natural Gas | Conveyor Oven | E5 | TRC BC Ratio | 0 | 0 | 0 | 0 | 0 | 0 | 0 | 0 | 0 | 0 | 0 | 0 | 0 | 0 | 0 | 0 | 0 | 0 | 0 | 0 | 0 | 0 | 0 | 0 | 0 | 0 | 0
F2_Commercial_Warehouse (WA)_New_Food Preparation_Natural Gas_Conveyor Oven_E6 | F2 | Commercial | Warehouse (WA) | New | Food Preparation | Natural Gas | Conveyor Oven | E6 | TRC BC Ratio | 0 | 0 | 0 | 0 | 0 | 0 | 0 | 0 | 0 | 0 | 0 | 0 | 0 | 0 | 0 | 0 | 0 | 0 | 0 | 0 | 0 | 0 | 0 | 0 | 0 | 0 | 0
F2_Commercial_Warehouse (WA)_New_Food Preparation_Natural Gas_Conveyor Oven_E7 | F2 | Commercial | Warehouse (WA) | New | Food Preparation | Natural Gas | Conveyor Oven | E7 | TRC BC Ratio | 0 | 0 | 0 | 0 | 0 | 0 | 0 | 0 | 0 | 0 | 0 | 0 | 0 | 0 | 0 | 0 | 0 | 0 | 0 | 0 | 0 | 0 | 0 | 0 | 0 | 0 | 0
F2_Commercial_Warehouse (WA)_New_Food Preparation_Natural Gas_Conveyor Oven_E8 | F2 | Commercial | Warehouse (WA) | New | Food Preparation | Natural Gas | Conveyor Oven | E8 | TRC BC Ratio | 0 | 0 | 0 | 0 | 0 | 0 | 0 | 0 | 0 | 0 | 0 | 0 | 0 | 0 | 0 | 0 | 0 | 0 | 0 | 0 | 0 | 0 | 0 | 0 | 0 | 0 | 0
F2_Commercial_Warehouse (WA)_New_Food Preparation_Natural Gas_Conveyor Oven_E9 | F2 | Commercial | Warehouse (WA) | New | Food Preparation | Natural Gas | Conveyor Oven | E9 | TRC BC Ratio | 0 | 0 | 0 | 0 | 0 | 0 | 0 | 0 | 0 | 0 | 0 | 0 | 0 | 0 | 0 | 0 | 0 | 0 | 0 | 0 | 0 | 0 | 0 | 0 | 0 | 0 | 0
F2_Commercial_Warehouse (WA)_New_Food Preparation_Natural Gas_Conveyor Oven_E10 | F2 | Commercial | Warehouse (WA) | New | Food Preparation | Natural Gas | Conveyor Oven | E10 | TRC BC Ratio | 0 | 0 | 0 | 0 | 0 | 0 | 0 | 0 | 0 | 0 | 0 | 0 | 0 | 0 | 0 | 0 | 0 | 0 | 0 | 0 | 0 | 0 | 0 | 0 | 0 | 0 | 0
F3_Commercial_Warehouse (WA)_New_Food Preparation_Natural Gas_Conveyor Oven_E1 | F3 | Commercial | Warehouse (WA) | New | Food Preparation | Natural Gas | Conveyor Oven | E1 | PACT BC Ratio | [24 empty] | 1 | 1 | 1 | bar: 2019 to 2042
F3_Commercial_Warehouse (WA)_New_Food Preparation_Natural Gas_Conveyor Oven_E2 | F3 | Commercial | Warehouse (WA) | New | Food Preparation | Natural Gas | Conveyor Oven | E2 | PACT BC Ratio | 592.9802 | 608.892 | 626.3796 | 645.5362 | 666.523 | 690.9703 | 715.7669 | 740.2307 | 763.8317 | 787.7783 | 807.5339 | 826.2847 | 846.2826 | 866.0076 | 884.0588 | 901.2402 | 917.0657 | 932.7972 | 949.4203 | 965.7898 | 982.5712 | 999.9357 | 1017.5119 | 1035.5889 | 1053.9871 | 1072.7121 | 1091.7698
F3_Commercial_Warehouse (WA)_New_Food Preparation_Natural Gas_Conveyor Oven_E3 | F3 | Commercial | Warehouse (WA) | New | Food Preparation | Natural Gas | Conveyor Oven | E3 | PACT BC Ratio | 0 | 0 | 0 | 0 | 0 | 0 | 0 | 0 | 0 | 0 | 0 | 0 | 0 | 0 | 0 | 0 | 0 | 0 | 0 | 0 | 0 | 0 | 0 | 0 | 0 | 0 | 0
F3_Commercial_Warehouse (WA)_New_Food Preparation_Natural Gas_Conveyor Oven_E4 | F3 | Commercial | Warehouse (WA) | New | Food Preparation | Natural Gas | Conveyor Oven | E4 | PACT BC Ratio | 0 | 0 | 0 | 0 | 0 | 0 | 0 | 0 | 0 | 0 | 0 | 0 | 0 | 0 | 0 | 0 | 0 | 0 | 0 | 0 | 0 | 0 | 0 | 0 | 0 | 0 | 0
F3_Commercial_Warehouse (WA)_New_Food Preparation_Natural Gas_Conveyor Oven_E5 | F3 | Commercial | Warehouse (WA) | New | Food Preparation | Natural Gas | Conveyor Oven | E5 | PACT BC Ratio | 0 | 0 | 0 | 0 | 0 | 0 | 0 | 0 | 0 | 0 | 0 | 0 | 0 | 0 | 0 | 0 | 0 | 0 | 0 | 0 | 0 | 0 | 0 | 0 | 0 | 0 | 0
F3_Commercial_Warehouse (WA)_New_Food Preparation_Natural Gas_Conveyor Oven_E6 | F3 | Commercial | Warehouse (WA) | New | Food Preparation | Natural Gas | Conveyor Oven | E6 | PACT BC Ratio | 0 | 0 | 0 | 0 | 0 | 0 | 0 | 0 | 0 | 0 | 0 | 0 | 0 | 0 | 0 | 0 | 0 | 0 | 0 | 0 | 0 | 0 | 0 | 0 | 0 | 0 | 0
F3_Commercial_Warehouse (WA)_New_Food Preparation_Natural Gas_Conveyor Oven_E7 | F3 | Commercial | Warehouse (WA) | New | Food Preparation | Natural Gas | Conveyor Oven | E7 | PACT BC Ratio | 0 | 0 | 0 | 0 | 0 | 0 | 0 | 0 | 0 | 0 | 0 | 0 | 0 | 0 | 0 | 0 | 0 | 0 | 0 | 0 | 0 | 0 | 0 | 0 | 0 | 0 | 0
F3_Commercial_Warehouse (WA)_New_Food Preparation_Natural Gas_Conveyor Oven_E8 | F3 | Commercial | Warehouse (WA) | New | Food Preparation | Natural Gas | Conveyor Oven | E8 | PACT BC Ratio | 0 | 0 | 0 | 0 | 0 | 0 | 0 | 0 | 0 | 0 | 0 | 0 | 0 | 0 | 0 | 0 | 0 | 0 | 0 | 0 | 0 | 0 | 0 | 0 | 0 | 0 | 0
F3_Commercial_Warehouse (WA)_New_Food Preparation_Natural Gas_Conveyor Oven_E9 | F3 | Commercial | Warehouse (WA) | New | Food Preparation | Natural Gas | Conveyor Oven | E9 | PACT BC Ratio | 0 | 0 | 0 | 0 | 0 | 0 | 0 | 0 | 0 | 0 | 0 | 0 | 0 | 0 | 0 | 0 | 0 | 0 | 0 | 0 | 0 | 0 | 0 | 0 | 0 | 0 | 0
F3_Commercial_Warehouse (WA)_New_Food Preparation_Natural Gas_Conveyor Oven_E10 | F3 | Commercial | Warehouse (WA) | New | Food Preparation | Natural Gas | Conveyor Oven | E10 | PACT BC Ratio | 0 | 0 | 0 | 0 | 0 | 0 | 0 | 0 | 0 | 0 | 0 | 0 | 0 | 0 | 0 | 0 | 0 | 0 | 0 | 0 | 0 | 0 | 0 | 0 | 0 | 0 | 0
F4_Commercial_Warehouse (WA)_New_Food Preparation_Natural Gas_Conveyor Oven_E1 | F4 | Commercial | Warehouse (WA) | New | Food Preparation | Natural Gas | Conveyor Oven | E1 | RVT BC Ratio | [24 empty] | 1 | 1 | 1 | bar: 2019 to 2042
F4_Commercial_Warehouse (WA)_New_Food Preparation_Natural Gas_Conveyor Oven_E2 | F4 | Commercial | Warehouse (WA) | New | Food Preparation | Natural Gas | Conveyor Oven | E2 | RVT BC Ratio | 409.6981 | 418.4453 | 427.9596 | 438.2706 | 449.4498 | 462.6189 | 475.5045 | 487.7718 | 499.0157 | 510.0695 | 521.6244 | 532.4085 | 543.8889 | 555.0613 | 564.9989 | 574.2184 | 582.391 | 590.3316 | 598.6739 | 606.6548 | 614.6963 | 625.5526 | 636.5412 | 647.8429 | 659.3454 | 671.0522 | 682.967
F4_Commercial_Warehouse (WA)_New_Food Preparation_Natural Gas_Conveyor Oven_E3 | F4 | Commercial | Warehouse (WA) | New | Food Preparation | Natural Gas | Conveyor Oven | E3 | RVT BC Ratio | 0 | 0 | 0 | 0 | 0 | 0 | 0 | 0 | 0 | 0 | 0 | 0 | 0 | 0 | 0 | 0 | 0 | 0 | 0 | 0 | 0 | 0 | 0 | 0 | 0 | 0 | 0
F4_Commercial_Warehouse (WA)_New_Food Preparation_Natural Gas_Conveyor Oven_E4 | F4 | Commercial | Warehouse (WA) | New | Food Preparation | Natural Gas | Conveyor Oven | E4 | RVT BC Ratio | 0 | 0 | 0 | 0 | 0 | 0 | 0 | 0 | 0 | 0 | 0 | 0 | 0 | 0 | 0 | 0 | 0 | 0 | 0 | 0 | 0 | 0 | 0 | 0 | 0 | 0 | 0
F4_Commercial_Warehouse (WA)_New_Food Preparation_Natural Gas_Conveyor Oven_E5 | F4 | Commercial | Warehouse (WA) | New | Food Preparation | Natural Gas | Conveyor Oven | E5 | RVT BC Ratio | 0 | 0 | 0 | 0 | 0 | 0 | 0 | 0 | 0 | 0 | 0 | 0 | 0 | 0 | 0 | 0 | 0 | 0 | 0 | 0 | 0 | 0 | 0 | 0 | 0 | 0 | 0
F4_Commercial_Warehouse (WA)_New_Food Preparation_Natural Gas_Conveyor Oven_E6 | F4 | Commercial | Warehouse (WA) | New | Food Preparation | Natural Gas | Conveyor Oven | E6 | RVT BC Ratio | 0 | 0 | 0 | 0 | 0 | 0 | 0 | 0 | 0 | 0 | 0 | 0 | 0 | 0 | 0 | 0 | 0 | 0 | 0 | 0 | 0 | 0 | 0 | 0 | 0 | 0 | 0
F4_Commercial_Warehouse (WA)_New_Food Preparation_Natural Gas_Conveyor Oven_E7 | F4 | Commercial | Warehouse (WA) | New | Food Preparation | Natural Gas | Conveyor Oven | E7 | RVT BC Ratio | 0 | 0 | 0 | 0 | 0 | 0 | 0 | 0 | 0 | 0 | 0 | 0 | 0 | 0 | 0 | 0 | 0 | 0 | 0 | 0 | 0 | 0 | 0 | 0 | 0 | 0 | 0
F4_Commercial_Warehouse (WA)_New_Food Preparation_Natural Gas_Conveyor Oven_E8 | F4 | Commercial | Warehouse (WA) | New | Food Preparation | Natural Gas | Conveyor Oven | E8 | RVT BC Ratio | 0 | 0 | 0 | 0 | 0 | 0 | 0 | 0 | 0 | 0 | 0 | 0 | 0 | 0 | 0 | 0 | 0 | 0 | 0 | 0 | 0 | 0 | 0 | 0 | 0 | 0 | 0
F4_Commercial_Warehouse (WA)_New_Food Preparation_Natural Gas_Conveyor Oven_E9 | F4 | Commercial | Warehouse (WA) | New | Food Preparation | Natural Gas | Conveyor Oven | E9 | RVT BC Ratio | 0 | 0 | 0 | 0 | 0 | 0 | 0 | 0 | 0 | 0 | 0 | 0 | 0 | 0 | 0 | 0 | 0 | 0 | 0 | 0 | 0 | 0 | 0 | 0 | 0 | 0 | 0
F4_Commercial_Warehouse (WA)_New_Food Preparation_Natural Gas_Conveyor Oven_E10 | F4 | Commercial | Warehouse (WA) | New | Food Preparation | Natural Gas | Conveyor Oven | E10 | RVT BC Ratio | 0 | 0 | 0 | 0 | 0 | 0 | 0 | 0 | 0 | 0 | 0 | 0 | 0 | 0 | 0 | 0 | 0 | 0 | 0 | 0 | 0 | 0 | 0 | 0 | 0 | 0 | 0
F5_Commercial_Warehouse (WA)_New_Food Preparation_Natural Gas_Conveyor Oven_E1 | F5 | Commercial | Warehouse (WA) | New | Food Preparation | Natural Gas | Conveyor Oven | E1 | RIM BC Ratio | [24 empty] | 1 | 1 | 1 | bar: 2019 to 2042
F5_Commercial_Warehouse (WA)_New_Food Preparation_Natural Gas_Conveyor Oven_E2 | F5 | Commercial | Warehouse (WA) | New | Food Preparation | Natural Gas | Conveyor Oven | E2 | RIM BC Ratio | 0.86137 | 0.86601 | 0.87108 | 0.87661 | 0.88261 | 0.88895 | 0.89591 | 0.90323 | 0.91104 | 0.91925 | 0.92143 | 0.92374 | 0.92613 | 0.92865 | 0.93134 | 0.9342 | 0.93727 | 0.94053 | 0.94395 | 0.9476 | 0.95146 | 0.95147 | 0.95149 | 0.95151 | 0.95152 | 0.95154 | 0.95155
F5_Commercial_Warehouse (WA)_New_Food Preparation_Natural Gas_Conveyor Oven_E3 | F5 | Commercial | Warehouse (WA) | New | Food Preparation | Natural Gas | Conveyor Oven | E3 | RIM BC Ratio | 0 | 0 | 0 | 0 | 0 | 0 | 0 | 0 | 0 | 0 | 0 | 0 | 0 | 0 | 0 | 0 | 0 | 0 | 0 | 0 | 0 | 0 | 0 | 0 | 0 | 0 | 0
F5_Commercial_Warehouse (WA)_New_Food Preparation_Natural Gas_Conveyor Oven_E4 | F5 | Commercial | Warehouse (WA) | New | Food Preparation | Natural Gas | Conveyor Oven | E4 | RIM BC Ratio | 0 | 0 | 0 | 0 | 0 | 0 | 0 | 0 | 0 | 0 | 0 | 0 | 0 | 0 | 0 | 0 | 0 | 0 | 0 | 0 | 0 | 0 | 0 | 0 | 0 | 0 | 0
F5_Commercial_Warehouse (WA)_New_Food Preparation_Natural Gas_Conveyor Oven_E5 | F5 | Commercial | Warehouse (WA) | New | Food Preparation | Natural Gas | Conveyor Oven | E5 | RIM BC Ratio | 0 | 0 | 0 | 0 | 0 | 0 | 0 | 0 | 0 | 0 | 0 | 0 | 0 | 0 | 0 | 0 | 0 | 0 | 0 | 0 | 0 | 0 | 0 | 0 | 0 | 0 | 0
F5_Commercial_Warehouse (WA)_New_Food Preparation_Natural Gas_Conveyor Oven_E6 | F5 | Commercial | Warehouse (WA) | New | Food Preparation | Natural Gas | Conveyor Oven | E6 | RIM BC Ratio | 0 | 0 | 0 | 0 | 0 | 0 | 0 | 0 | 0 | 0 | 0 | 0 | 0 | 0 | 0 | 0 | 0 | 0 | 0 | 0 | 0 | 0 | 0 | 0 | 0 | 0 | 0
F5_Commercial_Warehouse (WA)_New_Food Preparation_Natural Gas_Conveyor Oven_E7 | F5 | Commercial | Warehouse (WA) | New | Food Preparation | Natural Gas | Conveyor Oven | E7 | RIM BC Ratio | 0 | 0 | 0 | 0 | 0 | 0 | 0 | 0 | 0 | 0 | 0 | 0 | 0 | 0 | 0 | 0 | 0 | 0 | 0 | 0 | 0 | 0 | 0 | 0 | 0 | 0 | 0
F5_Commercial_Warehouse (WA)_New_Food Preparation_Natural Gas_Conveyor Oven_E8 | F5 | Commercial | Warehouse (WA) | New | Food Preparation | Natural Gas | Conveyor Oven | E8 | RIM BC Ratio | 0 | 0 | 0 | 0 | 0 | 0 | 0 | 0 | 0 | 0 | 0 | 0 | 0 | 0 | 0 | 0 | 0 | 0 | 0 | 0 | 0 | 0 | 0 | 0 | 0 | 0 | 0
F5_Commercial_Warehouse (WA)_New_Food Preparation_Natural Gas_Conveyor Oven_E9 | F5 | Commercial | Warehouse (WA) | New | Food Preparation | Natural Gas | Conveyor Oven | E9 | RIM BC Ratio | 0 | 0 | 0 | 0 | 0 | 0 | 0 | 0 | 0 | 0 | 0 | 0 | 0 | 0 | 0 | 0 | 0 | 0 | 0 | 0 | 0 | 0 | 0 | 0 | 0 | 0 | 0
F5_Commercial_Warehouse (WA)_New_Food Preparation_Natural Gas_Conveyor Oven_E10 | F5 | Commercial | Warehouse (WA) | New | Food Preparation | Natural Gas | Conveyor Oven | E10 | RIM BC Ratio | 0 | 0 | 0 | 0 | 0 | 0 | 0 | 0 | 0 | 0 | 0 | 0 | 0 | 0 | 0 | 0 | 0 | 0 | 0 | 0 | 0 | 0 | 0 | 0 | 0 | 0 | 0
F0_Commercial_Warehouse (WA)_New_Food Preparation_Natural Gas_Double Rack Oven_E0 | F0 | Commercial | Warehouse (WA) | New | Food Preparation | Natural Gas | Double Rack Oven | E0 | Economic Unit | FTSC Qualified (>50% Cooking Efficiency) | FTSC Qualified (>50% Cooking Efficiency) | FTSC Qualified (>50% Cooking Efficiency) | FTSC Qualified (>50% Cooking Efficiency) | FTSC Qualified (>50% Cooking Efficiency) | FTSC Qualified (>50% Cooking Efficiency) | FTSC Qualified (>50% Cooking Efficiency) | FTSC Qualified (>50% Cooking Efficiency) | FTSC Qualified (>50% Cooking Efficiency) | FTSC Qualified (>50% Cooking Efficiency) | FTSC Qualified (>50% Cooking Efficiency) | FTSC Qualified (>50% Cooking Efficiency) | FTSC Qualified (>50% Cooking Efficiency) | FTSC Qualified (>50% Cooking Efficiency) | FTSC Qualified (>50% Cooking Efficiency) | FTSC Qualified (>50% Cooking Efficiency) | FTSC Qualified (>50% Cooking Efficiency) | FTSC Qualified (>50% Cooking Efficiency) | FTSC Qualified (>50% Cooking Efficiency) | FTSC Qualified (>50% Cooking Efficiency) | FTSC Qualified (>50% Cooking Efficiency) | FTSC Qualified (>50% Cooking Efficiency) | FTSC Qualified (>50% Cooking Efficiency) | FTSC Qualified (>50% Cooking Efficiency) | FTSC Qualified (>50% Cooking Efficiency) | FTSC Qualified (>50% Cooking Efficiency) | FTSC Qualified (>50% Cooking Efficiency)
F1_Commercial_Warehouse (WA)_New_Food Preparation_Natural Gas_Double Rack Oven_E1 | F1 | Commercial | Warehouse (WA) | New | Food Preparation | Natural Gas | Double Rack Oven | E1 | CCE | 0 | 0 | 0 | 0 | 0 | 0 | 0 | 0 | 0 | 0 | 0 | 0 | 0 | 0 | 0 | 0 | 0 | 0 | 0 | 0 | 0 | 0 | 0 | 0 | 0 | 0 | 0
F1_Commercial_Warehouse (WA)_New_Food Preparation_Natural Gas_Double Rack Oven_E2 | F1 | Commercial | Warehouse (WA) | New | Food Preparation | Natural Gas | Double Rack Oven | E2 | CCE | 2.7379e-05 | 2.7379e-05 | 2.7379e-05 | 2.7379e-05 | 2.7379e-05 | 2.7379e-05 | 2.7379e-05 | 2.7379e-05 | 2.7379e-05 | 2.7379e-05 | 2.7379e-05 | 2.7379e-05 | 2.7379e-05 | 2.7379e-05 | 2.7379e-05 | 2.7379e-05 | 2.7379e-05 | 2.7379e-05 | 2.7379e-05 | 2.7379e-05 | 2.7379e-05 | 2.7379e-05 | 2.7379e-05 | 2.7379e-05 | 2.7379e-05 | 2.7379e-05 | 2.7379e-05
F1_Commercial_Warehouse (WA)_New_Food Preparation_Natural Gas_Double Rack Oven_E3 | F1 | Commercial | Warehouse (WA) | New | Food Preparation | Natural Gas | Double Rack Oven | E3 | CCE | 0 | 0 | 0 | 0 | 0 | 0 | 0 | 0 | 0 | 0 | 0 | 0 | 0 | 0 | 0 | 0 | 0 | 0 | 0 | 0 | 0 | 0 | 0 | 0 | 0 | 0 | 0
F1_Commercial_Warehouse (WA)_New_Food Preparation_Natural Gas_Double Rack Oven_E4 | F1 | Commercial | Warehouse (WA) | New | Food Preparation | Natural Gas | Double Rack Oven | E4 | CCE | 0 | 0 | 0 | 0 | 0 | 0 | 0 | 0 | 0 | 0 | 0 | 0 | 0 | 0 | 0 | 0 | 0 | 0 | 0 | 0 | 0 | 0 | 0 | 0 | 0 | 0 | 0
F1_Commercial_Warehouse (WA)_New_Food Preparation_Natural Gas_Double Rack Oven_E5 | F1 | Commercial | Warehouse (WA) | New | Food Preparation | Natural Gas | Double Rack Oven | E5 | CCE | 0 | 0 | 0 | 0 | 0 | 0 | 0 | 0 | 0 | 0 | 0 | 0 | 0 | 0 | 0 | 0 | 0 | 0 | 0 | 0 | 0 | 0 | 0 | 0 | 0 | 0 | 0
F1_Commercial_Warehouse (WA)_New_Food Preparation_Natural Gas_Double Rack Oven_E6 | F1 | Commercial | Warehouse (WA) | New | Food Preparation | Natural Gas | Double Rack Oven | E6 | CCE | 0 | 0 | 0 | 0 | 0 | 0 | 0 | 0 | 0 | 0 | 0 | 0 | 0 | 0 | 0 | 0 | 0 | 0 | 0 | 0 | 0 | 0 | 0 | 0 | 0 | 0 | 0
F1_Commercial_Warehouse (WA)_New_Food Preparation_Natural Gas_Double Rack Oven_E7 | F1 | Commercial | Warehouse (WA) | New | Food Preparation | Natural Gas | Double Rack Oven | E7 | CCE | 0 | 0 | 0 | 0 | 0 | 0 | 0 | 0 | 0 | 0 | 0 | 0 | 0 | 0 | 0 | 0 | 0 | 0 | 0 | 0 | 0 | 0 | 0 | 0 | 0 | 0 | 0
F1_Commercial_Warehouse (WA)_New_Food Preparation_Natural Gas_Double Rack Oven_E8 | F1 | Commercial | Warehouse (WA) | New | Food Preparation | Natural Gas | Double Rack Oven | E8 | CCE | 0 | 0 | 0 | 0 | 0 | 0 | 0 | 0 | 0 | 0 | 0 | 0 | 0 | 0 | 0 | 0 | 0 | 0 | 0 | 0 | 0 | 0 | 0 | 0 | 0 | 0 | 0
F1_Commercial_Warehouse (WA)_New_Food Preparation_Natural Gas_Double Rack Oven_E9 | F1 | Commercial | Warehouse (WA) | New | Food Preparation | Natural Gas | Double Rack Oven | E9 | CCE | 0 | 0 | 0 | 0 | 0 | 0 | 0 | 0 | 0 | 0 | 0 | 0 | 0 | 0 | 0 | 0 | 0 | 0 | 0 | 0 | 0 | 0 | 0 | 0 | 0 | 0 | 0
F1_Commercial_Warehouse (WA)_New_Food Preparation_Natural Gas_Double Rack Oven_E10 | F1 | Commercial | Warehouse (WA) | New | Food Preparation | Natural Gas | Double Rack Oven | E10 | CCE | 0 | 0 | 0 | 0 | 0 | 0 | 0 | 0 | 0 | 0 | 0 | 0 | 0 | 0 | 0 | 0 | 0 | 0 | 0 | 0 | 0 | 0 | 0 | 0 | 0 | 0 | 0
F2_Commercial_Warehouse (WA)_New_Food Preparation_Natural Gas_Double Rack Oven_E1 | F2 | Commercial | Warehouse (WA) | New | Food Preparation | Natural Gas | Double Rack Oven | E1 | TRC BC Ratio | [24 empty] | 1 | 1 | 1 | bar: 2019 to 2042
F2_Commercial_Warehouse (WA)_New_Food Preparation_Natural Gas_Double Rack Oven_E2 | F2 | Commercial | Warehouse (WA) | New | Food Preparation | Natural Gas | Double Rack Oven | E2 | TRC BC Ratio | 129.9897 | 133.2657 | 137.1471 | 141.5949 | 146.6248 | 152.7447 | 159.0438 | 165.282 | 171.2875 | 177.3766 | 182.2216 | 186.7605 | 191.6373 | 196.4112 | 200.6796 | 204.674 | 208.2562 | 211.7929 | 215.5704 | 219.2554 | 223.0411 | 226.9769 | 230.9545 | 235.0576 | 239.2337 | 243.4839 | 247.8096
F2_Commercial_Warehouse (WA)_New_Food Preparation_Natural Gas_Double Rack Oven_E3 | F2 | Commercial | Warehouse (WA) | New | Food Preparation | Natural Gas | Double Rack Oven | E3 | TRC BC Ratio | 0 | 0 | 0 | 0 | 0 | 0 | 0 | 0 | 0 | 0 | 0 | 0 | 0 | 0 | 0 | 0 | 0 | 0 | 0 | 0 | 0 | 0 | 0 | 0 | 0 | 0 | 0
F2_Commercial_Warehouse (WA)_New_Food Preparation_Natural Gas_Double Rack Oven_E4 | F2 | Commercial | Warehouse (WA) | New | Food Preparation | Natural Gas | Double Rack Oven | E4 | TRC BC Ratio | 0 | 0 | 0 | 0 | 0 | 0 | 0 | 0 | 0 | 0 | 0 | 0 | 0 | 0 | 0 | 0 | 0 | 0 | 0 | 0 | 0 | 0 | 0 | 0 | 0 | 0 | 0
F2_Commercial_Warehouse (WA)_New_Food Preparation_Natural Gas_Double Rack Oven_E5 | F2 | Commercial | Warehouse (WA) | New | Food Preparation | Natural Gas | Double Rack Oven | E5 | TRC BC Ratio | 0 | 0 | 0 | 0 | 0 | 0 | 0 | 0 | 0 | 0 | 0 | 0 | 0 | 0 | 0 | 0 | 0 | 0 | 0 | 0 | 0 | 0 | 0 | 0 | 0 | 0 | 0
F2_Commercial_Warehouse (WA)_New_Food Preparation_Natural Gas_Double Rack Oven_E6 | F2 | Commercial | Warehouse (WA) | New | Food Preparation | Natural Gas | Double Rack Oven | E6 | TRC BC Ratio | 0 | 0 | 0 | 0 | 0 | 0 | 0 | 0 | 0 | 0 | 0 | 0 | 0 | 0 | 0 | 0 | 0 | 0 | 0 | 0 | 0 | 0 | 0 | 0 | 0 | 0 | 0
F2_Commercial_Warehouse (WA)_New_Food Preparation_Natural Gas_Double Rack Oven_E7 | F2 | Commercial | Warehouse (WA) | New | Food Preparation | Natural Gas | Double Rack Oven | E7 | TRC BC Ratio | 0 | 0 | 0 | 0 | 0 | 0 | 0 | 0 | 0 | 0 | 0 | 0 | 0 | 0 | 0 | 0 | 0 | 0 | 0 | 0 | 0 | 0 | 0 | 0 | 0 | 0 | 0
F2_Commercial_Warehouse (WA)_New_Food Preparation_Natural Gas_Double Rack Oven_E8 | F2 | Commercial | Warehouse (WA) | New | Food Preparation | Natural Gas | Double Rack Oven | E8 | TRC BC Ratio | 0 | 0 | 0 | 0 | 0 | 0 | 0 | 0 | 0 | 0 | 0 | 0 | 0 | 0 | 0 | 0 | 0 | 0 | 0 | 0 | 0 | 0 | 0 | 0 | 0 | 0 | 0
F2_Commercial_Warehouse (WA)_New_Food Preparation_Natural Gas_Double Rack Oven_E9 | F2 | Commercial | Warehouse (WA) | New | Food Preparation | Natural Gas | Double Rack Oven | E9 | TRC BC Ratio | 0 | 0 | 0 | 0 | 0 | 0 | 0 | 0 | 0 | 0 | 0 | 0 | 0 | 0 | 0 | 0 | 0 | 0 | 0 | 0 | 0 | 0 | 0 | 0 | 0 | 0 | 0
F2_Commercial_Warehouse (WA)_New_Food Preparation_Natural Gas_Double Rack Oven_E10 | F2 | Commercial | Warehouse (WA) | New | Food Preparation | Natural Gas | Double Rack Oven | E10 | TRC BC Ratio | 0 | 0 | 0 | 0 | 0 | 0 | 0 | 0 | 0 | 0 | 0 | 0 | 0 | 0 | 0 | 0 | 0 | 0 | 0 | 0 | 0 | 0 | 0 | 0 | 0 | 0 | 0
F3_Commercial_Warehouse (WA)_New_Food Preparation_Natural Gas_Double Rack Oven_E1 | F3 | Commercial | Warehouse (WA) | New | Food Preparation | Natural Gas | Double Rack Oven | E1 | PACT BC Ratio | [24 empty] | 1 | 1 | 1 | bar: 2019 to 2042
F3_Commercial_Warehouse (WA)_New_Food Preparation_Natural Gas_Double Rack Oven_E2 | F3 | Commercial | Warehouse (WA) | New | Food Preparation | Natural Gas | Double Rack Oven | E2 | PACT BC Ratio | 261.9765 | 268.5789 | 276.4012 | 285.3651 | 295.5023 | 307.8362 | 320.5312 | 333.1034 | 345.2067 | 357.4783 | 367.2427 | 376.3903 | 386.2188 | 395.84 | 404.4424 | 412.4925 | 419.7119 | 426.8396 | 434.4527 | 441.8794 | 449.5089 | 457.4411 | 465.4574 | 473.7266 | 482.1428 | 490.7085 | 499.4264
F3_Commercial_Warehouse (WA)_New_Food Preparation_Natural Gas_Double Rack Oven_E3 | F3 | Commercial | Warehouse (WA) | New | Food Preparation | Natural Gas | Double Rack Oven | E3 | PACT BC Ratio | 0 | 0 | 0 | 0 | 0 | 0 | 0 | 0 | 0 | 0 | 0 | 0 | 0 | 0 | 0 | 0 | 0 | 0 | 0 | 0 | 0 | 0 | 0 | 0 | 0 | 0 | 0
F3_Commercial_Warehouse (WA)_New_Food Preparation_Natural Gas_Double Rack Oven_E4 | F3 | Commercial | Warehouse (WA) | New | Food Preparation | Natural Gas | Double Rack Oven | E4 | PACT BC Ratio | 0 | 0 | 0 | 0 | 0 | 0 | 0 | 0 | 0 | 0 | 0 | 0 | 0 | 0 | 0 | 0 | 0 | 0 | 0 | 0 | 0 | 0 | 0 | 0 | 0 | 0 | 0
F3_Commercial_Warehouse (WA)_New_Food Preparation_Natural Gas_Double Rack Oven_E5 | F3 | Commercial | Warehouse (WA) | New | Food Preparation | Natural Gas | Double Rack Oven | E5 | PACT BC Ratio | 0 | 0 | 0 | 0 | 0 | 0 | 0 | 0 | 0 | 0 | 0 | 0 | 0 | 0 | 0 | 0 | 0 | 0 | 0 | 0 | 0 | 0 | 0 | 0 | 0 | 0 | 0
F3_Commercial_Warehouse (WA)_New_Food Preparation_Natural Gas_Double Rack Oven_E6 | F3 | Commercial | Warehouse (WA) | New | Food Preparation | Natural Gas | Double Rack Oven | E6 | PACT BC Ratio | 0 | 0 | 0 | 0 | 0 | 0 | 0 | 0 | 0 | 0 | 0 | 0 | 0 | 0 | 0 | 0 | 0 | 0 | 0 | 0 | 0 | 0 | 0 | 0 | 0 | 0 | 0
F3_Commercial_Warehouse (WA)_New_Food Preparation_Natural Gas_Double Rack Oven_E7 | F3 | Commercial | Warehouse (WA) | New | Food Preparation | Natural Gas | Double Rack Oven | E7 | PACT BC Ratio | 0 | 0 | 0 | 0 | 0 | 0 | 0 | 0 | 0 | 0 | 0 | 0 | 0 | 0 | 0 | 0 | 0 | 0 | 0 | 0 | 0 | 0 | 0 | 0 | 0 | 0 | 0
F3_Commercial_Warehouse (WA)_New_Food Preparation_Natural Gas_Double Rack Oven_E8 | F3 | Commercial | Warehouse (WA) | New | Food Preparation | Natural Gas | Double Rack Oven | E8 | PACT BC Ratio | 0 | 0 | 0 | 0 | 0 | 0 | 0 | 0 | 0 | 0 | 0 | 0 | 0 | 0 | 0 | 0 | 0 | 0 | 0 | 0 | 0 | 0 | 0 | 0 | 0 | 0 | 0
F3_Commercial_Warehouse (WA)_New_Food Preparation_Natural Gas_Double Rack Oven_E9 | F3 | Commercial | Warehouse (WA) | New | Food Preparation | Natural Gas | Double Rack Oven | E9 | PACT BC Ratio | 0 | 0 | 0 | 0 | 0 | 0 | 0 | 0 | 0 | 0 | 0 | 0 | 0 | 0 | 0 | 0 | 0 | 0 | 0 | 0 | 0 | 0 | 0 | 0 | 0 | 0 | 0
F3_Commercial_Warehouse (WA)_New_Food Preparation_Natural Gas_Double Rack Oven_E10 | F3 | Commercial | Warehouse (WA) | New | Food Preparation | Natural Gas | Double Rack Oven | E10 | PACT BC Ratio | 0 | 0 | 0 | 0 | 0 | 0 | 0 | 0 | 0 | 0 | 0 | 0 | 0 | 0 | 0 | 0 | 0 | 0 | 0 | 0 | 0 | 0 | 0 | 0 | 0 | 0 | 0
F4_Commercial_Warehouse (WA)_New_Food Preparation_Natural Gas_Double Rack Oven_E1 | F4 | Commercial | Warehouse (WA) | New | Food Preparation | Natural Gas | Double Rack Oven | E1 | RVT BC Ratio | [24 empty] | 1 | 1 | 1 | bar: 2019 to 2042
F4_Commercial_Warehouse (WA)_New_Food Preparation_Natural Gas_Double Rack Oven_E2 | F4 | Commercial | Warehouse (WA) | New | Food Preparation | Natural Gas | Double Rack Oven | E2 | RVT BC Ratio | 184.1173 | 187.5879 | 191.6617 | 196.4108 | 201.8508 | 208.641 | 215.4501 | 221.9152 | 227.7675 | 233.4404 | 239.3187 | 244.6609 | 250.2999 | 255.6352 | 260.2232 | 264.3638 | 267.8681 | 271.2137 | 274.7714 | 278.0936 | 281.4272 | 286.3864 | 291.3981 | 296.5681 | 301.8298 | 307.1851 | 312.6355
F4_Commercial_Warehouse (WA)_New_Food Preparation_Natural Gas_Double Rack Oven_E3 | F4 | Commercial | Warehouse (WA) | New | Food Preparation | Natural Gas | Double Rack Oven | E3 | RVT BC Ratio | 0 | 0 | 0 | 0 | 0 | 0 | 0 | 0 | 0 | 0 | 0 | 0 | 0 | 0 | 0 | 0 | 0 | 0 | 0 | 0 | 0 | 0 | 0 | 0 | 0 | 0 | 0
F4_Commercial_Warehouse (WA)_New_Food Preparation_Natural Gas_Double Rack Oven_E4 | F4 | Commercial | Warehouse (WA) | New | Food Preparation | Natural Gas | Double Rack Oven | E4 | RVT BC Ratio | 0 | 0 | 0 | 0 | 0 | 0 | 0 | 0 | 0 | 0 | 0 | 0 | 0 | 0 | 0 | 0 | 0 | 0 | 0 | 0 | 0 | 0 | 0 | 0 | 0 | 0 | 0
F4_Commercial_Warehouse (WA)_New_Food Preparation_Natural Gas_Double Rack Oven_E5 | F4 | Commercial | Warehouse (WA) | New | Food Preparation | Natural Gas | Double Rack Oven | E5 | RVT BC Ratio | 0 | 0 | 0 | 0 | 0 | 0 | 0 | 0 | 0 | 0 | 0 | 0 | 0 | 0 | 0 | 0 | 0 | 0 | 0 | 0 | 0 | 0 | 0 | 0 | 0 | 0 | 0
F4_Commercial_Warehouse (WA)_New_Food Preparation_Natural Gas_Double Rack Oven_E6 | F4 | Commercial | Warehouse (WA) | New | Food Preparation | Natural Gas | Double Rack Oven | E6 | RVT BC Ratio | 0 | 0 | 0 | 0 | 0 | 0 | 0 | 0 | 0 | 0 | 0 | 0 | 0 | 0 | 0 | 0 | 0 | 0 | 0 | 0 | 0 | 0 | 0 | 0 | 0 | 0 | 0
F4_Commercial_Warehouse (WA)_New_Food Preparation_Natural Gas_Double Rack Oven_E7 | F4 | Commercial | Warehouse (WA) | New | Food Preparation | Natural Gas | Double Rack Oven | E7 | RVT BC Ratio | 0 | 0 | 0 | 0 | 0 | 0 | 0 | 0 | 0 | 0 | 0 | 0 | 0 | 0 | 0 | 0 | 0 | 0 | 0 | 0 | 0 | 0 | 0 | 0 | 0 | 0 | 0
F4_Commercial_Warehouse (WA)_New_Food Preparation_Natural Gas_Double Rack Oven_E8 | F4 | Commercial | Warehouse (WA) | New | Food Preparation | Natural Gas | Double Rack Oven | E8 | RVT BC Ratio | 0 | 0 | 0 | 0 | 0 | 0 | 0 | 0 | 0 | 0 | 0 | 0 | 0 | 0 | 0 | 0 | 0 | 0 | 0 | 0 | 0 | 0 | 0 | 0 | 0 | 0 | 0
F4_Commercial_Warehouse (WA)_New_Food Preparation_Natural Gas_Double Rack Oven_E9 | F4 | Commercial | Warehouse (WA) | New | Food Preparation | Natural Gas | Double Rack Oven | E9 | RVT BC Ratio | 0 | 0 | 0 | 0 | 0 | 0 | 0 | 0 | 0 | 0 | 0 | 0 | 0 | 0 | 0 | 0 | 0 | 0 | 0 | 0 | 0 | 0 | 0 | 0 | 0 | 0 | 0
F4_Commercial_Warehouse (WA)_New_Food Preparation_Natural Gas_Double Rack Oven_E10 | F4 | Commercial | Warehouse (WA) | New | Food Preparation | Natural Gas | Double Rack Oven | E10 | RVT BC Ratio | 0 | 0 | 0 | 0 | 0 | 0 | 0 | 0 | 0 | 0 | 0 | 0 | 0 | 0 | 0 | 0 | 0 | 0 | 0 | 0 | 0 | 0 | 0 | 0 | 0 | 0 | 0
F5_Commercial_Warehouse (WA)_New_Food Preparation_Natural Gas_Double Rack Oven_E1 | F5 | Commercial | Warehouse (WA) | New | Food Preparation | Natural Gas | Double Rack Oven | E1 | RIM BC Ratio | [24 empty] | 1 | 1 | 1 | bar: 2019 to 2042
F5_Commercial_Warehouse (WA)_New_Food Preparation_Natural Gas_Double Rack Oven_E2 | F5 | Commercial | Warehouse (WA) | New | Food Preparation | Natural Gas | Double Rack Oven | E2 | RIM BC Ratio | 0.8463 | 0.85159 | 0.85779 | 0.86421 | 0.87082 | 0.87767 | 0.88501 | 0.89295 | 0.90164 | 0.91102 | 0.91294 | 0.91526 | 0.91802 | 0.92127 | 0.92471 | 0.92835 | 0.93225 | 0.9364 | 0.94077 | 0.94543 | 0.95037 | 0.9504 | 0.95044 | 0.95047 | 0.9505 | 0.95054 | 0.95057
F5_Commercial_Warehouse (WA)_New_Food Preparation_Natural Gas_Double Rack Oven_E3 | F5 | Commercial | Warehouse (WA) | New | Food Preparation | Natural Gas | Double Rack Oven | E3 | RIM BC Ratio | 0 | 0 | 0 | 0 | 0 | 0 | 0 | 0 | 0 | 0 | 0 | 0 | 0 | 0 | 0 | 0 | 0 | 0 | 0 | 0 | 0 | 0 | 0 | 0 | 0 | 0 | 0
F5_Commercial_Warehouse (WA)_New_Food Preparation_Natural Gas_Double Rack Oven_E4 | F5 | Commercial | Warehouse (WA) | New | Food Preparation | Natural Gas | Double Rack Oven | E4 | RIM BC Ratio | 0 | 0 | 0 | 0 | 0 | 0 | 0 | 0 | 0 | 0 | 0 | 0 | 0 | 0 | 0 | 0 | 0 | 0 | 0 | 0 | 0 | 0 | 0 | 0 | 0 | 0 | 0
F5_Commercial_Warehouse (WA)_New_Food Preparation_Natural Gas_Double Rack Oven_E5 | F5 | Commercial | Warehouse (WA) | New | Food Preparation | Natural Gas | Double Rack Oven | E5 | RIM BC Ratio | 0 | 0 | 0 | 0 | 0 | 0 | 0 | 0 | 0 | 0 | 0 | 0 | 0 | 0 | 0 | 0 | 0 | 0 | 0 | 0 | 0 | 0 | 0 | 0 | 0 | 0 | 0
F5_Commercial_Warehouse (WA)_New_Food Preparation_Natural Gas_Double Rack Oven_E6 | F5 | Commercial | Warehouse (WA) | New | Food Preparation | Natural Gas | Double Rack Oven | E6 | RIM BC Ratio | 0 | 0 | 0 | 0 | 0 | 0 | 0 | 0 | 0 | 0 | 0 | 0 | 0 | 0 | 0 | 0 | 0 | 0 | 0 | 0 | 0 | 0 | 0 | 0 | 0 | 0 | 0
F5_Commercial_Warehouse (WA)_New_Food Preparation_Natural Gas_Double Rack Oven_E7 | F5 | Commercial | Warehouse (WA) | New | Food Preparation | Natural Gas | Double Rack Oven | E7 | RIM BC Ratio | 0 | 0 | 0 | 0 | 0 | 0 | 0 | 0 | 0 | 0 | 0 | 0 | 0 | 0 | 0 | 0 | 0 | 0 | 0 | 0 | 0 | 0 | 0 | 0 | 0 | 0 | 0
F5_Commercial_Warehouse (WA)_New_Food Preparation_Natural Gas_Double Rack Oven_E8 | F5 | Commercial | Warehouse (WA) | New | Food Preparation | Natural Gas | Double Rack Oven | E8 | RIM BC Ratio | 0 | 0 | 0 | 0 | 0 | 0 | 0 | 0 | 0 | 0 | 0 | 0 | 0 | 0 | 0 | 0 | 0 | 0 | 0 | 0 | 0 | 0 | 0 | 0 | 0 | 0 | 0
F5_Commercial_Warehouse (WA)_New_Food Preparation_Natural Gas_Double Rack Oven_E9 | F5 | Commercial | Warehouse (WA) | New | Food Preparation | Natural Gas | Double Rack Oven | E9 | RIM BC Ratio | 0 | 0 | 0 | 0 | 0 | 0 | 0 | 0 | 0 | 0 | 0 | 0 | 0 | 0 | 0 | 0 | 0 | 0 | 0 | 0 | 0 | 0 | 0 | 0 | 0 | 0 | 0
F5_Commercial_Warehouse (WA)_New_Food Preparation_Natural Gas_Double Rack Oven_E10 | F5 | Commercial | Warehouse (WA) | New | Food Preparation | Natural Gas | Double Rack Oven | E10 | RIM BC Ratio | 0 | 0 | 0 | 0 | 0 | 0 | 0 | 0 | 0 | 0 | 0 | 0 | 0 | 0 | 0 | 0 | 0 | 0 | 0 | 0 | 0 | 0 | 0 | 0 | 0 | 0 | 0
F0_Commercial_Warehouse (WA)_New_Food Preparation_Natural Gas_Fryer_E0 | F0 | Commercial | Warehouse (WA) | New | Food Preparation | Natural Gas | Fryer | E0 | Economic Unit | ENERGY STAR | ENERGY STAR | ENERGY STAR | ENERGY STAR | ENERGY STAR | ENERGY STAR | ENERGY STAR | ENERGY STAR | ENERGY STAR | ENERGY STAR | ENERGY STAR | ENERGY STAR | ENERGY STAR | ENERGY STAR | ENERGY STAR | ENERGY STAR | ENERGY STAR | ENERGY STAR | ENERGY STAR | ENERGY STAR | ENERGY STAR | ENERGY STAR | ENERGY STAR | ENERGY STAR | ENERGY STAR | ENERGY STAR | ENERGY STAR
F1_Commercial_Warehouse (WA)_New_Food Preparation_Natural Gas_Fryer_E1 | F1 | Commercial | Warehouse (WA) | New | Food Preparation | Natural Gas | Fryer | E1 | CCE | 0 | 0 | 0 | 0 | 0 | 0 | 0 | 0 | 0 | 0 | 0 | 0 | 0 | 0 | 0 | 0 | 0 | 0 | 0 | 0 | 0 | 0 | 0 | 0 | 0 | 0 | 0
F1_Commercial_Warehouse (WA)_New_Food Preparation_Natural Gas_Fryer_E2 | F1 | Commercial | Warehouse (WA) | New | Food Preparation | Natural Gas | Fryer | E2 | CCE | 5.522e-05 | 5.522e-05 | 5.522e-05 | 5.522e-05 | 5.522e-05 | 5.522e-05 | 5.522e-05 | 5.522e-05 | 5.522e-05 | 5.522e-05 | 5.522e-05 | 5.522e-05 | 5.522e-05 | 5.522e-05 | 5.522e-05 | 5.522e-05 | 5.522e-05 | 5.522e-05 | 5.522e-05 | 5.522e-05 | 5.522e-05 | 5.522e-05 | 5.522e-05 | 5.522e-05 | 5.522e-05 | 5.522e-05 | 5.522e-05
F1_Commercial_Warehouse (WA)_New_Food Preparation_Natural Gas_Fryer_E3 | F1 | Commercial | Warehouse (WA) | New | Food Preparation | Natural Gas | Fryer | E3 | CCE | 0 | 0 | 0 | 0 | 0 | 0 | 0 | 0 | 0 | 0 | 0 | 0 | 0 | 0 | 0 | 0 | 0 | 0 | 0 | 0 | 0 | 0 | 0 | 0 | 0 | 0 | 0
F1_Commercial_Warehouse (WA)_New_Food Preparation_Natural Gas_Fryer_E4 | F1 | Commercial | Warehouse (WA) | New | Food Preparation | Natural Gas | Fryer | E4 | CCE | 0 | 0 | 0 | 0 | 0 | 0 | 0 | 0 | 0 | 0 | 0 | 0 | 0 | 0 | 0 | 0 | 0 | 0 | 0 | 0 | 0 | 0 | 0 | 0 | 0 | 0 | 0
F1_Commercial_Warehouse (WA)_New_Food Preparation_Natural Gas_Fryer_E5 | F1 | Commercial | Warehouse (WA) | New | Food Preparation | Natural Gas | Fryer | E5 | CCE | 0 | 0 | 0 | 0 | 0 | 0 | 0 | 0 | 0 | 0 | 0 | 0 | 0 | 0 | 0 | 0 | 0 | 0 | 0 | 0 | 0 | 0 | 0 | 0 | 0 | 0 | 0
F1_Commercial_Warehouse (WA)_New_Food Preparation_Natural Gas_Fryer_E6 | F1 | Commercial | Warehouse (WA) | New | Food Preparation | Natural Gas | Fryer | E6 | CCE | 0 | 0 | 0 | 0 | 0 | 0 | 0 | 0 | 0 | 0 | 0 | 0 | 0 | 0 | 0 | 0 | 0 | 0 | 0 | 0 | 0 | 0 | 0 | 0 | 0 | 0 | 0
F1_Commercial_Warehouse (WA)_New_Food Preparation_Natural Gas_Fryer_E7 | F1 | Commercial | Warehouse (WA) | New | Food Preparation | Natural Gas | Fryer | E7 | CCE | 0 | 0 | 0 | 0 | 0 | 0 | 0 | 0 | 0 | 0 | 0 | 0 | 0 | 0 | 0 | 0 | 0 | 0 | 0 | 0 | 0 | 0 | 0 | 0 | 0 | 0 | 0
F1_Commercial_Warehouse (WA)_New_Food Preparation_Natural Gas_Fryer_E8 | F1 | Commercial | Warehouse (WA) | New | Food Preparation | Natural Gas | Fryer | E8 | CCE | 0 | 0 | 0 | 0 | 0 | 0 | 0 | 0 | 0 | 0 | 0 | 0 | 0 | 0 | 0 | 0 | 0 | 0 | 0 | 0 | 0 | 0 | 0 | 0 | 0 | 0 | 0
F1_Commercial_Warehouse (WA)_New_Food Preparation_Natural Gas_Fryer_E9 | F1 | Commercial | Warehouse (WA) | New | Food Preparation | Natural Gas | Fryer | E9 | CCE | 0 | 0 | 0 | 0 | 0 | 0 | 0 | 0 | 0 | 0 | 0 | 0 | 0 | 0 | 0 | 0 | 0 | 0 | 0 | 0 | 0 | 0 | 0 | 0 | 0 | 0 | 0
F1_Commercial_Warehouse (WA)_New_Food Preparation_Natural Gas_Fryer_E10 | F1 | Commercial | Warehouse (WA) | New | Food Preparation | Natural Gas | Fryer | E10 | CCE | 0 | 0 | 0 | 0 | 0 | 0 | 0 | 0 | 0 | 0 | 0 | 0 | 0 | 0 | 0 | 0 | 0 | 0 | 0 | 0 | 0 | 0 | 0 | 0 | 0 | 0 | 0
F2_Commercial_Warehouse (WA)_New_Food Preparation_Natural Gas_Fryer_E1 | F2 | Commercial | Warehouse (WA) | New | Food Preparation | Natural Gas | Fryer | E1 | TRC BC Ratio | [24 empty] | 1 | 1 | 1 | bar: 2019 to 2042
F2_Commercial_Warehouse (WA)_New_Food Preparation_Natural Gas_Fryer_E2 | F2 | Commercial | Warehouse (WA) | New | Food Preparation | Natural Gas | Fryer | E2 | TRC BC Ratio | 67.1428 | 68.9064 | 70.8858 | 73.103 | 75.572 | 78.4927 | 81.4672 | 84.3976 | 87.2157 | 90.0754 | 92.4032 | 94.5998 | 96.9498 | 99.2616 | 101.36 | 103.3462 | 105.1588 | 106.9566 | 108.8632 | 110.7347 | 112.6547 | 114.6445 | 116.6576 | 118.7301 | 120.8395 | 122.9863 | 125.1713
F2_Commercial_Warehouse (WA)_New_Food Preparation_Natural Gas_Fryer_E3 | F2 | Commercial | Warehouse (WA) | New | Food Preparation | Natural Gas | Fryer | E3 | TRC BC Ratio | 0 | 0 | 0 | 0 | 0 | 0 | 0 | 0 | 0 | 0 | 0 | 0 | 0 | 0 | 0 | 0 | 0 | 0 | 0 | 0 | 0 | 0 | 0 | 0 | 0 | 0 | 0
F2_Commercial_Warehouse (WA)_New_Food Preparation_Natural Gas_Fryer_E4 | F2 | Commercial | Warehouse (WA) | New | Food Preparation | Natural Gas | Fryer | E4 | TRC BC Ratio | 0 | 0 | 0 | 0 | 0 | 0 | 0 | 0 | 0 | 0 | 0 | 0 | 0 | 0 | 0 | 0 | 0 | 0 | 0 | 0 | 0 | 0 | 0 | 0 | 0 | 0 | 0
F2_Commercial_Warehouse (WA)_New_Food Preparation_Natural Gas_Fryer_E5 | F2 | Commercial | Warehouse (WA) | New | Food Preparation | Natural Gas | Fryer | E5 | TRC BC Ratio | 0 | 0 | 0 | 0 | 0 | 0 | 0 | 0 | 0 | 0 | 0 | 0 | 0 | 0 | 0 | 0 | 0 | 0 | 0 | 0 | 0 | 0 | 0 | 0 | 0 | 0 | 0
F2_Commercial_Warehouse (WA)_New_Food Preparation_Natural Gas_Fryer_E6 | F2 | Commercial | Warehouse (WA) | New | Food Preparation | Natural Gas | Fryer | E6 | TRC BC Ratio | 0 | 0 | 0 | 0 | 0 | 0 | 0 | 0 | 0 | 0 | 0 | 0 | 0 | 0 | 0 | 0 | 0 | 0 | 0 | 0 | 0 | 0 | 0 | 0 | 0 | 0 | 0
F2_Commercial_Warehouse (WA)_New_Food Preparation_Natural Gas_Fryer_E7 | F2 | Commercial | Warehouse (WA) | New | Food Preparation | Natural Gas | Fryer | E7 | TRC BC Ratio | 0 | 0 | 0 | 0 | 0 | 0 | 0 | 0 | 0 | 0 | 0 | 0 | 0 | 0 | 0 | 0 | 0 | 0 | 0 | 0 | 0 | 0 | 0 | 0 | 0 | 0 | 0
F2_Commercial_Warehouse (WA)_New_Food Preparation_Natural Gas_Fryer_E8 | F2 | Commercial | Warehouse (WA) | New | Food Preparation | Natural Gas | Fryer | E8 | TRC BC Ratio | 0 | 0 | 0 | 0 | 0 | 0 | 0 | 0 | 0 | 0 | 0 | 0 | 0 | 0 | 0 | 0 | 0 | 0 | 0 | 0 | 0 | 0 | 0 | 0 | 0 | 0 | 0
F2_Commercial_Warehouse (WA)_New_Food Preparation_Natural Gas_Fryer_E9 | F2 | Commercial | Warehouse (WA) | New | Food Preparation | Natural Gas | Fryer | E9 | TRC BC Ratio | 0 | 0 | 0 | 0 | 0 | 0 | 0 | 0 | 0 | 0 | 0 | 0 | 0 | 0 | 0 | 0 | 0 | 0 | 0 | 0 | 0 | 0 | 0 | 0 | 0 | 0 | 0
F2_Commercial_Warehouse (WA)_New_Food Preparation_Natural Gas_Fryer_E10 | F2 | Commercial | Warehouse (WA) | New | Food Preparation | Natural Gas | Fryer | E10 | TRC BC Ratio | 0 | 0 | 0 | 0 | 0 | 0 | 0 | 0 | 0 | 0 | 0 | 0 | 0 | 0 | 0 | 0 | 0 | 0 | 0 | 0 | 0 | 0 | 0 | 0 | 0 | 0 | 0
F3_Commercial_Warehouse (WA)_New_Food Preparation_Natural Gas_Fryer_E1 | F3 | Commercial | Warehouse (WA) | New | Food Preparation | Natural Gas | Fryer | E1 | PACT BC Ratio | [24 empty] | 1 | 1 | 1 | bar: 2019 to 2042
F3_Commercial_Warehouse (WA)_New_Food Preparation_Natural Gas_Fryer_E2 | F3 | Commercial | Warehouse (WA) | New | Food Preparation | Natural Gas | Fryer | E2 | PACT BC Ratio | 135.3171 | 138.8714 | 142.8608 | 147.3291 | 152.3051 | 158.1914 | 164.1861 | 170.0918 | 175.7714 | 181.5348 | 186.226 | 190.653 | 195.3892 | 200.0482 | 204.2773 | 208.2801 | 211.9333 | 215.5564 | 219.3989 | 223.1707 | 227.0401 | 231.0504 | 235.1075 | 239.2844 | 243.5355 | 247.8621 | 252.2656
F3_Commercial_Warehouse (WA)_New_Food Preparation_Natural Gas_Fryer_E3 | F3 | Commercial | Warehouse (WA) | New | Food Preparation | Natural Gas | Fryer | E3 | PACT BC Ratio | 0 | 0 | 0 | 0 | 0 | 0 | 0 | 0 | 0 | 0 | 0 | 0 | 0 | 0 | 0 | 0 | 0 | 0 | 0 | 0 | 0 | 0 | 0 | 0 | 0 | 0 | 0
F3_Commercial_Warehouse (WA)_New_Food Preparation_Natural Gas_Fryer_E4 | F3 | Commercial | Warehouse (WA) | New | Food Preparation | Natural Gas | Fryer | E4 | PACT BC Ratio | 0 | 0 | 0 | 0 | 0 | 0 | 0 | 0 | 0 | 0 | 0 | 0 | 0 | 0 | 0 | 0 | 0 | 0 | 0 | 0 | 0 | 0 | 0 | 0 | 0 | 0 | 0
F3_Commercial_Warehouse (WA)_New_Food Preparation_Natural Gas_Fryer_E5 | F3 | Commercial | Warehouse (WA) | New | Food Preparation | Natural Gas | Fryer | E5 | PACT BC Ratio | 0 | 0 | 0 | 0 | 0 | 0 | 0 | 0 | 0 | 0 | 0 | 0 | 0 | 0 | 0 | 0 | 0 | 0 | 0 | 0 | 0 | 0 | 0 | 0 | 0 | 0 | 0
F3_Commercial_Warehouse (WA)_New_Food Preparation_Natural Gas_Fryer_E6 | F3 | Commercial | Warehouse (WA) | New | Food Preparation | Natural Gas | Fryer | E6 | PACT BC Ratio | 0 | 0 | 0 | 0 | 0 | 0 | 0 | 0 | 0 | 0 | 0 | 0 | 0 | 0 | 0 | 0 | 0 | 0 | 0 | 0 | 0 | 0 | 0 | 0 | 0 | 0 | 0
F3_Commercial_Warehouse (WA)_New_Food Preparation_Natural Gas_Fryer_E7 | F3 | Commercial | Warehouse (WA) | New | Food Preparation | Natural Gas | Fryer | E7 | PACT BC Ratio | 0 | 0 | 0 | 0 | 0 | 0 | 0 | 0 | 0 | 0 | 0 | 0 | 0 | 0 | 0 | 0 | 0 | 0 | 0 | 0 | 0 | 0 | 0 | 0 | 0 | 0 | 0
F3_Commercial_Warehouse (WA)_New_Food Preparation_Natural Gas_Fryer_E8 | F3 | Commercial | Warehouse (WA) | New | Food Preparation | Natural Gas | Fryer | E8 | PACT BC Ratio | 0 | 0 | 0 | 0 | 0 | 0 | 0 | 0 | 0 | 0 | 0 | 0 | 0 | 0 | 0 | 0 | 0 | 0 | 0 | 0 | 0 | 0 | 0 | 0 | 0 | 0 | 0
F3_Commercial_Warehouse (WA)_New_Food Preparation_Natural Gas_Fryer_E9 | F3 | Commercial | Warehouse (WA) | New | Food Preparation | Natural Gas | Fryer | E9 | PACT BC Ratio | 0 | 0 | 0 | 0 | 0 | 0 | 0 | 0 | 0 | 0 | 0 | 0 | 0 | 0 | 0 | 0 | 0 | 0 | 0 | 0 | 0 | 0 | 0 | 0 | 0 | 0 | 0
F3_Commercial_Warehouse (WA)_New_Food Preparation_Natural Gas_Fryer_E10 | F3 | Commercial | Warehouse (WA) | New | Food Preparation | Natural Gas | Fryer | E10 | PACT BC Ratio | 0 | 0 | 0 | 0 | 0 | 0 | 0 | 0 | 0 | 0 | 0 | 0 | 0 | 0 | 0 | 0 | 0 | 0 | 0 | 0 | 0 | 0 | 0 | 0 | 0 | 0 | 0
F4_Commercial_Warehouse (WA)_New_Food Preparation_Natural Gas_Fryer_E1 | F4 | Commercial | Warehouse (WA) | New | Food Preparation | Natural Gas | Fryer | E1 | RVT BC Ratio | [24 empty] | 1 | 1 | 1 | bar: 2019 to 2042
F4_Commercial_Warehouse (WA)_New_Food Preparation_Natural Gas_Fryer_E2 | F4 | Commercial | Warehouse (WA) | New | Food Preparation | Natural Gas | Fryer | E2 | RVT BC Ratio | 94.3216 | 96.2094 | 98.3343 | 100.7202 | 103.3807 | 106.5969 | 109.7883 | 112.8058 | 115.5418 | 118.2066 | 120.9668 | 123.4968 | 126.1989 | 128.818 | 131.1207 | 133.2378 | 135.0858 | 136.8711 | 138.7542 | 140.5416 | 142.3403 | 144.8476 | 147.384 | 149.9954 | 152.6532 | 155.3582 | 158.1112
F4_Commercial_Warehouse (WA)_New_Food Preparation_Natural Gas_Fryer_E3 | F4 | Commercial | Warehouse (WA) | New | Food Preparation | Natural Gas | Fryer | E3 | RVT BC Ratio | 0 | 0 | 0 | 0 | 0 | 0 | 0 | 0 | 0 | 0 | 0 | 0 | 0 | 0 | 0 | 0 | 0 | 0 | 0 | 0 | 0 | 0 | 0 | 0 | 0 | 0 | 0
F4_Commercial_Warehouse (WA)_New_Food Preparation_Natural Gas_Fryer_E4 | F4 | Commercial | Warehouse (WA) | New | Food Preparation | Natural Gas | Fryer | E4 | RVT BC Ratio | 0 | 0 | 0 | 0 | 0 | 0 | 0 | 0 | 0 | 0 | 0 | 0 | 0 | 0 | 0 | 0 | 0 | 0 | 0 | 0 | 0 | 0 | 0 | 0 | 0 | 0 | 0
F4_Commercial_Warehouse (WA)_New_Food Preparation_Natural Gas_Fryer_E5 | F4 | Commercial | Warehouse (WA) | New | Food Preparation | Natural Gas | Fryer | E5 | RVT BC Ratio | 0 | 0 | 0 | 0 | 0 | 0 | 0 | 0 | 0 | 0 | 0 | 0 | 0 | 0 | 0 | 0 | 0 | 0 | 0 | 0 | 0 | 0 | 0 | 0 | 0 | 0 | 0
F4_Commercial_Warehouse (WA)_New_Food Preparation_Natural Gas_Fryer_E6 | F4 | Commercial | Warehouse (WA) | New | Food Preparation | Natural Gas | Fryer | E6 | RVT BC Ratio | 0 | 0 | 0 | 0 | 0 | 0 | 0 | 0 | 0 | 0 | 0 | 0 | 0 | 0 | 0 | 0 | 0 | 0 | 0 | 0 | 0 | 0 | 0 | 0 | 0 | 0 | 0
F4_Commercial_Warehouse (WA)_New_Food Preparation_Natural Gas_Fryer_E7 | F4 | Commercial | Warehouse (WA) | New | Food Preparation | Natural Gas | Fryer | E7 | RVT BC Ratio | 0 | 0 | 0 | 0 | 0 | 0 | 0 | 0 | 0 | 0 | 0 | 0 | 0 | 0 | 0 | 0 | 0 | 0 | 0 | 0 | 0 | 0 | 0 | 0 | 0 | 0 | 0
F4_Commercial_Warehouse (WA)_New_Food Preparation_Natural Gas_Fryer_E8 | F4 | Commercial | Warehouse (WA) | New | Food Preparation | Natural Gas | Fryer | E8 | RVT BC Ratio | 0 | 0 | 0 | 0 | 0 | 0 | 0 | 0 | 0 | 0 | 0 | 0 | 0 | 0 | 0 | 0 | 0 | 0 | 0 | 0 | 0 | 0 | 0 | 0 | 0 | 0 | 0
F4_Commercial_Warehouse (WA)_New_Food Preparation_Natural Gas_Fryer_E9 | F4 | Commercial | Warehouse (WA) | New | Food Preparation | Natural Gas | Fryer | E9 | RVT BC Ratio | 0 | 0 | 0 | 0 | 0 | 0 | 0 | 0 | 0 | 0 | 0 | 0 | 0 | 0 | 0 | 0 | 0 | 0 | 0 | 0 | 0 | 0 | 0 | 0 | 0 | 0 | 0
F4_Commercial_Warehouse (WA)_New_Food Preparation_Natural Gas_Fryer_E10 | F4 | Commercial | Warehouse (WA) | New | Food Preparation | Natural Gas | Fryer | E10 | RVT BC Ratio | 0 | 0 | 0 | 0 | 0 | 0 | 0 | 0 | 0 | 0 | 0 | 0 | 0 | 0 | 0 | 0 | 0 | 0 | 0 | 0 | 0 | 0 | 0 | 0 | 0 | 0 | 0
F5_Commercial_Warehouse (WA)_New_Food Preparation_Natural Gas_Fryer_E1 | F5 | Commercial | Warehouse (WA) | New | Food Preparation | Natural Gas | Fryer | E1 | RIM BC Ratio | [24 empty] | 1 | 1 | 1 | bar: 2019 to 2042
F5_Commercial_Warehouse (WA)_New_Food Preparation_Natural Gas_Fryer_E2 | F5 | Commercial | Warehouse (WA) | New | Food Preparation | Natural Gas | Fryer | E2 | RIM BC Ratio | 0.85241 | 0.85767 | 0.86328 | 0.86924 | 0.87551 | 0.88197 | 0.88883 | 0.89621 | 0.90424 | 0.91288 | 0.91513 | 0.91773 | 0.92042 | 0.92323 | 0.92622 | 0.92939 | 0.93277 | 0.93636 | 0.94014 | 0.94415 | 0.9484 | 0.94847 | 0.94854 | 0.94861 | 0.94867 | 0.94874 | 0.9488
F5_Commercial_Warehouse (WA)_New_Food Preparation_Natural Gas_Fryer_E3 | F5 | Commercial | Warehouse (WA) | New | Food Preparation | Natural Gas | Fryer | E3 | RIM BC Ratio | 0 | 0 | 0 | 0 | 0 | 0 | 0 | 0 | 0 | 0 | 0 | 0 | 0 | 0 | 0 | 0 | 0 | 0 | 0 | 0 | 0 | 0 | 0 | 0 | 0 | 0 | 0
F5_Commercial_Warehouse (WA)_New_Food Preparation_Natural Gas_Fryer_E4 | F5 | Commercial | Warehouse (WA) | New | Food Preparation | Natural Gas | Fryer | E4 | RIM BC Ratio | 0 | 0 | 0 | 0 | 0 | 0 | 0 | 0 | 0 | 0 | 0 | 0 | 0 | 0 | 0 | 0 | 0 | 0 | 0 | 0 | 0 | 0 | 0 | 0 | 0 | 0 | 0
F5_Commercial_Warehouse (WA)_New_Food Preparation_Natural Gas_Fryer_E5 | F5 | Commercial | Warehouse (WA) | New | Food Preparation | Natural Gas | Fryer | E5 | RIM BC Ratio | 0 | 0 | 0 | 0 | 0 | 0 | 0 | 0 | 0 | 0 | 0 | 0 | 0 | 0 | 0 | 0 | 0 | 0 | 0 | 0 | 0 | 0 | 0 | 0 | 0 | 0 | 0
F5_Commercial_Warehouse (WA)_New_Food Preparation_Natural Gas_Fryer_E6 | F5 | Commercial | Warehouse (WA) | New | Food Preparation | Natural Gas | Fryer | E6 | RIM BC Ratio | 0 | 0 | 0 | 0 | 0 | 0 | 0 | 0 | 0 | 0 | 0 | 0 | 0 | 0 | 0 | 0 | 0 | 0 | 0 | 0 | 0 | 0 | 0 | 0 | 0 | 0 | 0
F5_Commercial_Warehouse (WA)_New_Food Preparation_Natural Gas_Fryer_E7 | F5 | Commercial | Warehouse (WA) | New | Food Preparation | Natural Gas | Fryer | E7 | RIM BC Ratio | 0 | 0 | 0 | 0 | 0 | 0 | 0 | 0 | 0 | 0 | 0 | 0 | 0 | 0 | 0 | 0 | 0 | 0 | 0 | 0 | 0 | 0 | 0 | 0 | 0 | 0 | 0
F5_Commercial_Warehouse (WA)_New_Food Preparation_Natural Gas_Fryer_E8 | F5 | Commercial | Warehouse (WA) | New | Food Preparation | Natural Gas | Fryer | E8 | RIM BC Ratio | 0 | 0 | 0 | 0 | 0 | 0 | 0 | 0 | 0 | 0 | 0 | 0 | 0 | 0 | 0 | 0 | 0 | 0 | 0 | 0 | 0 | 0 | 0 | 0 | 0 | 0 | 0
F5_Commercial_Warehouse (WA)_New_Food Preparation_Natural Gas_Fryer_E9 | F5 | Commercial | Warehouse (WA) | New | Food Preparation | Natural Gas | Fryer | E9 | RIM BC Ratio | 0 | 0 | 0 | 0 | 0 | 0 | 0 | 0 | 0 | 0 | 0 | 0 | 0 | 0 | 0 | 0 | 0 | 0 | 0 | 0 | 0 | 0 | 0 | 0 | 0 | 0 | 0
F5_Commercial_Warehouse (WA)_New_Food Preparation_Natural Gas_Fryer_E10 | F5 | Commercial | Warehouse (WA) | New | Food Preparation | Natural Gas | Fryer | E10 | RIM BC Ratio | 0 | 0 | 0 | 0 | 0 | 0 | 0 | 0 | 0 | 0 | 0 | 0 | 0 | 0 | 0 | 0 | 0 | 0 | 0 | 0 | 0 | 0 | 0 | 0 | 0 | 0 | 0
F0_Commercial_Warehouse (WA)_New_Food Preparation_Natural Gas_Broiler_E0 | F0 | Commercial | Warehouse (WA) | New | Food Preparation | Natural Gas | Broiler | E0 | Economic Unit | Standard | Standard | Standard | Standard | Standard | Standard | Standard | Standard | Standard | Standard | Standard | Standard | Standard | Standard | Standard | Standard | Standard | Standard | Standard | Standard | Standard | Standard | Standard | Standard | Standard | Standard | Standard
F1_Commercial_Warehouse (WA)_New_Food Preparation_Natural Gas_Broiler_E1 | F1 | Commercial | Warehouse (WA) | New | Food Preparation | Natural Gas | Broiler | E1 | CCE | 0 | 0 | 0 | 0 | 0 | 0 | 0 | 0 | 0 | 0 | 0 | 0 | 0 | 0 | 0 | 0 | 0 | 0 | 0 | 0 | 0 | 0 | 0 | 0 | 0 | 0 | 0
F1_Commercial_Warehouse (WA)_New_Food Preparation_Natural Gas_Broiler_E2 | F1 | Commercial | Warehouse (WA) | New | Food Preparation | Natural Gas | Broiler | E2 | CCE | 0.0069043 | 0.0069043 | 0.0069043 | 0.0069043 | 0.0069043 | 0.0069043 | 0.0069043 | 0.0069043 | 0.0069043 | 0.0069043 | 0.0069043 | 0.0069043 | 0.0069043 | 0.0069043 | 0.0069043 | 0.0069043 | 0.0069043 | 0.0069043 | 0.0069043 | 0.0069043 | 0.0069043 | 0.0069043 | 0.0069043 | 0.0069043 | 0.0069043 | 0.0069043 | 0.0069043
F1_Commercial_Warehouse (WA)_New_Food Preparation_Natural Gas_Broiler_E3 | F1 | Commercial | Warehouse (WA) | New | Food Preparation | Natural Gas | Broiler | E3 | CCE | 0 | 0 | 0 | 0 | 0 | 0 | 0 | 0 | 0 | 0 | 0 | 0 | 0 | 0 | 0 | 0 | 0 | 0 | 0 | 0 | 0 | 0 | 0 | 0 | 0 | 0 | 0
F1_Commercial_Warehouse (WA)_New_Food Preparation_Natural Gas_Broiler_E4 | F1 | Commercial | Warehouse (WA) | New | Food Preparation | Natural Gas | Broiler | E4 | CCE | 0 | 0 | 0 | 0 | 0 | 0 | 0 | 0 | 0 | 0 | 0 | 0 | 0 | 0 | 0 | 0 | 0 | 0 | 0 | 0 | 0 | 0 | 0 | 0 | 0 | 0 | 0
F1_Commercial_Warehouse (WA)_New_Food Preparation_Natural Gas_Broiler_E5 | F1 | Commercial | Warehouse (WA) | New | Food Preparation | Natural Gas | Broiler | E5 | CCE | 0 | 0 | 0 | 0 | 0 | 0 | 0 | 0 | 0 | 0 | 0 | 0 | 0 | 0 | 0 | 0 | 0 | 0 | 0 | 0 | 0 | 0 | 0 | 0 | 0 | 0 | 0
F1_Commercial_Warehouse (WA)_New_Food Preparation_Natural Gas_Broiler_E6 | F1 | Commercial | Warehouse (WA) | New | Food Preparation | Natural Gas | Broiler | E6 | CCE | 0 | 0 | 0 | 0 | 0 | 0 | 0 | 0 | 0 | 0 | 0 | 0 | 0 | 0 | 0 | 0 | 0 | 0 | 0 | 0 | 0 | 0 | 0 | 0 | 0 | 0 | 0
F1_Commercial_Warehouse (WA)_New_Food Preparation_Natural Gas_Broiler_E7 | F1 | Commercial | Warehouse (WA) | New | Food Preparation | Natural Gas | Broiler | E7 | CCE | 0 | 0 | 0 | 0 | 0 | 0 | 0 | 0 | 0 | 0 | 0 | 0 | 0 | 0 | 0 | 0 | 0 | 0 | 0 | 0 | 0 | 0 | 0 | 0 | 0 | 0 | 0
F1_Commercial_Warehouse (WA)_New_Food Preparation_Natural Gas_Broiler_E8 | F1 | Commercial | Warehouse (WA) | New | Food Preparation | Natural Gas | Broiler | E8 | CCE | 0 | 0 | 0 | 0 | 0 | 0 | 0 | 0 | 0 | 0 | 0 | 0 | 0 | 0 | 0 | 0 | 0 | 0 | 0 | 0 | 0 | 0 | 0 | 0 | 0 | 0 | 0
F1_Commercial_Warehouse (WA)_New_Food Preparation_Natural Gas_Broiler_E9 | F1 | Commercial | Warehouse (WA) | New | Food Preparation | Natural Gas | Broiler | E9 | CCE | 0 | 0 | 0 | 0 | 0 | 0 | 0 | 0 | 0 | 0 | 0 | 0 | 0 | 0 | 0 | 0 | 0 | 0 | 0 | 0 | 0 | 0 | 0 | 0 | 0 | 0 | 0
F1_Commercial_Warehouse (WA)_New_Food Preparation_Natural Gas_Broiler_E10 | F1 | Commercial | Warehouse (WA) | New | Food Preparation | Natural Gas | Broiler | E10 | CCE | 0 | 0 | 0 | 0 | 0 | 0 | 0 | 0 | 0 | 0 | 0 | 0 | 0 | 0 | 0 | 0 | 0 | 0 | 0 | 0 | 0 | 0 | 0 | 0 | 0 | 0 | 0
F2_Commercial_Warehouse (WA)_New_Food Preparation_Natural Gas_Broiler_E1 | F2 | Commercial | Warehouse (WA) | New | Food Preparation | Natural Gas | Broiler | E1 | TRC BC Ratio | [24 empty] | 1 | 1 | 1 | bar: 2019 to 2042
F2_Commercial_Warehouse (WA)_New_Food Preparation_Natural Gas_Broiler_E2 | F2 | Commercial | Warehouse (WA) | New | Food Preparation | Natural Gas | Broiler | E2 | TRC BC Ratio | 0.51548 | 0.52847 | 0.54386 | 0.5615 | 0.58144 | 0.60571 | 0.63069 | 0.65543 | 0.67924 | 0.70339 | 0.7226 | 0.7406 | 0.75994 | 0.77887 | 0.7958 | 0.81164 | 0.82584 | 0.83987 | 0.85485 | 0.86946 | 0.88447 | 0.90008 | 0.91585 | 0.93212 | 0.94868 | 0.96554 | 0.98269
F2_Commercial_Warehouse (WA)_New_Food Preparation_Natural Gas_Broiler_E3 | F2 | Commercial | Warehouse (WA) | New | Food Preparation | Natural Gas | Broiler | E3 | TRC BC Ratio | 0 | 0 | 0 | 0 | 0 | 0 | 0 | 0 | 0 | 0 | 0 | 0 | 0 | 0 | 0 | 0 | 0 | 0 | 0 | 0 | 0 | 0 | 0 | 0 | 0 | 0 | 0
F2_Commercial_Warehouse (WA)_New_Food Preparation_Natural Gas_Broiler_E4 | F2 | Commercial | Warehouse (WA) | New | Food Preparation | Natural Gas | Broiler | E4 | TRC BC Ratio | 0 | 0 | 0 | 0 | 0 | 0 | 0 | 0 | 0 | 0 | 0 | 0 | 0 | 0 | 0 | 0 | 0 | 0 | 0 | 0 | 0 | 0 | 0 | 0 | 0 | 0 | 0
F2_Commercial_Warehouse (WA)_New_Food Preparation_Natural Gas_Broiler_E5 | F2 | Commercial | Warehouse (WA) | New | Food Preparation | Natural Gas | Broiler | E5 | TRC BC Ratio | 0 | 0 | 0 | 0 | 0 | 0 | 0 | 0 | 0 | 0 | 0 | 0 | 0 | 0 | 0 | 0 | 0 | 0 | 0 | 0 | 0 | 0 | 0 | 0 | 0 | 0 | 0
F2_Commercial_Warehouse (WA)_New_Food Preparation_Natural Gas_Broiler_E6 | F2 | Commercial | Warehouse (WA) | New | Food Preparation | Natural Gas | Broiler | E6 | TRC BC Ratio | 0 | 0 | 0 | 0 | 0 | 0 | 0 | 0 | 0 | 0 | 0 | 0 | 0 | 0 | 0 | 0 | 0 | 0 | 0 | 0 | 0 | 0 | 0 | 0 | 0 | 0 | 0
F2_Commercial_Warehouse (WA)_New_Food Preparation_Natural Gas_Broiler_E7 | F2 | Commercial | Warehouse (WA) | New | Food Preparation | Natural Gas | Broiler | E7 | TRC BC Ratio | 0 | 0 | 0 | 0 | 0 | 0 | 0 | 0 | 0 | 0 | 0 | 0 | 0 | 0 | 0 | 0 | 0 | 0 | 0 | 0 | 0 | 0 | 0 | 0 | 0 | 0 | 0
F2_Commercial_Warehouse (WA)_New_Food Preparation_Natural Gas_Broiler_E8 | F2 | Commercial | Warehouse (WA) | New | Food Preparation | Natural Gas | Broiler | E8 | TRC BC Ratio | 0 | 0 | 0 | 0 | 0 | 0 | 0 | 0 | 0 | 0 | 0 | 0 | 0 | 0 | 0 | 0 | 0 | 0 | 0 | 0 | 0 | 0 | 0 | 0 | 0 | 0 | 0
F2_Commercial_Warehouse (WA)_New_Food Preparation_Natural Gas_Broiler_E9 | F2 | Commercial | Warehouse (WA) | New | Food Preparation | Natural Gas | Broiler | E9 | TRC BC Ratio | 0 | 0 | 0 | 0 | 0 | 0 | 0 | 0 | 0 | 0 | 0 | 0 | 0 | 0 | 0 | 0 | 0 | 0 | 0 | 0 | 0 | 0 | 0 | 0 | 0 | 0 | 0
F2_Commercial_Warehouse (WA)_New_Food Preparation_Natural Gas_Broiler_E10 | F2 | Commercial | Warehouse (WA) | New | Food Preparation | Natural Gas | Broiler | E10 | TRC BC Ratio | 0 | 0 | 0 | 0 | 0 | 0 | 0 | 0 | 0 | 0 | 0 | 0 | 0 | 0 | 0 | 0 | 0 | 0 | 0 | 0 | 0 | 0 | 0 | 0 | 0 | 0 | 0
F3_Commercial_Warehouse (WA)_New_Food Preparation_Natural Gas_Broiler_E1 | F3 | Commercial | Warehouse (WA) | New | Food Preparation | Natural Gas | Broiler | E1 | PACT BC Ratio | [24 empty] | 1 | 1 | 1 | bar: 2019 to 2042
F3_Commercial_Warehouse (WA)_New_Food Preparation_Natural Gas_Broiler_E2 | F3 | Commercial | Warehouse (WA) | New | Food Preparation | Natural Gas | Broiler | E2 | PACT BC Ratio | 1.0389 | 1.0651 | 1.0961 | 1.1316 | 1.1718 | 1.2207 | 1.2711 | 1.3209 | 1.3689 | 1.4176 | 1.4563 | 1.4926 | 1.5316 | 1.5697 | 1.6038 | 1.6357 | 1.6644 | 1.6926 | 1.7228 | 1.7523 | 1.7825 | 1.814 | 1.8458 | 1.8786 | 1.9119 | 1.9459 | 1.9805
F3_Commercial_Warehouse (WA)_New_Food Preparation_Natural Gas_Broiler_E3 | F3 | Commercial | Warehouse (WA) | New | Food Preparation | Natural Gas | Broiler | E3 | PACT BC Ratio | 0 | 0 | 0 | 0 | 0 | 0 | 0 | 0 | 0 | 0 | 0 | 0 | 0 | 0 | 0 | 0 | 0 | 0 | 0 | 0 | 0 | 0 | 0 | 0 | 0 | 0 | 0
F3_Commercial_Warehouse (WA)_New_Food Preparation_Natural Gas_Broiler_E4 | F3 | Commercial | Warehouse (WA) | New | Food Preparation | Natural Gas | Broiler | E4 | PACT BC Ratio | 0 | 0 | 0 | 0 | 0 | 0 | 0 | 0 | 0 | 0 | 0 | 0 | 0 | 0 | 0 | 0 | 0 | 0 | 0 | 0 | 0 | 0 | 0 | 0 | 0 | 0 | 0
F3_Commercial_Warehouse (WA)_New_Food Preparation_Natural Gas_Broiler_E5 | F3 | Commercial | Warehouse (WA) | New | Food Preparation | Natural Gas | Broiler | E5 | PACT BC Ratio | 0 | 0 | 0 | 0 | 0 | 0 | 0 | 0 | 0 | 0 | 0 | 0 | 0 | 0 | 0 | 0 | 0 | 0 | 0 | 0 | 0 | 0 | 0 | 0 | 0 | 0 | 0
F3_Commercial_Warehouse (WA)_New_Food Preparation_Natural Gas_Broiler_E6 | F3 | Commercial | Warehouse (WA) | New | Food Preparation | Natural Gas | Broiler | E6 | PACT BC Ratio | 0 | 0 | 0 | 0 | 0 | 0 | 0 | 0 | 0 | 0 | 0 | 0 | 0 | 0 | 0 | 0 | 0 | 0 | 0 | 0 | 0 | 0 | 0 | 0 | 0 | 0 | 0
F3_Commercial_Warehouse (WA)_New_Food Preparation_Natural Gas_Broiler_E7 | F3 | Commercial | Warehouse (WA) | New | Food Preparation | Natural Gas | Broiler | E7 | PACT BC Ratio | 0 | 0 | 0 | 0 | 0 | 0 | 0 | 0 | 0 | 0 | 0 | 0 | 0 | 0 | 0 | 0 | 0 | 0 | 0 | 0 | 0 | 0 | 0 | 0 | 0 | 0 | 0
F3_Commercial_Warehouse (WA)_New_Food Preparation_Natural Gas_Broiler_E8 | F3 | Commercial | Warehouse (WA) | New | Food Preparation | Natural Gas | Broiler | E8 | PACT BC Ratio | 0 | 0 | 0 | 0 | 0 | 0 | 0 | 0 | 0 | 0 | 0 | 0 | 0 | 0 | 0 | 0 | 0 | 0 | 0 | 0 | 0 | 0 | 0 | 0 | 0 | 0 | 0
F3_Commercial_Warehouse (WA)_New_Food Preparation_Natural Gas_Broiler_E9 | F3 | Commercial | Warehouse (WA) | New | Food Preparation | Natural Gas | Broiler | E9 | PACT BC Ratio | 0 | 0 | 0 | 0 | 0 | 0 | 0 | 0 | 0 | 0 | 0 | 0 | 0 | 0 | 0 | 0 | 0 | 0 | 0 | 0 | 0 | 0 | 0 | 0 | 0 | 0 | 0
F3_Commercial_Warehouse (WA)_New_Food Preparation_Natural Gas_Broiler_E10 | F3 | Commercial | Warehouse (WA) | New | Food Preparation | Natural Gas | Broiler | E10 | PACT BC Ratio | 0 | 0 | 0 | 0 | 0 | 0 | 0 | 0 | 0 | 0 | 0 | 0 | 0 | 0 | 0 | 0 | 0 | 0 | 0 | 0 | 0 | 0 | 0 | 0 | 0 | 0 | 0
F4_Commercial_Warehouse (WA)_New_Food Preparation_Natural Gas_Broiler_E1 | F4 | Commercial | Warehouse (WA) | New | Food Preparation | Natural Gas | Broiler | E1 | RVT BC Ratio | [24 empty] | 1 | 1 | 1 | bar: 2019 to 2042
F4_Commercial_Warehouse (WA)_New_Food Preparation_Natural Gas_Broiler_E2 | F4 | Commercial | Warehouse (WA) | New | Food Preparation | Natural Gas | Broiler | E2 | RVT BC Ratio | 1.124 | 1.1377 | 1.1539 | 1.1727 | 1.1943 | 1.2212 | 1.2482 | 1.2739 | 1.2971 | 1.3196 | 1.3429 | 1.3641 | 1.3864 | 1.4076 | 1.4258 | 1.4422 | 1.4561 | 1.4694 | 1.4835 | 1.4966 | 1.5099 | 1.5295 | 1.5494 | 1.5699 | 1.5908 | 1.612 | 1.6336
F4_Commercial_Warehouse (WA)_New_Food Preparation_Natural Gas_Broiler_E3 | F4 | Commercial | Warehouse (WA) | New | Food Preparation | Natural Gas | Broiler | E3 | RVT BC Ratio | 0 | 0 | 0 | 0 | 0 | 0 | 0 | 0 | 0 | 0 | 0 | 0 | 0 | 0 | 0 | 0 | 0 | 0 | 0 | 0 | 0 | 0 | 0 | 0 | 0 | 0 | 0
F4_Commercial_Warehouse (WA)_New_Food Preparation_Natural Gas_Broiler_E4 | F4 | Commercial | Warehouse (WA) | New | Food Preparation | Natural Gas | Broiler | E4 | RVT BC Ratio | 0 | 0 | 0 | 0 | 0 | 0 | 0 | 0 | 0 | 0 | 0 | 0 | 0 | 0 | 0 | 0 | 0 | 0 | 0 | 0 | 0 | 0 | 0 | 0 | 0 | 0 | 0
F4_Commercial_Warehouse (WA)_New_Food Preparation_Natural Gas_Broiler_E5 | F4 | Commercial | Warehouse (WA) | New | Food Preparation | Natural Gas | Broiler | E5 | RVT BC Ratio | 0 | 0 | 0 | 0 | 0 | 0 | 0 | 0 | 0 | 0 | 0 | 0 | 0 | 0 | 0 | 0 | 0 | 0 | 0 | 0 | 0 | 0 | 0 | 0 | 0 | 0 | 0
F4_Commercial_Warehouse (WA)_New_Food Preparation_Natural Gas_Broiler_E6 | F4 | Commercial | Warehouse (WA) | New | Food Preparation | Natural Gas | Broiler | E6 | RVT BC Ratio | 0 | 0 | 0 | 0 | 0 | 0 | 0 | 0 | 0 | 0 | 0 | 0 | 0 | 0 | 0 | 0 | 0 | 0 | 0 | 0 | 0 | 0 | 0 | 0 | 0 | 0 | 0
F4_Commercial_Warehouse (WA)_New_Food Preparation_Natural Gas_Broiler_E7 | F4 | Commercial | Warehouse (WA) | New | Food Preparation | Natural Gas | Broiler | E7 | RVT BC Ratio | 0 | 0 | 0 | 0 | 0 | 0 | 0 | 0 | 0 | 0 | 0 | 0 | 0 | 0 | 0 | 0 | 0 | 0 | 0 | 0 | 0 | 0 | 0 | 0 | 0 | 0 | 0
F4_Commercial_Warehouse (WA)_New_Food Preparation_Natural Gas_Broiler_E8 | F4 | Commercial | Warehouse (WA) | New | Food Preparation | Natural Gas | Broiler | E8 | RVT BC Ratio | 0 | 0 | 0 | 0 | 0 | 0 | 0 | 0 | 0 | 0 | 0 | 0 | 0 | 0 | 0 | 0 | 0 | 0 | 0 | 0 | 0 | 0 | 0 | 0 | 0 | 0 | 0
F4_Commercial_Warehouse (WA)_New_Food Preparation_Natural Gas_Broiler_E9 | F4 | Commercial | Warehouse (WA) | New | Food Preparation | Natural Gas | Broiler | E9 | RVT BC Ratio | 0 | 0 | 0 | 0 | 0 | 0 | 0 | 0 | 0 | 0 | 0 | 0 | 0 | 0 | 0 | 0 | 0 | 0 | 0 | 0 | 0 | 0 | 0 | 0 | 0 | 0 | 0
F4_Commercial_Warehouse (WA)_New_Food Preparation_Natural Gas_Broiler_E10 | F4 | Commercial | Warehouse (WA) | New | Food Preparation | Natural Gas | Broiler | E10 | RVT BC Ratio | 0 | 0 | 0 | 0 | 0 | 0 | 0 | 0 | 0 | 0 | 0 | 0 | 0 | 0 | 0 | 0 | 0 | 0 | 0 | 0 | 0 | 0 | 0 | 0 | 0 | 0 | 0
F5_Commercial_Warehouse (WA)_New_Food Preparation_Natural Gas_Broiler_E1 | F5 | Commercial | Warehouse (WA) | New | Food Preparation | Natural Gas | Broiler | E1 | RIM BC Ratio | [24 empty] | 1 | 1 | 1 | bar: 2019 to 2042
F5_Commercial_Warehouse (WA)_New_Food Preparation_Natural Gas_Broiler_E2 | F5 | Commercial | Warehouse (WA) | New | Food Preparation | Natural Gas | Broiler | E2 | RIM BC Ratio | 0.46721 | 0.47405 | 0.48204 | 0.49084 | 0.50042 | 0.51143 | 0.52259 | 0.53364 | 0.54446 | 0.55546 | 0.56202 | 0.56821 | 0.57483 | 0.5814 | 0.58739 | 0.59309 | 0.5984 | 0.60373 | 0.60935 | 0.61495 | 0.62073 | 0.6245 | 0.62823 | 0.63198 | 0.63572 | 0.63943 | 0.64312
F5_Commercial_Warehouse (WA)_New_Food Preparation_Natural Gas_Broiler_E3 | F5 | Commercial | Warehouse (WA) | New | Food Preparation | Natural Gas | Broiler | E3 | RIM BC Ratio | 0 | 0 | 0 | 0 | 0 | 0 | 0 | 0 | 0 | 0 | 0 | 0 | 0 | 0 | 0 | 0 | 0 | 0 | 0 | 0 | 0 | 0 | 0 | 0 | 0 | 0 | 0
F5_Commercial_Warehouse (WA)_New_Food Preparation_Natural Gas_Broiler_E4 | F5 | Commercial | Warehouse (WA) | New | Food Preparation | Natural Gas | Broiler | E4 | RIM BC Ratio | 0 | 0 | 0 | 0 | 0 | 0 | 0 | 0 | 0 | 0 | 0 | 0 | 0 | 0 | 0 | 0 | 0 | 0 | 0 | 0 | 0 | 0 | 0 | 0 | 0 | 0 | 0
F5_Commercial_Warehouse (WA)_New_Food Preparation_Natural Gas_Broiler_E5 | F5 | Commercial | Warehouse (WA) | New | Food Preparation | Natural Gas | Broiler | E5 | RIM BC Ratio | 0 | 0 | 0 | 0 | 0 | 0 | 0 | 0 | 0 | 0 | 0 | 0 | 0 | 0 | 0 | 0 | 0 | 0 | 0 | 0 | 0 | 0 | 0 | 0 | 0 | 0 | 0
F5_Commercial_Warehouse (WA)_New_Food Preparation_Natural Gas_Broiler_E6 | F5 | Commercial | Warehouse (WA) | New | Food Preparation | Natural Gas | Broiler | E6 | RIM BC Ratio | 0 | 0 | 0 | 0 | 0 | 0 | 0 | 0 | 0 | 0 | 0 | 0 | 0 | 0 | 0 | 0 | 0 | 0 | 0 | 0 | 0 | 0 | 0 | 0 | 0 | 0 | 0
F5_Commercial_Warehouse (WA)_New_Food Preparation_Natural Gas_Broiler_E7 | F5 | Commercial | Warehouse (WA) | New | Food Preparation | Natural Gas | Broiler | E7 | RIM BC Ratio | 0 | 0 | 0 | 0 | 0 | 0 | 0 | 0 | 0 | 0 | 0 | 0 | 0 | 0 | 0 | 0 | 0 | 0 | 0 | 0 | 0 | 0 | 0 | 0 | 0 | 0 | 0
F5_Commercial_Warehouse (WA)_New_Food Preparation_Natural Gas_Broiler_E8 | F5 | Commercial | Warehouse (WA) | New | Food Preparation | Natural Gas | Broiler | E8 | RIM BC Ratio | 0 | 0 | 0 | 0 | 0 | 0 | 0 | 0 | 0 | 0 | 0 | 0 | 0 | 0 | 0 | 0 | 0 | 0 | 0 | 0 | 0 | 0 | 0 | 0 | 0 | 0 | 0
F5_Commercial_Warehouse (WA)_New_Food Preparation_Natural Gas_Broiler_E9 | F5 | Commercial | Warehouse (WA) | New | Food Preparation | Natural Gas | Broiler | E9 | RIM BC Ratio | 0 | 0 | 0 | 0 | 0 | 0 | 0 | 0 | 0 | 0 | 0 | 0 | 0 | 0 | 0 | 0 | 0 | 0 | 0 | 0 | 0 | 0 | 0 | 0 | 0 | 0 | 0
F5_Commercial_Warehouse (WA)_New_Food Preparation_Natural Gas_Broiler_E10 | F5 | Commercial | Warehouse (WA) | New | Food Preparation | Natural Gas | Broiler | E10 | RIM BC Ratio | 0 | 0 | 0 | 0 | 0 | 0 | 0 | 0 | 0 | 0 | 0 | 0 | 0 | 0 | 0 | 0 | 0 | 0 | 0 | 0 | 0 | 0 | 0 | 0 | 0 | 0 | 0
F0_Commercial_Warehouse (WA)_New_Food Preparation_Natural Gas_Griddle_E0 | F0 | Commercial | Warehouse (WA) | New | Food Preparation | Natural Gas | Griddle | E0 | Economic Unit | ENERGY STAR | ENERGY STAR | ENERGY STAR | ENERGY STAR | ENERGY STAR | ENERGY STAR | ENERGY STAR | ENERGY STAR | ENERGY STAR | ENERGY STAR | ENERGY STAR | ENERGY STAR | ENERGY STAR | ENERGY STAR | ENERGY STAR | ENERGY STAR | ENERGY STAR | ENERGY STAR | ENERGY STAR | ENERGY STAR | ENERGY STAR | ENERGY STAR | ENERGY STAR | ENERGY STAR | ENERGY STAR | ENERGY STAR | ENERGY STAR
F1_Commercial_Warehouse (WA)_New_Food Preparation_Natural Gas_Griddle_E1 | F1 | Commercial | Warehouse (WA) | New | Food Preparation | Natural Gas | Griddle | E1 | CCE | 0 | 0 | 0 | 0 | 0 | 0 | 0 | 0 | 0 | 0 | 0 | 0 | 0 | 0 | 0 | 0 | 0 | 0 | 0 | 0 | 0 | 0 | 0 | 0 | 0 | 0 | 0
F1_Commercial_Warehouse (WA)_New_Food Preparation_Natural Gas_Griddle_E2 | F1 | Commercial | Warehouse (WA) | New | Food Preparation | Natural Gas | Griddle | E2 | CCE | 6.1281e-05 | 6.1281e-05 | 6.1281e-05 | 6.1281e-05 | 6.1281e-05 | 6.1281e-05 | 6.1281e-05 | 6.1281e-05 | 6.1281e-05 | 6.1281e-05 | 6.1281e-05 | 6.1281e-05 | 6.1281e-05 | 6.1281e-05 | 6.1281e-05 | 6.1281e-05 | 6.1281e-05 | 6.1281e-05 | 6.1281e-05 | 6.1281e-05 | 6.1281e-05 | 6.1281e-05 | 6.1281e-05 | 6.1281e-05 | 6.1281e-05 | 6.1281e-05 | 6.1281e-05
F1_Commercial_Warehouse (WA)_New_Food Preparation_Natural Gas_Griddle_E3 | F1 | Commercial | Warehouse (WA) | New | Food Preparation | Natural Gas | Griddle | E3 | CCE | 0 | 0 | 0 | 0 | 0 | 0 | 0 | 0 | 0 | 0 | 0 | 0 | 0 | 0 | 0 | 0 | 0 | 0 | 0 | 0 | 0 | 0 | 0 | 0 | 0 | 0 | 0
F1_Commercial_Warehouse (WA)_New_Food Preparation_Natural Gas_Griddle_E4 | F1 | Commercial | Warehouse (WA) | New | Food Preparation | Natural Gas | Griddle | E4 | CCE | 0 | 0 | 0 | 0 | 0 | 0 | 0 | 0 | 0 | 0 | 0 | 0 | 0 | 0 | 0 | 0 | 0 | 0 | 0 | 0 | 0 | 0 | 0 | 0 | 0 | 0 | 0
F1_Commercial_Warehouse (WA)_New_Food Preparation_Natural Gas_Griddle_E5 | F1 | Commercial | Warehouse (WA) | New | Food Preparation | Natural Gas | Griddle | E5 | CCE | 0 | 0 | 0 | 0 | 0 | 0 | 0 | 0 | 0 | 0 | 0 | 0 | 0 | 0 | 0 | 0 | 0 | 0 | 0 | 0 | 0 | 0 | 0 | 0 | 0 | 0 | 0
F1_Commercial_Warehouse (WA)_New_Food Preparation_Natural Gas_Griddle_E6 | F1 | Commercial | Warehouse (WA) | New | Food Preparation | Natural Gas | Griddle | E6 | CCE | 0 | 0 | 0 | 0 | 0 | 0 | 0 | 0 | 0 | 0 | 0 | 0 | 0 | 0 | 0 | 0 | 0 | 0 | 0 | 0 | 0 | 0 | 0 | 0 | 0 | 0 | 0
F1_Commercial_Warehouse (WA)_New_Food Preparation_Natural Gas_Griddle_E7 | F1 | Commercial | Warehouse (WA) | New | Food Preparation | Natural Gas | Griddle | E7 | CCE | 0 | 0 | 0 | 0 | 0 | 0 | 0 | 0 | 0 | 0 | 0 | 0 | 0 | 0 | 0 | 0 | 0 | 0 | 0 | 0 | 0 | 0 | 0 | 0 | 0 | 0 | 0
F1_Commercial_Warehouse (WA)_New_Food Preparation_Natural Gas_Griddle_E8 | F1 | Commercial | Warehouse (WA) | New | Food Preparation | Natural Gas | Griddle | E8 | CCE | 0 | 0 | 0 | 0 | 0 | 0 | 0 | 0 | 0 | 0 | 0 | 0 | 0 | 0 | 0 | 0 | 0 | 0 | 0 | 0 | 0 | 0 | 0 | 0 | 0 | 0 | 0
F1_Commercial_Warehouse (WA)_New_Food Preparation_Natural Gas_Griddle_E9 | F1 | Commercial | Warehouse (WA) | New | Food Preparation | Natural Gas | Griddle | E9 | CCE | 0 | 0 | 0 | 0 | 0 | 0 | 0 | 0 | 0 | 0 | 0 | 0 | 0 | 0 | 0 | 0 | 0 | 0 | 0 | 0 | 0 | 0 | 0 | 0 | 0 | 0 | 0
F1_Commercial_Warehouse (WA)_New_Food Preparation_Natural Gas_Griddle_E10 | F1 | Commercial | Warehouse (WA) | New | Food Preparation | Natural Gas | Griddle | E10 | CCE | 0 | 0 | 0 | 0 | 0 | 0 | 0 | 0 | 0 | 0 | 0 | 0 | 0 | 0 | 0 | 0 | 0 | 0 | 0 | 0 | 0 | 0 | 0 | 0 | 0 | 0 | 0
F2_Commercial_Warehouse (WA)_New_Food Preparation_Natural Gas_Griddle_E1 | F2 | Commercial | Warehouse (WA) | New | Food Preparation | Natural Gas | Griddle | E1 | TRC BC Ratio | [24 empty] | 1 | 1 | 1 | bar: 2019 to 2042
F2_Commercial_Warehouse (WA)_New_Food Preparation_Natural Gas_Griddle_E2 | F2 | Commercial | Warehouse (WA) | New | Food Preparation | Natural Gas | Griddle | E2 | TRC BC Ratio | 58.0767 | 59.5404 | 61.2745 | 63.2617 | 65.509 | 68.2432 | 71.0575 | 73.8446 | 76.5278 | 79.2482 | 81.4128 | 83.4408 | 85.6196 | 87.7525 | 89.6595 | 91.4441 | 93.0446 | 94.6247 | 96.3124 | 97.9588 | 99.6502 | 101.4086 | 103.1857 | 105.0189 | 106.8847 | 108.7836 | 110.7162
F2_Commercial_Warehouse (WA)_New_Food Preparation_Natural Gas_Griddle_E3 | F2 | Commercial | Warehouse (WA) | New | Food Preparation | Natural Gas | Griddle | E3 | TRC BC Ratio | 0 | 0 | 0 | 0 | 0 | 0 | 0 | 0 | 0 | 0 | 0 | 0 | 0 | 0 | 0 | 0 | 0 | 0 | 0 | 0 | 0 | 0 | 0 | 0 | 0 | 0 | 0
F2_Commercial_Warehouse (WA)_New_Food Preparation_Natural Gas_Griddle_E4 | F2 | Commercial | Warehouse (WA) | New | Food Preparation | Natural Gas | Griddle | E4 | TRC BC Ratio | 0 | 0 | 0 | 0 | 0 | 0 | 0 | 0 | 0 | 0 | 0 | 0 | 0 | 0 | 0 | 0 | 0 | 0 | 0 | 0 | 0 | 0 | 0 | 0 | 0 | 0 | 0
F2_Commercial_Warehouse (WA)_New_Food Preparation_Natural Gas_Griddle_E5 | F2 | Commercial | Warehouse (WA) | New | Food Preparation | Natural Gas | Griddle | E5 | TRC BC Ratio | 0 | 0 | 0 | 0 | 0 | 0 | 0 | 0 | 0 | 0 | 0 | 0 | 0 | 0 | 0 | 0 | 0 | 0 | 0 | 0 | 0 | 0 | 0 | 0 | 0 | 0 | 0
F2_Commercial_Warehouse (WA)_New_Food Preparation_Natural Gas_Griddle_E6 | F2 | Commercial | Warehouse (WA) | New | Food Preparation | Natural Gas | Griddle | E6 | TRC BC Ratio | 0 | 0 | 0 | 0 | 0 | 0 | 0 | 0 | 0 | 0 | 0 | 0 | 0 | 0 | 0 | 0 | 0 | 0 | 0 | 0 | 0 | 0 | 0 | 0 | 0 | 0 | 0
F2_Commercial_Warehouse (WA)_New_Food Preparation_Natural Gas_Griddle_E7 | F2 | Commercial | Warehouse (WA) | New | Food Preparation | Natural Gas | Griddle | E7 | TRC BC Ratio | 0 | 0 | 0 | 0 | 0 | 0 | 0 | 0 | 0 | 0 | 0 | 0 | 0 | 0 | 0 | 0 | 0 | 0 | 0 | 0 | 0 | 0 | 0 | 0 | 0 | 0 | 0
F2_Commercial_Warehouse (WA)_New_Food Preparation_Natural Gas_Griddle_E8 | F2 | Commercial | Warehouse (WA) | New | Food Preparation | Natural Gas | Griddle | E8 | TRC BC Ratio | 0 | 0 | 0 | 0 | 0 | 0 | 0 | 0 | 0 | 0 | 0 | 0 | 0 | 0 | 0 | 0 | 0 | 0 | 0 | 0 | 0 | 0 | 0 | 0 | 0 | 0 | 0
F2_Commercial_Warehouse (WA)_New_Food Preparation_Natural Gas_Griddle_E9 | F2 | Commercial | Warehouse (WA) | New | Food Preparation | Natural Gas | Griddle | E9 | TRC BC Ratio | 0 | 0 | 0 | 0 | 0 | 0 | 0 | 0 | 0 | 0 | 0 | 0 | 0 | 0 | 0 | 0 | 0 | 0 | 0 | 0 | 0 | 0 | 0 | 0 | 0 | 0 | 0
F2_Commercial_Warehouse (WA)_New_Food Preparation_Natural Gas_Griddle_E10 | F2 | Commercial | Warehouse (WA) | New | Food Preparation | Natural Gas | Griddle | E10 | TRC BC Ratio | 0 | 0 | 0 | 0 | 0 | 0 | 0 | 0 | 0 | 0 | 0 | 0 | 0 | 0 | 0 | 0 | 0 | 0 | 0 | 0 | 0 | 0 | 0 | 0 | 0 | 0 | 0
F3_Commercial_Warehouse (WA)_New_Food Preparation_Natural Gas_Griddle_E1 | F3 | Commercial | Warehouse (WA) | New | Food Preparation | Natural Gas | Griddle | E1 | PACT BC Ratio | [24 empty] | 1 | 1 | 1 | bar: 2019 to 2042
F3_Commercial_Warehouse (WA)_New_Food Preparation_Natural Gas_Griddle_E2 | F3 | Commercial | Warehouse (WA) | New | Food Preparation | Natural Gas | Griddle | E2 | PACT BC Ratio | 117.0457 | 119.9955 | 123.4904 | 127.4953 | 132.0244 | 137.5349 | 143.2067 | 148.8238 | 154.2313 | 159.714 | 164.0765 | 168.1635 | 172.5546 | 176.8532 | 180.6965 | 184.2932 | 187.5187 | 190.7032 | 194.1046 | 197.4226 | 200.8313 | 204.3753 | 207.9568 | 211.6513 | 215.4115 | 219.2385 | 223.1334
F3_Commercial_Warehouse (WA)_New_Food Preparation_Natural Gas_Griddle_E3 | F3 | Commercial | Warehouse (WA) | New | Food Preparation | Natural Gas | Griddle | E3 | PACT BC Ratio | 0 | 0 | 0 | 0 | 0 | 0 | 0 | 0 | 0 | 0 | 0 | 0 | 0 | 0 | 0 | 0 | 0 | 0 | 0 | 0 | 0 | 0 | 0 | 0 | 0 | 0 | 0
F3_Commercial_Warehouse (WA)_New_Food Preparation_Natural Gas_Griddle_E4 | F3 | Commercial | Warehouse (WA) | New | Food Preparation | Natural Gas | Griddle | E4 | PACT BC Ratio | 0 | 0 | 0 | 0 | 0 | 0 | 0 | 0 | 0 | 0 | 0 | 0 | 0 | 0 | 0 | 0 | 0 | 0 | 0 | 0 | 0 | 0 | 0 | 0 | 0 | 0 | 0
F3_Commercial_Warehouse (WA)_New_Food Preparation_Natural Gas_Griddle_E5 | F3 | Commercial | Warehouse (WA) | New | Food Preparation | Natural Gas | Griddle | E5 | PACT BC Ratio | 0 | 0 | 0 | 0 | 0 | 0 | 0 | 0 | 0 | 0 | 0 | 0 | 0 | 0 | 0 | 0 | 0 | 0 | 0 | 0 | 0 | 0 | 0 | 0 | 0 | 0 | 0
F3_Commercial_Warehouse (WA)_New_Food Preparation_Natural Gas_Griddle_E6 | F3 | Commercial | Warehouse (WA) | New | Food Preparation | Natural Gas | Griddle | E6 | PACT BC Ratio | 0 | 0 | 0 | 0 | 0 | 0 | 0 | 0 | 0 | 0 | 0 | 0 | 0 | 0 | 0 | 0 | 0 | 0 | 0 | 0 | 0 | 0 | 0 | 0 | 0 | 0 | 0
F3_Commercial_Warehouse (WA)_New_Food Preparation_Natural Gas_Griddle_E7 | F3 | Commercial | Warehouse (WA) | New | Food Preparation | Natural Gas | Griddle | E7 | PACT BC Ratio | 0 | 0 | 0 | 0 | 0 | 0 | 0 | 0 | 0 | 0 | 0 | 0 | 0 | 0 | 0 | 0 | 0 | 0 | 0 | 0 | 0 | 0 | 0 | 0 | 0 | 0 | 0
F3_Commercial_Warehouse (WA)_New_Food Preparation_Natural Gas_Griddle_E8 | F3 | Commercial | Warehouse (WA) | New | Food Preparation | Natural Gas | Griddle | E8 | PACT BC Ratio | 0 | 0 | 0 | 0 | 0 | 0 | 0 | 0 | 0 | 0 | 0 | 0 | 0 | 0 | 0 | 0 | 0 | 0 | 0 | 0 | 0 | 0 | 0 | 0 | 0 | 0 | 0
F3_Commercial_Warehouse (WA)_New_Food Preparation_Natural Gas_Griddle_E9 | F3 | Commercial | Warehouse (WA) | New | Food Preparation | Natural Gas | Griddle | E9 | PACT BC Ratio | 0 | 0 | 0 | 0 | 0 | 0 | 0 | 0 | 0 | 0 | 0 | 0 | 0 | 0 | 0 | 0 | 0 | 0 | 0 | 0 | 0 | 0 | 0 | 0 | 0 | 0 | 0
F3_Commercial_Warehouse (WA)_New_Food Preparation_Natural Gas_Griddle_E10 | F3 | Commercial | Warehouse (WA) | New | Food Preparation | Natural Gas | Griddle | E10 | PACT BC Ratio | 0 | 0 | 0 | 0 | 0 | 0 | 0 | 0 | 0 | 0 | 0 | 0 | 0 | 0 | 0 | 0 | 0 | 0 | 0 | 0 | 0 | 0 | 0 | 0 | 0 | 0 | 0
F4_Commercial_Warehouse (WA)_New_Food Preparation_Natural Gas_Griddle_E1 | F4 | Commercial | Warehouse (WA) | New | Food Preparation | Natural Gas | Griddle | E1 | RVT BC Ratio | [24 empty] | 1 | 1 | 1 | bar: 2019 to 2042
F4_Commercial_Warehouse (WA)_New_Food Preparation_Natural Gas_Griddle_E2 | F4 | Commercial | Warehouse (WA) | New | Food Preparation | Natural Gas | Griddle | E2 | RVT BC Ratio | 82.4786 | 84.0292 | 85.8493 | 87.9711 | 90.4016 | 93.4353 | 96.4775 | 99.3659 | 101.9806 | 104.5151 | 107.1414 | 109.5282 | 112.0476 | 114.4313 | 116.4812 | 118.3311 | 119.8967 | 121.3915 | 122.981 | 124.4653 | 125.9547 | 128.1703 | 130.4095 | 132.7193 | 135.0701 | 137.4627 | 139.8979
F4_Commercial_Warehouse (WA)_New_Food Preparation_Natural Gas_Griddle_E3 | F4 | Commercial | Warehouse (WA) | New | Food Preparation | Natural Gas | Griddle | E3 | RVT BC Ratio | 0 | 0 | 0 | 0 | 0 | 0 | 0 | 0 | 0 | 0 | 0 | 0 | 0 | 0 | 0 | 0 | 0 | 0 | 0 | 0 | 0 | 0 | 0 | 0 | 0 | 0 | 0
F4_Commercial_Warehouse (WA)_New_Food Preparation_Natural Gas_Griddle_E4 | F4 | Commercial | Warehouse (WA) | New | Food Preparation | Natural Gas | Griddle | E4 | RVT BC Ratio | 0 | 0 | 0 | 0 | 0 | 0 | 0 | 0 | 0 | 0 | 0 | 0 | 0 | 0 | 0 | 0 | 0 | 0 | 0 | 0 | 0 | 0 | 0 | 0 | 0 | 0 | 0
F4_Commercial_Warehouse (WA)_New_Food Preparation_Natural Gas_Griddle_E5 | F4 | Commercial | Warehouse (WA) | New | Food Preparation | Natural Gas | Griddle | E5 | RVT BC Ratio | 0 | 0 | 0 | 0 | 0 | 0 | 0 | 0 | 0 | 0 | 0 | 0 | 0 | 0 | 0 | 0 | 0 | 0 | 0 | 0 | 0 | 0 | 0 | 0 | 0 | 0 | 0
F4_Commercial_Warehouse (WA)_New_Food Preparation_Natural Gas_Griddle_E6 | F4 | Commercial | Warehouse (WA) | New | Food Preparation | Natural Gas | Griddle | E6 | RVT BC Ratio | 0 | 0 | 0 | 0 | 0 | 0 | 0 | 0 | 0 | 0 | 0 | 0 | 0 | 0 | 0 | 0 | 0 | 0 | 0 | 0 | 0 | 0 | 0 | 0 | 0 | 0 | 0
F4_Commercial_Warehouse (WA)_New_Food Preparation_Natural Gas_Griddle_E7 | F4 | Commercial | Warehouse (WA) | New | Food Preparation | Natural Gas | Griddle | E7 | RVT BC Ratio | 0 | 0 | 0 | 0 | 0 | 0 | 0 | 0 | 0 | 0 | 0 | 0 | 0 | 0 | 0 | 0 | 0 | 0 | 0 | 0 | 0 | 0 | 0 | 0 | 0 | 0 | 0
F4_Commercial_Warehouse (WA)_New_Food Preparation_Natural Gas_Griddle_E8 | F4 | Commercial | Warehouse (WA) | New | Food Preparation | Natural Gas | Griddle | E8 | RVT BC Ratio | 0 | 0 | 0 | 0 | 0 | 0 | 0 | 0 | 0 | 0 | 0 | 0 | 0 | 0 | 0 | 0 | 0 | 0 | 0 | 0 | 0 | 0 | 0 | 0 | 0 | 0 | 0
F4_Commercial_Warehouse (WA)_New_Food Preparation_Natural Gas_Griddle_E9 | F4 | Commercial | Warehouse (WA) | New | Food Preparation | Natural Gas | Griddle | E9 | RVT BC Ratio | 0 | 0 | 0 | 0 | 0 | 0 | 0 | 0 | 0 | 0 | 0 | 0 | 0 | 0 | 0 | 0 | 0 | 0 | 0 | 0 | 0 | 0 | 0 | 0 | 0 | 0 | 0
F4_Commercial_Warehouse (WA)_New_Food Preparation_Natural Gas_Griddle_E10 | F4 | Commercial | Warehouse (WA) | New | Food Preparation | Natural Gas | Griddle | E10 | RVT BC Ratio | 0 | 0 | 0 | 0 | 0 | 0 | 0 | 0 | 0 | 0 | 0 | 0 | 0 | 0 | 0 | 0 | 0 | 0 | 0 | 0 | 0 | 0 | 0 | 0 | 0 | 0 | 0
F5_Commercial_Warehouse (WA)_New_Food Preparation_Natural Gas_Griddle_E1 | F5 | Commercial | Warehouse (WA) | New | Food Preparation | Natural Gas | Griddle | E1 | RIM BC Ratio | [24 empty] | 1 | 1 | 1 | bar: 2019 to 2042
F5_Commercial_Warehouse (WA)_New_Food Preparation_Natural Gas_Griddle_E2 | F5 | Commercial | Warehouse (WA) | New | Food Preparation | Natural Gas | Griddle | E2 | RIM BC Ratio | 0.84293 | 0.84826 | 0.8545 | 0.86099 | 0.86765 | 0.87458 | 0.88199 | 0.89 | 0.89874 | 0.90816 | 0.91014 | 0.91252 | 0.91533 | 0.91862 | 0.9221 | 0.92577 | 0.9297 | 0.93386 | 0.93825 | 0.94293 | 0.94789 | 0.94796 | 0.94804 | 0.94811 | 0.94819 | 0.94826 | 0.94833
F5_Commercial_Warehouse (WA)_New_Food Preparation_Natural Gas_Griddle_E3 | F5 | Commercial | Warehouse (WA) | New | Food Preparation | Natural Gas | Griddle | E3 | RIM BC Ratio | 0 | 0 | 0 | 0 | 0 | 0 | 0 | 0 | 0 | 0 | 0 | 0 | 0 | 0 | 0 | 0 | 0 | 0 | 0 | 0 | 0 | 0 | 0 | 0 | 0 | 0 | 0
F5_Commercial_Warehouse (WA)_New_Food Preparation_Natural Gas_Griddle_E4 | F5 | Commercial | Warehouse (WA) | New | Food Preparation | Natural Gas | Griddle | E4 | RIM BC Ratio | 0 | 0 | 0 | 0 | 0 | 0 | 0 | 0 | 0 | 0 | 0 | 0 | 0 | 0 | 0 | 0 | 0 | 0 | 0 | 0 | 0 | 0 | 0 | 0 | 0 | 0 | 0
F5_Commercial_Warehouse (WA)_New_Food Preparation_Natural Gas_Griddle_E5 | F5 | Commercial | Warehouse (WA) | New | Food Preparation | Natural Gas | Griddle | E5 | RIM BC Ratio | 0 | 0 | 0 | 0 | 0 | 0 | 0 | 0 | 0 | 0 | 0 | 0 | 0 | 0 | 0 | 0 | 0 | 0 | 0 | 0 | 0 | 0 | 0 | 0 | 0 | 0 | 0
F5_Commercial_Warehouse (WA)_New_Food Preparation_Natural Gas_Griddle_E6 | F5 | Commercial | Warehouse (WA) | New | Food Preparation | Natural Gas | Griddle | E6 | RIM BC Ratio | 0 | 0 | 0 | 0 | 0 | 0 | 0 | 0 | 0 | 0 | 0 | 0 | 0 | 0 | 0 | 0 | 0 | 0 | 0 | 0 | 0 | 0 | 0 | 0 | 0 | 0 | 0
F5_Commercial_Warehouse (WA)_New_Food Preparation_Natural Gas_Griddle_E7 | F5 | Commercial | Warehouse (WA) | New | Food Preparation | Natural Gas | Griddle | E7 | RIM BC Ratio | 0 | 0 | 0 | 0 | 0 | 0 | 0 | 0 | 0 | 0 | 0 | 0 | 0 | 0 | 0 | 0 | 0 | 0 | 0 | 0 | 0 | 0 | 0 | 0 | 0 | 0 | 0
F5_Commercial_Warehouse (WA)_New_Food Preparation_Natural Gas_Griddle_E8 | F5 | Commercial | Warehouse (WA) | New | Food Preparation | Natural Gas | Griddle | E8 | RIM BC Ratio | 0 | 0 | 0 | 0 | 0 | 0 | 0 | 0 | 0 | 0 | 0 | 0 | 0 | 0 | 0 | 0 | 0 | 0 | 0 | 0 | 0 | 0 | 0 | 0 | 0 | 0 | 0
F5_Commercial_Warehouse (WA)_New_Food Preparation_Natural Gas_Griddle_E9 | F5 | Commercial | Warehouse (WA) | New | Food Preparation | Natural Gas | Griddle | E9 | RIM BC Ratio | 0 | 0 | 0 | 0 | 0 | 0 | 0 | 0 | 0 | 0 | 0 | 0 | 0 | 0 | 0 | 0 | 0 | 0 | 0 | 0 | 0 | 0 | 0 | 0 | 0 | 0 | 0
F5_Commercial_Warehouse (WA)_New_Food Preparation_Natural Gas_Griddle_E10 | F5 | Commercial | Warehouse (WA) | New | Food Preparation | Natural Gas | Griddle | E10 | RIM BC Ratio | 0 | 0 | 0 | 0 | 0 | 0 | 0 | 0 | 0 | 0 | 0 | 0 | 0 | 0 | 0 | 0 | 0 | 0 | 0 | 0 | 0 | 0 | 0 | 0 | 0 | 0 | 0
F0_Commercial_Warehouse (WA)_New_Food Preparation_Natural Gas_Range_E0 | F0 | Commercial | Warehouse (WA) | New | Food Preparation | Natural Gas | Range | E0 | Economic Unit | High Efficiency | High Efficiency | High Efficiency | High Efficiency | High Efficiency | High Efficiency | High Efficiency | High Efficiency | High Efficiency | High Efficiency | High Efficiency | High Efficiency | High Efficiency | High Efficiency | High Efficiency | High Efficiency | High Efficiency | High Efficiency | High Efficiency | High Efficiency | High Efficiency | High Efficiency | High Efficiency | High Efficiency | High Efficiency | High Efficiency | High Efficiency
F1_Commercial_Warehouse (WA)_New_Food Preparation_Natural Gas_Range_E1 | F1 | Commercial | Warehouse (WA) | New | Food Preparation | Natural Gas | Range | E1 | CCE | 0 | 0 | 0 | 0 | 0 | 0 | 0 | 0 | 0 | 0 | 0 | 0 | 0 | 0 | 0 | 0 | 0 | 0 | 0 | 0 | 0 | 0 | 0 | 0 | 0 | 0 | 0
F1_Commercial_Warehouse (WA)_New_Food Preparation_Natural Gas_Range_E2 | F1 | Commercial | Warehouse (WA) | New | Food Preparation | Natural Gas | Range | E2 | CCE | 1.6433e-05 | 1.6433e-05 | 1.6433e-05 | 1.6433e-05 | 1.6433e-05 | 1.6433e-05 | 1.6433e-05 | 1.6433e-05 | 1.6433e-05 | 1.6433e-05 | 1.6433e-05 | 1.6433e-05 | 1.6433e-05 | 1.6433e-05 | 1.6433e-05 | 1.6433e-05 | 1.6433e-05 | 1.6433e-05 | 1.6433e-05 | 1.6433e-05 | 1.6433e-05 | 1.6433e-05 | 1.6433e-05 | 1.6433e-05 | 1.6433e-05 | 1.6433e-05 | 1.6433e-05
F1_Commercial_Warehouse (WA)_New_Food Preparation_Natural Gas_Range_E3 | F1 | Commercial | Warehouse (WA) | New | Food Preparation | Natural Gas | Range | E3 | CCE | 0 | 0 | 0 | 0 | 0 | 0 | 0 | 0 | 0 | 0 | 0 | 0 | 0 | 0 | 0 | 0 | 0 | 0 | 0 | 0 | 0 | 0 | 0 | 0 | 0 | 0 | 0
F1_Commercial_Warehouse (WA)_New_Food Preparation_Natural Gas_Range_E4 | F1 | Commercial | Warehouse (WA) | New | Food Preparation | Natural Gas | Range | E4 | CCE | 0 | 0 | 0 | 0 | 0 | 0 | 0 | 0 | 0 | 0 | 0 | 0 | 0 | 0 | 0 | 0 | 0 | 0 | 0 | 0 | 0 | 0 | 0 | 0 | 0 | 0 | 0
F1_Commercial_Warehouse (WA)_New_Food Preparation_Natural Gas_Range_E5 | F1 | Commercial | Warehouse (WA) | New | Food Preparation | Natural Gas | Range | E5 | CCE | 0 | 0 | 0 | 0 | 0 | 0 | 0 | 0 | 0 | 0 | 0 | 0 | 0 | 0 | 0 | 0 | 0 | 0 | 0 | 0 | 0 | 0 | 0 | 0 | 0 | 0 | 0
F1_Commercial_Warehouse (WA)_New_Food Preparation_Natural Gas_Range_E6 | F1 | Commercial | Warehouse (WA) | New | Food Preparation | Natural Gas | Range | E6 | CCE | 0 | 0 | 0 | 0 | 0 | 0 | 0 | 0 | 0 | 0 | 0 | 0 | 0 | 0 | 0 | 0 | 0 | 0 | 0 | 0 | 0 | 0 | 0 | 0 | 0 | 0 | 0
F1_Commercial_Warehouse (WA)_New_Food Preparation_Natural Gas_Range_E7 | F1 | Commercial | Warehouse (WA) | New | Food Preparation | Natural Gas | Range | E7 | CCE | 0 | 0 | 0 | 0 | 0 | 0 | 0 | 0 | 0 | 0 | 0 | 0 | 0 | 0 | 0 | 0 | 0 | 0 | 0 | 0 | 0 | 0 | 0 | 0 | 0 | 0 | 0
F1_Commercial_Warehouse (WA)_New_Food Preparation_Natural Gas_Range_E8 | F1 | Commercial | Warehouse (WA) | New | Food Preparation | Natural Gas | Range | E8 | CCE | 0 | 0 | 0 | 0 | 0 | 0 | 0 | 0 | 0 | 0 | 0 | 0 | 0 | 0 | 0 | 0 | 0 | 0 | 0 | 0 | 0 | 0 | 0 | 0 | 0 | 0 | 0
F1_Commercial_Warehouse (WA)_New_Food Preparation_Natural Gas_Range_E9 | F1 | Commercial | Warehouse (WA) | New | Food Preparation | Natural Gas | Range | E9 | CCE | 0 | 0 | 0 | 0 | 0 | 0 | 0 | 0 | 0 | 0 | 0 | 0 | 0 | 0 | 0 | 0 | 0 | 0 | 0 | 0 | 0 | 0 | 0 | 0 | 0 | 0 | 0
F1_Commercial_Warehouse (WA)_New_Food Preparation_Natural Gas_Range_E10 | F1 | Commercial | Warehouse (WA) | New | Food Preparation | Natural Gas | Range | E10 | CCE | 0 | 0 | 0 | 0 | 0 | 0 | 0 | 0 | 0 | 0 | 0 | 0 | 0 | 0 | 0 | 0 | 0 | 0 | 0 | 0 | 0 | 0 | 0 | 0 | 0 | 0 | 0
F2_Commercial_Warehouse (WA)_New_Food Preparation_Natural Gas_Range_E1 | F2 | Commercial | Warehouse (WA) | New | Food Preparation | Natural Gas | Range | E1 | TRC BC Ratio | [24 empty] | 1 | 1 | 1 | bar: 2019 to 2042
F2_Commercial_Warehouse (WA)_New_Food Preparation_Natural Gas_Range_E2 | F2 | Commercial | Warehouse (WA) | New | Food Preparation | Natural Gas | Range | E2 | TRC BC Ratio | 211.0481 | 215.9204 | 222.0491 | 229.2789 | 237.6864 | 248.2899 | 259.3342 | 270.3461 | 280.9675 | 291.735 | 300.1387 | 307.956 | 316.384 | 324.5941 | 331.8349 | 338.5393 | 344.4519 | 350.2637 | 356.5145 | 362.5753 | 368.8102 | 375.3121 | 381.8764 | 388.6608 | 395.5657 | 402.5933 | 409.7457
F2_Commercial_Warehouse (WA)_New_Food Preparation_Natural Gas_Range_E3 | F2 | Commercial | Warehouse (WA) | New | Food Preparation | Natural Gas | Range | E3 | TRC BC Ratio | 0 | 0 | 0 | 0 | 0 | 0 | 0 | 0 | 0 | 0 | 0 | 0 | 0 | 0 | 0 | 0 | 0 | 0 | 0 | 0 | 0 | 0 | 0 | 0 | 0 | 0 | 0
F2_Commercial_Warehouse (WA)_New_Food Preparation_Natural Gas_Range_E4 | F2 | Commercial | Warehouse (WA) | New | Food Preparation | Natural Gas | Range | E4 | TRC BC Ratio | 0 | 0 | 0 | 0 | 0 | 0 | 0 | 0 | 0 | 0 | 0 | 0 | 0 | 0 | 0 | 0 | 0 | 0 | 0 | 0 | 0 | 0 | 0 | 0 | 0 | 0 | 0
F2_Commercial_Warehouse (WA)_New_Food Preparation_Natural Gas_Range_E5 | F2 | Commercial | Warehouse (WA) | New | Food Preparation | Natural Gas | Range | E5 | TRC BC Ratio | 0 | 0 | 0 | 0 | 0 | 0 | 0 | 0 | 0 | 0 | 0 | 0 | 0 | 0 | 0 | 0 | 0 | 0 | 0 | 0 | 0 | 0 | 0 | 0 | 0 | 0 | 0
F2_Commercial_Warehouse (WA)_New_Food Preparation_Natural Gas_Range_E6 | F2 | Commercial | Warehouse (WA) | New | Food Preparation | Natural Gas | Range | E6 | TRC BC Ratio | 0 | 0 | 0 | 0 | 0 | 0 | 0 | 0 | 0 | 0 | 0 | 0 | 0 | 0 | 0 | 0 | 0 | 0 | 0 | 0 | 0 | 0 | 0 | 0 | 0 | 0 | 0
F2_Commercial_Warehouse (WA)_New_Food Preparation_Natural Gas_Range_E7 | F2 | Commercial | Warehouse (WA) | New | Food Preparation | Natural Gas | Range | E7 | TRC BC Ratio | 0 | 0 | 0 | 0 | 0 | 0 | 0 | 0 | 0 | 0 | 0 | 0 | 0 | 0 | 0 | 0 | 0 | 0 | 0 | 0 | 0 | 0 | 0 | 0 | 0 | 0 | 0
F2_Commercial_Warehouse (WA)_New_Food Preparation_Natural Gas_Range_E8 | F2 | Commercial | Warehouse (WA) | New | Food Preparation | Natural Gas | Range | E8 | TRC BC Ratio | 0 | 0 | 0 | 0 | 0 | 0 | 0 | 0 | 0 | 0 | 0 | 0 | 0 | 0 | 0 | 0 | 0 | 0 | 0 | 0 | 0 | 0 | 0 | 0 | 0 | 0 | 0
F2_Commercial_Warehouse (WA)_New_Food Preparation_Natural Gas_Range_E9 | F2 | Commercial | Warehouse (WA) | New | Food Preparation | Natural Gas | Range | E9 | TRC BC Ratio | 0 | 0 | 0 | 0 | 0 | 0 | 0 | 0 | 0 | 0 | 0 | 0 | 0 | 0 | 0 | 0 | 0 | 0 | 0 | 0 | 0 | 0 | 0 | 0 | 0 | 0 | 0
F2_Commercial_Warehouse (WA)_New_Food Preparation_Natural Gas_Range_E10 | F2 | Commercial | Warehouse (WA) | New | Food Preparation | Natural Gas | Range | E10 | TRC BC Ratio | 0 | 0 | 0 | 0 | 0 | 0 | 0 | 0 | 0 | 0 | 0 | 0 | 0 | 0 | 0 | 0 | 0 | 0 | 0 | 0 | 0 | 0 | 0 | 0 | 0 | 0 | 0
F3_Commercial_Warehouse (WA)_New_Food Preparation_Natural Gas_Range_E1 | F3 | Commercial | Warehouse (WA) | New | Food Preparation | Natural Gas | Range | E1 | PACT BC Ratio | [24 empty] | 1 | 1 | 1 | bar: 2019 to 2042
F3_Commercial_Warehouse (WA)_New_Food Preparation_Natural Gas_Range_E2 | F3 | Commercial | Warehouse (WA) | New | Food Preparation | Natural Gas | Range | E2 | PACT BC Ratio | 425.3387 | 435.1581 | 447.5098 | 462.0804 | 479.0246 | 500.3943 | 522.6527 | 544.8457 | 566.2517 | 587.9521 | 604.8887 | 620.6433 | 637.6288 | 654.1752 | 668.768 | 682.2798 | 694.1958 | 705.9088 | 718.5063 | 730.7211 | 743.2866 | 756.3904 | 769.6199 | 783.2929 | 797.2088 | 811.3719 | 825.7867
F3_Commercial_Warehouse (WA)_New_Food Preparation_Natural Gas_Range_E3 | F3 | Commercial | Warehouse (WA) | New | Food Preparation | Natural Gas | Range | E3 | PACT BC Ratio | 0 | 0 | 0 | 0 | 0 | 0 | 0 | 0 | 0 | 0 | 0 | 0 | 0 | 0 | 0 | 0 | 0 | 0 | 0 | 0 | 0 | 0 | 0 | 0 | 0 | 0 | 0
F3_Commercial_Warehouse (WA)_New_Food Preparation_Natural Gas_Range_E4 | F3 | Commercial | Warehouse (WA) | New | Food Preparation | Natural Gas | Range | E4 | PACT BC Ratio | 0 | 0 | 0 | 0 | 0 | 0 | 0 | 0 | 0 | 0 | 0 | 0 | 0 | 0 | 0 | 0 | 0 | 0 | 0 | 0 | 0 | 0 | 0 | 0 | 0 | 0 | 0
F3_Commercial_Warehouse (WA)_New_Food Preparation_Natural Gas_Range_E5 | F3 | Commercial | Warehouse (WA) | New | Food Preparation | Natural Gas | Range | E5 | PACT BC Ratio | 0 | 0 | 0 | 0 | 0 | 0 | 0 | 0 | 0 | 0 | 0 | 0 | 0 | 0 | 0 | 0 | 0 | 0 | 0 | 0 | 0 | 0 | 0 | 0 | 0 | 0 | 0
F3_Commercial_Warehouse (WA)_New_Food Preparation_Natural Gas_Range_E6 | F3 | Commercial | Warehouse (WA) | New | Food Preparation | Natural Gas | Range | E6 | PACT BC Ratio | 0 | 0 | 0 | 0 | 0 | 0 | 0 | 0 | 0 | 0 | 0 | 0 | 0 | 0 | 0 | 0 | 0 | 0 | 0 | 0 | 0 | 0 | 0 | 0 | 0 | 0 | 0
F3_Commercial_Warehouse (WA)_New_Food Preparation_Natural Gas_Range_E7 | F3 | Commercial | Warehouse (WA) | New | Food Preparation | Natural Gas | Range | E7 | PACT BC Ratio | 0 | 0 | 0 | 0 | 0 | 0 | 0 | 0 | 0 | 0 | 0 | 0 | 0 | 0 | 0 | 0 | 0 | 0 | 0 | 0 | 0 | 0 | 0 | 0 | 0 | 0 | 0
F3_Commercial_Warehouse (WA)_New_Food Preparation_Natural Gas_Range_E8 | F3 | Commercial | Warehouse (WA) | New | Food Preparation | Natural Gas | Range | E8 | PACT BC Ratio | 0 | 0 | 0 | 0 | 0 | 0 | 0 | 0 | 0 | 0 | 0 | 0 | 0 | 0 | 0 | 0 | 0 | 0 | 0 | 0 | 0 | 0 | 0 | 0 | 0 | 0 | 0
F3_Commercial_Warehouse (WA)_New_Food Preparation_Natural Gas_Range_E9 | F3 | Commercial | Warehouse (WA) | New | Food Preparation | Natural Gas | Range | E9 | PACT BC Ratio | 0 | 0 | 0 | 0 | 0 | 0 | 0 | 0 | 0 | 0 | 0 | 0 | 0 | 0 | 0 | 0 | 0 | 0 | 0 | 0 | 0 | 0 | 0 | 0 | 0 | 0 | 0
F3_Commercial_Warehouse (WA)_New_Food Preparation_Natural Gas_Range_E10 | F3 | Commercial | Warehouse (WA) | New | Food Preparation | Natural Gas | Range | E10 | PACT BC Ratio | 0 | 0 | 0 | 0 | 0 | 0 | 0 | 0 | 0 | 0 | 0 | 0 | 0 | 0 | 0 | 0 | 0 | 0 | 0 | 0 | 0 | 0 | 0 | 0 | 0 | 0 | 0
F4_Commercial_Warehouse (WA)_New_Food Preparation_Natural Gas_Range_E1 | F4 | Commercial | Warehouse (WA) | New | Food Preparation | Natural Gas | Range | E1 | RVT BC Ratio | [24 empty] | 1 | 1 | 1 | bar: 2019 to 2042
F4_Commercial_Warehouse (WA)_New_Food Preparation_Natural Gas_Range_E2 | F4 | Commercial | Warehouse (WA) | New | Food Preparation | Natural Gas | Range | E2 | RVT BC Ratio | 301.6658 | 306.6805 | 312.7918 | 320.2197 | 329.056 | 340.7359 | 352.7173 | 364.3075 | 374.9762 | 385.2222 | 395.747 | 405.1478 | 414.9546 | 424.0177 | 431.6513 | 438.4164 | 443.9635 | 449.1924 | 454.8021 | 459.9484 | 465.0962 | 473.2887 | 481.5598 | 490.1081 | 498.8083 | 507.663 | 516.6751
F4_Commercial_Warehouse (WA)_New_Food Preparation_Natural Gas_Range_E3 | F4 | Commercial | Warehouse (WA) | New | Food Preparation | Natural Gas | Range | E3 | RVT BC Ratio | 0 | 0 | 0 | 0 | 0 | 0 | 0 | 0 | 0 | 0 | 0 | 0 | 0 | 0 | 0 | 0 | 0 | 0 | 0 | 0 | 0 | 0 | 0 | 0 | 0 | 0 | 0
F4_Commercial_Warehouse (WA)_New_Food Preparation_Natural Gas_Range_E4 | F4 | Commercial | Warehouse (WA) | New | Food Preparation | Natural Gas | Range | E4 | RVT BC Ratio | 0 | 0 | 0 | 0 | 0 | 0 | 0 | 0 | 0 | 0 | 0 | 0 | 0 | 0 | 0 | 0 | 0 | 0 | 0 | 0 | 0 | 0 | 0 | 0 | 0 | 0 | 0
F4_Commercial_Warehouse (WA)_New_Food Preparation_Natural Gas_Range_E5 | F4 | Commercial | Warehouse (WA) | New | Food Preparation | Natural Gas | Range | E5 | RVT BC Ratio | 0 | 0 | 0 | 0 | 0 | 0 | 0 | 0 | 0 | 0 | 0 | 0 | 0 | 0 | 0 | 0 | 0 | 0 | 0 | 0 | 0 | 0 | 0 | 0 | 0 | 0 | 0
F4_Commercial_Warehouse (WA)_New_Food Preparation_Natural Gas_Range_E6 | F4 | Commercial | Warehouse (WA) | New | Food Preparation | Natural Gas | Range | E6 | RVT BC Ratio | 0 | 0 | 0 | 0 | 0 | 0 | 0 | 0 | 0 | 0 | 0 | 0 | 0 | 0 | 0 | 0 | 0 | 0 | 0 | 0 | 0 | 0 | 0 | 0 | 0 | 0 | 0
F4_Commercial_Warehouse (WA)_New_Food Preparation_Natural Gas_Range_E7 | F4 | Commercial | Warehouse (WA) | New | Food Preparation | Natural Gas | Range | E7 | RVT BC Ratio | 0 | 0 | 0 | 0 | 0 | 0 | 0 | 0 | 0 | 0 | 0 | 0 | 0 | 0 | 0 | 0 | 0 | 0 | 0 | 0 | 0 | 0 | 0 | 0 | 0 | 0 | 0
F4_Commercial_Warehouse (WA)_New_Food Preparation_Natural Gas_Range_E8 | F4 | Commercial | Warehouse (WA) | New | Food Preparation | Natural Gas | Range | E8 | RVT BC Ratio | 0 | 0 | 0 | 0 | 0 | 0 | 0 | 0 | 0 | 0 | 0 | 0 | 0 | 0 | 0 | 0 | 0 | 0 | 0 | 0 | 0 | 0 | 0 | 0 | 0 | 0 | 0
F4_Commercial_Warehouse (WA)_New_Food Preparation_Natural Gas_Range_E9 | F4 | Commercial | Warehouse (WA) | New | Food Preparation | Natural Gas | Range | E9 | RVT BC Ratio | 0 | 0 | 0 | 0 | 0 | 0 | 0 | 0 | 0 | 0 | 0 | 0 | 0 | 0 | 0 | 0 | 0 | 0 | 0 | 0 | 0 | 0 | 0 | 0 | 0 | 0 | 0
F4_Commercial_Warehouse (WA)_New_Food Preparation_Natural Gas_Range_E10 | F4 | Commercial | Warehouse (WA) | New | Food Preparation | Natural Gas | Range | E10 | RVT BC Ratio | 0 | 0 | 0 | 0 | 0 | 0 | 0 | 0 | 0 | 0 | 0 | 0 | 0 | 0 | 0 | 0 | 0 | 0 | 0 | 0 | 0 | 0 | 0 | 0 | 0 | 0 | 0
F5_Commercial_Warehouse (WA)_New_Food Preparation_Natural Gas_Range_E1 | F5 | Commercial | Warehouse (WA) | New | Food Preparation | Natural Gas | Range | E1 | RIM BC Ratio | [24 empty] | 1 | 1 | 1 | bar: 2019 to 2042
F5_Commercial_Warehouse (WA)_New_Food Preparation_Natural Gas_Range_E2 | F5 | Commercial | Warehouse (WA) | New | Food Preparation | Natural Gas | Range | E2 | RIM BC Ratio | 0.83897 | 0.84432 | 0.85133 | 0.85867 | 0.86627 | 0.87391 | 0.8818 | 0.89001 | 0.89867 | 0.90831 | 0.90963 | 0.91168 | 0.9145 | 0.91819 | 0.92208 | 0.9262 | 0.93061 | 0.9353 | 0.94025 | 0.94554 | 0.95116 | 0.95118 | 0.9512 | 0.95122 | 0.95124 | 0.95126 | 0.95128
F5_Commercial_Warehouse (WA)_New_Food Preparation_Natural Gas_Range_E3 | F5 | Commercial | Warehouse (WA) | New | Food Preparation | Natural Gas | Range | E3 | RIM BC Ratio | 0 | 0 | 0 | 0 | 0 | 0 | 0 | 0 | 0 | 0 | 0 | 0 | 0 | 0 | 0 | 0 | 0 | 0 | 0 | 0 | 0 | 0 | 0 | 0 | 0 | 0 | 0
F5_Commercial_Warehouse (WA)_New_Food Preparation_Natural Gas_Range_E4 | F5 | Commercial | Warehouse (WA) | New | Food Preparation | Natural Gas | Range | E4 | RIM BC Ratio | 0 | 0 | 0 | 0 | 0 | 0 | 0 | 0 | 0 | 0 | 0 | 0 | 0 | 0 | 0 | 0 | 0 | 0 | 0 | 0 | 0 | 0 | 0 | 0 | 0 | 0 | 0
F5_Commercial_Warehouse (WA)_New_Food Preparation_Natural Gas_Range_E5 | F5 | Commercial | Warehouse (WA) | New | Food Preparation | Natural Gas | Range | E5 | RIM BC Ratio | 0 | 0 | 0 | 0 | 0 | 0 | 0 | 0 | 0 | 0 | 0 | 0 | 0 | 0 | 0 | 0 | 0 | 0 | 0 | 0 | 0 | 0 | 0 | 0 | 0 | 0 | 0
F5_Commercial_Warehouse (WA)_New_Food Preparation_Natural Gas_Range_E6 | F5 | Commercial | Warehouse (WA) | New | Food Preparation | Natural Gas | Range | E6 | RIM BC Ratio | 0 | 0 | 0 | 0 | 0 | 0 | 0 | 0 | 0 | 0 | 0 | 0 | 0 | 0 | 0 | 0 | 0 | 0 | 0 | 0 | 0 | 0 | 0 | 0 | 0 | 0 | 0
F5_Commercial_Warehouse (WA)_New_Food Preparation_Natural Gas_Range_E7 | F5 | Commercial | Warehouse (WA) | New | Food Preparation | Natural Gas | Range | E7 | RIM BC Ratio | 0 | 0 | 0 | 0 | 0 | 0 | 0 | 0 | 0 | 0 | 0 | 0 | 0 | 0 | 0 | 0 | 0 | 0 | 0 | 0 | 0 | 0 | 0 | 0 | 0 | 0 | 0
F5_Commercial_Warehouse (WA)_New_Food Preparation_Natural Gas_Range_E8 | F5 | Commercial | Warehouse (WA) | New | Food Preparation | Natural Gas | Range | E8 | RIM BC Ratio | 0 | 0 | 0 | 0 | 0 | 0 | 0 | 0 | 0 | 0 | 0 | 0 | 0 | 0 | 0 | 0 | 0 | 0 | 0 | 0 | 0 | 0 | 0 | 0 | 0 | 0 | 0
F5_Commercial_Warehouse (WA)_New_Food Preparation_Natural Gas_Range_E9 | F5 | Commercial | Warehouse (WA) | New | Food Preparation | Natural Gas | Range | E9 | RIM BC Ratio | 0 | 0 | 0 | 0 | 0 | 0 | 0 | 0 | 0 | 0 | 0 | 0 | 0 | 0 | 0 | 0 | 0 | 0 | 0 | 0 | 0 | 0 | 0 | 0 | 0 | 0 | 0
F5_Commercial_Warehouse (WA)_New_Food Preparation_Natural Gas_Range_E10 | F5 | Commercial | Warehouse (WA) | New | Food Preparation | Natural Gas | Range | E10 | RIM BC Ratio | 0 | 0 | 0 | 0 | 0 | 0 | 0 | 0 | 0 | 0 | 0 | 0 | 0 | 0 | 0 | 0 | 0 | 0 | 0 | 0 | 0 | 0 | 0 | 0 | 0 | 0 | 0
F0_Commercial_Warehouse (WA)_New_Food Preparation_Natural Gas_Steamer_E0 | F0 | Commercial | Warehouse (WA) | New | Food Preparation | Natural Gas | Steamer | E0 | Economic Unit | ENERGY STAR | ENERGY STAR | ENERGY STAR | ENERGY STAR | ENERGY STAR | ENERGY STAR | ENERGY STAR | ENERGY STAR | ENERGY STAR | ENERGY STAR | ENERGY STAR | ENERGY STAR | ENERGY STAR | ENERGY STAR | ENERGY STAR | ENERGY STAR | ENERGY STAR | ENERGY STAR | ENERGY STAR | ENERGY STAR | ENERGY STAR | ENERGY STAR | ENERGY STAR | ENERGY STAR | ENERGY STAR | ENERGY STAR | ENERGY STAR
F1_Commercial_Warehouse (WA)_New_Food Preparation_Natural Gas_Steamer_E1 | F1 | Commercial | Warehouse (WA) | New | Food Preparation | Natural Gas | Steamer | E1 | CCE | 0 | 0 | 0 | 0 | 0 | 0 | 0 | 0 | 0 | 0 | 0 | 0 | 0 | 0 | 0 | 0 | 0 | 0 | 0 | 0 | 0 | 0 | 0 | 0 | 0 | 0 | 0
F1_Commercial_Warehouse (WA)_New_Food Preparation_Natural Gas_Steamer_E2 | F1 | Commercial | Warehouse (WA) | New | Food Preparation | Natural Gas | Steamer | E2 | CCE | 0.0015697 | 0.0015697 | 0.0015697 | 0.0015697 | 0.0015697 | 0.0015697 | 0.0015697 | 0.0015697 | 0.0015697 | 0.0015697 | 0.0015697 | 0.0015697 | 0.0015697 | 0.0015697 | 0.0015697 | 0.0015697 | 0.0015697 | 0.0015697 | 0.0015697 | 0.0015697 | 0.0015697 | 0.0015697 | 0.0015697 | 0.0015697 | 0.0015697 | 0.0015697 | 0.0015697
F1_Commercial_Warehouse (WA)_New_Food Preparation_Natural Gas_Steamer_E3 | F1 | Commercial | Warehouse (WA) | New | Food Preparation | Natural Gas | Steamer | E3 | CCE | 0 | 0 | 0 | 0 | 0 | 0 | 0 | 0 | 0 | 0 | 0 | 0 | 0 | 0 | 0 | 0 | 0 | 0 | 0 | 0 | 0 | 0 | 0 | 0 | 0 | 0 | 0
F1_Commercial_Warehouse (WA)_New_Food Preparation_Natural Gas_Steamer_E4 | F1 | Commercial | Warehouse (WA) | New | Food Preparation | Natural Gas | Steamer | E4 | CCE | 0 | 0 | 0 | 0 | 0 | 0 | 0 | 0 | 0 | 0 | 0 | 0 | 0 | 0 | 0 | 0 | 0 | 0 | 0 | 0 | 0 | 0 | 0 | 0 | 0 | 0 | 0
F1_Commercial_Warehouse (WA)_New_Food Preparation_Natural Gas_Steamer_E5 | F1 | Commercial | Warehouse (WA) | New | Food Preparation | Natural Gas | Steamer | E5 | CCE | 0 | 0 | 0 | 0 | 0 | 0 | 0 | 0 | 0 | 0 | 0 | 0 | 0 | 0 | 0 | 0 | 0 | 0 | 0 | 0 | 0 | 0 | 0 | 0 | 0 | 0 | 0
F1_Commercial_Warehouse (WA)_New_Food Preparation_Natural Gas_Steamer_E6 | F1 | Commercial | Warehouse (WA) | New | Food Preparation | Natural Gas | Steamer | E6 | CCE | 0 | 0 | 0 | 0 | 0 | 0 | 0 | 0 | 0 | 0 | 0 | 0 | 0 | 0 | 0 | 0 | 0 | 0 | 0 | 0 | 0 | 0 | 0 | 0 | 0 | 0 | 0
F1_Commercial_Warehouse (WA)_New_Food Preparation_Natural Gas_Steamer_E7 | F1 | Commercial | Warehouse (WA) | New | Food Preparation | Natural Gas | Steamer | E7 | CCE | 0 | 0 | 0 | 0 | 0 | 0 | 0 | 0 | 0 | 0 | 0 | 0 | 0 | 0 | 0 | 0 | 0 | 0 | 0 | 0 | 0 | 0 | 0 | 0 | 0 | 0 | 0
F1_Commercial_Warehouse (WA)_New_Food Preparation_Natural Gas_Steamer_E8 | F1 | Commercial | Warehouse (WA) | New | Food Preparation | Natural Gas | Steamer | E8 | CCE | 0 | 0 | 0 | 0 | 0 | 0 | 0 | 0 | 0 | 0 | 0 | 0 | 0 | 0 | 0 | 0 | 0 | 0 | 0 | 0 | 0 | 0 | 0 | 0 | 0 | 0 | 0
F1_Commercial_Warehouse (WA)_New_Food Preparation_Natural Gas_Steamer_E9 | F1 | Commercial | Warehouse (WA) | New | Food Preparation | Natural Gas | Steamer | E9 | CCE | 0 | 0 | 0 | 0 | 0 | 0 | 0 | 0 | 0 | 0 | 0 | 0 | 0 | 0 | 0 | 0 | 0 | 0 | 0 | 0 | 0 | 0 | 0 | 0 | 0 | 0 | 0
F1_Commercial_Warehouse (WA)_New_Food Preparation_Natural Gas_Steamer_E10 | F1 | Commercial | Warehouse (WA) | New | Food Preparation | Natural Gas | Steamer | E10 | CCE | 0 | 0 | 0 | 0 | 0 | 0 | 0 | 0 | 0 | 0 | 0 | 0 | 0 | 0 | 0 | 0 | 0 | 0 | 0 | 0 | 0 | 0 | 0 | 0 | 0 | 0 | 0
F2_Commercial_Warehouse (WA)_New_Food Preparation_Natural Gas_Steamer_E1 | F2 | Commercial | Warehouse (WA) | New | Food Preparation | Natural Gas | Steamer | E1 | TRC BC Ratio | [24 empty] | 1 | 1 | 1 | bar: 2019 to 2042
F2_Commercial_Warehouse (WA)_New_Food Preparation_Natural Gas_Steamer_E2 | F2 | Commercial | Warehouse (WA) | New | Food Preparation | Natural Gas | Steamer | E2 | TRC BC Ratio | 2.2673 | 2.3245 | 2.3922 | 2.4698 | 2.5575 | 2.6642 | 2.7741 | 2.8829 | 2.9877 | 3.0939 | 3.1784 | 3.2576 | 3.3426 | 3.4259 | 3.5004 | 3.57 | 3.6325 | 3.6942 | 3.7601 | 3.8244 | 3.8904 | 3.959 | 4.0284 | 4.1 | 4.1728 | 4.247 | 4.3224
F2_Commercial_Warehouse (WA)_New_Food Preparation_Natural Gas_Steamer_E3 | F2 | Commercial | Warehouse (WA) | New | Food Preparation | Natural Gas | Steamer | E3 | TRC BC Ratio | 0 | 0 | 0 | 0 | 0 | 0 | 0 | 0 | 0 | 0 | 0 | 0 | 0 | 0 | 0 | 0 | 0 | 0 | 0 | 0 | 0 | 0 | 0 | 0 | 0 | 0 | 0
F2_Commercial_Warehouse (WA)_New_Food Preparation_Natural Gas_Steamer_E4 | F2 | Commercial | Warehouse (WA) | New | Food Preparation | Natural Gas | Steamer | E4 | TRC BC Ratio | 0 | 0 | 0 | 0 | 0 | 0 | 0 | 0 | 0 | 0 | 0 | 0 | 0 | 0 | 0 | 0 | 0 | 0 | 0 | 0 | 0 | 0 | 0 | 0 | 0 | 0 | 0
F2_Commercial_Warehouse (WA)_New_Food Preparation_Natural Gas_Steamer_E5 | F2 | Commercial | Warehouse (WA) | New | Food Preparation | Natural Gas | Steamer | E5 | TRC BC Ratio | 0 | 0 | 0 | 0 | 0 | 0 | 0 | 0 | 0 | 0 | 0 | 0 | 0 | 0 | 0 | 0 | 0 | 0 | 0 | 0 | 0 | 0 | 0 | 0 | 0 | 0 | 0
F2_Commercial_Warehouse (WA)_New_Food Preparation_Natural Gas_Steamer_E6 | F2 | Commercial | Warehouse (WA) | New | Food Preparation | Natural Gas | Steamer | E6 | TRC BC Ratio | 0 | 0 | 0 | 0 | 0 | 0 | 0 | 0 | 0 | 0 | 0 | 0 | 0 | 0 | 0 | 0 | 0 | 0 | 0 | 0 | 0 | 0 | 0 | 0 | 0 | 0 | 0
F2_Commercial_Warehouse (WA)_New_Food Preparation_Natural Gas_Steamer_E7 | F2 | Commercial | Warehouse (WA) | New | Food Preparation | Natural Gas | Steamer | E7 | TRC BC Ratio | 0 | 0 | 0 | 0 | 0 | 0 | 0 | 0 | 0 | 0 | 0 | 0 | 0 | 0 | 0 | 0 | 0 | 0 | 0 | 0 | 0 | 0 | 0 | 0 | 0 | 0 | 0
F2_Commercial_Warehouse (WA)_New_Food Preparation_Natural Gas_Steamer_E8 | F2 | Commercial | Warehouse (WA) | New | Food Preparation | Natural Gas | Steamer | E8 | TRC BC Ratio | 0 | 0 | 0 | 0 | 0 | 0 | 0 | 0 | 0 | 0 | 0 | 0 | 0 | 0 | 0 | 0 | 0 | 0 | 0 | 0 | 0 | 0 | 0 | 0 | 0 | 0 | 0
F2_Commercial_Warehouse (WA)_New_Food Preparation_Natural Gas_Steamer_E9 | F2 | Commercial | Warehouse (WA) | New | Food Preparation | Natural Gas | Steamer | E9 | TRC BC Ratio | 0 | 0 | 0 | 0 | 0 | 0 | 0 | 0 | 0 | 0 | 0 | 0 | 0 | 0 | 0 | 0 | 0 | 0 | 0 | 0 | 0 | 0 | 0 | 0 | 0 | 0 | 0
F2_Commercial_Warehouse (WA)_New_Food Preparation_Natural Gas_Steamer_E10 | F2 | Commercial | Warehouse (WA) | New | Food Preparation | Natural Gas | Steamer | E10 | TRC BC Ratio | 0 | 0 | 0 | 0 | 0 | 0 | 0 | 0 | 0 | 0 | 0 | 0 | 0 | 0 | 0 | 0 | 0 | 0 | 0 | 0 | 0 | 0 | 0 | 0 | 0 | 0 | 0
F3_Commercial_Warehouse (WA)_New_Food Preparation_Natural Gas_Steamer_E1 | F3 | Commercial | Warehouse (WA) | New | Food Preparation | Natural Gas | Steamer | E1 | PACT BC Ratio | [24 empty] | 1 | 1 | 1 | bar: 2019 to 2042
F3_Commercial_Warehouse (WA)_New_Food Preparation_Natural Gas_Steamer_E2 | F3 | Commercial | Warehouse (WA) | New | Food Preparation | Natural Gas | Steamer | E2 | PACT BC Ratio | 4.5695 | 4.6847 | 4.8211 | 4.9775 | 5.1543 | 5.3694 | 5.5909 | 5.8102 | 6.0213 | 6.2353 | 6.4056 | 6.5652 | 6.7366 | 6.9044 | 7.0545 | 7.1949 | 7.3208 | 7.4451 | 7.5779 | 7.7075 | 7.8406 | 7.9789 | 8.1187 | 8.263 | 8.4098 | 8.5592 | 8.7112
F3_Commercial_Warehouse (WA)_New_Food Preparation_Natural Gas_Steamer_E3 | F3 | Commercial | Warehouse (WA) | New | Food Preparation | Natural Gas | Steamer | E3 | PACT BC Ratio | 0 | 0 | 0 | 0 | 0 | 0 | 0 | 0 | 0 | 0 | 0 | 0 | 0 | 0 | 0 | 0 | 0 | 0 | 0 | 0 | 0 | 0 | 0 | 0 | 0 | 0 | 0
F3_Commercial_Warehouse (WA)_New_Food Preparation_Natural Gas_Steamer_E4 | F3 | Commercial | Warehouse (WA) | New | Food Preparation | Natural Gas | Steamer | E4 | PACT BC Ratio | 0 | 0 | 0 | 0 | 0 | 0 | 0 | 0 | 0 | 0 | 0 | 0 | 0 | 0 | 0 | 0 | 0 | 0 | 0 | 0 | 0 | 0 | 0 | 0 | 0 | 0 | 0
F3_Commercial_Warehouse (WA)_New_Food Preparation_Natural Gas_Steamer_E5 | F3 | Commercial | Warehouse (WA) | New | Food Preparation | Natural Gas | Steamer | E5 | PACT BC Ratio | 0 | 0 | 0 | 0 | 0 | 0 | 0 | 0 | 0 | 0 | 0 | 0 | 0 | 0 | 0 | 0 | 0 | 0 | 0 | 0 | 0 | 0 | 0 | 0 | 0 | 0 | 0
F3_Commercial_Warehouse (WA)_New_Food Preparation_Natural Gas_Steamer_E6 | F3 | Commercial | Warehouse (WA) | New | Food Preparation | Natural Gas | Steamer | E6 | PACT BC Ratio | 0 | 0 | 0 | 0 | 0 | 0 | 0 | 0 | 0 | 0 | 0 | 0 | 0 | 0 | 0 | 0 | 0 | 0 | 0 | 0 | 0 | 0 | 0 | 0 | 0 | 0 | 0
F3_Commercial_Warehouse (WA)_New_Food Preparation_Natural Gas_Steamer_E7 | F3 | Commercial | Warehouse (WA) | New | Food Preparation | Natural Gas | Steamer | E7 | PACT BC Ratio | 0 | 0 | 0 | 0 | 0 | 0 | 0 | 0 | 0 | 0 | 0 | 0 | 0 | 0 | 0 | 0 | 0 | 0 | 0 | 0 | 0 | 0 | 0 | 0 | 0 | 0 | 0
F3_Commercial_Warehouse (WA)_New_Food Preparation_Natural Gas_Steamer_E8 | F3 | Commercial | Warehouse (WA) | New | Food Preparation | Natural Gas | Steamer | E8 | PACT BC Ratio | 0 | 0 | 0 | 0 | 0 | 0 | 0 | 0 | 0 | 0 | 0 | 0 | 0 | 0 | 0 | 0 | 0 | 0 | 0 | 0 | 0 | 0 | 0 | 0 | 0 | 0 | 0
F3_Commercial_Warehouse (WA)_New_Food Preparation_Natural Gas_Steamer_E9 | F3 | Commercial | Warehouse (WA) | New | Food Preparation | Natural Gas | Steamer | E9 | PACT BC Ratio | 0 | 0 | 0 | 0 | 0 | 0 | 0 | 0 | 0 | 0 | 0 | 0 | 0 | 0 | 0 | 0 | 0 | 0 | 0 | 0 | 0 | 0 | 0 | 0 | 0 | 0 | 0
F3_Commercial_Warehouse (WA)_New_Food Preparation_Natural Gas_Steamer_E10 | F3 | Commercial | Warehouse (WA) | New | Food Preparation | Natural Gas | Steamer | E10 | PACT BC Ratio | 0 | 0 | 0 | 0 | 0 | 0 | 0 | 0 | 0 | 0 | 0 | 0 | 0 | 0 | 0 | 0 | 0 | 0 | 0 | 0 | 0 | 0 | 0 | 0 | 0 | 0 | 0
F4_Commercial_Warehouse (WA)_New_Food Preparation_Natural Gas_Steamer_E1 | F4 | Commercial | Warehouse (WA) | New | Food Preparation | Natural Gas | Steamer | E1 | RVT BC Ratio | [24 empty] | 1 | 1 | 1 | bar: 2019 to 2042
F4_Commercial_Warehouse (WA)_New_Food Preparation_Natural Gas_Steamer_E2 | F4 | Commercial | Warehouse (WA) | New | Food Preparation | Natural Gas | Steamer | E2 | RVT BC Ratio | 3.6 | 3.6605 | 3.7316 | 3.8144 | 3.9093 | 4.0277 | 4.1465 | 4.2593 | 4.3614 | 4.4603 | 4.5628 | 4.656 | 4.7544 | 4.8474 | 4.9275 | 4.9997 | 5.0608 | 5.1192 | 5.1812 | 5.2392 | 5.2973 | 5.3838 | 5.4712 | 5.5614 | 5.6532 | 5.7466 | 5.8417
F4_Commercial_Warehouse (WA)_New_Food Preparation_Natural Gas_Steamer_E3 | F4 | Commercial | Warehouse (WA) | New | Food Preparation | Natural Gas | Steamer | E3 | RVT BC Ratio | 0 | 0 | 0 | 0 | 0 | 0 | 0 | 0 | 0 | 0 | 0 | 0 | 0 | 0 | 0 | 0 | 0 | 0 | 0 | 0 | 0 | 0 | 0 | 0 | 0 | 0 | 0
F4_Commercial_Warehouse (WA)_New_Food Preparation_Natural Gas_Steamer_E4 | F4 | Commercial | Warehouse (WA) | New | Food Preparation | Natural Gas | Steamer | E4 | RVT BC Ratio | 0 | 0 | 0 | 0 | 0 | 0 | 0 | 0 | 0 | 0 | 0 | 0 | 0 | 0 | 0 | 0 | 0 | 0 | 0 | 0 | 0 | 0 | 0 | 0 | 0 | 0 | 0
F4_Commercial_Warehouse (WA)_New_Food Preparation_Natural Gas_Steamer_E5 | F4 | Commercial | Warehouse (WA) | New | Food Preparation | Natural Gas | Steamer | E5 | RVT BC Ratio | 0 | 0 | 0 | 0 | 0 | 0 | 0 | 0 | 0 | 0 | 0 | 0 | 0 | 0 | 0 | 0 | 0 | 0 | 0 | 0 | 0 | 0 | 0 | 0 | 0 | 0 | 0
F4_Commercial_Warehouse (WA)_New_Food Preparation_Natural Gas_Steamer_E6 | F4 | Commercial | Warehouse (WA) | New | Food Preparation | Natural Gas | Steamer | E6 | RVT BC Ratio | 0 | 0 | 0 | 0 | 0 | 0 | 0 | 0 | 0 | 0 | 0 | 0 | 0 | 0 | 0 | 0 | 0 | 0 | 0 | 0 | 0 | 0 | 0 | 0 | 0 | 0 | 0
F4_Commercial_Warehouse (WA)_New_Food Preparation_Natural Gas_Steamer_E7 | F4 | Commercial | Warehouse (WA) | New | Food Preparation | Natural Gas | Steamer | E7 | RVT BC Ratio | 0 | 0 | 0 | 0 | 0 | 0 | 0 | 0 | 0 | 0 | 0 | 0 | 0 | 0 | 0 | 0 | 0 | 0 | 0 | 0 | 0 | 0 | 0 | 0 | 0 | 0 | 0
F4_Commercial_Warehouse (WA)_New_Food Preparation_Natural Gas_Steamer_E8 | F4 | Commercial | Warehouse (WA) | New | Food Preparation | Natural Gas | Steamer | E8 | RVT BC Ratio | 0 | 0 | 0 | 0 | 0 | 0 | 0 | 0 | 0 | 0 | 0 | 0 | 0 | 0 | 0 | 0 | 0 | 0 | 0 | 0 | 0 | 0 | 0 | 0 | 0 | 0 | 0
F4_Commercial_Warehouse (WA)_New_Food Preparation_Natural Gas_Steamer_E9 | F4 | Commercial | Warehouse (WA) | New | Food Preparation | Natural Gas | Steamer | E9 | RVT BC Ratio | 0 | 0 | 0 | 0 | 0 | 0 | 0 | 0 | 0 | 0 | 0 | 0 | 0 | 0 | 0 | 0 | 0 | 0 | 0 | 0 | 0 | 0 | 0 | 0 | 0 | 0 | 0
F4_Commercial_Warehouse (WA)_New_Food Preparation_Natural Gas_Steamer_E10 | F4 | Commercial | Warehouse (WA) | New | Food Preparation | Natural Gas | Steamer | E10 | RVT BC Ratio | 0 | 0 | 0 | 0 | 0 | 0 | 0 | 0 | 0 | 0 | 0 | 0 | 0 | 0 | 0 | 0 | 0 | 0 | 0 | 0 | 0 | 0 | 0 | 0 | 0 | 0 | 0
F5_Commercial_Warehouse (WA)_New_Food Preparation_Natural Gas_Steamer_E1 | F5 | Commercial | Warehouse (WA) | New | Food Preparation | Natural Gas | Steamer | E1 | RIM BC Ratio | [24 empty] | 1 | 1 | 1 | bar: 2019 to 2042
F5_Commercial_Warehouse (WA)_New_Food Preparation_Natural Gas_Steamer_E2 | F5 | Commercial | Warehouse (WA) | New | Food Preparation | Natural Gas | Steamer | E2 | RIM BC Ratio | 0.716 | 0.72254 | 0.73014 | 0.73827 | 0.74684 | 0.75622 | 0.76589 | 0.7758 | 0.786 | 0.79666 | 0.8008 | 0.805 | 0.80962 | 0.81449 | 0.8192 | 0.8239 | 0.82858 | 0.83341 | 0.83849 | 0.84374 | 0.84923 | 0.85082 | 0.85239 | 0.85396 | 0.8555 | 0.85702 | 0.85852
F5_Commercial_Warehouse (WA)_New_Food Preparation_Natural Gas_Steamer_E3 | F5 | Commercial | Warehouse (WA) | New | Food Preparation | Natural Gas | Steamer | E3 | RIM BC Ratio | 0 | 0 | 0 | 0 | 0 | 0 | 0 | 0 | 0 | 0 | 0 | 0 | 0 | 0 | 0 | 0 | 0 | 0 | 0 | 0 | 0 | 0 | 0 | 0 | 0 | 0 | 0
F5_Commercial_Warehouse (WA)_New_Food Preparation_Natural Gas_Steamer_E4 | F5 | Commercial | Warehouse (WA) | New | Food Preparation | Natural Gas | Steamer | E4 | RIM BC Ratio | 0 | 0 | 0 | 0 | 0 | 0 | 0 | 0 | 0 | 0 | 0 | 0 | 0 | 0 | 0 | 0 | 0 | 0 | 0 | 0 | 0 | 0 | 0 | 0 | 0 | 0 | 0
F5_Commercial_Warehouse (WA)_New_Food Preparation_Natural Gas_Steamer_E5 | F5 | Commercial | Warehouse (WA) | New | Food Preparation | Natural Gas | Steamer | E5 | RIM BC Ratio | 0 | 0 | 0 | 0 | 0 | 0 | 0 | 0 | 0 | 0 | 0 | 0 | 0 | 0 | 0 | 0 | 0 | 0 | 0 | 0 | 0 | 0 | 0 | 0 | 0 | 0 | 0
F5_Commercial_Warehouse (WA)_New_Food Preparation_Natural Gas_Steamer_E6 | F5 | Commercial | Warehouse (WA) | New | Food Preparation | Natural Gas | Steamer | E6 | RIM BC Ratio | 0 | 0 | 0 | 0 | 0 | 0 | 0 | 0 | 0 | 0 | 0 | 0 | 0 | 0 | 0 | 0 | 0 | 0 | 0 | 0 | 0 | 0 | 0 | 0 | 0 | 0 | 0
F5_Commercial_Warehouse (WA)_New_Food Preparation_Natural Gas_Steamer_E7 | F5 | Commercial | Warehouse (WA) | New | Food Preparation | Natural Gas | Steamer | E7 | RIM BC Ratio | 0 | 0 | 0 | 0 | 0 | 0 | 0 | 0 | 0 | 0 | 0 | 0 | 0 | 0 | 0 | 0 | 0 | 0 | 0 | 0 | 0 | 0 | 0 | 0 | 0 | 0 | 0
F5_Commercial_Warehouse (WA)_New_Food Preparation_Natural Gas_Steamer_E8 | F5 | Commercial | Warehouse (WA) | New | Food Preparation | Natural Gas | Steamer | E8 | RIM BC Ratio | 0 | 0 | 0 | 0 | 0 | 0 | 0 | 0 | 0 | 0 | 0 | 0 | 0 | 0 | 0 | 0 | 0 | 0 | 0 | 0 | 0 | 0 | 0 | 0 | 0 | 0 | 0
F5_Commercial_Warehouse (WA)_New_Food Preparation_Natural Gas_Steamer_E9 | F5 | Commercial | Warehouse (WA) | New | Food Preparation | Natural Gas | Steamer | E9 | RIM BC Ratio | 0 | 0 | 0 | 0 | 0 | 0 | 0 | 0 | 0 | 0 | 0 | 0 | 0 | 0 | 0 | 0 | 0 | 0 | 0 | 0 | 0 | 0 | 0 | 0 | 0 | 0 | 0
F5_Commercial_Warehouse (WA)_New_Food Preparation_Natural Gas_Steamer_E10 | F5 | Commercial | Warehouse (WA) | New | Food Preparation | Natural Gas | Steamer | E10 | RIM BC Ratio | 0 | 0 | 0 | 0 | 0 | 0 | 0 | 0 | 0 | 0 | 0 | 0 | 0 | 0 | 0 | 0 | 0 | 0 | 0 | 0 | 0 | 0 | 0 | 0 | 0 | 0 | 0
F0_Commercial_Warehouse (WA)_New_Food Preparation_Natural Gas_Food Prep Other_E0 | F0 | Commercial | Warehouse (WA) | New | Food Preparation | Natural Gas | Food Prep Other | E0 | Economic Unit | Standard | Standard | Standard | Standard | Standard | Standard | Standard | Standard | Standard | Standard | Standard | Standard | Standard | Standard | Standard | Standard | Standard | Standard | Standard | Standard | Standard | Standard | Standard | Standard | Standard | Standard | Standard
F1_Commercial_Warehouse (WA)_New_Food Preparation_Natural Gas_Food Prep Other_E1 | F1 | Commercial | Warehouse (WA) | New | Food Preparation | Natural Gas | Food Prep Other | E1 | CCE | 0 | 0 | 0 | 0 | 0 | 0 | 0 | 0 | 0 | 0 | 0 | 0 | 0 | 0 | 0 | 0 | 0 | 0 | 0 | 0 | 0 | 0 | 0 | 0 | 0 | 0 | 0
F1_Commercial_Warehouse (WA)_New_Food Preparation_Natural Gas_Food Prep Other_E2 | F1 | Commercial | Warehouse (WA) | New | Food Preparation | Natural Gas | Food Prep Other | E2 | CCE | 0.19058 | 0.19058 | 0.19058 | 0.19058 | 0.19058 | 0.19058 | 0.19058 | 0.19058 | 0.19058 | 0.19058 | 0.19058 | 0.19058 | 0.19058 | 0.19058 | 0.19058 | 0.19058 | 0.19058 | 0.19058 | 0.19058 | 0.19058 | 0.19058 | 0.19058 | 0.19058 | 0.19058 | 0.19058 | 0.19058 | 0.19058
F1_Commercial_Warehouse (WA)_New_Food Preparation_Natural Gas_Food Prep Other_E3 | F1 | Commercial | Warehouse (WA) | New | Food Preparation | Natural Gas | Food Prep Other | E3 | CCE | 0 | 0 | 0 | 0 | 0 | 0 | 0 | 0 | 0 | 0 | 0 | 0 | 0 | 0 | 0 | 0 | 0 | 0 | 0 | 0 | 0 | 0 | 0 | 0 | 0 | 0 | 0
F1_Commercial_Warehouse (WA)_New_Food Preparation_Natural Gas_Food Prep Other_E4 | F1 | Commercial | Warehouse (WA) | New | Food Preparation | Natural Gas | Food Prep Other | E4 | CCE | 0 | 0 | 0 | 0 | 0 | 0 | 0 | 0 | 0 | 0 | 0 | 0 | 0 | 0 | 0 | 0 | 0 | 0 | 0 | 0 | 0 | 0 | 0 | 0 | 0 | 0 | 0
F1_Commercial_Warehouse (WA)_New_Food Preparation_Natural Gas_Food Prep Other_E5 | F1 | Commercial | Warehouse (WA) | New | Food Preparation | Natural Gas | Food Prep Other | E5 | CCE | 0 | 0 | 0 | 0 | 0 | 0 | 0 | 0 | 0 | 0 | 0 | 0 | 0 | 0 | 0 | 0 | 0 | 0 | 0 | 0 | 0 | 0 | 0 | 0 | 0 | 0 | 0
F1_Commercial_Warehouse (WA)_New_Food Preparation_Natural Gas_Food Prep Other_E6 | F1 | Commercial | Warehouse (WA) | New | Food Preparation | Natural Gas | Food Prep Other | E6 | CCE | 0 | 0 | 0 | 0 | 0 | 0 | 0 | 0 | 0 | 0 | 0 | 0 | 0 | 0 | 0 | 0 | 0 | 0 | 0 | 0 | 0 | 0 | 0 | 0 | 0 | 0 | 0
F1_Commercial_Warehouse (WA)_New_Food Preparation_Natural Gas_Food Prep Other_E7 | F1 | Commercial | Warehouse (WA) | New | Food Preparation | Natural Gas | Food Prep Other | E7 | CCE | 0 | 0 | 0 | 0 | 0 | 0 | 0 | 0 | 0 | 0 | 0 | 0 | 0 | 0 | 0 | 0 | 0 | 0 | 0 | 0 | 0 | 0 | 0 | 0 | 0 | 0 | 0
F1_Commercial_Warehouse (WA)_New_Food Preparation_Natural Gas_Food Prep Other_E8 | F1 | Commercial | Warehouse (WA) | New | Food Preparation | Natural Gas | Food Prep Other | E8 | CCE | 0 | 0 | 0 | 0 | 0 | 0 | 0 | 0 | 0 | 0 | 0 | 0 | 0 | 0 | 0 | 0 | 0 | 0 | 0 | 0 | 0 | 0 | 0 | 0 | 0 | 0 | 0
F1_Commercial_Warehouse (WA)_New_Food Preparation_Natural Gas_Food Prep Other_E9 | F1 | Commercial | Warehouse (WA) | New | Food Preparation | Natural Gas | Food Prep Other | E9 | CCE | 0 | 0 | 0 | 0 | 0 | 0 | 0 | 0 | 0 | 0 | 0 | 0 | 0 | 0 | 0 | 0 | 0 | 0 | 0 | 0 | 0 | 0 | 0 | 0 | 0 | 0 | 0
F1_Commercial_Warehouse (WA)_New_Food Preparation_Natural Gas_Food Prep Other_E10 | F1 | Commercial | Warehouse (WA) | New | Food Preparation | Natural Gas | Food Prep Other | E10 | CCE | 0 | 0 | 0 | 0 | 0 | 0 | 0 | 0 | 0 | 0 | 0 | 0 | 0 | 0 | 0 | 0 | 0 | 0 | 0 | 0 | 0 | 0 | 0 | 0 | 0 | 0 | 0
F2_Commercial_Warehouse (WA)_New_Food Preparation_Natural Gas_Food Prep Other_E1 | F2 | Commercial | Warehouse (WA) | New | Food Preparation | Natural Gas | Food Prep Other | E1 | TRC BC Ratio | [24 empty] | 1 | 1 | 1 | bar: 2019 to 2042
F2_Commercial_Warehouse (WA)_New_Food Preparation_Natural Gas_Food Prep Other_E2 | F2 | Commercial | Warehouse (WA) | New | Food Preparation | Natural Gas | Food Prep Other | E2 | TRC BC Ratio | 0.018197 | 0.018618 | 0.019146 | 0.019769 | 0.020494 | 0.021409 | 0.022361 | 0.02331 | 0.024226 | 0.025155 | 0.025879 | 0.026553 | 0.02728 | 0.027988 | 0.028612 | 0.02919 | 0.0297 | 0.030201 | 0.03074 | 0.031263 | 0.0318 | 0.032361 | 0.032927 | 0.033512 | 0.034107 | 0.034713 | 0.03533
F2_Commercial_Warehouse (WA)_New_Food Preparation_Natural Gas_Food Prep Other_E3 | F2 | Commercial | Warehouse (WA) | New | Food Preparation | Natural Gas | Food Prep Other | E3 | TRC BC Ratio | 0 | 0 | 0 | 0 | 0 | 0 | 0 | 0 | 0 | 0 | 0 | 0 | 0 | 0 | 0 | 0 | 0 | 0 | 0 | 0 | 0 | 0 | 0 | 0 | 0 | 0 | 0
F2_Commercial_Warehouse (WA)_New_Food Preparation_Natural Gas_Food Prep Other_E4 | F2 | Commercial | Warehouse (WA) | New | Food Preparation | Natural Gas | Food Prep Other | E4 | TRC BC Ratio | 0 | 0 | 0 | 0 | 0 | 0 | 0 | 0 | 0 | 0 | 0 | 0 | 0 | 0 | 0 | 0 | 0 | 0 | 0 | 0 | 0 | 0 | 0 | 0 | 0 | 0 | 0
F2_Commercial_Warehouse (WA)_New_Food Preparation_Natural Gas_Food Prep Other_E5 | F2 | Commercial | Warehouse (WA) | New | Food Preparation | Natural Gas | Food Prep Other | E5 | TRC BC Ratio | 0 | 0 | 0 | 0 | 0 | 0 | 0 | 0 | 0 | 0 | 0 | 0 | 0 | 0 | 0 | 0 | 0 | 0 | 0 | 0 | 0 | 0 | 0 | 0 | 0 | 0 | 0
F2_Commercial_Warehouse (WA)_New_Food Preparation_Natural Gas_Food Prep Other_E6 | F2 | Commercial | Warehouse (WA) | New | Food Preparation | Natural Gas | Food Prep Other | E6 | TRC BC Ratio | 0 | 0 | 0 | 0 | 0 | 0 | 0 | 0 | 0 | 0 | 0 | 0 | 0 | 0 | 0 | 0 | 0 | 0 | 0 | 0 | 0 | 0 | 0 | 0 | 0 | 0 | 0
F2_Commercial_Warehouse (WA)_New_Food Preparation_Natural Gas_Food Prep Other_E7 | F2 | Commercial | Warehouse (WA) | New | Food Preparation | Natural Gas | Food Prep Other | E7 | TRC BC Ratio | 0 | 0 | 0 | 0 | 0 | 0 | 0 | 0 | 0 | 0 | 0 | 0 | 0 | 0 | 0 | 0 | 0 | 0 | 0 | 0 | 0 | 0 | 0 | 0 | 0 | 0 | 0
F2_Commercial_Warehouse (WA)_New_Food Preparation_Natural Gas_Food Prep Other_E8 | F2 | Commercial | Warehouse (WA) | New | Food Preparation | Natural Gas | Food Prep Other | E8 | TRC BC Ratio | 0 | 0 | 0 | 0 | 0 | 0 | 0 | 0 | 0 | 0 | 0 | 0 | 0 | 0 | 0 | 0 | 0 | 0 | 0 | 0 | 0 | 0 | 0 | 0 | 0 | 0 | 0
F2_Commercial_Warehouse (WA)_New_Food Preparation_Natural Gas_Food Prep Other_E9 | F2 | Commercial | Warehouse (WA) | New | Food Preparation | Natural Gas | Food Prep Other | E9 | TRC BC Ratio | 0 | 0 | 0 | 0 | 0 | 0 | 0 | 0 | 0 | 0 | 0 | 0 | 0 | 0 | 0 | 0 | 0 | 0 | 0 | 0 | 0 | 0 | 0 | 0 | 0 | 0 | 0
F2_Commercial_Warehouse (WA)_New_Food Preparation_Natural Gas_Food Prep Other_E10 | F2 | Commercial | Warehouse (WA) | New | Food Preparation | Natural Gas | Food Prep Other | E10 | TRC BC Ratio | 0 | 0 | 0 | 0 | 0 | 0 | 0 | 0 | 0 | 0 | 0 | 0 | 0 | 0 | 0 | 0 | 0 | 0 | 0 | 0 | 0 | 0 | 0 | 0 | 0 | 0 | 0
F3_Commercial_Warehouse (WA)_New_Food Preparation_Natural Gas_Food Prep Other_E1 | F3 | Commercial | Warehouse (WA) | New | Food Preparation | Natural Gas | Food Prep Other | E1 | PACT BC Ratio | [24 empty] | 1 | 1 | 1 | bar: 2019 to 2042
F3_Commercial_Warehouse (WA)_New_Food Preparation_Natural Gas_Food Prep Other_E2 | F3 | Commercial | Warehouse (WA) | New | Food Preparation | Natural Gas | Food Prep Other | E2 | PACT BC Ratio | 0.036674 | 0.037521 | 0.038586 | 0.039842 | 0.041303 | 0.043146 | 0.045065 | 0.046979 | 0.048825 | 0.050696 | 0.052156 | 0.053514 | 0.054979 | 0.056406 | 0.057664 | 0.058829 | 0.059856 | 0.060866 | 0.061953 | 0.063006 | 0.064089 | 0.065219 | 0.06636 | 0.067539 | 0.068739 | 0.06996 | 0.071203
F3_Commercial_Warehouse (WA)_New_Food Preparation_Natural Gas_Food Prep Other_E3 | F3 | Commercial | Warehouse (WA) | New | Food Preparation | Natural Gas | Food Prep Other | E3 | PACT BC Ratio | 0 | 0 | 0 | 0 | 0 | 0 | 0 | 0 | 0 | 0 | 0 | 0 | 0 | 0 | 0 | 0 | 0 | 0 | 0 | 0 | 0 | 0 | 0 | 0 | 0 | 0 | 0
F3_Commercial_Warehouse (WA)_New_Food Preparation_Natural Gas_Food Prep Other_E4 | F3 | Commercial | Warehouse (WA) | New | Food Preparation | Natural Gas | Food Prep Other | E4 | PACT BC Ratio | 0 | 0 | 0 | 0 | 0 | 0 | 0 | 0 | 0 | 0 | 0 | 0 | 0 | 0 | 0 | 0 | 0 | 0 | 0 | 0 | 0 | 0 | 0 | 0 | 0 | 0 | 0
F3_Commercial_Warehouse (WA)_New_Food Preparation_Natural Gas_Food Prep Other_E5 | F3 | Commercial | Warehouse (WA) | New | Food Preparation | Natural Gas | Food Prep Other | E5 | PACT BC Ratio | 0 | 0 | 0 | 0 | 0 | 0 | 0 | 0 | 0 | 0 | 0 | 0 | 0 | 0 | 0 | 0 | 0 | 0 | 0 | 0 | 0 | 0 | 0 | 0 | 0 | 0 | 0
F3_Commercial_Warehouse (WA)_New_Food Preparation_Natural Gas_Food Prep Other_E6 | F3 | Commercial | Warehouse (WA) | New | Food Preparation | Natural Gas | Food Prep Other | E6 | PACT BC Ratio | 0 | 0 | 0 | 0 | 0 | 0 | 0 | 0 | 0 | 0 | 0 | 0 | 0 | 0 | 0 | 0 | 0 | 0 | 0 | 0 | 0 | 0 | 0 | 0 | 0 | 0 | 0
F3_Commercial_Warehouse (WA)_New_Food Preparation_Natural Gas_Food Prep Other_E7 | F3 | Commercial | Warehouse (WA) | New | Food Preparation | Natural Gas | Food Prep Other | E7 | PACT BC Ratio | 0 | 0 | 0 | 0 | 0 | 0 | 0 | 0 | 0 | 0 | 0 | 0 | 0 | 0 | 0 | 0 | 0 | 0 | 0 | 0 | 0 | 0 | 0 | 0 | 0 | 0 | 0
F3_Commercial_Warehouse (WA)_New_Food Preparation_Natural Gas_Food Prep Other_E8 | F3 | Commercial | Warehouse (WA) | New | Food Preparation | Natural Gas | Food Prep Other | E8 | PACT BC Ratio | 0 | 0 | 0 | 0 | 0 | 0 | 0 | 0 | 0 | 0 | 0 | 0 | 0 | 0 | 0 | 0 | 0 | 0 | 0 | 0 | 0 | 0 | 0 | 0 | 0 | 0 | 0
F3_Commercial_Warehouse (WA)_New_Food Preparation_Natural Gas_Food Prep Other_E9 | F3 | Commercial | Warehouse (WA) | New | Food Preparation | Natural Gas | Food Prep Other | E9 | PACT BC Ratio | 0 | 0 | 0 | 0 | 0 | 0 | 0 | 0 | 0 | 0 | 0 | 0 | 0 | 0 | 0 | 0 | 0 | 0 | 0 | 0 | 0 | 0 | 0 | 0 | 0 | 0 | 0
F3_Commercial_Warehouse (WA)_New_Food Preparation_Natural Gas_Food Prep Other_E10 | F3 | Commercial | Warehouse (WA) | New | Food Preparation | Natural Gas | Food Prep Other | E10 | PACT BC Ratio | 0 | 0 | 0 | 0 | 0 | 0 | 0 | 0 | 0 | 0 | 0 | 0 | 0 | 0 | 0 | 0 | 0 | 0 | 0 | 0 | 0 | 0 | 0 | 0 | 0 | 0 | 0
F4_Commercial_Warehouse (WA)_New_Food Preparation_Natural Gas_Food Prep Other_E1 | F4 | Commercial | Warehouse (WA) | New | Food Preparation | Natural Gas | Food Prep Other | E1 | RVT BC Ratio | [24 empty] | 1 | 1 | 1 | bar: 2019 to 2042
F4_Commercial_Warehouse (WA)_New_Food Preparation_Natural Gas_Food Prep Other_E2 | F4 | Commercial | Warehouse (WA) | New | Food Preparation | Natural Gas | Food Prep Other | E2 | RVT BC Ratio | 0.4214 | 0.42184 | 0.42236 | 0.423 | 0.42376 | 0.42477 | 0.4258 | 0.4268 | 0.42772 | 0.42861 | 0.42951 | 0.43033 | 0.43117 | 0.43195 | 0.43261 | 0.43319 | 0.43367 | 0.43412 | 0.43461 | 0.43505 | 0.43549 | 0.4362 | 0.43691 | 0.43765 | 0.4384 | 0.43916 | 0.43994
F4_Commercial_Warehouse (WA)_New_Food Preparation_Natural Gas_Food Prep Other_E3 | F4 | Commercial | Warehouse (WA) | New | Food Preparation | Natural Gas | Food Prep Other | E3 | RVT BC Ratio | 0 | 0 | 0 | 0 | 0 | 0 | 0 | 0 | 0 | 0 | 0 | 0 | 0 | 0 | 0 | 0 | 0 | 0 | 0 | 0 | 0 | 0 | 0 | 0 | 0 | 0 | 0
F4_Commercial_Warehouse (WA)_New_Food Preparation_Natural Gas_Food Prep Other_E4 | F4 | Commercial | Warehouse (WA) | New | Food Preparation | Natural Gas | Food Prep Other | E4 | RVT BC Ratio | 0 | 0 | 0 | 0 | 0 | 0 | 0 | 0 | 0 | 0 | 0 | 0 | 0 | 0 | 0 | 0 | 0 | 0 | 0 | 0 | 0 | 0 | 0 | 0 | 0 | 0 | 0
F4_Commercial_Warehouse (WA)_New_Food Preparation_Natural Gas_Food Prep Other_E5 | F4 | Commercial | Warehouse (WA) | New | Food Preparation | Natural Gas | Food Prep Other | E5 | RVT BC Ratio | 0 | 0 | 0 | 0 | 0 | 0 | 0 | 0 | 0 | 0 | 0 | 0 | 0 | 0 | 0 | 0 | 0 | 0 | 0 | 0 | 0 | 0 | 0 | 0 | 0 | 0 | 0
F4_Commercial_Warehouse (WA)_New_Food Preparation_Natural Gas_Food Prep Other_E6 | F4 | Commercial | Warehouse (WA) | New | Food Preparation | Natural Gas | Food Prep Other | E6 | RVT BC Ratio | 0 | 0 | 0 | 0 | 0 | 0 | 0 | 0 | 0 | 0 | 0 | 0 | 0 | 0 | 0 | 0 | 0 | 0 | 0 | 0 | 0 | 0 | 0 | 0 | 0 | 0 | 0
F4_Commercial_Warehouse (WA)_New_Food Preparation_Natural Gas_Food Prep Other_E7 | F4 | Commercial | Warehouse (WA) | New | Food Preparation | Natural Gas | Food Prep Other | E7 | RVT BC Ratio | 0 | 0 | 0 | 0 | 0 | 0 | 0 | 0 | 0 | 0 | 0 | 0 | 0 | 0 | 0 | 0 | 0 | 0 | 0 | 0 | 0 | 0 | 0 | 0 | 0 | 0 | 0
F4_Commercial_Warehouse (WA)_New_Food Preparation_Natural Gas_Food Prep Other_E8 | F4 | Commercial | Warehouse (WA) | New | Food Preparation | Natural Gas | Food Prep Other | E8 | RVT BC Ratio | 0 | 0 | 0 | 0 | 0 | 0 | 0 | 0 | 0 | 0 | 0 | 0 | 0 | 0 | 0 | 0 | 0 | 0 | 0 | 0 | 0 | 0 | 0 | 0 | 0 | 0 | 0
F4_Commercial_Warehouse (WA)_New_Food Preparation_Natural Gas_Food Prep Other_E9 | F4 | Commercial | Warehouse (WA) | New | Food Preparation | Natural Gas | Food Prep Other | E9 | RVT BC Ratio | 0 | 0 | 0 | 0 | 0 | 0 | 0 | 0 | 0 | 0 | 0 | 0 | 0 | 0 | 0 | 0 | 0 | 0 | 0 | 0 | 0 | 0 | 0 | 0 | 0 | 0 | 0
F4_Commercial_Warehouse (WA)_New_Food Preparation_Natural Gas_Food Prep Other_E10 | F4 | Commercial | Warehouse (WA) | New | Food Preparation | Natural Gas | Food Prep Other | E10 | RVT BC Ratio | 0 | 0 | 0 | 0 | 0 | 0 | 0 | 0 | 0 | 0 | 0 | 0 | 0 | 0 | 0 | 0 | 0 | 0 | 0 | 0 | 0 | 0 | 0 | 0 | 0 | 0 | 0
F5_Commercial_Warehouse (WA)_New_Food Preparation_Natural Gas_Food Prep Other_E1 | F5 | Commercial | Warehouse (WA) | New | Food Preparation | Natural Gas | Food Prep Other | E1 | RIM BC Ratio | [24 empty] | 1 | 1 | 1 | bar: 2019 to 2042
F5_Commercial_Warehouse (WA)_New_Food Preparation_Natural Gas_Food Prep Other_E2 | F5 | Commercial | Warehouse (WA) | New | Food Preparation | Natural Gas | Food Prep Other | E2 | RIM BC Ratio | 0.035141 | 0.035928 | 0.036916 | 0.038079 | 0.039427 | 0.041119 | 0.042878 | 0.044627 | 0.046312 | 0.04802 | 0.049332 | 0.050551 | 0.051865 | 0.053145 | 0.054274 | 0.05532 | 0.056244 | 0.057152 | 0.058128 | 0.059074 | 0.060048 | 0.061039 | 0.062037 | 0.063066 | 0.064111 | 0.065172 | 0.06625
F5_Commercial_Warehouse (WA)_New_Food Preparation_Natural Gas_Food Prep Other_E3 | F5 | Commercial | Warehouse (WA) | New | Food Preparation | Natural Gas | Food Prep Other | E3 | RIM BC Ratio | 0 | 0 | 0 | 0 | 0 | 0 | 0 | 0 | 0 | 0 | 0 | 0 | 0 | 0 | 0 | 0 | 0 | 0 | 0 | 0 | 0 | 0 | 0 | 0 | 0 | 0 | 0
F5_Commercial_Warehouse (WA)_New_Food Preparation_Natural Gas_Food Prep Other_E4 | F5 | Commercial | Warehouse (WA) | New | Food Preparation | Natural Gas | Food Prep Other | E4 | RIM BC Ratio | 0 | 0 | 0 | 0 | 0 | 0 | 0 | 0 | 0 | 0 | 0 | 0 | 0 | 0 | 0 | 0 | 0 | 0 | 0 | 0 | 0 | 0 | 0 | 0 | 0 | 0 | 0
F5_Commercial_Warehouse (WA)_New_Food Preparation_Natural Gas_Food Prep Other_E5 | F5 | Commercial | Warehouse (WA) | New | Food Preparation | Natural Gas | Food Prep Other | E5 | RIM BC Ratio | 0 | 0 | 0 | 0 | 0 | 0 | 0 | 0 | 0 | 0 | 0 | 0 | 0 | 0 | 0 | 0 | 0 | 0 | 0 | 0 | 0 | 0 | 0 | 0 | 0 | 0 | 0
F5_Commercial_Warehouse (WA)_New_Food Preparation_Natural Gas_Food Prep Other_E6 | F5 | Commercial | Warehouse (WA) | New | Food Preparation | Natural Gas | Food Prep Other | E6 | RIM BC Ratio | 0 | 0 | 0 | 0 | 0 | 0 | 0 | 0 | 0 | 0 | 0 | 0 | 0 | 0 | 0 | 0 | 0 | 0 | 0 | 0 | 0 | 0 | 0 | 0 | 0 | 0 | 0
F5_Commercial_Warehouse (WA)_New_Food Preparation_Natural Gas_Food Prep Other_E7 | F5 | Commercial | Warehouse (WA) | New | Food Preparation | Natural Gas | Food Prep Other | E7 | RIM BC Ratio | 0 | 0 | 0 | 0 | 0 | 0 | 0 | 0 | 0 | 0 | 0 | 0 | 0 | 0 | 0 | 0 | 0 | 0 | 0 | 0 | 0 | 0 | 0 | 0 | 0 | 0 | 0
F5_Commercial_Warehouse (WA)_New_Food Preparation_Natural Gas_Food Prep Other_E8 | F5 | Commercial | Warehouse (WA) | New | Food Preparation | Natural Gas | Food Prep Other | E8 | RIM BC Ratio | 0 | 0 | 0 | 0 | 0 | 0 | 0 | 0 | 0 | 0 | 0 | 0 | 0 | 0 | 0 | 0 | 0 | 0 | 0 | 0 | 0 | 0 | 0 | 0 | 0 | 0 | 0
F5_Commercial_Warehouse (WA)_New_Food Preparation_Natural Gas_Food Prep Other_E9 | F5 | Commercial | Warehouse (WA) | New | Food Preparation | Natural Gas | Food Prep Other | E9 | RIM BC Ratio | 0 | 0 | 0 | 0 | 0 | 0 | 0 | 0 | 0 | 0 | 0 | 0 | 0 | 0 | 0 | 0 | 0 | 0 | 0 | 0 | 0 | 0 | 0 | 0 | 0 | 0 | 0
F5_Commercial_Warehouse (WA)_New_Food Preparation_Natural Gas_Food Prep Other_E10 | F5 | Commercial | Warehouse (WA) | New | Food Preparation | Natural Gas | Food Prep Other | E10 | RIM BC Ratio | 0 | 0 | 0 | 0 | 0 | 0 | 0 | 0 | 0 | 0 | 0 | 0 | 0 | 0 | 0 | 0 | 0 | 0 | 0 | 0 | 0 | 0 | 0 | 0 | 0 | 0 | 0
F0_Commercial_Warehouse (WA)_New_Miscellaneous_Natural Gas_Pool Heater_E0 | F0 | Commercial | Warehouse (WA) | New | Miscellaneous | Natural Gas | Pool Heater | E0 | Economic Unit | Standard (EF .82) | Standard (EF .82) | Standard (EF .82) | Standard (EF .82) | Standard (EF .82) | Standard (EF .82) | Standard (EF .82) | Standard (EF .82) | Standard (EF .82) | Standard (EF .82) | Standard (EF .82) | Standard (EF .82) | Standard (EF .82) | Standard (EF .82) | Standard (EF .82) | Standard (EF .82) | Standard (EF .82) | Standard (EF .82) | Standard (EF .82) | Standard (EF .82) | Standard (EF .82) | Standard (EF .82) | Standard (EF .82) | Standard (EF .82) | Standard (EF .82) | Standard (EF .82) | Standard (EF .82)
F1_Commercial_Warehouse (WA)_New_Miscellaneous_Natural Gas_Pool Heater_E1 | F1 | Commercial | Warehouse (WA) | New | Miscellaneous | Natural Gas | Pool Heater | E1 | CCE | 0 | 0 | 0 | 0 | 0 | 0 | 0 | 0 | 0 | 0 | 0 | 0 | 0 | 0 | 0 | 0 | 0 | 0 | 0 | 0 | 0 | 0 | 0 | 0 | 0 | 0 | 0
F1_Commercial_Warehouse (WA)_New_Miscellaneous_Natural Gas_Pool Heater_E2 | F1 | Commercial | Warehouse (WA) | New | Miscellaneous | Natural Gas | Pool Heater | E2 | CCE | 0.013474 | 0.013474 | 0.013474 | 0.013474 | 0.013474 | 0.013474 | 0.013474 | 0.013474 | 0.013474 | 0.013474 | 0.013474 | 0.013474 | 0.013474 | 0.013474 | 0.013474 | 0.013474 | 0.013474 | 0.013474 | 0.013474 | 0.013474 | 0.013474 | 0.013474 | 0.013474 | 0.013474 | 0.013474 | 0.013474 | 0.013474
F1_Commercial_Warehouse (WA)_New_Miscellaneous_Natural Gas_Pool Heater_E3 | F1 | Commercial | Warehouse (WA) | New | Miscellaneous | Natural Gas | Pool Heater | E3 | CCE | 0 | 0 | 0 | 0 | 0 | 0 | 0 | 0 | 0 | 0 | 0 | 0 | 0 | 0 | 0 | 0 | 0 | 0 | 0 | 0 | 0 | 0 | 0 | 0 | 0 | 0 | 0
F1_Commercial_Warehouse (WA)_New_Miscellaneous_Natural Gas_Pool Heater_E4 | F1 | Commercial | Warehouse (WA) | New | Miscellaneous | Natural Gas | Pool Heater | E4 | CCE | 0 | 0 | 0 | 0 | 0 | 0 | 0 | 0 | 0 | 0 | 0 | 0 | 0 | 0 | 0 | 0 | 0 | 0 | 0 | 0 | 0 | 0 | 0 | 0 | 0 | 0 | 0
F1_Commercial_Warehouse (WA)_New_Miscellaneous_Natural Gas_Pool Heater_E5 | F1 | Commercial | Warehouse (WA) | New | Miscellaneous | Natural Gas | Pool Heater | E5 | CCE | 0 | 0 | 0 | 0 | 0 | 0 | 0 | 0 | 0 | 0 | 0 | 0 | 0 | 0 | 0 | 0 | 0 | 0 | 0 | 0 | 0 | 0 | 0 | 0 | 0 | 0 | 0
F1_Commercial_Warehouse (WA)_New_Miscellaneous_Natural Gas_Pool Heater_E6 | F1 | Commercial | Warehouse (WA) | New | Miscellaneous | Natural Gas | Pool Heater | E6 | CCE | 0 | 0 | 0 | 0 | 0 | 0 | 0 | 0 | 0 | 0 | 0 | 0 | 0 | 0 | 0 | 0 | 0 | 0 | 0 | 0 | 0 | 0 | 0 | 0 | 0 | 0 | 0
F1_Commercial_Warehouse (WA)_New_Miscellaneous_Natural Gas_Pool Heater_E7 | F1 | Commercial | Warehouse (WA) | New | Miscellaneous | Natural Gas | Pool Heater | E7 | CCE | 0 | 0 | 0 | 0 | 0 | 0 | 0 | 0 | 0 | 0 | 0 | 0 | 0 | 0 | 0 | 0 | 0 | 0 | 0 | 0 | 0 | 0 | 0 | 0 | 0 | 0 | 0
F1_Commercial_Warehouse (WA)_New_Miscellaneous_Natural Gas_Pool Heater_E8 | F1 | Commercial | Warehouse (WA) | New | Miscellaneous | Natural Gas | Pool Heater | E8 | CCE | 0 | 0 | 0 | 0 | 0 | 0 | 0 | 0 | 0 | 0 | 0 | 0 | 0 | 0 | 0 | 0 | 0 | 0 | 0 | 0 | 0 | 0 | 0 | 0 | 0 | 0 | 0
F1_Commercial_Warehouse (WA)_New_Miscellaneous_Natural Gas_Pool Heater_E9 | F1 | Commercial | Warehouse (WA) | New | Miscellaneous | Natural Gas | Pool Heater | E9 | CCE | 0 | 0 | 0 | 0 | 0 | 0 | 0 | 0 | 0 | 0 | 0 | 0 | 0 | 0 | 0 | 0 | 0 | 0 | 0 | 0 | 0 | 0 | 0 | 0 | 0 | 0 | 0
F1_Commercial_Warehouse (WA)_New_Miscellaneous_Natural Gas_Pool Heater_E10 | F1 | Commercial | Warehouse (WA) | New | Miscellaneous | Natural Gas | Pool Heater | E10 | CCE | 0 | 0 | 0 | 0 | 0 | 0 | 0 | 0 | 0 | 0 | 0 | 0 | 0 | 0 | 0 | 0 | 0 | 0 | 0 | 0 | 0 | 0 | 0 | 0 | 0 | 0 | 0
F2_Commercial_Warehouse (WA)_New_Miscellaneous_Natural Gas_Pool Heater_E1 | F2 | Commercial | Warehouse (WA) | New | Miscellaneous | Natural Gas | Pool Heater | E1 | TRC BC Ratio | [24 empty] | 1 | 1 | 1 | bar: 2019 to 2042
F2_Commercial_Warehouse (WA)_New_Miscellaneous_Natural Gas_Pool Heater_E2 | F2 | Commercial | Warehouse (WA) | New | Miscellaneous | Natural Gas | Pool Heater | E2 | TRC BC Ratio | 0.24558 | 0.24744 | 0.25144 | 0.25792 | 0.26685 | 0.27983 | 0.29405 | 0.30832 | 0.32213 | 0.3369 | 0.34804 | 0.3585 | 0.37033 | 0.38173 | 0.39129 | 0.39986 | 0.40688 | 0.4136 | 0.42102 | 0.42801 | 0.43524 | 0.44289 | 0.45057 | 0.45857 | 0.46672 | 0.47501 | 0.48345
F2_Commercial_Warehouse (WA)_New_Miscellaneous_Natural Gas_Pool Heater_E3 | F2 | Commercial | Warehouse (WA) | New | Miscellaneous | Natural Gas | Pool Heater | E3 | TRC BC Ratio | 0 | 0 | 0 | 0 | 0 | 0 | 0 | 0 | 0 | 0 | 0 | 0 | 0 | 0 | 0 | 0 | 0 | 0 | 0 | 0 | 0 | 0 | 0 | 0 | 0 | 0 | 0
F2_Commercial_Warehouse (WA)_New_Miscellaneous_Natural Gas_Pool Heater_E4 | F2 | Commercial | Warehouse (WA) | New | Miscellaneous | Natural Gas | Pool Heater | E4 | TRC BC Ratio | 0 | 0 | 0 | 0 | 0 | 0 | 0 | 0 | 0 | 0 | 0 | 0 | 0 | 0 | 0 | 0 | 0 | 0 | 0 | 0 | 0 | 0 | 0 | 0 | 0 | 0 | 0
F2_Commercial_Warehouse (WA)_New_Miscellaneous_Natural Gas_Pool Heater_E5 | F2 | Commercial | Warehouse (WA) | New | Miscellaneous | Natural Gas | Pool Heater | E5 | TRC BC Ratio | 0 | 0 | 0 | 0 | 0 | 0 | 0 | 0 | 0 | 0 | 0 | 0 | 0 | 0 | 0 | 0 | 0 | 0 | 0 | 0 | 0 | 0 | 0 | 0 | 0 | 0 | 0
F2_Commercial_Warehouse (WA)_New_Miscellaneous_Natural Gas_Pool Heater_E6 | F2 | Commercial | Warehouse (WA) | New | Miscellaneous | Natural Gas | Pool Heater | E6 | TRC BC Ratio | 0 | 0 | 0 | 0 | 0 | 0 | 0 | 0 | 0 | 0 | 0 | 0 | 0 | 0 | 0 | 0 | 0 | 0 | 0 | 0 | 0 | 0 | 0 | 0 | 0 | 0 | 0
F2_Commercial_Warehouse (WA)_New_Miscellaneous_Natural Gas_Pool Heater_E7 | F2 | Commercial | Warehouse (WA) | New | Miscellaneous | Natural Gas | Pool Heater | E7 | TRC BC Ratio | 0 | 0 | 0 | 0 | 0 | 0 | 0 | 0 | 0 | 0 | 0 | 0 | 0 | 0 | 0 | 0 | 0 | 0 | 0 | 0 | 0 | 0 | 0 | 0 | 0 | 0 | 0
F2_Commercial_Warehouse (WA)_New_Miscellaneous_Natural Gas_Pool Heater_E8 | F2 | Commercial | Warehouse (WA) | New | Miscellaneous | Natural Gas | Pool Heater | E8 | TRC BC Ratio | 0 | 0 | 0 | 0 | 0 | 0 | 0 | 0 | 0 | 0 | 0 | 0 | 0 | 0 | 0 | 0 | 0 | 0 | 0 | 0 | 0 | 0 | 0 | 0 | 0 | 0 | 0
F2_Commercial_Warehouse (WA)_New_Miscellaneous_Natural Gas_Pool Heater_E9 | F2 | Commercial | Warehouse (WA) | New | Miscellaneous | Natural Gas | Pool Heater | E9 | TRC BC Ratio | 0 | 0 | 0 | 0 | 0 | 0 | 0 | 0 | 0 | 0 | 0 | 0 | 0 | 0 | 0 | 0 | 0 | 0 | 0 | 0 | 0 | 0 | 0 | 0 | 0 | 0 | 0
F2_Commercial_Warehouse (WA)_New_Miscellaneous_Natural Gas_Pool Heater_E10 | F2 | Commercial | Warehouse (WA) | New | Miscellaneous | Natural Gas | Pool Heater | E10 | TRC BC Ratio | 0 | 0 | 0 | 0 | 0 | 0 | 0 | 0 | 0 | 0 | 0 | 0 | 0 | 0 | 0 | 0 | 0 | 0 | 0 | 0 | 0 | 0 | 0 | 0 | 0 | 0 | 0
F3_Commercial_Warehouse (WA)_New_Miscellaneous_Natural Gas_Pool Heater_E1 | F3 | Commercial | Warehouse (WA) | New | Miscellaneous | Natural Gas | Pool Heater | E1 | PACT BC Ratio | [24 empty] | 1 | 1 | 1 | bar: 2019 to 2042
F3_Commercial_Warehouse (WA)_New_Miscellaneous_Natural Gas_Pool Heater_E2 | F3 | Commercial | Warehouse (WA) | New | Miscellaneous | Natural Gas | Pool Heater | E2 | PACT BC Ratio | 0.60931 | 0.61394 | 0.62387 | 0.63995 | 0.66211 | 0.69429 | 0.72958 | 0.76498 | 0.79925 | 0.8359 | 0.86355 | 0.8895 | 0.91884 | 0.94714 | 0.97086 | 0.99213 | 1.0095 | 1.0262 | 1.0446 | 1.062 | 1.0799 | 1.0989 | 1.1179 | 1.1378 | 1.158 | 1.1786 | 1.1995
F3_Commercial_Warehouse (WA)_New_Miscellaneous_Natural Gas_Pool Heater_E3 | F3 | Commercial | Warehouse (WA) | New | Miscellaneous | Natural Gas | Pool Heater | E3 | PACT BC Ratio | 0 | 0 | 0 | 0 | 0 | 0 | 0 | 0 | 0 | 0 | 0 | 0 | 0 | 0 | 0 | 0 | 0 | 0 | 0 | 0 | 0 | 0 | 0 | 0 | 0 | 0 | 0
F3_Commercial_Warehouse (WA)_New_Miscellaneous_Natural Gas_Pool Heater_E4 | F3 | Commercial | Warehouse (WA) | New | Miscellaneous | Natural Gas | Pool Heater | E4 | PACT BC Ratio | 0 | 0 | 0 | 0 | 0 | 0 | 0 | 0 | 0 | 0 | 0 | 0 | 0 | 0 | 0 | 0 | 0 | 0 | 0 | 0 | 0 | 0 | 0 | 0 | 0 | 0 | 0
F3_Commercial_Warehouse (WA)_New_Miscellaneous_Natural Gas_Pool Heater_E5 | F3 | Commercial | Warehouse (WA) | New | Miscellaneous | Natural Gas | Pool Heater | E5 | PACT BC Ratio | 0 | 0 | 0 | 0 | 0 | 0 | 0 | 0 | 0 | 0 | 0 | 0 | 0 | 0 | 0 | 0 | 0 | 0 | 0 | 0 | 0 | 0 | 0 | 0 | 0 | 0 | 0
F3_Commercial_Warehouse (WA)_New_Miscellaneous_Natural Gas_Pool Heater_E6 | F3 | Commercial | Warehouse (WA) | New | Miscellaneous | Natural Gas | Pool Heater | E6 | PACT BC Ratio | 0 | 0 | 0 | 0 | 0 | 0 | 0 | 0 | 0 | 0 | 0 | 0 | 0 | 0 | 0 | 0 | 0 | 0 | 0 | 0 | 0 | 0 | 0 | 0 | 0 | 0 | 0
F3_Commercial_Warehouse (WA)_New_Miscellaneous_Natural Gas_Pool Heater_E7 | F3 | Commercial | Warehouse (WA) | New | Miscellaneous | Natural Gas | Pool Heater | E7 | PACT BC Ratio | 0 | 0 | 0 | 0 | 0 | 0 | 0 | 0 | 0 | 0 | 0 | 0 | 0 | 0 | 0 | 0 | 0 | 0 | 0 | 0 | 0 | 0 | 0 | 0 | 0 | 0 | 0
F3_Commercial_Warehouse (WA)_New_Miscellaneous_Natural Gas_Pool Heater_E8 | F3 | Commercial | Warehouse (WA) | New | Miscellaneous | Natural Gas | Pool Heater | E8 | PACT BC Ratio | 0 | 0 | 0 | 0 | 0 | 0 | 0 | 0 | 0 | 0 | 0 | 0 | 0 | 0 | 0 | 0 | 0 | 0 | 0 | 0 | 0 | 0 | 0 | 0 | 0 | 0 | 0
F3_Commercial_Warehouse (WA)_New_Miscellaneous_Natural Gas_Pool Heater_E9 | F3 | Commercial | Warehouse (WA) | New | Miscellaneous | Natural Gas | Pool Heater | E9 | PACT BC Ratio | 0 | 0 | 0 | 0 | 0 | 0 | 0 | 0 | 0 | 0 | 0 | 0 | 0 | 0 | 0 | 0 | 0 | 0 | 0 | 0 | 0 | 0 | 0 | 0 | 0 | 0 | 0
F3_Commercial_Warehouse (WA)_New_Miscellaneous_Natural Gas_Pool Heater_E10 | F3 | Commercial | Warehouse (WA) | New | Miscellaneous | Natural Gas | Pool Heater | E10 | PACT BC Ratio | 0 | 0 | 0 | 0 | 0 | 0 | 0 | 0 | 0 | 0 | 0 | 0 | 0 | 0 | 0 | 0 | 0 | 0 | 0 | 0 | 0 | 0 | 0 | 0 | 0 | 0 | 0
F4_Commercial_Warehouse (WA)_New_Miscellaneous_Natural Gas_Pool Heater_E1 | F4 | Commercial | Warehouse (WA) | New | Miscellaneous | Natural Gas | Pool Heater | E1 | RVT BC Ratio | [24 empty] | 1 | 1 | 1 | bar: 2019 to 2042
F4_Commercial_Warehouse (WA)_New_Miscellaneous_Natural Gas_Pool Heater_E2 | F4 | Commercial | Warehouse (WA) | New | Miscellaneous | Natural Gas | Pool Heater | E2 | RVT BC Ratio | 0.63728 | 0.63996 | 0.6448 | 0.65211 | 0.66171 | 0.67568 | 0.68979 | 0.70332 | 0.71552 | 0.72835 | 0.74306 | 0.75687 | 0.77248 | 0.78692 | 0.7982 | 0.80735 | 0.81352 | 0.81821 | 0.82349 | 0.82781 | 0.83205 | 0.84168 | 0.85136 | 0.86145 | 0.87171 | 0.88216 | 0.89279
F4_Commercial_Warehouse (WA)_New_Miscellaneous_Natural Gas_Pool Heater_E3 | F4 | Commercial | Warehouse (WA) | New | Miscellaneous | Natural Gas | Pool Heater | E3 | RVT BC Ratio | 0 | 0 | 0 | 0 | 0 | 0 | 0 | 0 | 0 | 0 | 0 | 0 | 0 | 0 | 0 | 0 | 0 | 0 | 0 | 0 | 0 | 0 | 0 | 0 | 0 | 0 | 0
F4_Commercial_Warehouse (WA)_New_Miscellaneous_Natural Gas_Pool Heater_E4 | F4 | Commercial | Warehouse (WA) | New | Miscellaneous | Natural Gas | Pool Heater | E4 | RVT BC Ratio | 0 | 0 | 0 | 0 | 0 | 0 | 0 | 0 | 0 | 0 | 0 | 0 | 0 | 0 | 0 | 0 | 0 | 0 | 0 | 0 | 0 | 0 | 0 | 0 | 0 | 0 | 0
F4_Commercial_Warehouse (WA)_New_Miscellaneous_Natural Gas_Pool Heater_E5 | F4 | Commercial | Warehouse (WA) | New | Miscellaneous | Natural Gas | Pool Heater | E5 | RVT BC Ratio | 0 | 0 | 0 | 0 | 0 | 0 | 0 | 0 | 0 | 0 | 0 | 0 | 0 | 0 | 0 | 0 | 0 | 0 | 0 | 0 | 0 | 0 | 0 | 0 | 0 | 0 | 0
F4_Commercial_Warehouse (WA)_New_Miscellaneous_Natural Gas_Pool Heater_E6 | F4 | Commercial | Warehouse (WA) | New | Miscellaneous | Natural Gas | Pool Heater | E6 | RVT BC Ratio | 0 | 0 | 0 | 0 | 0 | 0 | 0 | 0 | 0 | 0 | 0 | 0 | 0 | 0 | 0 | 0 | 0 | 0 | 0 | 0 | 0 | 0 | 0 | 0 | 0 | 0 | 0
F4_Commercial_Warehouse (WA)_New_Miscellaneous_Natural Gas_Pool Heater_E7 | F4 | Commercial | Warehouse (WA) | New | Miscellaneous | Natural Gas | Pool Heater | E7 | RVT BC Ratio | 0 | 0 | 0 | 0 | 0 | 0 | 0 | 0 | 0 | 0 | 0 | 0 | 0 | 0 | 0 | 0 | 0 | 0 | 0 | 0 | 0 | 0 | 0 | 0 | 0 | 0 | 0
F4_Commercial_Warehouse (WA)_New_Miscellaneous_Natural Gas_Pool Heater_E8 | F4 | Commercial | Warehouse (WA) | New | Miscellaneous | Natural Gas | Pool Heater | E8 | RVT BC Ratio | 0 | 0 | 0 | 0 | 0 | 0 | 0 | 0 | 0 | 0 | 0 | 0 | 0 | 0 | 0 | 0 | 0 | 0 | 0 | 0 | 0 | 0 | 0 | 0 | 0 | 0 | 0
F4_Commercial_Warehouse (WA)_New_Miscellaneous_Natural Gas_Pool Heater_E9 | F4 | Commercial | Warehouse (WA) | New | Miscellaneous | Natural Gas | Pool Heater | E9 | RVT BC Ratio | 0 | 0 | 0 | 0 | 0 | 0 | 0 | 0 | 0 | 0 | 0 | 0 | 0 | 0 | 0 | 0 | 0 | 0 | 0 | 0 | 0 | 0 | 0 | 0 | 0 | 0 | 0
F4_Commercial_Warehouse (WA)_New_Miscellaneous_Natural Gas_Pool Heater_E10 | F4 | Commercial | Warehouse (WA) | New | Miscellaneous | Natural Gas | Pool Heater | E10 | RVT BC Ratio | 0 | 0 | 0 | 0 | 0 | 0 | 0 | 0 | 0 | 0 | 0 | 0 | 0 | 0 | 0 | 0 | 0 | 0 | 0 | 0 | 0 | 0 | 0 | 0 | 0 | 0 | 0
F5_Commercial_Warehouse (WA)_New_Miscellaneous_Natural Gas_Pool Heater_E1 | F5 | Commercial | Warehouse (WA) | New | Miscellaneous | Natural Gas | Pool Heater | E1 | RIM BC Ratio | [24 empty] | 1 | 1 | 1 | bar: 2019 to 2042
F5_Commercial_Warehouse (WA)_New_Miscellaneous_Natural Gas_Pool Heater_E2 | F5 | Commercial | Warehouse (WA) | New | Miscellaneous | Natural Gas | Pool Heater | E2 | RIM BC Ratio | 0.35197 | 0.3535 | 0.35717 | 0.36322 | 0.37161 | 0.38346 | 0.39657 | 0.40958 | 0.42222 | 0.43548 | 0.44287 | 0.4496 | 0.45697 | 0.46415 | 0.4704 | 0.47633 | 0.48175 | 0.48744 | 0.49363 | 0.49972 | 0.50607 | 0.5102 | 0.51427 | 0.51843 | 0.52259 | 0.52674 | 0.53088
F5_Commercial_Warehouse (WA)_New_Miscellaneous_Natural Gas_Pool Heater_E3 | F5 | Commercial | Warehouse (WA) | New | Miscellaneous | Natural Gas | Pool Heater | E3 | RIM BC Ratio | 0 | 0 | 0 | 0 | 0 | 0 | 0 | 0 | 0 | 0 | 0 | 0 | 0 | 0 | 0 | 0 | 0 | 0 | 0 | 0 | 0 | 0 | 0 | 0 | 0 | 0 | 0
F5_Commercial_Warehouse (WA)_New_Miscellaneous_Natural Gas_Pool Heater_E4 | F5 | Commercial | Warehouse (WA) | New | Miscellaneous | Natural Gas | Pool Heater | E4 | RIM BC Ratio | 0 | 0 | 0 | 0 | 0 | 0 | 0 | 0 | 0 | 0 | 0 | 0 | 0 | 0 | 0 | 0 | 0 | 0 | 0 | 0 | 0 | 0 | 0 | 0 | 0 | 0 | 0
F5_Commercial_Warehouse (WA)_New_Miscellaneous_Natural Gas_Pool Heater_E5 | F5 | Commercial | Warehouse (WA) | New | Miscellaneous | Natural Gas | Pool Heater | E5 | RIM BC Ratio | 0 | 0 | 0 | 0 | 0 | 0 | 0 | 0 | 0 | 0 | 0 | 0 | 0 | 0 | 0 | 0 | 0 | 0 | 0 | 0 | 0 | 0 | 0 | 0 | 0 | 0 | 0
F5_Commercial_Warehouse (WA)_New_Miscellaneous_Natural Gas_Pool Heater_E6 | F5 | Commercial | Warehouse (WA) | New | Miscellaneous | Natural Gas | Pool Heater | E6 | RIM BC Ratio | 0 | 0 | 0 | 0 | 0 | 0 | 0 | 0 | 0 | 0 | 0 | 0 | 0 | 0 | 0 | 0 | 0 | 0 | 0 | 0 | 0 | 0 | 0 | 0 | 0 | 0 | 0
F5_Commercial_Warehouse (WA)_New_Miscellaneous_Natural Gas_Pool Heater_E7 | F5 | Commercial | Warehouse (WA) | New | Miscellaneous | Natural Gas | Pool Heater | E7 | RIM BC Ratio | 0 | 0 | 0 | 0 | 0 | 0 | 0 | 0 | 0 | 0 | 0 | 0 | 0 | 0 | 0 | 0 | 0 | 0 | 0 | 0 | 0 | 0 | 0 | 0 | 0 | 0 | 0
F5_Commercial_Warehouse (WA)_New_Miscellaneous_Natural Gas_Pool Heater_E8 | F5 | Commercial | Warehouse (WA) | New | Miscellaneous | Natural Gas | Pool Heater | E8 | RIM BC Ratio | 0 | 0 | 0 | 0 | 0 | 0 | 0 | 0 | 0 | 0 | 0 | 0 | 0 | 0 | 0 | 0 | 0 | 0 | 0 | 0 | 0 | 0 | 0 | 0 | 0 | 0 | 0
F5_Commercial_Warehouse (WA)_New_Miscellaneous_Natural Gas_Pool Heater_E9 | F5 | Commercial | Warehouse (WA) | New | Miscellaneous | Natural Gas | Pool Heater | E9 | RIM BC Ratio | 0 | 0 | 0 | 0 | 0 | 0 | 0 | 0 | 0 | 0 | 0 | 0 | 0 | 0 | 0 | 0 | 0 | 0 | 0 | 0 | 0 | 0 | 0 | 0 | 0 | 0 | 0
F5_Commercial_Warehouse (WA)_New_Miscellaneous_Natural Gas_Pool Heater_E10 | F5 | Commercial | Warehouse (WA) | New | Miscellaneous | Natural Gas | Pool Heater | E10 | RIM BC Ratio | 0 | 0 | 0 | 0 | 0 | 0 | 0 | 0 | 0 | 0 | 0 | 0 | 0 | 0 | 0 | 0 | 0 | 0 | 0 | 0 | 0 | 0 | 0 | 0 | 0 | 0 | 0
F0_Commercial_Warehouse (WA)_New_Miscellaneous_Natural Gas_Miscellaneous_E0 | F0 | Commercial | Warehouse (WA) | New | Miscellaneous | Natural Gas | Miscellaneous | E0 | Economic Unit | Standard | Standard | Standard | Standard | Standard | Standard | Standard | Standard | Standard | Standard | Standard | Standard | Standard | Standard | Standard | Standard | Standard | Standard | Standard | Standard | Standard | Standard | Standard | Standard | Standard | Standard | Standard
F1_Commercial_Warehouse (WA)_New_Miscellaneous_Natural Gas_Miscellaneous_E1 | F1 | Commercial | Warehouse (WA) | New | Miscellaneous | Natural Gas | Miscellaneous | E1 | CCE | 0 | 0 | 0 | 0 | 0 | 0 | 0 | 0 | 0 | 0 | 0 | 0 | 0 | 0 | 0 | 0 | 0 | 0 | 0 | 0 | 0 | 0 | 0 | 0 | 0 | 0 | 0
F1_Commercial_Warehouse (WA)_New_Miscellaneous_Natural Gas_Miscellaneous_E2 | F1 | Commercial | Warehouse (WA) | New | Miscellaneous | Natural Gas | Miscellaneous | E2 | CCE | 0 | 0 | 0 | 0 | 0 | 0 | 0 | 0 | 0 | 0 | 0 | 0 | 0 | 0 | 0 | 0 | 0 | 0 | 0 | 0 | 0 | 0 | 0 | 0 | 0 | 0 | 0
F1_Commercial_Warehouse (WA)_New_Miscellaneous_Natural Gas_Miscellaneous_E3 | F1 | Commercial | Warehouse (WA) | New | Miscellaneous | Natural Gas | Miscellaneous | E3 | CCE | 0 | 0 | 0 | 0 | 0 | 0 | 0 | 0 | 0 | 0 | 0 | 0 | 0 | 0 | 0 | 0 | 0 | 0 | 0 | 0 | 0 | 0 | 0 | 0 | 0 | 0 | 0
F1_Commercial_Warehouse (WA)_New_Miscellaneous_Natural Gas_Miscellaneous_E4 | F1 | Commercial | Warehouse (WA) | New | Miscellaneous | Natural Gas | Miscellaneous | E4 | CCE | 0 | 0 | 0 | 0 | 0 | 0 | 0 | 0 | 0 | 0 | 0 | 0 | 0 | 0 | 0 | 0 | 0 | 0 | 0 | 0 | 0 | 0 | 0 | 0 | 0 | 0 | 0
F1_Commercial_Warehouse (WA)_New_Miscellaneous_Natural Gas_Miscellaneous_E5 | F1 | Commercial | Warehouse (WA) | New | Miscellaneous | Natural Gas | Miscellaneous | E5 | CCE | 0 | 0 | 0 | 0 | 0 | 0 | 0 | 0 | 0 | 0 | 0 | 0 | 0 | 0 | 0 | 0 | 0 | 0 | 0 | 0 | 0 | 0 | 0 | 0 | 0 | 0 | 0
F1_Commercial_Warehouse (WA)_New_Miscellaneous_Natural Gas_Miscellaneous_E6 | F1 | Commercial | Warehouse (WA) | New | Miscellaneous | Natural Gas | Miscellaneous | E6 | CCE | 0 | 0 | 0 | 0 | 0 | 0 | 0 | 0 | 0 | 0 | 0 | 0 | 0 | 0 | 0 | 0 | 0 | 0 | 0 | 0 | 0 | 0 | 0 | 0 | 0 | 0 | 0
F1_Commercial_Warehouse (WA)_New_Miscellaneous_Natural Gas_Miscellaneous_E7 | F1 | Commercial | Warehouse (WA) | New | Miscellaneous | Natural Gas | Miscellaneous | E7 | CCE | 0 | 0 | 0 | 0 | 0 | 0 | 0 | 0 | 0 | 0 | 0 | 0 | 0 | 0 | 0 | 0 | 0 | 0 | 0 | 0 | 0 | 0 | 0 | 0 | 0 | 0 | 0
F1_Commercial_Warehouse (WA)_New_Miscellaneous_Natural Gas_Miscellaneous_E8 | F1 | Commercial | Warehouse (WA) | New | Miscellaneous | Natural Gas | Miscellaneous | E8 | CCE | 0 | 0 | 0 | 0 | 0 | 0 | 0 | 0 | 0 | 0 | 0 | 0 | 0 | 0 | 0 | 0 | 0 | 0 | 0 | 0 | 0 | 0 | 0 | 0 | 0 | 0 | 0
F1_Commercial_Warehouse (WA)_New_Miscellaneous_Natural Gas_Miscellaneous_E9 | F1 | Commercial | Warehouse (WA) | New | Miscellaneous | Natural Gas | Miscellaneous | E9 | CCE | 0 | 0 | 0 | 0 | 0 | 0 | 0 | 0 | 0 | 0 | 0 | 0 | 0 | 0 | 0 | 0 | 0 | 0 | 0 | 0 | 0 | 0 | 0 | 0 | 0 | 0 | 0
F1_Commercial_Warehouse (WA)_New_Miscellaneous_Natural Gas_Miscellaneous_E10 | F1 | Commercial | Warehouse (WA) | New | Miscellaneous | Natural Gas | Miscellaneous | E10 | CCE | 0 | 0 | 0 | 0 | 0 | 0 | 0 | 0 | 0 | 0 | 0 | 0 | 0 | 0 | 0 | 0 | 0 | 0 | 0 | 0 | 0 | 0 | 0 | 0 | 0 | 0 | 0
F2_Commercial_Warehouse (WA)_New_Miscellaneous_Natural Gas_Miscellaneous_E1 | F2 | Commercial | Warehouse (WA) | New | Miscellaneous | Natural Gas | Miscellaneous | E1 | TRC BC Ratio | [24 empty] | 1 | 1 | 1 | bar: 2019 to 2042
F2_Commercial_Warehouse (WA)_New_Miscellaneous_Natural Gas_Miscellaneous_E2 | F2 | Commercial | Warehouse (WA) | New | Miscellaneous | Natural Gas | Miscellaneous | E2 | TRC BC Ratio | 0 | 0 | 0 | 0 | 0 | 0 | 0 | 0 | 0 | 0 | 0 | 0 | 0 | 0 | 0 | 0 | 0 | 0 | 0 | 0 | 0 | 0 | 0 | 0 | 0 | 0 | 0
F2_Commercial_Warehouse (WA)_New_Miscellaneous_Natural Gas_Miscellaneous_E3 | F2 | Commercial | Warehouse (WA) | New | Miscellaneous | Natural Gas | Miscellaneous | E3 | TRC BC Ratio | 0 | 0 | 0 | 0 | 0 | 0 | 0 | 0 | 0 | 0 | 0 | 0 | 0 | 0 | 0 | 0 | 0 | 0 | 0 | 0 | 0 | 0 | 0 | 0 | 0 | 0 | 0
F2_Commercial_Warehouse (WA)_New_Miscellaneous_Natural Gas_Miscellaneous_E4 | F2 | Commercial | Warehouse (WA) | New | Miscellaneous | Natural Gas | Miscellaneous | E4 | TRC BC Ratio | 0 | 0 | 0 | 0 | 0 | 0 | 0 | 0 | 0 | 0 | 0 | 0 | 0 | 0 | 0 | 0 | 0 | 0 | 0 | 0 | 0 | 0 | 0 | 0 | 0 | 0 | 0
F2_Commercial_Warehouse (WA)_New_Miscellaneous_Natural Gas_Miscellaneous_E5 | F2 | Commercial | Warehouse (WA) | New | Miscellaneous | Natural Gas | Miscellaneous | E5 | TRC BC Ratio | 0 | 0 | 0 | 0 | 0 | 0 | 0 | 0 | 0 | 0 | 0 | 0 | 0 | 0 | 0 | 0 | 0 | 0 | 0 | 0 | 0 | 0 | 0 | 0 | 0 | 0 | 0
F2_Commercial_Warehouse (WA)_New_Miscellaneous_Natural Gas_Miscellaneous_E6 | F2 | Commercial | Warehouse (WA) | New | Miscellaneous | Natural Gas | Miscellaneous | E6 | TRC BC Ratio | 0 | 0 | 0 | 0 | 0 | 0 | 0 | 0 | 0 | 0 | 0 | 0 | 0 | 0 | 0 | 0 | 0 | 0 | 0 | 0 | 0 | 0 | 0 | 0 | 0 | 0 | 0
F2_Commercial_Warehouse (WA)_New_Miscellaneous_Natural Gas_Miscellaneous_E7 | F2 | Commercial | Warehouse (WA) | New | Miscellaneous | Natural Gas | Miscellaneous | E7 | TRC BC Ratio | 0 | 0 | 0 | 0 | 0 | 0 | 0 | 0 | 0 | 0 | 0 | 0 | 0 | 0 | 0 | 0 | 0 | 0 | 0 | 0 | 0 | 0 | 0 | 0 | 0 | 0 | 0
F2_Commercial_Warehouse (WA)_New_Miscellaneous_Natural Gas_Miscellaneous_E8 | F2 | Commercial | Warehouse (WA) | New | Miscellaneous | Natural Gas | Miscellaneous | E8 | TRC BC Ratio | 0 | 0 | 0 | 0 | 0 | 0 | 0 | 0 | 0 | 0 | 0 | 0 | 0 | 0 | 0 | 0 | 0 | 0 | 0 | 0 | 0 | 0 | 0 | 0 | 0 | 0 | 0
F2_Commercial_Warehouse (WA)_New_Miscellaneous_Natural Gas_Miscellaneous_E9 | F2 | Commercial | Warehouse (WA) | New | Miscellaneous | Natural Gas | Miscellaneous | E9 | TRC BC Ratio | 0 | 0 | 0 | 0 | 0 | 0 | 0 | 0 | 0 | 0 | 0 | 0 | 0 | 0 | 0 | 0 | 0 | 0 | 0 | 0 | 0 | 0 | 0 | 0 | 0 | 0 | 0
F2_Commercial_Warehouse (WA)_New_Miscellaneous_Natural Gas_Miscellaneous_E10 | F2 | Commercial | Warehouse (WA) | New | Miscellaneous | Natural Gas | Miscellaneous | E10 | TRC BC Ratio | 0 | 0 | 0 | 0 | 0 | 0 | 0 | 0 | 0 | 0 | 0 | 0 | 0 | 0 | 0 | 0 | 0 | 0 | 0 | 0 | 0 | 0 | 0 | 0 | 0 | 0 | 0
F3_Commercial_Warehouse (WA)_New_Miscellaneous_Natural Gas_Miscellaneous_E1 | F3 | Commercial | Warehouse (WA) | New | Miscellaneous | Natural Gas | Miscellaneous | E1 | PACT BC Ratio | [24 empty] | 1 | 1 | 1 | bar: 2019 to 2042
F3_Commercial_Warehouse (WA)_New_Miscellaneous_Natural Gas_Miscellaneous_E2 | F3 | Commercial | Warehouse (WA) | New | Miscellaneous | Natural Gas | Miscellaneous | E2 | PACT BC Ratio | 0 | 0 | 0 | 0 | 0 | 0 | 0 | 0 | 0 | 0 | 0 | 0 | 0 | 0 | 0 | 0 | 0 | 0 | 0 | 0 | 0 | 0 | 0 | 0 | 0 | 0 | 0
F3_Commercial_Warehouse (WA)_New_Miscellaneous_Natural Gas_Miscellaneous_E3 | F3 | Commercial | Warehouse (WA) | New | Miscellaneous | Natural Gas | Miscellaneous | E3 | PACT BC Ratio | 0 | 0 | 0 | 0 | 0 | 0 | 0 | 0 | 0 | 0 | 0 | 0 | 0 | 0 | 0 | 0 | 0 | 0 | 0 | 0 | 0 | 0 | 0 | 0 | 0 | 0 | 0
F3_Commercial_Warehouse (WA)_New_Miscellaneous_Natural Gas_Miscellaneous_E4 | F3 | Commercial | Warehouse (WA) | New | Miscellaneous | Natural Gas | Miscellaneous | E4 | PACT BC Ratio | 0 | 0 | 0 | 0 | 0 | 0 | 0 | 0 | 0 | 0 | 0 | 0 | 0 | 0 | 0 | 0 | 0 | 0 | 0 | 0 | 0 | 0 | 0 | 0 | 0 | 0 | 0
F3_Commercial_Warehouse (WA)_New_Miscellaneous_Natural Gas_Miscellaneous_E5 | F3 | Commercial | Warehouse (WA) | New | Miscellaneous | Natural Gas | Miscellaneous | E5 | PACT BC Ratio | 0 | 0 | 0 | 0 | 0 | 0 | 0 | 0 | 0 | 0 | 0 | 0 | 0 | 0 | 0 | 0 | 0 | 0 | 0 | 0 | 0 | 0 | 0 | 0 | 0 | 0 | 0
F3_Commercial_Warehouse (WA)_New_Miscellaneous_Natural Gas_Miscellaneous_E6 | F3 | Commercial | Warehouse (WA) | New | Miscellaneous | Natural Gas | Miscellaneous | E6 | PACT BC Ratio | 0 | 0 | 0 | 0 | 0 | 0 | 0 | 0 | 0 | 0 | 0 | 0 | 0 | 0 | 0 | 0 | 0 | 0 | 0 | 0 | 0 | 0 | 0 | 0 | 0 | 0 | 0
F3_Commercial_Warehouse (WA)_New_Miscellaneous_Natural Gas_Miscellaneous_E7 | F3 | Commercial | Warehouse (WA) | New | Miscellaneous | Natural Gas | Miscellaneous | E7 | PACT BC Ratio | 0 | 0 | 0 | 0 | 0 | 0 | 0 | 0 | 0 | 0 | 0 | 0 | 0 | 0 | 0 | 0 | 0 | 0 | 0 | 0 | 0 | 0 | 0 | 0 | 0 | 0 | 0
F3_Commercial_Warehouse (WA)_New_Miscellaneous_Natural Gas_Miscellaneous_E8 | F3 | Commercial | Warehouse (WA) | New | Miscellaneous | Natural Gas | Miscellaneous | E8 | PACT BC Ratio | 0 | 0 | 0 | 0 | 0 | 0 | 0 | 0 | 0 | 0 | 0 | 0 | 0 | 0 | 0 | 0 | 0 | 0 | 0 | 0 | 0 | 0 | 0 | 0 | 0 | 0 | 0
F3_Commercial_Warehouse (WA)_New_Miscellaneous_Natural Gas_Miscellaneous_E9 | F3 | Commercial | Warehouse (WA) | New | Miscellaneous | Natural Gas | Miscellaneous | E9 | PACT BC Ratio | 0 | 0 | 0 | 0 | 0 | 0 | 0 | 0 | 0 | 0 | 0 | 0 | 0 | 0 | 0 | 0 | 0 | 0 | 0 | 0 | 0 | 0 | 0 | 0 | 0 | 0 | 0
F3_Commercial_Warehouse (WA)_New_Miscellaneous_Natural Gas_Miscellaneous_E10 | F3 | Commercial | Warehouse (WA) | New | Miscellaneous | Natural Gas | Miscellaneous | E10 | PACT BC Ratio | 0 | 0 | 0 | 0 | 0 | 0 | 0 | 0 | 0 | 0 | 0 | 0 | 0 | 0 | 0 | 0 | 0 | 0 | 0 | 0 | 0 | 0 | 0 | 0 | 0 | 0 | 0
F4_Commercial_Warehouse (WA)_New_Miscellaneous_Natural Gas_Miscellaneous_E1 | F4 | Commercial | Warehouse (WA) | New | Miscellaneous | Natural Gas | Miscellaneous | E1 | RVT BC Ratio | [24 empty] | 1 | 1 | 1 | bar: 2019 to 2042
F4_Commercial_Warehouse (WA)_New_Miscellaneous_Natural Gas_Miscellaneous_E2 | F4 | Commercial | Warehouse (WA) | New | Miscellaneous | Natural Gas | Miscellaneous | E2 | RVT BC Ratio | 0 | 0 | 0 | 0 | 0 | 0 | 0 | 0 | 0 | 0 | 0 | 0 | 0 | 0 | 0 | 0 | 0 | 0 | 0 | 0 | 0 | 0 | 0 | 0 | 0 | 0 | 0
F4_Commercial_Warehouse (WA)_New_Miscellaneous_Natural Gas_Miscellaneous_E3 | F4 | Commercial | Warehouse (WA) | New | Miscellaneous | Natural Gas | Miscellaneous | E3 | RVT BC Ratio | 0 | 0 | 0 | 0 | 0 | 0 | 0 | 0 | 0 | 0 | 0 | 0 | 0 | 0 | 0 | 0 | 0 | 0 | 0 | 0 | 0 | 0 | 0 | 0 | 0 | 0 | 0
F4_Commercial_Warehouse (WA)_New_Miscellaneous_Natural Gas_Miscellaneous_E4 | F4 | Commercial | Warehouse (WA) | New | Miscellaneous | Natural Gas | Miscellaneous | E4 | RVT BC Ratio | 0 | 0 | 0 | 0 | 0 | 0 | 0 | 0 | 0 | 0 | 0 | 0 | 0 | 0 | 0 | 0 | 0 | 0 | 0 | 0 | 0 | 0 | 0 | 0 | 0 | 0 | 0
F4_Commercial_Warehouse (WA)_New_Miscellaneous_Natural Gas_Miscellaneous_E5 | F4 | Commercial | Warehouse (WA) | New | Miscellaneous | Natural Gas | Miscellaneous | E5 | RVT BC Ratio | 0 | 0 | 0 | 0 | 0 | 0 | 0 | 0 | 0 | 0 | 0 | 0 | 0 | 0 | 0 | 0 | 0 | 0 | 0 | 0 | 0 | 0 | 0 | 0 | 0 | 0 | 0
F4_Commercial_Warehouse (WA)_New_Miscellaneous_Natural Gas_Miscellaneous_E6 | F4 | Commercial | Warehouse (WA) | New | Miscellaneous | Natural Gas | Miscellaneous | E6 | RVT BC Ratio | 0 | 0 | 0 | 0 | 0 | 0 | 0 | 0 | 0 | 0 | 0 | 0 | 0 | 0 | 0 | 0 | 0 | 0 | 0 | 0 | 0 | 0 | 0 | 0 | 0 | 0 | 0
F4_Commercial_Warehouse (WA)_New_Miscellaneous_Natural Gas_Miscellaneous_E7 | F4 | Commercial | Warehouse (WA) | New | Miscellaneous | Natural Gas | Miscellaneous | E7 | RVT BC Ratio | 0 | 0 | 0 | 0 | 0 | 0 | 0 | 0 | 0 | 0 | 0 | 0 | 0 | 0 | 0 | 0 | 0 | 0 | 0 | 0 | 0 | 0 | 0 | 0 | 0 | 0 | 0
F4_Commercial_Warehouse (WA)_New_Miscellaneous_Natural Gas_Miscellaneous_E8 | F4 | Commercial | Warehouse (WA) | New | Miscellaneous | Natural Gas | Miscellaneous | E8 | RVT BC Ratio | 0 | 0 | 0 | 0 | 0 | 0 | 0 | 0 | 0 | 0 | 0 | 0 | 0 | 0 | 0 | 0 | 0 | 0 | 0 | 0 | 0 | 0 | 0 | 0 | 0 | 0 | 0
F4_Commercial_Warehouse (WA)_New_Miscellaneous_Natural Gas_Miscellaneous_E9 | F4 | Commercial | Warehouse (WA) | New | Miscellaneous | Natural Gas | Miscellaneous | E9 | RVT BC Ratio | 0 | 0 | 0 | 0 | 0 | 0 | 0 | 0 | 0 | 0 | 0 | 0 | 0 | 0 | 0 | 0 | 0 | 0 | 0 | 0 | 0 | 0 | 0 | 0 | 0 | 0 | 0
F4_Commercial_Warehouse (WA)_New_Miscellaneous_Natural Gas_Miscellaneous_E10 | F4 | Commercial | Warehouse (WA) | New | Miscellaneous | Natural Gas | Miscellaneous | E10 | RVT BC Ratio | 0 | 0 | 0 | 0 | 0 | 0 | 0 | 0 | 0 | 0 | 0 | 0 | 0 | 0 | 0 | 0 | 0 | 0 | 0 | 0 | 0 | 0 | 0 | 0 | 0 | 0 | 0
F5_Commercial_Warehouse (WA)_New_Miscellaneous_Natural Gas_Miscellaneous_E1 | F5 | Commercial | Warehouse (WA) | New | Miscellaneous | Natural Gas | Miscellaneous | E1 | RIM BC Ratio | [24 empty] | 1 | 1 | 1 | bar: 2019 to 2042
F5_Commercial_Warehouse (WA)_New_Miscellaneous_Natural Gas_Miscellaneous_E2 | F5 | Commercial | Warehouse (WA) | New | Miscellaneous | Natural Gas | Miscellaneous | E2 | RIM BC Ratio | 0 | 0 | 0 | 0 | 0 | 0 | 0 | 0 | 0 | 0 | 0 | 0 | 0 | 0 | 0 | 0 | 0 | 0 | 0 | 0 | 0 | 0 | 0 | 0 | 0 | 0 | 0
F5_Commercial_Warehouse (WA)_New_Miscellaneous_Natural Gas_Miscellaneous_E3 | F5 | Commercial | Warehouse (WA) | New | Miscellaneous | Natural Gas | Miscellaneous | E3 | RIM BC Ratio | 0 | 0 | 0 | 0 | 0 | 0 | 0 | 0 | 0 | 0 | 0 | 0 | 0 | 0 | 0 | 0 | 0 | 0 | 0 | 0 | 0 | 0 | 0 | 0 | 0 | 0 | 0
F5_Commercial_Warehouse (WA)_New_Miscellaneous_Natural Gas_Miscellaneous_E4 | F5 | Commercial | Warehouse (WA) | New | Miscellaneous | Natural Gas | Miscellaneous | E4 | RIM BC Ratio | 0 | 0 | 0 | 0 | 0 | 0 | 0 | 0 | 0 | 0 | 0 | 0 | 0 | 0 | 0 | 0 | 0 | 0 | 0 | 0 | 0 | 0 | 0 | 0 | 0 | 0 | 0
F5_Commercial_Warehouse (WA)_New_Miscellaneous_Natural Gas_Miscellaneous_E5 | F5 | Commercial | Warehouse (WA) | New | Miscellaneous | Natural Gas | Miscellaneous | E5 | RIM BC Ratio | 0 | 0 | 0 | 0 | 0 | 0 | 0 | 0 | 0 | 0 | 0 | 0 | 0 | 0 | 0 | 0 | 0 | 0 | 0 | 0 | 0 | 0 | 0 | 0 | 0 | 0 | 0
F5_Commercial_Warehouse (WA)_New_Miscellaneous_Natural Gas_Miscellaneous_E6 | F5 | Commercial | Warehouse (WA) | New | Miscellaneous | Natural Gas | Miscellaneous | E6 | RIM BC Ratio | 0 | 0 | 0 | 0 | 0 | 0 | 0 | 0 | 0 | 0 | 0 | 0 | 0 | 0 | 0 | 0 | 0 | 0 | 0 | 0 | 0 | 0 | 0 | 0 | 0 | 0 | 0
F5_Commercial_Warehouse (WA)_New_Miscellaneous_Natural Gas_Miscellaneous_E7 | F5 | Commercial | Warehouse (WA) | New | Miscellaneous | Natural Gas | Miscellaneous | E7 | RIM BC Ratio | 0 | 0 | 0 | 0 | 0 | 0 | 0 | 0 | 0 | 0 | 0 | 0 | 0 | 0 | 0 | 0 | 0 | 0 | 0 | 0 | 0 | 0 | 0 | 0 | 0 | 0 | 0
F5_Commercial_Warehouse (WA)_New_Miscellaneous_Natural Gas_Miscellaneous_E8 | F5 | Commercial | Warehouse (WA) | New | Miscellaneous | Natural Gas | Miscellaneous | E8 | RIM BC Ratio | 0 | 0 | 0 | 0 | 0 | 0 | 0 | 0 | 0 | 0 | 0 | 0 | 0 | 0 | 0 | 0 | 0 | 0 | 0 | 0 | 0 | 0 | 0 | 0 | 0 | 0 | 0
F5_Commercial_Warehouse (WA)_New_Miscellaneous_Natural Gas_Miscellaneous_E9 | F5 | Commercial | Warehouse (WA) | New | Miscellaneous | Natural Gas | Miscellaneous | E9 | RIM BC Ratio | 0 | 0 | 0 | 0 | 0 | 0 | 0 | 0 | 0 | 0 | 0 | 0 | 0 | 0 | 0 | 0 | 0 | 0 | 0 | 0 | 0 | 0 | 0 | 0 | 0 | 0 | 0
F5_Commercial_Warehouse (WA)_New_Miscellaneous_Natural Gas_Miscellaneous_E10 | F5 | Commercial | Warehouse (WA) | New | Miscellaneous | Natural Gas | Miscellaneous | E10 | RIM BC Ratio | 0 | 0 | 0 | 0 | 0 | 0 | 0 | 0 | 0 | 0 | 0 | 0 | 0 | 0 | 0 | 0 | 0 | 0 | 0 | 0 | 0 | 0 | 0 | 0 | 0 | 0 | 0
F0_Commercial_Miscellaneous (WA)_Existing_Space Heating_Natural Gas_Furnace_E0 | F0 | Commercial | Miscellaneous (WA) | Existing | Space Heating | Natural Gas | Furnace | E0 | Economic Unit | AFUE 80% (Standard) | AFUE 80% (Standard) | AFUE 80% (Standard) | AFUE 80% (Standard) | AFUE 80% (Standard) | AFUE 80% (Standard) | AFUE 80% (Standard) | AFUE 80% (Standard) | AFUE 80% (Standard) | AFUE 80% (Standard) | AFUE 80% (Standard) | AFUE 80% (Standard) | AFUE 80% (Standard) | AFUE 80% (Standard) | AFUE 80% (Standard) | AFUE 80% (Standard) | AFUE 96% | AFUE 96% | AFUE 96% | AFUE 96% | AFUE 96% | AFUE 96% | AFUE 96% | AFUE 96% | AFUE 96% | AFUE 96% | AFUE 96%
F1_Commercial_Miscellaneous (WA)_Existing_Space Heating_Natural Gas_Furnace_E1 | F1 | Commercial | Miscellaneous (WA) | Existing | Space Heating | Natural Gas | Furnace | E1 | CCE | 0 | 0 | 0 | 0 | 0 | 0 | 0 | 0 | 0 | 0 | 0 | 0 | 0 | 0 | 0 | 0 | 0 | 0 | 0 | 0 | 0 | 0 | 0 | 0 | 0 | 0 | 0
F1_Commercial_Miscellaneous (WA)_Existing_Space Heating_Natural Gas_Furnace_E2 | F1 | Commercial | Miscellaneous (WA) | Existing | Space Heating | Natural Gas | Furnace | E2 | CCE | 0.037789 | 0.039215 | 0.039215 | 0.039215 | 0.039215 | 0.039215 | 0.039215 | 0.039215 | 0.039215 | 0.039215 | 0.039215 | 0.039215 | 0.039215 | 0.039215 | 0.039215 | 0.039215 | 0.039215 | 0.039215 | 0.039215 | 0.039215 | 0.039215 | 0.039215 | 0.039215 | 0.039215 | 0.039215 | 0.039215 | 0.039215
F1_Commercial_Miscellaneous (WA)_Existing_Space Heating_Natural Gas_Furnace_E3 | F1 | Commercial | Miscellaneous (WA) | Existing | Space Heating | Natural Gas | Furnace | E3 | CCE | 0.0056381 | 0.0058509 | 0.0058509 | 0.0058509 | 0.0058509 | 0.0058509 | 0.0058509 | 0.0058509 | 0.0058509 | 0.0058509 | 0.0058509 | 0.0058509 | 0.0058509 | 0.0058509 | 0.0058509 | 0.0058509 | 0.0058509 | 0.0058509 | 0.0058509 | 0.0058509 | 0.0058509 | 0.0058509 | 0.0058509 | 0.0058509 | 0.0058509 | 0.0058509 | 0.0058509
F1_Commercial_Miscellaneous (WA)_Existing_Space Heating_Natural Gas_Furnace_E4 | F1 | Commercial | Miscellaneous (WA) | Existing | Space Heating | Natural Gas | Furnace | E4 | CCE | 0 | 0 | 0 | 0 | 0 | 0 | 0 | 0 | 0 | 0 | 0 | 0 | 0 | 0 | 0 | 0 | 0 | 0 | 0 | 0 | 0 | 0 | 0 | 0 | 0 | 0 | 0
F1_Commercial_Miscellaneous (WA)_Existing_Space Heating_Natural Gas_Furnace_E5 | F1 | Commercial | Miscellaneous (WA) | Existing | Space Heating | Natural Gas | Furnace | E5 | CCE | 0 | 0 | 0 | 0 | 0 | 0 | 0 | 0 | 0 | 0 | 0 | 0 | 0 | 0 | 0 | 0 | 0 | 0 | 0 | 0 | 0 | 0 | 0 | 0 | 0 | 0 | 0
F1_Commercial_Miscellaneous (WA)_Existing_Space Heating_Natural Gas_Furnace_E6 | F1 | Commercial | Miscellaneous (WA) | Existing | Space Heating | Natural Gas | Furnace | E6 | CCE | 0 | 0 | 0 | 0 | 0 | 0 | 0 | 0 | 0 | 0 | 0 | 0 | 0 | 0 | 0 | 0 | 0 | 0 | 0 | 0 | 0 | 0 | 0 | 0 | 0 | 0 | 0
F1_Commercial_Miscellaneous (WA)_Existing_Space Heating_Natural Gas_Furnace_E7 | F1 | Commercial | Miscellaneous (WA) | Existing | Space Heating | Natural Gas | Furnace | E7 | CCE | 0 | 0 | 0 | 0 | 0 | 0 | 0 | 0 | 0 | 0 | 0 | 0 | 0 | 0 | 0 | 0 | 0 | 0 | 0 | 0 | 0 | 0 | 0 | 0 | 0 | 0 | 0
F1_Commercial_Miscellaneous (WA)_Existing_Space Heating_Natural Gas_Furnace_E8 | F1 | Commercial | Miscellaneous (WA) | Existing | Space Heating | Natural Gas | Furnace | E8 | CCE | 0 | 0 | 0 | 0 | 0 | 0 | 0 | 0 | 0 | 0 | 0 | 0 | 0 | 0 | 0 | 0 | 0 | 0 | 0 | 0 | 0 | 0 | 0 | 0 | 0 | 0 | 0
F1_Commercial_Miscellaneous (WA)_Existing_Space Heating_Natural Gas_Furnace_E9 | F1 | Commercial | Miscellaneous (WA) | Existing | Space Heating | Natural Gas | Furnace | E9 | CCE | 0 | 0 | 0 | 0 | 0 | 0 | 0 | 0 | 0 | 0 | 0 | 0 | 0 | 0 | 0 | 0 | 0 | 0 | 0 | 0 | 0 | 0 | 0 | 0 | 0 | 0 | 0
F1_Commercial_Miscellaneous (WA)_Existing_Space Heating_Natural Gas_Furnace_E10 | F1 | Commercial | Miscellaneous (WA) | Existing | Space Heating | Natural Gas | Furnace | E10 | CCE | 0 | 0 | 0 | 0 | 0 | 0 | 0 | 0 | 0 | 0 | 0 | 0 | 0 | 0 | 0 | 0 | 0 | 0 | 0 | 0 | 0 | 0 | 0 | 0 | 0 | 0 | 0
F2_Commercial_Miscellaneous (WA)_Existing_Space Heating_Natural Gas_Furnace_E1 | F2 | Commercial | Miscellaneous (WA) | Existing | Space Heating | Natural Gas | Furnace | E1 | TRC BC Ratio | [24 empty] | 1 | 1 | 1 | bar: 2019 to 2042
F2_Commercial_Miscellaneous (WA)_Existing_Space Heating_Natural Gas_Furnace_E2 | F2 | Commercial | Miscellaneous (WA) | Existing | Space Heating | Natural Gas | Furnace | E2 | TRC BC Ratio | 0.099522 | 0.10097 | 0.10302 | 0.10536 | 0.10802 | 0.11188 | 0.11582 | 0.12001 | 0.12395 | 0.12794 | 0.13144 | 0.13459 | 0.1381 | 0.14174 | 0.14507 | 0.14833 | 0.15131 | 0.15439 | 0.15761 | 0.16092 | 0.1643 | 0.16788 | 0.17213 | 0.17578 | 0.17951 | 0.18332 | 0.18721
F2_Commercial_Miscellaneous (WA)_Existing_Space Heating_Natural Gas_Furnace_E3 | F2 | Commercial | Miscellaneous (WA) | Existing | Space Heating | Natural Gas | Furnace | E3 | TRC BC Ratio | 0.66704 | 0.67674 | 0.69048 | 0.70617 | 0.72397 | 0.74986 | 0.77629 | 0.80434 | 0.83074 | 0.85751 | 0.88094 | 0.90211 | 0.92561 | 0.94999 | 0.9723 | 0.99414 | 1.0141 | 1.0348 | 1.0564 | 1.0786 | 1.1012 | 1.1252 | 1.1537 | 1.1782 | 1.2032 | 1.2287 | 1.2548
F2_Commercial_Miscellaneous (WA)_Existing_Space Heating_Natural Gas_Furnace_E4 | F2 | Commercial | Miscellaneous (WA) | Existing | Space Heating | Natural Gas | Furnace | E4 | TRC BC Ratio | 0 | 0 | 0 | 0 | 0 | 0 | 0 | 0 | 0 | 0 | 0 | 0 | 0 | 0 | 0 | 0 | 0 | 0 | 0 | 0 | 0 | 0 | 0 | 0 | 0 | 0 | 0
F2_Commercial_Miscellaneous (WA)_Existing_Space Heating_Natural Gas_Furnace_E5 | F2 | Commercial | Miscellaneous (WA) | Existing | Space Heating | Natural Gas | Furnace | E5 | TRC BC Ratio | 0 | 0 | 0 | 0 | 0 | 0 | 0 | 0 | 0 | 0 | 0 | 0 | 0 | 0 | 0 | 0 | 0 | 0 | 0 | 0 | 0 | 0 | 0 | 0 | 0 | 0 | 0
F2_Commercial_Miscellaneous (WA)_Existing_Space Heating_Natural Gas_Furnace_E6 | F2 | Commercial | Miscellaneous (WA) | Existing | Space Heating | Natural Gas | Furnace | E6 | TRC BC Ratio | 0 | 0 | 0 | 0 | 0 | 0 | 0 | 0 | 0 | 0 | 0 | 0 | 0 | 0 | 0 | 0 | 0 | 0 | 0 | 0 | 0 | 0 | 0 | 0 | 0 | 0 | 0
F2_Commercial_Miscellaneous (WA)_Existing_Space Heating_Natural Gas_Furnace_E7 | F2 | Commercial | Miscellaneous (WA) | Existing | Space Heating | Natural Gas | Furnace | E7 | TRC BC Ratio | 0 | 0 | 0 | 0 | 0 | 0 | 0 | 0 | 0 | 0 | 0 | 0 | 0 | 0 | 0 | 0 | 0 | 0 | 0 | 0 | 0 | 0 | 0 | 0 | 0 | 0 | 0
F2_Commercial_Miscellaneous (WA)_Existing_Space Heating_Natural Gas_Furnace_E8 | F2 | Commercial | Miscellaneous (WA) | Existing | Space Heating | Natural Gas | Furnace | E8 | TRC BC Ratio | 0 | 0 | 0 | 0 | 0 | 0 | 0 | 0 | 0 | 0 | 0 | 0 | 0 | 0 | 0 | 0 | 0 | 0 | 0 | 0 | 0 | 0 | 0 | 0 | 0 | 0 | 0
F2_Commercial_Miscellaneous (WA)_Existing_Space Heating_Natural Gas_Furnace_E9 | F2 | Commercial | Miscellaneous (WA) | Existing | Space Heating | Natural Gas | Furnace | E9 | TRC BC Ratio | 0 | 0 | 0 | 0 | 0 | 0 | 0 | 0 | 0 | 0 | 0 | 0 | 0 | 0 | 0 | 0 | 0 | 0 | 0 | 0 | 0 | 0 | 0 | 0 | 0 | 0 | 0
F2_Commercial_Miscellaneous (WA)_Existing_Space Heating_Natural Gas_Furnace_E10 | F2 | Commercial | Miscellaneous (WA) | Existing | Space Heating | Natural Gas | Furnace | E10 | TRC BC Ratio | 0 | 0 | 0 | 0 | 0 | 0 | 0 | 0 | 0 | 0 | 0 | 0 | 0 | 0 | 0 | 0 | 0 | 0 | 0 | 0 | 0 | 0 | 0 | 0 | 0 | 0 | 0
F3_Commercial_Miscellaneous (WA)_Existing_Space Heating_Natural Gas_Furnace_E1 | F3 | Commercial | Miscellaneous (WA) | Existing | Space Heating | Natural Gas | Furnace | E1 | PACT BC Ratio | [24 empty] | 1 | 1 | 1 | bar: 2019 to 2042
F3_Commercial_Miscellaneous (WA)_Existing_Space Heating_Natural Gas_Furnace_E2 | F3 | Commercial | Miscellaneous (WA) | Existing | Space Heating | Natural Gas | Furnace | E2 | PACT BC Ratio | 0.27875 | 0.2828 | 0.28855 | 0.29511 | 0.30254 | 0.31336 | 0.32441 | 0.33613 | 0.34716 | 0.35835 | 0.36814 | 0.37699 | 0.38681 | 0.39699 | 0.40632 | 0.41545 | 0.4238 | 0.43244 | 0.44146 | 0.45073 | 0.46018 | 0.47021 | 0.48211 | 0.49235 | 0.5028 | 0.51347 | 0.52437
F3_Commercial_Miscellaneous (WA)_Existing_Space Heating_Natural Gas_Furnace_E3 | F3 | Commercial | Miscellaneous (WA) | Existing | Space Heating | Natural Gas | Furnace | E3 | PACT BC Ratio | 1.8683 | 1.8955 | 1.934 | 1.9779 | 2.0278 | 2.1003 | 2.1743 | 2.2529 | 2.3268 | 2.4018 | 2.4674 | 2.5267 | 2.5926 | 2.6608 | 2.7233 | 2.7845 | 2.8405 | 2.8984 | 2.9589 | 3.021 | 3.0843 | 3.1516 | 3.2313 | 3.2999 | 3.3699 | 3.4415 | 3.5145
F3_Commercial_Miscellaneous (WA)_Existing_Space Heating_Natural Gas_Furnace_E4 | F3 | Commercial | Miscellaneous (WA) | Existing | Space Heating | Natural Gas | Furnace | E4 | PACT BC Ratio | 0 | 0 | 0 | 0 | 0 | 0 | 0 | 0 | 0 | 0 | 0 | 0 | 0 | 0 | 0 | 0 | 0 | 0 | 0 | 0 | 0 | 0 | 0 | 0 | 0 | 0 | 0
F3_Commercial_Miscellaneous (WA)_Existing_Space Heating_Natural Gas_Furnace_E5 | F3 | Commercial | Miscellaneous (WA) | Existing | Space Heating | Natural Gas | Furnace | E5 | PACT BC Ratio | 0 | 0 | 0 | 0 | 0 | 0 | 0 | 0 | 0 | 0 | 0 | 0 | 0 | 0 | 0 | 0 | 0 | 0 | 0 | 0 | 0 | 0 | 0 | 0 | 0 | 0 | 0
F3_Commercial_Miscellaneous (WA)_Existing_Space Heating_Natural Gas_Furnace_E6 | F3 | Commercial | Miscellaneous (WA) | Existing | Space Heating | Natural Gas | Furnace | E6 | PACT BC Ratio | 0 | 0 | 0 | 0 | 0 | 0 | 0 | 0 | 0 | 0 | 0 | 0 | 0 | 0 | 0 | 0 | 0 | 0 | 0 | 0 | 0 | 0 | 0 | 0 | 0 | 0 | 0
F3_Commercial_Miscellaneous (WA)_Existing_Space Heating_Natural Gas_Furnace_E7 | F3 | Commercial | Miscellaneous (WA) | Existing | Space Heating | Natural Gas | Furnace | E7 | PACT BC Ratio | 0 | 0 | 0 | 0 | 0 | 0 | 0 | 0 | 0 | 0 | 0 | 0 | 0 | 0 | 0 | 0 | 0 | 0 | 0 | 0 | 0 | 0 | 0 | 0 | 0 | 0 | 0
F3_Commercial_Miscellaneous (WA)_Existing_Space Heating_Natural Gas_Furnace_E8 | F3 | Commercial | Miscellaneous (WA) | Existing | Space Heating | Natural Gas | Furnace | E8 | PACT BC Ratio | 0 | 0 | 0 | 0 | 0 | 0 | 0 | 0 | 0 | 0 | 0 | 0 | 0 | 0 | 0 | 0 | 0 | 0 | 0 | 0 | 0 | 0 | 0 | 0 | 0 | 0 | 0
F3_Commercial_Miscellaneous (WA)_Existing_Space Heating_Natural Gas_Furnace_E9 | F3 | Commercial | Miscellaneous (WA) | Existing | Space Heating | Natural Gas | Furnace | E9 | PACT BC Ratio | 0 | 0 | 0 | 0 | 0 | 0 | 0 | 0 | 0 | 0 | 0 | 0 | 0 | 0 | 0 | 0 | 0 | 0 | 0 | 0 | 0 | 0 | 0 | 0 | 0 | 0 | 0
F3_Commercial_Miscellaneous (WA)_Existing_Space Heating_Natural Gas_Furnace_E10 | F3 | Commercial | Miscellaneous (WA) | Existing | Space Heating | Natural Gas | Furnace | E10 | PACT BC Ratio | 0 | 0 | 0 | 0 | 0 | 0 | 0 | 0 | 0 | 0 | 0 | 0 | 0 | 0 | 0 | 0 | 0 | 0 | 0 | 0 | 0 | 0 | 0 | 0 | 0 | 0 | 0
F4_Commercial_Miscellaneous (WA)_Existing_Space Heating_Natural Gas_Furnace_E1 | F4 | Commercial | Miscellaneous (WA) | Existing | Space Heating | Natural Gas | Furnace | E1 | RVT BC Ratio | [24 empty] | 1 | 1 | 1 | bar: 2019 to 2042
F4_Commercial_Miscellaneous (WA)_Existing_Space Heating_Natural Gas_Furnace_E2 | F4 | Commercial | Miscellaneous (WA) | Existing | Space Heating | Natural Gas | Furnace | E2 | RVT BC Ratio | 0.36783 | 0.36899 | 0.37092 | 0.37315 | 0.3757 | 0.37986 | 0.38398 | 0.3883 | 0.39208 | 0.39576 | 0.39992 | 0.40356 | 0.4076 | 0.41178 | 0.41549 | 0.41905 | 0.42219 | 0.4254 | 0.42872 | 0.43208 | 0.43545 | 0.43996 | 0.44531 | 0.44992 | 0.45462 | 0.45942 | 0.46432
F4_Commercial_Miscellaneous (WA)_Existing_Space Heating_Natural Gas_Furnace_E3 | F4 | Commercial | Miscellaneous (WA) | Existing | Space Heating | Natural Gas | Furnace | E3 | RVT BC Ratio | 1.1628 | 1.1705 | 1.1834 | 1.1984 | 1.2155 | 1.2434 | 1.271 | 1.2999 | 1.3253 | 1.3499 | 1.3778 | 1.4022 | 1.4293 | 1.4573 | 1.4822 | 1.506 | 1.5271 | 1.5486 | 1.5708 | 1.5934 | 1.6159 | 1.6462 | 1.6821 | 1.7129 | 1.7444 | 1.7766 | 1.8095
F4_Commercial_Miscellaneous (WA)_Existing_Space Heating_Natural Gas_Furnace_E4 | F4 | Commercial | Miscellaneous (WA) | Existing | Space Heating | Natural Gas | Furnace | E4 | RVT BC Ratio | 0 | 0 | 0 | 0 | 0 | 0 | 0 | 0 | 0 | 0 | 0 | 0 | 0 | 0 | 0 | 0 | 0 | 0 | 0 | 0 | 0 | 0 | 0 | 0 | 0 | 0 | 0
F4_Commercial_Miscellaneous (WA)_Existing_Space Heating_Natural Gas_Furnace_E5 | F4 | Commercial | Miscellaneous (WA) | Existing | Space Heating | Natural Gas | Furnace | E5 | RVT BC Ratio | 0 | 0 | 0 | 0 | 0 | 0 | 0 | 0 | 0 | 0 | 0 | 0 | 0 | 0 | 0 | 0 | 0 | 0 | 0 | 0 | 0 | 0 | 0 | 0 | 0 | 0 | 0
F4_Commercial_Miscellaneous (WA)_Existing_Space Heating_Natural Gas_Furnace_E6 | F4 | Commercial | Miscellaneous (WA) | Existing | Space Heating | Natural Gas | Furnace | E6 | RVT BC Ratio | 0 | 0 | 0 | 0 | 0 | 0 | 0 | 0 | 0 | 0 | 0 | 0 | 0 | 0 | 0 | 0 | 0 | 0 | 0 | 0 | 0 | 0 | 0 | 0 | 0 | 0 | 0
F4_Commercial_Miscellaneous (WA)_Existing_Space Heating_Natural Gas_Furnace_E7 | F4 | Commercial | Miscellaneous (WA) | Existing | Space Heating | Natural Gas | Furnace | E7 | RVT BC Ratio | 0 | 0 | 0 | 0 | 0 | 0 | 0 | 0 | 0 | 0 | 0 | 0 | 0 | 0 | 0 | 0 | 0 | 0 | 0 | 0 | 0 | 0 | 0 | 0 | 0 | 0 | 0
F4_Commercial_Miscellaneous (WA)_Existing_Space Heating_Natural Gas_Furnace_E8 | F4 | Commercial | Miscellaneous (WA) | Existing | Space Heating | Natural Gas | Furnace | E8 | RVT BC Ratio | 0 | 0 | 0 | 0 | 0 | 0 | 0 | 0 | 0 | 0 | 0 | 0 | 0 | 0 | 0 | 0 | 0 | 0 | 0 | 0 | 0 | 0 | 0 | 0 | 0 | 0 | 0
F4_Commercial_Miscellaneous (WA)_Existing_Space Heating_Natural Gas_Furnace_E9 | F4 | Commercial | Miscellaneous (WA) | Existing | Space Heating | Natural Gas | Furnace | E9 | RVT BC Ratio | 0 | 0 | 0 | 0 | 0 | 0 | 0 | 0 | 0 | 0 | 0 | 0 | 0 | 0 | 0 | 0 | 0 | 0 | 0 | 0 | 0 | 0 | 0 | 0 | 0 | 0 | 0
F4_Commercial_Miscellaneous (WA)_Existing_Space Heating_Natural Gas_Furnace_E10 | F4 | Commercial | Miscellaneous (WA) | Existing | Space Heating | Natural Gas | Furnace | E10 | RVT BC Ratio | 0 | 0 | 0 | 0 | 0 | 0 | 0 | 0 | 0 | 0 | 0 | 0 | 0 | 0 | 0 | 0 | 0 | 0 | 0 | 0 | 0 | 0 | 0 | 0 | 0 | 0 | 0
F5_Commercial_Miscellaneous (WA)_Existing_Space Heating_Natural Gas_Furnace_E1 | F5 | Commercial | Miscellaneous (WA) | Existing | Space Heating | Natural Gas | Furnace | E1 | RIM BC Ratio | [24 empty] | 1 | 1 | 1 | bar: 2019 to 2042
F5_Commercial_Miscellaneous (WA)_Existing_Space Heating_Natural Gas_Furnace_E2 | F5 | Commercial | Miscellaneous (WA) | Existing | Space Heating | Natural Gas | Furnace | E2 | RIM BC Ratio | 0.21032 | 0.21294 | 0.21653 | 0.22059 | 0.22515 | 0.23153 | 0.238 | 0.24479 | 0.25121 | 0.2577 | 0.26291 | 0.2676 | 0.27275 | 0.27802 | 0.28283 | 0.28752 | 0.29183 | 0.29624 | 0.30083 | 0.30551 | 0.31026 | 0.31479 | 0.32008 | 0.32456 | 0.32907 | 0.33361 | 0.33817
F5_Commercial_Miscellaneous (WA)_Existing_Space Heating_Natural Gas_Furnace_E3 | F5 | Commercial | Miscellaneous (WA) | Existing | Space Heating | Natural Gas | Furnace | E3 | RIM BC Ratio | 0.58737 | 0.59254 | 0.59893 | 0.60599 | 0.61375 | 0.62343 | 0.63327 | 0.64351 | 0.65358 | 0.66392 | 0.66999 | 0.67566 | 0.68172 | 0.68787 | 0.69361 | 0.69926 | 0.70464 | 0.71016 | 0.71587 | 0.72171 | 0.72768 | 0.73137 | 0.73558 | 0.73908 | 0.74253 | 0.74595 | 0.74933
F5_Commercial_Miscellaneous (WA)_Existing_Space Heating_Natural Gas_Furnace_E4 | F5 | Commercial | Miscellaneous (WA) | Existing | Space Heating | Natural Gas | Furnace | E4 | RIM BC Ratio | 0 | 0 | 0 | 0 | 0 | 0 | 0 | 0 | 0 | 0 | 0 | 0 | 0 | 0 | 0 | 0 | 0 | 0 | 0 | 0 | 0 | 0 | 0 | 0 | 0 | 0 | 0
F5_Commercial_Miscellaneous (WA)_Existing_Space Heating_Natural Gas_Furnace_E5 | F5 | Commercial | Miscellaneous (WA) | Existing | Space Heating | Natural Gas | Furnace | E5 | RIM BC Ratio | 0 | 0 | 0 | 0 | 0 | 0 | 0 | 0 | 0 | 0 | 0 | 0 | 0 | 0 | 0 | 0 | 0 | 0 | 0 | 0 | 0 | 0 | 0 | 0 | 0 | 0 | 0
F5_Commercial_Miscellaneous (WA)_Existing_Space Heating_Natural Gas_Furnace_E6 | F5 | Commercial | Miscellaneous (WA) | Existing | Space Heating | Natural Gas | Furnace | E6 | RIM BC Ratio | 0 | 0 | 0 | 0 | 0 | 0 | 0 | 0 | 0 | 0 | 0 | 0 | 0 | 0 | 0 | 0 | 0 | 0 | 0 | 0 | 0 | 0 | 0 | 0 | 0 | 0 | 0
F5_Commercial_Miscellaneous (WA)_Existing_Space Heating_Natural Gas_Furnace_E7 | F5 | Commercial | Miscellaneous (WA) | Existing | Space Heating | Natural Gas | Furnace | E7 | RIM BC Ratio | 0 | 0 | 0 | 0 | 0 | 0 | 0 | 0 | 0 | 0 | 0 | 0 | 0 | 0 | 0 | 0 | 0 | 0 | 0 | 0 | 0 | 0 | 0 | 0 | 0 | 0 | 0
F5_Commercial_Miscellaneous (WA)_Existing_Space Heating_Natural Gas_Furnace_E8 | F5 | Commercial | Miscellaneous (WA) | Existing | Space Heating | Natural Gas | Furnace | E8 | RIM BC Ratio | 0 | 0 | 0 | 0 | 0 | 0 | 0 | 0 | 0 | 0 | 0 | 0 | 0 | 0 | 0 | 0 | 0 | 0 | 0 | 0 | 0 | 0 | 0 | 0 | 0 | 0 | 0
F5_Commercial_Miscellaneous (WA)_Existing_Space Heating_Natural Gas_Furnace_E9 | F5 | Commercial | Miscellaneous (WA) | Existing | Space Heating | Natural Gas | Furnace | E9 | RIM BC Ratio | 0 | 0 | 0 | 0 | 0 | 0 | 0 | 0 | 0 | 0 | 0 | 0 | 0 | 0 | 0 | 0 | 0 | 0 | 0 | 0 | 0 | 0 | 0 | 0 | 0 | 0 | 0
F5_Commercial_Miscellaneous (WA)_Existing_Space Heating_Natural Gas_Furnace_E10 | F5 | Commercial | Miscellaneous (WA) | Existing | Space Heating | Natural Gas | Furnace | E10 | RIM BC Ratio | 0 | 0 | 0 | 0 | 0 | 0 | 0 | 0 | 0 | 0 | 0 | 0 | 0 | 0 | 0 | 0 | 0 | 0 | 0 | 0 | 0 | 0 | 0 | 0 | 0 | 0 | 0
F0_Commercial_Miscellaneous (WA)_Existing_Space Heating_Natural Gas_Boiler_E0 | F0 | Commercial | Miscellaneous (WA) | Existing | Space Heating | Natural Gas | Boiler | E0 | Economic Unit | AFUE 97% | AFUE 97% | AFUE 97% | AFUE 97% | AFUE 97% | AFUE 97% | AFUE 97% | AFUE 97% | AFUE 97% | AFUE 97% | AFUE 97% | AFUE 97% | AFUE 97% | AFUE 97% | AFUE 97% | AFUE 97% | AFUE 97% | AFUE 97% | AFUE 97% | AFUE 97% | AFUE 97% | AFUE 97% | AFUE 97% | AFUE 97% | AFUE 97% | AFUE 97% | AFUE 97%
F1_Commercial_Miscellaneous (WA)_Existing_Space Heating_Natural Gas_Boiler_E1 | F1 | Commercial | Miscellaneous (WA) | Existing | Space Heating | Natural Gas | Boiler | E1 | CCE | 0 | 0 | 0 | 0 | 0 | 0 | 0 | 0 | 0 | 0 | 0 | 0 | 0 | 0 | 0 | 0 | 0 | 0 | 0 | 0 | 0 | 0 | 0 | 0 | 0 | 0 | 0
F1_Commercial_Miscellaneous (WA)_Existing_Space Heating_Natural Gas_Boiler_E2 | F1 | Commercial | Miscellaneous (WA) | Existing | Space Heating | Natural Gas | Boiler | E2 | CCE | 0.0015717 | 0.001631 | 0.001631 | 0.001631 | 0.001631 | 0.001631 | 0.001631 | 0.001631 | 0.001631 | 0.001631 | 0.001631 | 0.001631 | 0.001631 | 0.001631 | 0.001631 | 0.001631 | 0.001631 | 0.001631 | 0.001631 | 0.001631 | 0.001631 | 0.001631 | 0.001631 | 0.001631 | 0.001631 | 0.001631 | 0.001631
F1_Commercial_Miscellaneous (WA)_Existing_Space Heating_Natural Gas_Boiler_E3 | F1 | Commercial | Miscellaneous (WA) | Existing | Space Heating | Natural Gas | Boiler | E3 | CCE | -0.00034353 | -0.0003565 | -0.0003565 | -0.0003565 | -0.0003565 | -0.0003565 | -0.0003565 | -0.0003565 | -0.0003565 | -0.0003565 | -0.0003565 | -0.0003565 | -0.0003565 | -0.0003565 | -0.0003565 | -0.0003565 | -0.0003565 | -0.0003565 | -0.0003565 | -0.0003565 | -0.0003565 | -0.0003565 | -0.0003565 | -0.0003565 | -0.0003565 | -0.0003565 | -0.0003565
F1_Commercial_Miscellaneous (WA)_Existing_Space Heating_Natural Gas_Boiler_E4 | F1 | Commercial | Miscellaneous (WA) | Existing | Space Heating | Natural Gas | Boiler | E4 | CCE | 0.036133 | 0.037498 | 0.037498 | 0.037498 | 0.037498 | 0.037498 | 0.037498 | 0.037498 | 0.037498 | 0.037498 | 0.037498 | 0.037498 | 0.037498 | 0.037498 | 0.037498 | 0.037498 | 0.037498 | 0.037498 | 0.037498 | 0.037498 | 0.037498 | 0.037498 | 0.037498 | 0.037498 | 0.037498 | 0.037498 | 0.037498
F1_Commercial_Miscellaneous (WA)_Existing_Space Heating_Natural Gas_Boiler_E5 | F1 | Commercial | Miscellaneous (WA) | Existing | Space Heating | Natural Gas | Boiler | E5 | CCE | 0 | 0 | 0 | 0 | 0 | 0 | 0 | 0 | 0 | 0 | 0 | 0 | 0 | 0 | 0 | 0 | 0 | 0 | 0 | 0 | 0 | 0 | 0 | 0 | 0 | 0 | 0
F1_Commercial_Miscellaneous (WA)_Existing_Space Heating_Natural Gas_Boiler_E6 | F1 | Commercial | Miscellaneous (WA) | Existing | Space Heating | Natural Gas | Boiler | E6 | CCE | 0 | 0 | 0 | 0 | 0 | 0 | 0 | 0 | 0 | 0 | 0 | 0 | 0 | 0 | 0 | 0 | 0 | 0 | 0 | 0 | 0 | 0 | 0 | 0 | 0 | 0 | 0
F1_Commercial_Miscellaneous (WA)_Existing_Space Heating_Natural Gas_Boiler_E7 | F1 | Commercial | Miscellaneous (WA) | Existing | Space Heating | Natural Gas | Boiler | E7 | CCE | 0 | 0 | 0 | 0 | 0 | 0 | 0 | 0 | 0 | 0 | 0 | 0 | 0 | 0 | 0 | 0 | 0 | 0 | 0 | 0 | 0 | 0 | 0 | 0 | 0 | 0 | 0
F1_Commercial_Miscellaneous (WA)_Existing_Space Heating_Natural Gas_Boiler_E8 | F1 | Commercial | Miscellaneous (WA) | Existing | Space Heating | Natural Gas | Boiler | E8 | CCE | 0 | 0 | 0 | 0 | 0 | 0 | 0 | 0 | 0 | 0 | 0 | 0 | 0 | 0 | 0 | 0 | 0 | 0 | 0 | 0 | 0 | 0 | 0 | 0 | 0 | 0 | 0
F1_Commercial_Miscellaneous (WA)_Existing_Space Heating_Natural Gas_Boiler_E9 | F1 | Commercial | Miscellaneous (WA) | Existing | Space Heating | Natural Gas | Boiler | E9 | CCE | 0 | 0 | 0 | 0 | 0 | 0 | 0 | 0 | 0 | 0 | 0 | 0 | 0 | 0 | 0 | 0 | 0 | 0 | 0 | 0 | 0 | 0 | 0 | 0 | 0 | 0 | 0
F1_Commercial_Miscellaneous (WA)_Existing_Space Heating_Natural Gas_Boiler_E10 | F1 | Commercial | Miscellaneous (WA) | Existing | Space Heating | Natural Gas | Boiler | E10 | CCE | 0 | 0 | 0 | 0 | 0 | 0 | 0 | 0 | 0 | 0 | 0 | 0 | 0 | 0 | 0 | 0 | 0 | 0 | 0 | 0 | 0 | 0 | 0 | 0 | 0 | 0 | 0
F2_Commercial_Miscellaneous (WA)_Existing_Space Heating_Natural Gas_Boiler_E1 | F2 | Commercial | Miscellaneous (WA) | Existing | Space Heating | Natural Gas | Boiler | E1 | TRC BC Ratio | [24 empty] | 1 | 1 | 1 | bar: 2019 to 2042
F2_Commercial_Miscellaneous (WA)_Existing_Space Heating_Natural Gas_Boiler_E2 | F2 | Commercial | Miscellaneous (WA) | Existing | Space Heating | Natural Gas | Boiler | E2 | TRC BC Ratio | 2.702 | 2.7491 | 2.8074 | 2.8707 | 2.9395 | 3.0297 | 3.1217 | 3.2186 | 3.3118 | 3.4066 | 3.4931 | 3.5743 | 3.6622 | 3.7523 | 3.8376 | 3.9222 | 4.0026 | 4.0853 | 4.171 | 4.2589 | 4.3486 | 4.4421 | 4.5472 | 4.6418 | 4.7372 | 4.8102 | 4.8759
F2_Commercial_Miscellaneous (WA)_Existing_Space Heating_Natural Gas_Boiler_E3 | F2 | Commercial | Miscellaneous (WA) | Existing | Space Heating | Natural Gas | Boiler | E3 | TRC BC Ratio | [24 empty] | 1 | 1 | 1 | bar: 2019 to 2042
F2_Commercial_Miscellaneous (WA)_Existing_Space Heating_Natural Gas_Boiler_E4 | F2 | Commercial | Miscellaneous (WA) | Existing | Space Heating | Natural Gas | Boiler | E4 | TRC BC Ratio | 0.13546 | 0.13822 | 0.14128 | 0.14444 | 0.14772 | 0.15149 | 0.15533 | 0.15933 | 0.1633 | 0.16734 | 0.17125 | 0.17509 | 0.17912 | 0.1832 | 0.18721 | 0.19125 | 0.19525 | 0.19934 | 0.20355 | 0.20786 | 0.21225 | 0.21675 | 0.2215 | 0.226 | 0.23048 | 0.23258 | 0.23382
F2_Commercial_Miscellaneous (WA)_Existing_Space Heating_Natural Gas_Boiler_E5 | F2 | Commercial | Miscellaneous (WA) | Existing | Space Heating | Natural Gas | Boiler | E5 | TRC BC Ratio | 0 | 0 | 0 | 0 | 0 | 0 | 0 | 0 | 0 | 0 | 0 | 0 | 0 | 0 | 0 | 0 | 0 | 0 | 0 | 0 | 0 | 0 | 0 | 0 | 0 | 0 | 0
F2_Commercial_Miscellaneous (WA)_Existing_Space Heating_Natural Gas_Boiler_E6 | F2 | Commercial | Miscellaneous (WA) | Existing | Space Heating | Natural Gas | Boiler | E6 | TRC BC Ratio | 0 | 0 | 0 | 0 | 0 | 0 | 0 | 0 | 0 | 0 | 0 | 0 | 0 | 0 | 0 | 0 | 0 | 0 | 0 | 0 | 0 | 0 | 0 | 0 | 0 | 0 | 0
F2_Commercial_Miscellaneous (WA)_Existing_Space Heating_Natural Gas_Boiler_E7 | F2 | Commercial | Miscellaneous (WA) | Existing | Space Heating | Natural Gas | Boiler | E7 | TRC BC Ratio | 0 | 0 | 0 | 0 | 0 | 0 | 0 | 0 | 0 | 0 | 0 | 0 | 0 | 0 | 0 | 0 | 0 | 0 | 0 | 0 | 0 | 0 | 0 | 0 | 0 | 0 | 0
F2_Commercial_Miscellaneous (WA)_Existing_Space Heating_Natural Gas_Boiler_E8 | F2 | Commercial | Miscellaneous (WA) | Existing | Space Heating | Natural Gas | Boiler | E8 | TRC BC Ratio | 0 | 0 | 0 | 0 | 0 | 0 | 0 | 0 | 0 | 0 | 0 | 0 | 0 | 0 | 0 | 0 | 0 | 0 | 0 | 0 | 0 | 0 | 0 | 0 | 0 | 0 | 0
F2_Commercial_Miscellaneous (WA)_Existing_Space Heating_Natural Gas_Boiler_E9 | F2 | Commercial | Miscellaneous (WA) | Existing | Space Heating | Natural Gas | Boiler | E9 | TRC BC Ratio | 0 | 0 | 0 | 0 | 0 | 0 | 0 | 0 | 0 | 0 | 0 | 0 | 0 | 0 | 0 | 0 | 0 | 0 | 0 | 0 | 0 | 0 | 0 | 0 | 0 | 0 | 0
F2_Commercial_Miscellaneous (WA)_Existing_Space Heating_Natural Gas_Boiler_E10 | F2 | Commercial | Miscellaneous (WA) | Existing | Space Heating | Natural Gas | Boiler | E10 | TRC BC Ratio | 0 | 0 | 0 | 0 | 0 | 0 | 0 | 0 | 0 | 0 | 0 | 0 | 0 | 0 | 0 | 0 | 0 | 0 | 0 | 0 | 0 | 0 | 0 | 0 | 0 | 0 | 0
F3_Commercial_Miscellaneous (WA)_Existing_Space Heating_Natural Gas_Boiler_E1 | F3 | Commercial | Miscellaneous (WA) | Existing | Space Heating | Natural Gas | Boiler | E1 | PACT BC Ratio | [24 empty] | 1 | 1 | 1 | bar: 2019 to 2042
F3_Commercial_Miscellaneous (WA)_Existing_Space Heating_Natural Gas_Boiler_E2 | F3 | Commercial | Miscellaneous (WA) | Existing | Space Heating | Natural Gas | Boiler | E2 | PACT BC Ratio | 7.5679 | 7.7 | 7.8632 | 8.0406 | 8.2332 | 8.486 | 8.7437 | 9.0151 | 9.2761 | 9.5414 | 9.7839 | 10.0114 | 10.2575 | 10.51 | 10.7489 | 10.9858 | 11.2109 | 11.4425 | 11.6827 | 11.9289 | 12.18 | 12.4418 | 12.7364 | 13.0011 | 13.2685 | 13.473 | 13.6569
F3_Commercial_Miscellaneous (WA)_Existing_Space Heating_Natural Gas_Boiler_E3 | F3 | Commercial | Miscellaneous (WA) | Existing | Space Heating | Natural Gas | Boiler | E3 | PACT BC Ratio | [24 empty] | 1 | 1 | 1 | bar: 2019 to 2042
F3_Commercial_Miscellaneous (WA)_Existing_Space Heating_Natural Gas_Boiler_E4 | F3 | Commercial | Miscellaneous (WA) | Existing | Space Heating | Natural Gas | Boiler | E4 | PACT BC Ratio | 0.3794 | 0.38715 | 0.3957 | 0.40456 | 0.41375 | 0.42432 | 0.43507 | 0.44627 | 0.45738 | 0.46871 | 0.47966 | 0.49042 | 0.5017 | 0.51312 | 0.52436 | 0.53568 | 0.54687 | 0.55834 | 0.57013 | 0.58219 | 0.5945 | 0.60709 | 0.62039 | 0.63299 | 0.64556 | 0.65143 | 0.6549
F3_Commercial_Miscellaneous (WA)_Existing_Space Heating_Natural Gas_Boiler_E5 | F3 | Commercial | Miscellaneous (WA) | Existing | Space Heating | Natural Gas | Boiler | E5 | PACT BC Ratio | 0 | 0 | 0 | 0 | 0 | 0 | 0 | 0 | 0 | 0 | 0 | 0 | 0 | 0 | 0 | 0 | 0 | 0 | 0 | 0 | 0 | 0 | 0 | 0 | 0 | 0 | 0
F3_Commercial_Miscellaneous (WA)_Existing_Space Heating_Natural Gas_Boiler_E6 | F3 | Commercial | Miscellaneous (WA) | Existing | Space Heating | Natural Gas | Boiler | E6 | PACT BC Ratio | 0 | 0 | 0 | 0 | 0 | 0 | 0 | 0 | 0 | 0 | 0 | 0 | 0 | 0 | 0 | 0 | 0 | 0 | 0 | 0 | 0 | 0 | 0 | 0 | 0 | 0 | 0
F3_Commercial_Miscellaneous (WA)_Existing_Space Heating_Natural Gas_Boiler_E7 | F3 | Commercial | Miscellaneous (WA) | Existing | Space Heating | Natural Gas | Boiler | E7 | PACT BC Ratio | 0 | 0 | 0 | 0 | 0 | 0 | 0 | 0 | 0 | 0 | 0 | 0 | 0 | 0 | 0 | 0 | 0 | 0 | 0 | 0 | 0 | 0 | 0 | 0 | 0 | 0 | 0
F3_Commercial_Miscellaneous (WA)_Existing_Space Heating_Natural Gas_Boiler_E8 | F3 | Commercial | Miscellaneous (WA) | Existing | Space Heating | Natural Gas | Boiler | E8 | PACT BC Ratio | 0 | 0 | 0 | 0 | 0 | 0 | 0 | 0 | 0 | 0 | 0 | 0 | 0 | 0 | 0 | 0 | 0 | 0 | 0 | 0 | 0 | 0 | 0 | 0 | 0 | 0 | 0
F3_Commercial_Miscellaneous (WA)_Existing_Space Heating_Natural Gas_Boiler_E9 | F3 | Commercial | Miscellaneous (WA) | Existing | Space Heating | Natural Gas | Boiler | E9 | PACT BC Ratio | 0 | 0 | 0 | 0 | 0 | 0 | 0 | 0 | 0 | 0 | 0 | 0 | 0 | 0 | 0 | 0 | 0 | 0 | 0 | 0 | 0 | 0 | 0 | 0 | 0 | 0 | 0
F3_Commercial_Miscellaneous (WA)_Existing_Space Heating_Natural Gas_Boiler_E10 | F3 | Commercial | Miscellaneous (WA) | Existing | Space Heating | Natural Gas | Boiler | E10 | PACT BC Ratio | 0 | 0 | 0 | 0 | 0 | 0 | 0 | 0 | 0 | 0 | 0 | 0 | 0 | 0 | 0 | 0 | 0 | 0 | 0 | 0 | 0 | 0 | 0 | 0 | 0 | 0 | 0
F4_Commercial_Miscellaneous (WA)_Existing_Space Heating_Natural Gas_Boiler_E1 | F4 | Commercial | Miscellaneous (WA) | Existing | Space Heating | Natural Gas | Boiler | E1 | RVT BC Ratio | [24 empty] | 1 | 1 | 1 | bar: 2019 to 2042
F4_Commercial_Miscellaneous (WA)_Existing_Space Heating_Natural Gas_Boiler_E2 | F4 | Commercial | Miscellaneous (WA) | Existing | Space Heating | Natural Gas | Boiler | E2 | RVT BC Ratio | 3.9042 | 3.9484 | 4.0069 | 4.0708 | 4.1404 | 4.2387 | 4.3372 | 4.4401 | 4.5349 | 4.629 | 4.7331 | 4.8294 | 4.9337 | 5.04 | 5.139 | 5.236 | 5.3264 | 5.4186 | 5.5137 | 5.6102 | 5.7076 | 5.8254 | 5.958 | 6.077 | 6.1973 | 6.2893 | 6.372
F4_Commercial_Miscellaneous (WA)_Existing_Space Heating_Natural Gas_Boiler_E3 | F4 | Commercial | Miscellaneous (WA) | Existing | Space Heating | Natural Gas | Boiler | E3 | RVT BC Ratio | [24 empty] | 1 | 1 | 1 | bar: 2019 to 2042
F4_Commercial_Miscellaneous (WA)_Existing_Space Heating_Natural Gas_Boiler_E4 | F4 | Commercial | Miscellaneous (WA) | Existing | Space Heating | Natural Gas | Boiler | E4 | RVT BC Ratio | 0.40711 | 0.40999 | 0.41324 | 0.41661 | 0.42012 | 0.4243 | 0.42854 | 0.43297 | 0.43732 | 0.44175 | 0.44651 | 0.45121 | 0.45614 | 0.46112 | 0.46599 | 0.47087 | 0.47566 | 0.48055 | 0.48557 | 0.49068 | 0.49587 | 0.50153 | 0.50752 | 0.51319 | 0.51884 | 0.52148 | 0.52304
F4_Commercial_Miscellaneous (WA)_Existing_Space Heating_Natural Gas_Boiler_E5 | F4 | Commercial | Miscellaneous (WA) | Existing | Space Heating | Natural Gas | Boiler | E5 | RVT BC Ratio | 0 | 0 | 0 | 0 | 0 | 0 | 0 | 0 | 0 | 0 | 0 | 0 | 0 | 0 | 0 | 0 | 0 | 0 | 0 | 0 | 0 | 0 | 0 | 0 | 0 | 0 | 0
F4_Commercial_Miscellaneous (WA)_Existing_Space Heating_Natural Gas_Boiler_E6 | F4 | Commercial | Miscellaneous (WA) | Existing | Space Heating | Natural Gas | Boiler | E6 | RVT BC Ratio | 0 | 0 | 0 | 0 | 0 | 0 | 0 | 0 | 0 | 0 | 0 | 0 | 0 | 0 | 0 | 0 | 0 | 0 | 0 | 0 | 0 | 0 | 0 | 0 | 0 | 0 | 0
F4_Commercial_Miscellaneous (WA)_Existing_Space Heating_Natural Gas_Boiler_E7 | F4 | Commercial | Miscellaneous (WA) | Existing | Space Heating | Natural Gas | Boiler | E7 | RVT BC Ratio | 0 | 0 | 0 | 0 | 0 | 0 | 0 | 0 | 0 | 0 | 0 | 0 | 0 | 0 | 0 | 0 | 0 | 0 | 0 | 0 | 0 | 0 | 0 | 0 | 0 | 0 | 0
F4_Commercial_Miscellaneous (WA)_Existing_Space Heating_Natural Gas_Boiler_E8 | F4 | Commercial | Miscellaneous (WA) | Existing | Space Heating | Natural Gas | Boiler | E8 | RVT BC Ratio | 0 | 0 | 0 | 0 | 0 | 0 | 0 | 0 | 0 | 0 | 0 | 0 | 0 | 0 | 0 | 0 | 0 | 0 | 0 | 0 | 0 | 0 | 0 | 0 | 0 | 0 | 0
F4_Commercial_Miscellaneous (WA)_Existing_Space Heating_Natural Gas_Boiler_E9 | F4 | Commercial | Miscellaneous (WA) | Existing | Space Heating | Natural Gas | Boiler | E9 | RVT BC Ratio | 0 | 0 | 0 | 0 | 0 | 0 | 0 | 0 | 0 | 0 | 0 | 0 | 0 | 0 | 0 | 0 | 0 | 0 | 0 | 0 | 0 | 0 | 0 | 0 | 0 | 0 | 0
F4_Commercial_Miscellaneous (WA)_Existing_Space Heating_Natural Gas_Boiler_E10 | F4 | Commercial | Miscellaneous (WA) | Existing | Space Heating | Natural Gas | Boiler | E10 | RVT BC Ratio | 0 | 0 | 0 | 0 | 0 | 0 | 0 | 0 | 0 | 0 | 0 | 0 | 0 | 0 | 0 | 0 | 0 | 0 | 0 | 0 | 0 | 0 | 0 | 0 | 0 | 0 | 0
F5_Commercial_Miscellaneous (WA)_Existing_Space Heating_Natural Gas_Boiler_E1 | F5 | Commercial | Miscellaneous (WA) | Existing | Space Heating | Natural Gas | Boiler | E1 | RIM BC Ratio | [24 empty] | 1 | 1 | 1 | bar: 2019 to 2042
F5_Commercial_Miscellaneous (WA)_Existing_Space Heating_Natural Gas_Boiler_E2 | F5 | Commercial | Miscellaneous (WA) | Existing | Space Heating | Natural Gas | Boiler | E2 | RIM BC Ratio | 0.79002 | 0.79522 | 0.80078 | 0.8066 | 0.81268 | 0.81908 | 0.82565 | 0.83239 | 0.83934 | 0.84652 | 0.84971 | 0.85282 | 0.85605 | 0.85932 | 0.86256 | 0.86583 | 0.86913 | 0.87251 | 0.87601 | 0.87961 | 0.88331 | 0.88466 | 0.88612 | 0.88738 | 0.8886 | 0.8895 | 0.89029
F5_Commercial_Miscellaneous (WA)_Existing_Space Heating_Natural Gas_Boiler_E3 | F5 | Commercial | Miscellaneous (WA) | Existing | Space Heating | Natural Gas | Boiler | E3 | RIM BC Ratio | [24 empty] | 1 | 1 | 1 | bar: 2019 to 2042
F5_Commercial_Miscellaneous (WA)_Existing_Space Heating_Natural Gas_Boiler_E4 | F5 | Commercial | Miscellaneous (WA) | Existing | Space Heating | Natural Gas | Boiler | E4 | RIM BC Ratio | 0.26774 | 0.27192 | 0.27645 | 0.2811 | 0.28585 | 0.29119 | 0.29656 | 0.30206 | 0.30747 | 0.31291 | 0.31787 | 0.32265 | 0.32759 | 0.33252 | 0.33732 | 0.3421 | 0.34677 | 0.35149 | 0.35629 | 0.36114 | 0.36602 | 0.37075 | 0.37567 | 0.38026 | 0.38476 | 0.38683 | 0.38805
F5_Commercial_Miscellaneous (WA)_Existing_Space Heating_Natural Gas_Boiler_E5 | F5 | Commercial | Miscellaneous (WA) | Existing | Space Heating | Natural Gas | Boiler | E5 | RIM BC Ratio | 0 | 0 | 0 | 0 | 0 | 0 | 0 | 0 | 0 | 0 | 0 | 0 | 0 | 0 | 0 | 0 | 0 | 0 | 0 | 0 | 0 | 0 | 0 | 0 | 0 | 0 | 0
F5_Commercial_Miscellaneous (WA)_Existing_Space Heating_Natural Gas_Boiler_E6 | F5 | Commercial | Miscellaneous (WA) | Existing | Space Heating | Natural Gas | Boiler | E6 | RIM BC Ratio | 0 | 0 | 0 | 0 | 0 | 0 | 0 | 0 | 0 | 0 | 0 | 0 | 0 | 0 | 0 | 0 | 0 | 0 | 0 | 0 | 0 | 0 | 0 | 0 | 0 | 0 | 0
F5_Commercial_Miscellaneous (WA)_Existing_Space Heating_Natural Gas_Boiler_E7 | F5 | Commercial | Miscellaneous (WA) | Existing | Space Heating | Natural Gas | Boiler | E7 | RIM BC Ratio | 0 | 0 | 0 | 0 | 0 | 0 | 0 | 0 | 0 | 0 | 0 | 0 | 0 | 0 | 0 | 0 | 0 | 0 | 0 | 0 | 0 | 0 | 0 | 0 | 0 | 0 | 0
F5_Commercial_Miscellaneous (WA)_Existing_Space Heating_Natural Gas_Boiler_E8 | F5 | Commercial | Miscellaneous (WA) | Existing | Space Heating | Natural Gas | Boiler | E8 | RIM BC Ratio | 0 | 0 | 0 | 0 | 0 | 0 | 0 | 0 | 0 | 0 | 0 | 0 | 0 | 0 | 0 | 0 | 0 | 0 | 0 | 0 | 0 | 0 | 0 | 0 | 0 | 0 | 0
F5_Commercial_Miscellaneous (WA)_Existing_Space Heating_Natural Gas_Boiler_E9 | F5 | Commercial | Miscellaneous (WA) | Existing | Space Heating | Natural Gas | Boiler | E9 | RIM BC Ratio | 0 | 0 | 0 | 0 | 0 | 0 | 0 | 0 | 0 | 0 | 0 | 0 | 0 | 0 | 0 | 0 | 0 | 0 | 0 | 0 | 0 | 0 | 0 | 0 | 0 | 0 | 0
F5_Commercial_Miscellaneous (WA)_Existing_Space Heating_Natural Gas_Boiler_E10 | F5 | Commercial | Miscellaneous (WA) | Existing | Space Heating | Natural Gas | Boiler | E10 | RIM BC Ratio | 0 | 0 | 0 | 0 | 0 | 0 | 0 | 0 | 0 | 0 | 0 | 0 | 0 | 0 | 0 | 0 | 0 | 0 | 0 | 0 | 0 | 0 | 0 | 0 | 0 | 0 | 0
F0_Commercial_Miscellaneous (WA)_Existing_Space Heating_Natural Gas_Unit Heater_E0 | F0 | Commercial | Miscellaneous (WA) | Existing | Space Heating | Natural Gas | Unit Heater | E0 | Economic Unit | Infrared Radiant | Infrared Radiant | Infrared Radiant | Infrared Radiant | Infrared Radiant | Infrared Radiant | Infrared Radiant | Infrared Radiant | Infrared Radiant | Infrared Radiant | Infrared Radiant | Infrared Radiant | Infrared Radiant | Infrared Radiant | Infrared Radiant | Infrared Radiant | Infrared Radiant | Infrared Radiant | Infrared Radiant | Infrared Radiant | Infrared Radiant | Infrared Radiant | Infrared Radiant | Infrared Radiant | Infrared Radiant | Infrared Radiant | Infrared Radiant
F1_Commercial_Miscellaneous (WA)_Existing_Space Heating_Natural Gas_Unit Heater_E1 | F1 | Commercial | Miscellaneous (WA) | Existing | Space Heating | Natural Gas | Unit Heater | E1 | CCE | 0 | 0 | 0 | 0 | 0 | 0 | 0 | 0 | 0 | 0 | 0 | 0 | 0 | 0 | 0 | 0 | 0 | 0 | 0 | 0 | 0 | 0 | 0 | 0 | 0 | 0 | 0
F1_Commercial_Miscellaneous (WA)_Existing_Space Heating_Natural Gas_Unit Heater_E2 | F1 | Commercial | Miscellaneous (WA) | Existing | Space Heating | Natural Gas | Unit Heater | E2 | CCE | 2.9799e-05 | 3.0924e-05 | 3.0924e-05 | 3.0924e-05 | 3.0924e-05 | 3.0924e-05 | 3.0924e-05 | 3.0924e-05 | 3.0924e-05 | 3.0924e-05 | 3.0924e-05 | 3.0924e-05 | 3.0924e-05 | 3.0924e-05 | 3.0924e-05 | 3.0924e-05 | 3.0924e-05 | 3.0924e-05 | 3.0924e-05 | 3.0924e-05 | 3.0924e-05 | 3.0924e-05 | 3.0924e-05 | 3.0924e-05 | 3.0924e-05 | 3.0924e-05 | 3.0924e-05
F1_Commercial_Miscellaneous (WA)_Existing_Space Heating_Natural Gas_Unit Heater_E3 | F1 | Commercial | Miscellaneous (WA) | Existing | Space Heating | Natural Gas | Unit Heater | E3 | CCE | 9.3528e-06 | 9.7059e-06 | 9.7059e-06 | 9.7059e-06 | 9.7059e-06 | 9.7059e-06 | 9.7059e-06 | 9.7059e-06 | 9.7059e-06 | 9.7059e-06 | 9.7059e-06 | 9.7059e-06 | 9.7059e-06 | 9.7059e-06 | 9.7059e-06 | 9.7059e-06 | 9.7059e-06 | 9.7059e-06 | 9.7059e-06 | 9.7059e-06 | 9.7059e-06 | 9.7059e-06 | 9.7059e-06 | 9.7059e-06 | 9.7059e-06 | 9.7059e-06 | 9.7059e-06
F1_Commercial_Miscellaneous (WA)_Existing_Space Heating_Natural Gas_Unit Heater_E4 | F1 | Commercial | Miscellaneous (WA) | Existing | Space Heating | Natural Gas | Unit Heater | E4 | CCE | 0 | 0 | 0 | 0 | 0 | 0 | 0 | 0 | 0 | 0 | 0 | 0 | 0 | 0 | 0 | 0 | 0 | 0 | 0 | 0 | 0 | 0 | 0 | 0 | 0 | 0 | 0
F1_Commercial_Miscellaneous (WA)_Existing_Space Heating_Natural Gas_Unit Heater_E5 | F1 | Commercial | Miscellaneous (WA) | Existing | Space Heating | Natural Gas | Unit Heater | E5 | CCE | 0 | 0 | 0 | 0 | 0 | 0 | 0 | 0 | 0 | 0 | 0 | 0 | 0 | 0 | 0 | 0 | 0 | 0 | 0 | 0 | 0 | 0 | 0 | 0 | 0 | 0 | 0
F1_Commercial_Miscellaneous (WA)_Existing_Space Heating_Natural Gas_Unit Heater_E6 | F1 | Commercial | Miscellaneous (WA) | Existing | Space Heating | Natural Gas | Unit Heater | E6 | CCE | 0 | 0 | 0 | 0 | 0 | 0 | 0 | 0 | 0 | 0 | 0 | 0 | 0 | 0 | 0 | 0 | 0 | 0 | 0 | 0 | 0 | 0 | 0 | 0 | 0 | 0 | 0
F1_Commercial_Miscellaneous (WA)_Existing_Space Heating_Natural Gas_Unit Heater_E7 | F1 | Commercial | Miscellaneous (WA) | Existing | Space Heating | Natural Gas | Unit Heater | E7 | CCE | 0 | 0 | 0 | 0 | 0 | 0 | 0 | 0 | 0 | 0 | 0 | 0 | 0 | 0 | 0 | 0 | 0 | 0 | 0 | 0 | 0 | 0 | 0 | 0 | 0 | 0 | 0
F1_Commercial_Miscellaneous (WA)_Existing_Space Heating_Natural Gas_Unit Heater_E8 | F1 | Commercial | Miscellaneous (WA) | Existing | Space Heating | Natural Gas | Unit Heater | E8 | CCE | 0 | 0 | 0 | 0 | 0 | 0 | 0 | 0 | 0 | 0 | 0 | 0 | 0 | 0 | 0 | 0 | 0 | 0 | 0 | 0 | 0 | 0 | 0 | 0 | 0 | 0 | 0
F1_Commercial_Miscellaneous (WA)_Existing_Space Heating_Natural Gas_Unit Heater_E9 | F1 | Commercial | Miscellaneous (WA) | Existing | Space Heating | Natural Gas | Unit Heater | E9 | CCE | 0 | 0 | 0 | 0 | 0 | 0 | 0 | 0 | 0 | 0 | 0 | 0 | 0 | 0 | 0 | 0 | 0 | 0 | 0 | 0 | 0 | 0 | 0 | 0 | 0 | 0 | 0
F1_Commercial_Miscellaneous (WA)_Existing_Space Heating_Natural Gas_Unit Heater_E10 | F1 | Commercial | Miscellaneous (WA) | Existing | Space Heating | Natural Gas | Unit Heater | E10 | CCE | 0 | 0 | 0 | 0 | 0 | 0 | 0 | 0 | 0 | 0 | 0 | 0 | 0 | 0 | 0 | 0 | 0 | 0 | 0 | 0 | 0 | 0 | 0 | 0 | 0 | 0 | 0
F2_Commercial_Miscellaneous (WA)_Existing_Space Heating_Natural Gas_Unit Heater_E1 | F2 | Commercial | Miscellaneous (WA) | Existing | Space Heating | Natural Gas | Unit Heater | E1 | TRC BC Ratio | [24 empty] | 1 | 1 | 1 | bar: 2019 to 2042
F2_Commercial_Miscellaneous (WA)_Existing_Space Heating_Natural Gas_Unit Heater_E2 | F2 | Commercial | Miscellaneous (WA) | Existing | Space Heating | Natural Gas | Unit Heater | E2 | TRC BC Ratio | 133.0292 | 135.2157 | 138.0688 | 141.2143 | 144.6776 | 149.4498 | 154.3098 | 159.4565 | 164.3809 | 169.3823 | 173.8598 | 177.9891 | 182.5094 | 187.1513 | 191.4731 | 195.7327 | 199.7079 | 203.8053 | 208.0729 | 212.4504 | 216.9121 | 221.6199 | 227.07 | 231.8896 | 236.8115 | 241.8379 | 246.971
F2_Commercial_Miscellaneous (WA)_Existing_Space Heating_Natural Gas_Unit Heater_E3 | F2 | Commercial | Miscellaneous (WA) | Existing | Space Heating | Natural Gas | Unit Heater | E3 | TRC BC Ratio | 590.5266 | 606.0912 | 621.3423 | 635.691 | 649.079 | 661.2021 | 673.2524 | 685.725 | 699.6802 | 714.0847 | 729.434 | 745.6119 | 761.8056 | 777.3323 | 793.5389 | 810.2183 | 827.5654 | 845.2491 | 863.2385 | 881.5934 | 900.3453 | 919.3685 | 938.2579 | 958.1727 | 978.5101 | 999.2792 | 1020.4892
F2_Commercial_Miscellaneous (WA)_Existing_Space Heating_Natural Gas_Unit Heater_E4 | F2 | Commercial | Miscellaneous (WA) | Existing | Space Heating | Natural Gas | Unit Heater | E4 | TRC BC Ratio | 0 | 0 | 0 | 0 | 0 | 0 | 0 | 0 | 0 | 0 | 0 | 0 | 0 | 0 | 0 | 0 | 0 | 0 | 0 | 0 | 0 | 0 | 0 | 0 | 0 | 0 | 0
F2_Commercial_Miscellaneous (WA)_Existing_Space Heating_Natural Gas_Unit Heater_E5 | F2 | Commercial | Miscellaneous (WA) | Existing | Space Heating | Natural Gas | Unit Heater | E5 | TRC BC Ratio | 0 | 0 | 0 | 0 | 0 | 0 | 0 | 0 | 0 | 0 | 0 | 0 | 0 | 0 | 0 | 0 | 0 | 0 | 0 | 0 | 0 | 0 | 0 | 0 | 0 | 0 | 0
F2_Commercial_Miscellaneous (WA)_Existing_Space Heating_Natural Gas_Unit Heater_E6 | F2 | Commercial | Miscellaneous (WA) | Existing | Space Heating | Natural Gas | Unit Heater | E6 | TRC BC Ratio | 0 | 0 | 0 | 0 | 0 | 0 | 0 | 0 | 0 | 0 | 0 | 0 | 0 | 0 | 0 | 0 | 0 | 0 | 0 | 0 | 0 | 0 | 0 | 0 | 0 | 0 | 0
F2_Commercial_Miscellaneous (WA)_Existing_Space Heating_Natural Gas_Unit Heater_E7 | F2 | Commercial | Miscellaneous (WA) | Existing | Space Heating | Natural Gas | Unit Heater | E7 | TRC BC Ratio | 0 | 0 | 0 | 0 | 0 | 0 | 0 | 0 | 0 | 0 | 0 | 0 | 0 | 0 | 0 | 0 | 0 | 0 | 0 | 0 | 0 | 0 | 0 | 0 | 0 | 0 | 0
F2_Commercial_Miscellaneous (WA)_Existing_Space Heating_Natural Gas_Unit Heater_E8 | F2 | Commercial | Miscellaneous (WA) | Existing | Space Heating | Natural Gas | Unit Heater | E8 | TRC BC Ratio | 0 | 0 | 0 | 0 | 0 | 0 | 0 | 0 | 0 | 0 | 0 | 0 | 0 | 0 | 0 | 0 | 0 | 0 | 0 | 0 | 0 | 0 | 0 | 0 | 0 | 0 | 0
F2_Commercial_Miscellaneous (WA)_Existing_Space Heating_Natural Gas_Unit Heater_E9 | F2 | Commercial | Miscellaneous (WA) | Existing | Space Heating | Natural Gas | Unit Heater | E9 | TRC BC Ratio | 0 | 0 | 0 | 0 | 0 | 0 | 0 | 0 | 0 | 0 | 0 | 0 | 0 | 0 | 0 | 0 | 0 | 0 | 0 | 0 | 0 | 0 | 0 | 0 | 0 | 0 | 0
F2_Commercial_Miscellaneous (WA)_Existing_Space Heating_Natural Gas_Unit Heater_E10 | F2 | Commercial | Miscellaneous (WA) | Existing | Space Heating | Natural Gas | Unit Heater | E10 | TRC BC Ratio | 0 | 0 | 0 | 0 | 0 | 0 | 0 | 0 | 0 | 0 | 0 | 0 | 0 | 0 | 0 | 0 | 0 | 0 | 0 | 0 | 0 | 0 | 0 | 0 | 0 | 0 | 0
F3_Commercial_Miscellaneous (WA)_Existing_Space Heating_Natural Gas_Unit Heater_E1 | F3 | Commercial | Miscellaneous (WA) | Existing | Space Heating | Natural Gas | Unit Heater | E1 | PACT BC Ratio | [24 empty] | 1 | 1 | 1 | bar: 2019 to 2042
F3_Commercial_Miscellaneous (WA)_Existing_Space Heating_Natural Gas_Unit Heater_E2 | F3 | Commercial | Miscellaneous (WA) | Existing | Space Heating | Natural Gas | Unit Heater | E2 | PACT BC Ratio | 372.6028 | 378.7268 | 386.7181 | 395.5286 | 405.2287 | 418.5952 | 432.2077 | 446.6231 | 460.4159 | 474.4245 | 486.9655 | 498.5313 | 511.1923 | 524.1939 | 536.2988 | 548.2295 | 559.3637 | 570.8401 | 582.7932 | 595.0544 | 607.5511 | 620.7373 | 636.0024 | 649.5017 | 663.2875 | 677.366 | 691.7433
F3_Commercial_Miscellaneous (WA)_Existing_Space Heating_Natural Gas_Unit Heater_E3 | F3 | Commercial | Miscellaneous (WA) | Existing | Space Heating | Natural Gas | Unit Heater | E3 | PACT BC Ratio | 1654.0115 | 1697.6064 | 1740.3234 | 1780.5128 | 1818.0113 | 1851.9671 | 1885.7189 | 1920.6535 | 1959.7406 | 2000.0864 | 2043.0784 | 2088.3913 | 2133.7483 | 2177.2371 | 2222.6304 | 2269.3479 | 2317.9357 | 2367.4661 | 2417.8526 | 2469.2632 | 2521.7856 | 2575.0678 | 2627.9752 | 2683.7547 | 2740.718 | 2798.8905 | 2858.2976
F3_Commercial_Miscellaneous (WA)_Existing_Space Heating_Natural Gas_Unit Heater_E4 | F3 | Commercial | Miscellaneous (WA) | Existing | Space Heating | Natural Gas | Unit Heater | E4 | PACT BC Ratio | 0 | 0 | 0 | 0 | 0 | 0 | 0 | 0 | 0 | 0 | 0 | 0 | 0 | 0 | 0 | 0 | 0 | 0 | 0 | 0 | 0 | 0 | 0 | 0 | 0 | 0 | 0
F3_Commercial_Miscellaneous (WA)_Existing_Space Heating_Natural Gas_Unit Heater_E5 | F3 | Commercial | Miscellaneous (WA) | Existing | Space Heating | Natural Gas | Unit Heater | E5 | PACT BC Ratio | 0 | 0 | 0 | 0 | 0 | 0 | 0 | 0 | 0 | 0 | 0 | 0 | 0 | 0 | 0 | 0 | 0 | 0 | 0 | 0 | 0 | 0 | 0 | 0 | 0 | 0 | 0
F3_Commercial_Miscellaneous (WA)_Existing_Space Heating_Natural Gas_Unit Heater_E6 | F3 | Commercial | Miscellaneous (WA) | Existing | Space Heating | Natural Gas | Unit Heater | E6 | PACT BC Ratio | 0 | 0 | 0 | 0 | 0 | 0 | 0 | 0 | 0 | 0 | 0 | 0 | 0 | 0 | 0 | 0 | 0 | 0 | 0 | 0 | 0 | 0 | 0 | 0 | 0 | 0 | 0
F3_Commercial_Miscellaneous (WA)_Existing_Space Heating_Natural Gas_Unit Heater_E7 | F3 | Commercial | Miscellaneous (WA) | Existing | Space Heating | Natural Gas | Unit Heater | E7 | PACT BC Ratio | 0 | 0 | 0 | 0 | 0 | 0 | 0 | 0 | 0 | 0 | 0 | 0 | 0 | 0 | 0 | 0 | 0 | 0 | 0 | 0 | 0 | 0 | 0 | 0 | 0 | 0 | 0
F3_Commercial_Miscellaneous (WA)_Existing_Space Heating_Natural Gas_Unit Heater_E8 | F3 | Commercial | Miscellaneous (WA) | Existing | Space Heating | Natural Gas | Unit Heater | E8 | PACT BC Ratio | 0 | 0 | 0 | 0 | 0 | 0 | 0 | 0 | 0 | 0 | 0 | 0 | 0 | 0 | 0 | 0 | 0 | 0 | 0 | 0 | 0 | 0 | 0 | 0 | 0 | 0 | 0
F3_Commercial_Miscellaneous (WA)_Existing_Space Heating_Natural Gas_Unit Heater_E9 | F3 | Commercial | Miscellaneous (WA) | Existing | Space Heating | Natural Gas | Unit Heater | E9 | PACT BC Ratio | 0 | 0 | 0 | 0 | 0 | 0 | 0 | 0 | 0 | 0 | 0 | 0 | 0 | 0 | 0 | 0 | 0 | 0 | 0 | 0 | 0 | 0 | 0 | 0 | 0 | 0 | 0
F3_Commercial_Miscellaneous (WA)_Existing_Space Heating_Natural Gas_Unit Heater_E10 | F3 | Commercial | Miscellaneous (WA) | Existing | Space Heating | Natural Gas | Unit Heater | E10 | PACT BC Ratio | 0 | 0 | 0 | 0 | 0 | 0 | 0 | 0 | 0 | 0 | 0 | 0 | 0 | 0 | 0 | 0 | 0 | 0 | 0 | 0 | 0 | 0 | 0 | 0 | 0 | 0 | 0
F4_Commercial_Miscellaneous (WA)_Existing_Space Heating_Natural Gas_Unit Heater_E1 | F4 | Commercial | Miscellaneous (WA) | Existing | Space Heating | Natural Gas | Unit Heater | E1 | RVT BC Ratio | [24 empty] | 1 | 1 | 1 | bar: 2019 to 2042
F4_Commercial_Miscellaneous (WA)_Existing_Space Heating_Natural Gas_Unit Heater_E2 | F4 | Commercial | Miscellaneous (WA) | Existing | Space Heating | Natural Gas | Unit Heater | E2 | RVT BC Ratio | 184.245 | 186.1824 | 188.9555 | 192.014 | 195.3814 | 200.472 | 205.5127 | 210.8107 | 215.6177 | 220.3572 | 225.6919 | 230.5201 | 235.8141 | 241.2146 | 246.1348 | 250.9108 | 255.245 | 259.6693 | 264.242 | 268.8781 | 273.5377 | 279.4695 | 286.3366 | 292.4093 | 298.6109 | 304.9442 | 311.4118
F4_Commercial_Miscellaneous (WA)_Existing_Space Heating_Natural Gas_Unit Heater_E3 | F4 | Commercial | Miscellaneous (WA) | Existing | Space Heating | Natural Gas | Unit Heater | E3 | RVT BC Ratio | 763.3841 | 780.9948 | 797.8754 | 813.2994 | 827.1723 | 838.9771 | 850.3925 | 863.0602 | 878.5399 | 895.6375 | 913.9589 | 934.6567 | 955.3968 | 975.3356 | 996.1956 | 1017.7063 | 1040.1282 | 1063.0276 | 1086.3675 | 1110.2309 | 1134.6636 | 1158.6328 | 1182.4334 | 1207.526 | 1233.1512 | 1259.3203 | 1286.0448
F4_Commercial_Miscellaneous (WA)_Existing_Space Heating_Natural Gas_Unit Heater_E4 | F4 | Commercial | Miscellaneous (WA) | Existing | Space Heating | Natural Gas | Unit Heater | E4 | RVT BC Ratio | 0 | 0 | 0 | 0 | 0 | 0 | 0 | 0 | 0 | 0 | 0 | 0 | 0 | 0 | 0 | 0 | 0 | 0 | 0 | 0 | 0 | 0 | 0 | 0 | 0 | 0 | 0
F4_Commercial_Miscellaneous (WA)_Existing_Space Heating_Natural Gas_Unit Heater_E5 | F4 | Commercial | Miscellaneous (WA) | Existing | Space Heating | Natural Gas | Unit Heater | E5 | RVT BC Ratio | 0 | 0 | 0 | 0 | 0 | 0 | 0 | 0 | 0 | 0 | 0 | 0 | 0 | 0 | 0 | 0 | 0 | 0 | 0 | 0 | 0 | 0 | 0 | 0 | 0 | 0 | 0
F4_Commercial_Miscellaneous (WA)_Existing_Space Heating_Natural Gas_Unit Heater_E6 | F4 | Commercial | Miscellaneous (WA) | Existing | Space Heating | Natural Gas | Unit Heater | E6 | RVT BC Ratio | 0 | 0 | 0 | 0 | 0 | 0 | 0 | 0 | 0 | 0 | 0 | 0 | 0 | 0 | 0 | 0 | 0 | 0 | 0 | 0 | 0 | 0 | 0 | 0 | 0 | 0 | 0
F4_Commercial_Miscellaneous (WA)_Existing_Space Heating_Natural Gas_Unit Heater_E7 | F4 | Commercial | Miscellaneous (WA) | Existing | Space Heating | Natural Gas | Unit Heater | E7 | RVT BC Ratio | 0 | 0 | 0 | 0 | 0 | 0 | 0 | 0 | 0 | 0 | 0 | 0 | 0 | 0 | 0 | 0 | 0 | 0 | 0 | 0 | 0 | 0 | 0 | 0 | 0 | 0 | 0
F4_Commercial_Miscellaneous (WA)_Existing_Space Heating_Natural Gas_Unit Heater_E8 | F4 | Commercial | Miscellaneous (WA) | Existing | Space Heating | Natural Gas | Unit Heater | E8 | RVT BC Ratio | 0 | 0 | 0 | 0 | 0 | 0 | 0 | 0 | 0 | 0 | 0 | 0 | 0 | 0 | 0 | 0 | 0 | 0 | 0 | 0 | 0 | 0 | 0 | 0 | 0 | 0 | 0
F4_Commercial_Miscellaneous (WA)_Existing_Space Heating_Natural Gas_Unit Heater_E9 | F4 | Commercial | Miscellaneous (WA) | Existing | Space Heating | Natural Gas | Unit Heater | E9 | RVT BC Ratio | 0 | 0 | 0 | 0 | 0 | 0 | 0 | 0 | 0 | 0 | 0 | 0 | 0 | 0 | 0 | 0 | 0 | 0 | 0 | 0 | 0 | 0 | 0 | 0 | 0 | 0 | 0
F4_Commercial_Miscellaneous (WA)_Existing_Space Heating_Natural Gas_Unit Heater_E10 | F4 | Commercial | Miscellaneous (WA) | Existing | Space Heating | Natural Gas | Unit Heater | E10 | RVT BC Ratio | 0 | 0 | 0 | 0 | 0 | 0 | 0 | 0 | 0 | 0 | 0 | 0 | 0 | 0 | 0 | 0 | 0 | 0 | 0 | 0 | 0 | 0 | 0 | 0 | 0 | 0 | 0
F5_Commercial_Miscellaneous (WA)_Existing_Space Heating_Natural Gas_Unit Heater_E1 | F5 | Commercial | Miscellaneous (WA) | Existing | Space Heating | Natural Gas | Unit Heater | E1 | RIM BC Ratio | [24 empty] | 1 | 1 | 1 | bar: 2019 to 2042
F5_Commercial_Miscellaneous (WA)_Existing_Space Heating_Natural Gas_Unit Heater_E2 | F5 | Commercial | Miscellaneous (WA) | Existing | Space Heating | Natural Gas | Unit Heater | E2 | RIM BC Ratio | 0.86549 | 0.87057 | 0.87591 | 0.88161 | 0.88768 | 0.8937 | 0.90015 | 0.90682 | 0.914 | 0.92157 | 0.92359 | 0.92574 | 0.92796 | 0.93027 | 0.93275 | 0.93536 | 0.93816 | 0.94111 | 0.9442 | 0.94746 | 0.95089 | 0.95092 | 0.95096 | 0.95099 | 0.95102 | 0.95104 | 0.95107
F5_Commercial_Miscellaneous (WA)_Existing_Space Heating_Natural Gas_Unit Heater_E3 | F5 | Commercial | Miscellaneous (WA) | Existing | Space Heating | Natural Gas | Unit Heater | E3 | RIM BC Ratio | 0.92803 | 0.93102 | 0.93426 | 0.93771 | 0.94141 | 0.9455 | 0.94981 | 0.95321 | 0.95548 | 0.95654 | 0.95751 | 0.95708 | 0.95664 | 0.95619 | 0.95569 | 0.95516 | 0.95458 | 0.95398 | 0.95336 | 0.9527 | 0.95202 | 0.95203 | 0.95204 | 0.95204 | 0.95205 | 0.95206 | 0.95206
F5_Commercial_Miscellaneous (WA)_Existing_Space Heating_Natural Gas_Unit Heater_E4 | F5 | Commercial | Miscellaneous (WA) | Existing | Space Heating | Natural Gas | Unit Heater | E4 | RIM BC Ratio | 0 | 0 | 0 | 0 | 0 | 0 | 0 | 0 | 0 | 0 | 0 | 0 | 0 | 0 | 0 | 0 | 0 | 0 | 0 | 0 | 0 | 0 | 0 | 0 | 0 | 0 | 0
F5_Commercial_Miscellaneous (WA)_Existing_Space Heating_Natural Gas_Unit Heater_E5 | F5 | Commercial | Miscellaneous (WA) | Existing | Space Heating | Natural Gas | Unit Heater | E5 | RIM BC Ratio | 0 | 0 | 0 | 0 | 0 | 0 | 0 | 0 | 0 | 0 | 0 | 0 | 0 | 0 | 0 | 0 | 0 | 0 | 0 | 0 | 0 | 0 | 0 | 0 | 0 | 0 | 0
F5_Commercial_Miscellaneous (WA)_Existing_Space Heating_Natural Gas_Unit Heater_E6 | F5 | Commercial | Miscellaneous (WA) | Existing | Space Heating | Natural Gas | Unit Heater | E6 | RIM BC Ratio | 0 | 0 | 0 | 0 | 0 | 0 | 0 | 0 | 0 | 0 | 0 | 0 | 0 | 0 | 0 | 0 | 0 | 0 | 0 | 0 | 0 | 0 | 0 | 0 | 0 | 0 | 0
F5_Commercial_Miscellaneous (WA)_Existing_Space Heating_Natural Gas_Unit Heater_E7 | F5 | Commercial | Miscellaneous (WA) | Existing | Space Heating | Natural Gas | Unit Heater | E7 | RIM BC Ratio | 0 | 0 | 0 | 0 | 0 | 0 | 0 | 0 | 0 | 0 | 0 | 0 | 0 | 0 | 0 | 0 | 0 | 0 | 0 | 0 | 0 | 0 | 0 | 0 | 0 | 0 | 0
F5_Commercial_Miscellaneous (WA)_Existing_Space Heating_Natural Gas_Unit Heater_E8 | F5 | Commercial | Miscellaneous (WA) | Existing | Space Heating | Natural Gas | Unit Heater | E8 | RIM BC Ratio | 0 | 0 | 0 | 0 | 0 | 0 | 0 | 0 | 0 | 0 | 0 | 0 | 0 | 0 | 0 | 0 | 0 | 0 | 0 | 0 | 0 | 0 | 0 | 0 | 0 | 0 | 0
F5_Commercial_Miscellaneous (WA)_Existing_Space Heating_Natural Gas_Unit Heater_E9 | F5 | Commercial | Miscellaneous (WA) | Existing | Space Heating | Natural Gas | Unit Heater | E9 | RIM BC Ratio | 0 | 0 | 0 | 0 | 0 | 0 | 0 | 0 | 0 | 0 | 0 | 0 | 0 | 0 | 0 | 0 | 0 | 0 | 0 | 0 | 0 | 0 | 0 | 0 | 0 | 0 | 0
F5_Commercial_Miscellaneous (WA)_Existing_Space Heating_Natural Gas_Unit Heater_E10 | F5 | Commercial | Miscellaneous (WA) | Existing | Space Heating | Natural Gas | Unit Heater | E10 | RIM BC Ratio | 0 | 0 | 0 | 0 | 0 | 0 | 0 | 0 | 0 | 0 | 0 | 0 | 0 | 0 | 0 | 0 | 0 | 0 | 0 | 0 | 0 | 0 | 0 | 0 | 0 | 0 | 0
F0_Commercial_Miscellaneous (WA)_Existing_Water Heating_Natural Gas_Water Heater_E0 | F0 | Commercial | Miscellaneous (WA) | Existing | Water Heating | Natural Gas | Water Heater | E0 | Economic Unit | TE 0.94 | TE 0.94 | Gas-Fired Absorption HPWH | Gas-Fired Absorption HPWH | Gas-Fired Absorption HPWH | Gas-Fired Absorption HPWH | Gas-Fired Absorption HPWH | Gas-Fired Absorption HPWH | Gas-Fired Absorption HPWH | Gas-Fired Absorption HPWH | Gas-Fired Absorption HPWH | Gas-Fired Absorption HPWH | Gas-Fired Absorption HPWH | Gas-Fired Absorption HPWH | Gas-Fired Absorption HPWH | Gas-Fired Absorption HPWH | Gas-Fired Absorption HPWH | Gas-Fired Absorption HPWH | Gas-Fired Absorption HPWH | Gas-Fired Absorption HPWH | Gas-Fired Absorption HPWH | Gas-Fired Absorption HPWH | Gas-Fired Absorption HPWH | Gas-Fired Absorption HPWH | Gas-Fired Absorption HPWH | Gas-Fired Absorption HPWH | Gas-Fired Absorption HPWH
F1_Commercial_Miscellaneous (WA)_Existing_Water Heating_Natural Gas_Water Heater_E1 | F1 | Commercial | Miscellaneous (WA) | Existing | Water Heating | Natural Gas | Water Heater | E1 | CCE | 0 | 0 | 0 | 0 | 0 | 0 | 0 | 0 | 0 | 0 | 0 | 0 | 0 | 0 | 0 | 0 | 0 | 0 | 0 | 0 | 0 | 0 | 0 | 0 | 0 | 0 | 0
F1_Commercial_Miscellaneous (WA)_Existing_Water Heating_Natural Gas_Water Heater_E2 | F1 | Commercial | Miscellaneous (WA) | Existing | Water Heating | Natural Gas | Water Heater | E2 | CCE | 0.0015005 | 0.0015005 | 0.0015005 | 0.0015005 | 0.0015005 | 0.0015005 | 0.0015005 | 0.0015005 | 0.0015005 | 0.0015005 | 0.0015005 | 0.0015005 | 0.0015005 | 0.0015005 | 0.0015005 | 0.0015005 | 0.0015005 | 0.0015005 | 0.0015005 | 0.0015005 | 0.0015005 | 0.0015005 | 0.0015005 | 0.0015005 | 0.0015005 | 0.0015005 | 0.0015005
F1_Commercial_Miscellaneous (WA)_Existing_Water Heating_Natural Gas_Water Heater_E3 | F1 | Commercial | Miscellaneous (WA) | Existing | Water Heating | Natural Gas | Water Heater | E3 | CCE | 0.0026593 | 0.0026593 | 0.0026593 | 0.0026593 | 0.0026593 | 0.0026593 | 0.0026593 | 0.0026593 | 0.0026593 | 0.0026593 | 0.0026593 | 0.0026593 | 0.0026593 | 0.0026593 | 0.0026593 | 0.0026593 | 0.0026593 | 0.0026593 | 0.0026593 | 0.0026593 | 0.0026593 | 0.0026593 | 0.0026593 | 0.0026593 | 0.0026593 | 0.0026593 | 0.0026593
F1_Commercial_Miscellaneous (WA)_Existing_Water Heating_Natural Gas_Water Heater_E4 | F1 | Commercial | Miscellaneous (WA) | Existing | Water Heating | Natural Gas | Water Heater | E4 | CCE | 0.0027081 | 0.0027081 | 0.0027081 | 0.0027081 | 0.0027081 | 0.0027081 | 0.0027081 | 0.0027081 | 0.0027081 | 0.0027081 | 0.0027081 | 0.0027081 | 0.0027081 | 0.0027081 | 0.0027081 | 0.0027081 | 0.0027081 | 0.0027081 | 0.0027081 | 0.0027081 | 0.0027081 | 0.0027081 | 0.0027081 | 0.0027081 | 0.0027081 | 0.0027081 | 0.0027081
F1_Commercial_Miscellaneous (WA)_Existing_Water Heating_Natural Gas_Water Heater_E5 | F1 | Commercial | Miscellaneous (WA) | Existing | Water Heating | Natural Gas | Water Heater | E5 | CCE | 0.0039466 | 0.0039466 | 0.0039466 | 0.0039466 | 0.0039466 | 0.0039466 | 0.0039466 | 0.0039466 | 0.0039466 | 0.0039466 | 0.0039466 | 0.0039466 | 0.0039466 | 0.0039466 | 0.0039466 | 0.0039466 | 0.0039466 | 0.0039466 | 0.0039466 | 0.0039466 | 0.0039466 | 0.0039466 | 0.0039466 | 0.0039466 | 0.0039466 | 0.0039466 | 0.0039466
F1_Commercial_Miscellaneous (WA)_Existing_Water Heating_Natural Gas_Water Heater_E6 | F1 | Commercial | Miscellaneous (WA) | Existing | Water Heating | Natural Gas | Water Heater | E6 | CCE | 0 | 0 | 0 | 0 | 0 | 0 | 0 | 0 | 0 | 0 | 0 | 0 | 0 | 0 | 0 | 0 | 0 | 0 | 0 | 0 | 0 | 0 | 0 | 0 | 0 | 0 | 0
F1_Commercial_Miscellaneous (WA)_Existing_Water Heating_Natural Gas_Water Heater_E7 | F1 | Commercial | Miscellaneous (WA) | Existing | Water Heating | Natural Gas | Water Heater | E7 | CCE | 0 | 0 | 0 | 0 | 0 | 0 | 0 | 0 | 0 | 0 | 0 | 0 | 0 | 0 | 0 | 0 | 0 | 0 | 0 | 0 | 0 | 0 | 0 | 0 | 0 | 0 | 0
F1_Commercial_Miscellaneous (WA)_Existing_Water Heating_Natural Gas_Water Heater_E8 | F1 | Commercial | Miscellaneous (WA) | Existing | Water Heating | Natural Gas | Water Heater | E8 | CCE | 0 | 0 | 0 | 0 | 0 | 0 | 0 | 0 | 0 | 0 | 0 | 0 | 0 | 0 | 0 | 0 | 0 | 0 | 0 | 0 | 0 | 0 | 0 | 0 | 0 | 0 | 0
F1_Commercial_Miscellaneous (WA)_Existing_Water Heating_Natural Gas_Water Heater_E9 | F1 | Commercial | Miscellaneous (WA) | Existing | Water Heating | Natural Gas | Water Heater | E9 | CCE | 0 | 0 | 0 | 0 | 0 | 0 | 0 | 0 | 0 | 0 | 0 | 0 | 0 | 0 | 0 | 0 | 0 | 0 | 0 | 0 | 0 | 0 | 0 | 0 | 0 | 0 | 0
F1_Commercial_Miscellaneous (WA)_Existing_Water Heating_Natural Gas_Water Heater_E10 | F1 | Commercial | Miscellaneous (WA) | Existing | Water Heating | Natural Gas | Water Heater | E10 | CCE | 0 | 0 | 0 | 0 | 0 | 0 | 0 | 0 | 0 | 0 | 0 | 0 | 0 | 0 | 0 | 0 | 0 | 0 | 0 | 0 | 0 | 0 | 0 | 0 | 0 | 0 | 0
F2_Commercial_Miscellaneous (WA)_Existing_Water Heating_Natural Gas_Water Heater_E1 | F2 | Commercial | Miscellaneous (WA) | Existing | Water Heating | Natural Gas | Water Heater | E1 | TRC BC Ratio | [24 empty] | 1 | 1 | 1 | bar: 2019 to 2042
F2_Commercial_Miscellaneous (WA)_Existing_Water Heating_Natural Gas_Water Heater_E2 | F2 | Commercial | Miscellaneous (WA) | Existing | Water Heating | Natural Gas | Water Heater | E2 | TRC BC Ratio | 2.471 | 2.5359 | 2.6087 | 2.6903 | 2.7812 | 2.8887 | 2.9981 | 3.106 | 3.2097 | 3.3149 | 3.4006 | 3.4815 | 3.5679 | 3.653 | 3.7302 | 3.8033 | 3.87 | 3.9362 | 4.0064 | 4.0752 | 4.1459 | 4.2191 | 4.2932 | 4.3695 | 4.4471 | 4.5261 | 4.6065
F2_Commercial_Miscellaneous (WA)_Existing_Water Heating_Natural Gas_Water Heater_E3 | F2 | Commercial | Miscellaneous (WA) | Existing | Water Heating | Natural Gas | Water Heater | E3 | TRC BC Ratio | 1.3942 | 1.4309 | 1.472 | 1.518 | 1.5693 | 1.6299 | 1.6917 | 1.7525 | 1.8111 | 1.8705 | 1.9188 | 1.9644 | 2.0132 | 2.0612 | 2.1048 | 2.146 | 2.1837 | 2.221 | 2.2606 | 2.2995 | 2.3393 | 2.3806 | 2.4224 | 2.4655 | 2.5093 | 2.5539 | 2.5992
F2_Commercial_Miscellaneous (WA)_Existing_Water Heating_Natural Gas_Water Heater_E4 | F2 | Commercial | Miscellaneous (WA) | Existing | Water Heating | Natural Gas | Water Heater | E4 | TRC BC Ratio | 0.87999 | 0.90677 | 0.94302 | 0.99038 | 1.049 | 1.1253 | 1.2042 | 1.2808 | 1.3526 | 1.4254 | 1.4779 | 1.5247 | 1.5765 | 1.6261 | 1.6673 | 1.7038 | 1.7332 | 1.7614 | 1.7929 | 1.8225 | 1.8531 | 1.8856 | 1.9182 | 1.9523 | 1.987 | 2.0223 | 2.0582
F2_Commercial_Miscellaneous (WA)_Existing_Water Heating_Natural Gas_Water Heater_E5 | F2 | Commercial | Miscellaneous (WA) | Existing | Water Heating | Natural Gas | Water Heater | E5 | TRC BC Ratio | 0.96383 | 0.98912 | 1.017 | 1.0475 | 1.081 | 1.12 | 1.1597 | 1.1988 | 1.2366 | 1.2749 | 1.3067 | 1.3368 | 1.369 | 1.4007 | 1.4298 | 1.4575 | 1.4831 | 1.5086 | 1.5354 | 1.5619 | 1.5891 | 1.6172 | 1.6456 | 1.6749 | 1.7046 | 1.7349 | 1.7657
F2_Commercial_Miscellaneous (WA)_Existing_Water Heating_Natural Gas_Water Heater_E6 | F2 | Commercial | Miscellaneous (WA) | Existing | Water Heating | Natural Gas | Water Heater | E6 | TRC BC Ratio | 0 | 0 | 0 | 0 | 0 | 0 | 0 | 0 | 0 | 0 | 0 | 0 | 0 | 0 | 0 | 0 | 0 | 0 | 0 | 0 | 0 | 0 | 0 | 0 | 0 | 0 | 0
F2_Commercial_Miscellaneous (WA)_Existing_Water Heating_Natural Gas_Water Heater_E7 | F2 | Commercial | Miscellaneous (WA) | Existing | Water Heating | Natural Gas | Water Heater | E7 | TRC BC Ratio | 0 | 0 | 0 | 0 | 0 | 0 | 0 | 0 | 0 | 0 | 0 | 0 | 0 | 0 | 0 | 0 | 0 | 0 | 0 | 0 | 0 | 0 | 0 | 0 | 0 | 0 | 0
F2_Commercial_Miscellaneous (WA)_Existing_Water Heating_Natural Gas_Water Heater_E8 | F2 | Commercial | Miscellaneous (WA) | Existing | Water Heating | Natural Gas | Water Heater | E8 | TRC BC Ratio | 0 | 0 | 0 | 0 | 0 | 0 | 0 | 0 | 0 | 0 | 0 | 0 | 0 | 0 | 0 | 0 | 0 | 0 | 0 | 0 | 0 | 0 | 0 | 0 | 0 | 0 | 0
F2_Commercial_Miscellaneous (WA)_Existing_Water Heating_Natural Gas_Water Heater_E9 | F2 | Commercial | Miscellaneous (WA) | Existing | Water Heating | Natural Gas | Water Heater | E9 | TRC BC Ratio | 0 | 0 | 0 | 0 | 0 | 0 | 0 | 0 | 0 | 0 | 0 | 0 | 0 | 0 | 0 | 0 | 0 | 0 | 0 | 0 | 0 | 0 | 0 | 0 | 0 | 0 | 0
F2_Commercial_Miscellaneous (WA)_Existing_Water Heating_Natural Gas_Water Heater_E10 | F2 | Commercial | Miscellaneous (WA) | Existing | Water Heating | Natural Gas | Water Heater | E10 | TRC BC Ratio | 0 | 0 | 0 | 0 | 0 | 0 | 0 | 0 | 0 | 0 | 0 | 0 | 0 | 0 | 0 | 0 | 0 | 0 | 0 | 0 | 0 | 0 | 0 | 0 | 0 | 0 | 0
F3_Commercial_Miscellaneous (WA)_Existing_Water Heating_Natural Gas_Water Heater_E1 | F3 | Commercial | Miscellaneous (WA) | Existing | Water Heating | Natural Gas | Water Heater | E1 | PACT BC Ratio | [24 empty] | 1 | 1 | 1 | bar: 2019 to 2042
F3_Commercial_Miscellaneous (WA)_Existing_Water Heating_Natural Gas_Water Heater_E2 | F3 | Commercial | Miscellaneous (WA) | Existing | Water Heating | Natural Gas | Water Heater | E2 | PACT BC Ratio | 6.1309 | 6.2919 | 6.4727 | 6.6751 | 6.9006 | 7.1673 | 7.4389 | 7.7064 | 7.9638 | 8.2249 | 8.4375 | 8.638 | 8.8526 | 9.0637 | 9.2553 | 9.4367 | 9.6022 | 9.7663 | 9.9404 | 10.1113 | 10.2866 | 10.4683 | 10.6522 | 10.8414 | 11.034 | 11.23 | 11.4295
F3_Commercial_Miscellaneous (WA)_Existing_Water Heating_Natural Gas_Water Heater_E3 | F3 | Commercial | Miscellaneous (WA) | Existing | Water Heating | Natural Gas | Water Heater | E3 | PACT BC Ratio | 3.4593 | 3.5502 | 3.6522 | 3.7664 | 3.8936 | 4.0441 | 4.1974 | 4.3484 | 4.4935 | 4.6409 | 4.7608 | 4.874 | 4.9951 | 5.1142 | 5.2223 | 5.3246 | 5.418 | 5.5106 | 5.6089 | 5.7053 | 5.8042 | 5.9067 | 6.0105 | 6.1172 | 6.2259 | 6.3365 | 6.4491
F3_Commercial_Miscellaneous (WA)_Existing_Water Heating_Natural Gas_Water Heater_E4 | F3 | Commercial | Miscellaneous (WA) | Existing | Water Heating | Natural Gas | Water Heater | E4 | PACT BC Ratio | 2.1834 | 2.2499 | 2.3398 | 2.4573 | 2.6027 | 2.7921 | 2.9878 | 3.178 | 3.3561 | 3.5367 | 3.6668 | 3.783 | 3.9115 | 4.0347 | 4.1369 | 4.2273 | 4.3003 | 4.3703 | 4.4485 | 4.5218 | 4.5978 | 4.6785 | 4.7594 | 4.844 | 4.93 | 5.0176 | 5.1068
F3_Commercial_Miscellaneous (WA)_Existing_Water Heating_Natural Gas_Water Heater_E5 | F3 | Commercial | Miscellaneous (WA) | Existing | Water Heating | Natural Gas | Water Heater | E5 | PACT BC Ratio | 2.3914 | 2.4542 | 2.5233 | 2.5991 | 2.6822 | 2.779 | 2.8773 | 2.9744 | 3.0682 | 3.1633 | 3.2421 | 3.3169 | 3.3966 | 3.4753 | 3.5475 | 3.6163 | 3.6798 | 3.743 | 3.8097 | 3.8754 | 3.9428 | 4.0125 | 4.083 | 4.1556 | 4.2294 | 4.3045 | 4.381
F3_Commercial_Miscellaneous (WA)_Existing_Water Heating_Natural Gas_Water Heater_E6 | F3 | Commercial | Miscellaneous (WA) | Existing | Water Heating | Natural Gas | Water Heater | E6 | PACT BC Ratio | 0 | 0 | 0 | 0 | 0 | 0 | 0 | 0 | 0 | 0 | 0 | 0 | 0 | 0 | 0 | 0 | 0 | 0 | 0 | 0 | 0 | 0 | 0 | 0 | 0 | 0 | 0
F3_Commercial_Miscellaneous (WA)_Existing_Water Heating_Natural Gas_Water Heater_E7 | F3 | Commercial | Miscellaneous (WA) | Existing | Water Heating | Natural Gas | Water Heater | E7 | PACT BC Ratio | 0 | 0 | 0 | 0 | 0 | 0 | 0 | 0 | 0 | 0 | 0 | 0 | 0 | 0 | 0 | 0 | 0 | 0 | 0 | 0 | 0 | 0 | 0 | 0 | 0 | 0 | 0
F3_Commercial_Miscellaneous (WA)_Existing_Water Heating_Natural Gas_Water Heater_E8 | F3 | Commercial | Miscellaneous (WA) | Existing | Water Heating | Natural Gas | Water Heater | E8 | PACT BC Ratio | 0 | 0 | 0 | 0 | 0 | 0 | 0 | 0 | 0 | 0 | 0 | 0 | 0 | 0 | 0 | 0 | 0 | 0 | 0 | 0 | 0 | 0 | 0 | 0 | 0 | 0 | 0
F3_Commercial_Miscellaneous (WA)_Existing_Water Heating_Natural Gas_Water Heater_E9 | F3 | Commercial | Miscellaneous (WA) | Existing | Water Heating | Natural Gas | Water Heater | E9 | PACT BC Ratio | 0 | 0 | 0 | 0 | 0 | 0 | 0 | 0 | 0 | 0 | 0 | 0 | 0 | 0 | 0 | 0 | 0 | 0 | 0 | 0 | 0 | 0 | 0 | 0 | 0 | 0 | 0
F3_Commercial_Miscellaneous (WA)_Existing_Water Heating_Natural Gas_Water Heater_E10 | F3 | Commercial | Miscellaneous (WA) | Existing | Water Heating | Natural Gas | Water Heater | E10 | PACT BC Ratio | 0 | 0 | 0 | 0 | 0 | 0 | 0 | 0 | 0 | 0 | 0 | 0 | 0 | 0 | 0 | 0 | 0 | 0 | 0 | 0 | 0 | 0 | 0 | 0 | 0 | 0 | 0
F4_Commercial_Miscellaneous (WA)_Existing_Water Heating_Natural Gas_Water Heater_E1 | F4 | Commercial | Miscellaneous (WA) | Existing | Water Heating | Natural Gas | Water Heater | E1 | RVT BC Ratio | [24 empty] | 1 | 1 | 1 | bar: 2019 to 2042
F4_Commercial_Miscellaneous (WA)_Existing_Water Heating_Natural Gas_Water Heater_E2 | F4 | Commercial | Miscellaneous (WA) | Existing | Water Heating | Natural Gas | Water Heater | E2 | RVT BC Ratio | 3.7403 | 3.8098 | 3.888 | 3.9758 | 4.0737 | 4.1921 | 4.3095 | 4.4206 | 4.5212 | 4.6193 | 4.7209 | 4.814 | 4.9135 | 5.0098 | 5.0946 | 5.1725 | 5.2405 | 5.3062 | 5.3755 | 5.4413 | 5.5075 | 5.5998 | 5.6931 | 5.7892 | 5.887 | 5.9866 | 6.0879
F4_Commercial_Miscellaneous (WA)_Existing_Water Heating_Natural Gas_Water Heater_E3 | F4 | Commercial | Miscellaneous (WA) | Existing | Water Heating | Natural Gas | Water Heater | E3 | RVT BC Ratio | 2.2341 | 2.2733 | 2.3174 | 2.3669 | 2.4222 | 2.489 | 2.5552 | 2.6179 | 2.6747 | 2.73 | 2.7874 | 2.8399 | 2.896 | 2.9504 | 2.9982 | 3.0422 | 3.0805 | 3.1176 | 3.1567 | 3.1938 | 3.2312 | 3.2833 | 3.3359 | 3.3901 | 3.4453 | 3.5015 | 3.5587
F4_Commercial_Miscellaneous (WA)_Existing_Water Heating_Natural Gas_Water Heater_E4 | F4 | Commercial | Miscellaneous (WA) | Existing | Water Heating | Natural Gas | Water Heater | E4 | RVT BC Ratio | 1.6609 | 1.6885 | 1.7274 | 1.7799 | 1.8458 | 1.9346 | 2.024 | 2.105 | 2.1729 | 2.2354 | 2.298 | 2.3483 | 2.404 | 2.4558 | 2.4952 | 2.5269 | 2.5479 | 2.5658 | 2.5865 | 2.6028 | 2.6186 | 2.6595 | 2.7006 | 2.7436 | 2.7873 | 2.8317 | 2.877
F4_Commercial_Miscellaneous (WA)_Existing_Water Heating_Natural Gas_Water Heater_E5 | F4 | Commercial | Miscellaneous (WA) | Existing | Water Heating | Natural Gas | Water Heater | E5 | RVT BC Ratio | 1.6224 | 1.6499 | 1.68 | 1.7126 | 1.7479 | 1.79 | 1.8319 | 1.8718 | 1.9085 | 1.9445 | 1.982 | 2.0171 | 2.0543 | 2.0906 | 2.1229 | 2.153 | 2.1798 | 2.2059 | 2.2333 | 2.2595 | 2.2859 | 2.3213 | 2.3571 | 2.394 | 2.4315 | 2.4696 | 2.5084
F4_Commercial_Miscellaneous (WA)_Existing_Water Heating_Natural Gas_Water Heater_E6 | F4 | Commercial | Miscellaneous (WA) | Existing | Water Heating | Natural Gas | Water Heater | E6 | RVT BC Ratio | 0 | 0 | 0 | 0 | 0 | 0 | 0 | 0 | 0 | 0 | 0 | 0 | 0 | 0 | 0 | 0 | 0 | 0 | 0 | 0 | 0 | 0 | 0 | 0 | 0 | 0 | 0
F4_Commercial_Miscellaneous (WA)_Existing_Water Heating_Natural Gas_Water Heater_E7 | F4 | Commercial | Miscellaneous (WA) | Existing | Water Heating | Natural Gas | Water Heater | E7 | RVT BC Ratio | 0 | 0 | 0 | 0 | 0 | 0 | 0 | 0 | 0 | 0 | 0 | 0 | 0 | 0 | 0 | 0 | 0 | 0 | 0 | 0 | 0 | 0 | 0 | 0 | 0 | 0 | 0
F4_Commercial_Miscellaneous (WA)_Existing_Water Heating_Natural Gas_Water Heater_E8 | F4 | Commercial | Miscellaneous (WA) | Existing | Water Heating | Natural Gas | Water Heater | E8 | RVT BC Ratio | 0 | 0 | 0 | 0 | 0 | 0 | 0 | 0 | 0 | 0 | 0 | 0 | 0 | 0 | 0 | 0 | 0 | 0 | 0 | 0 | 0 | 0 | 0 | 0 | 0 | 0 | 0
F4_Commercial_Miscellaneous (WA)_Existing_Water Heating_Natural Gas_Water Heater_E9 | F4 | Commercial | Miscellaneous (WA) | Existing | Water Heating | Natural Gas | Water Heater | E9 | RVT BC Ratio | 0 | 0 | 0 | 0 | 0 | 0 | 0 | 0 | 0 | 0 | 0 | 0 | 0 | 0 | 0 | 0 | 0 | 0 | 0 | 0 | 0 | 0 | 0 | 0 | 0 | 0 | 0
F4_Commercial_Miscellaneous (WA)_Existing_Water Heating_Natural Gas_Water Heater_E10 | F4 | Commercial | Miscellaneous (WA) | Existing | Water Heating | Natural Gas | Water Heater | E10 | RVT BC Ratio | 0 | 0 | 0 | 0 | 0 | 0 | 0 | 0 | 0 | 0 | 0 | 0 | 0 | 0 | 0 | 0 | 0 | 0 | 0 | 0 | 0 | 0 | 0 | 0 | 0 | 0 | 0
F5_Commercial_Miscellaneous (WA)_Existing_Water Heating_Natural Gas_Water Heater_E1 | F5 | Commercial | Miscellaneous (WA) | Existing | Water Heating | Natural Gas | Water Heater | E1 | RIM BC Ratio | [24 empty] | 1 | 1 | 1 | bar: 2019 to 2042
F5_Commercial_Miscellaneous (WA)_Existing_Water Heating_Natural Gas_Water Heater_E2 | F5 | Commercial | Miscellaneous (WA) | Existing | Water Heating | Natural Gas | Water Heater | E2 | RIM BC Ratio | 0.75252 | 0.75891 | 0.76578 | 0.77312 | 0.78092 | 0.78925 | 0.79782 | 0.80665 | 0.81581 | 0.82541 | 0.82927 | 0.83321 | 0.83731 | 0.84141 | 0.84545 | 0.84951 | 0.85361 | 0.85784 | 0.86228 | 0.86688 | 0.87168 | 0.87296 | 0.87422 | 0.87547 | 0.87671 | 0.87793 | 0.87913
F5_Commercial_Miscellaneous (WA)_Existing_Water Heating_Natural Gas_Water Heater_E3 | F5 | Commercial | Miscellaneous (WA) | Existing | Water Heating | Natural Gas | Water Heater | E3 | RIM BC Ratio | 0.68737 | 0.69424 | 0.70167 | 0.70965 | 0.71816 | 0.72739 | 0.73679 | 0.74632 | 0.756 | 0.76605 | 0.77076 | 0.77545 | 0.78031 | 0.78512 | 0.78974 | 0.79429 | 0.79877 | 0.80335 | 0.80814 | 0.81304 | 0.81814 | 0.82014 | 0.82211 | 0.82408 | 0.82602 | 0.82794 | 0.82983
F5_Commercial_Miscellaneous (WA)_Existing_Water Heating_Natural Gas_Water Heater_E4 | F5 | Commercial | Miscellaneous (WA) | Existing | Water Heating | Natural Gas | Water Heater | E4 | RIM BC Ratio | 0.56745 | 0.5762 | 0.58712 | 0.60027 | 0.61529 | 0.63263 | 0.64972 | 0.66682 | 0.68405 | 0.70235 | 0.70994 | 0.71798 | 0.72648 | 0.73475 | 0.74237 | 0.74976 | 0.75686 | 0.7642 | 0.77212 | 0.78029 | 0.78896 | 0.7913 | 0.79358 | 0.7959 | 0.79819 | 0.80045 | 0.80269
F5_Commercial_Miscellaneous (WA)_Existing_Water Heating_Natural Gas_Water Heater_E5 | F5 | Commercial | Miscellaneous (WA) | Existing | Water Heating | Natural Gas | Water Heater | E5 | RIM BC Ratio | 0.63467 | 0.64161 | 0.64914 | 0.65726 | 0.66598 | 0.67539 | 0.68487 | 0.69434 | 0.70378 | 0.71342 | 0.7186 | 0.72357 | 0.72872 | 0.7338 | 0.7386 | 0.74329 | 0.74784 | 0.75243 | 0.75723 | 0.76208 | 0.76709 | 0.76969 | 0.77225 | 0.77481 | 0.77734 | 0.77984 | 0.78231
F5_Commercial_Miscellaneous (WA)_Existing_Water Heating_Natural Gas_Water Heater_E6 | F5 | Commercial | Miscellaneous (WA) | Existing | Water Heating | Natural Gas | Water Heater | E6 | RIM BC Ratio | 0 | 0 | 0 | 0 | 0 | 0 | 0 | 0 | 0 | 0 | 0 | 0 | 0 | 0 | 0 | 0 | 0 | 0 | 0 | 0 | 0 | 0 | 0 | 0 | 0 | 0 | 0
F5_Commercial_Miscellaneous (WA)_Existing_Water Heating_Natural Gas_Water Heater_E7 | F5 | Commercial | Miscellaneous (WA) | Existing | Water Heating | Natural Gas | Water Heater | E7 | RIM BC Ratio | 0 | 0 | 0 | 0 | 0 | 0 | 0 | 0 | 0 | 0 | 0 | 0 | 0 | 0 | 0 | 0 | 0 | 0 | 0 | 0 | 0 | 0 | 0 | 0 | 0 | 0 | 0
F5_Commercial_Miscellaneous (WA)_Existing_Water Heating_Natural Gas_Water Heater_E8 | F5 | Commercial | Miscellaneous (WA) | Existing | Water Heating | Natural Gas | Water Heater | E8 | RIM BC Ratio | 0 | 0 | 0 | 0 | 0 | 0 | 0 | 0 | 0 | 0 | 0 | 0 | 0 | 0 | 0 | 0 | 0 | 0 | 0 | 0 | 0 | 0 | 0 | 0 | 0 | 0 | 0
F5_Commercial_Miscellaneous (WA)_Existing_Water Heating_Natural Gas_Water Heater_E9 | F5 | Commercial | Miscellaneous (WA) | Existing | Water Heating | Natural Gas | Water Heater | E9 | RIM BC Ratio | 0 | 0 | 0 | 0 | 0 | 0 | 0 | 0 | 0 | 0 | 0 | 0 | 0 | 0 | 0 | 0 | 0 | 0 | 0 | 0 | 0 | 0 | 0 | 0 | 0 | 0 | 0
F5_Commercial_Miscellaneous (WA)_Existing_Water Heating_Natural Gas_Water Heater_E10 | F5 | Commercial | Miscellaneous (WA) | Existing | Water Heating | Natural Gas | Water Heater | E10 | RIM BC Ratio | 0 | 0 | 0 | 0 | 0 | 0 | 0 | 0 | 0 | 0 | 0 | 0 | 0 | 0 | 0 | 0 | 0 | 0 | 0 | 0 | 0 | 0 | 0 | 0 | 0 | 0 | 0
F0_Commercial_Miscellaneous (WA)_Existing_Food Preparation_Natural Gas_Oven_E0 | F0 | Commercial | Miscellaneous (WA) | Existing | Food Preparation | Natural Gas | Oven | E0 | Economic Unit | ENERGY STAR (>42% Baking Efficiency) | ENERGY STAR (>42% Baking Efficiency) | ENERGY STAR (>42% Baking Efficiency) | ENERGY STAR (>42% Baking Efficiency) | ENERGY STAR (>42% Baking Efficiency) | ENERGY STAR (>42% Baking Efficiency) | ENERGY STAR (>42% Baking Efficiency) | ENERGY STAR (>42% Baking Efficiency) | ENERGY STAR (>42% Baking Efficiency) | ENERGY STAR (>42% Baking Efficiency) | ENERGY STAR (>42% Baking Efficiency) | ENERGY STAR (>42% Baking Efficiency) | ENERGY STAR (>42% Baking Efficiency) | ENERGY STAR (>42% Baking Efficiency) | ENERGY STAR (>42% Baking Efficiency) | ENERGY STAR (>42% Baking Efficiency) | ENERGY STAR (>42% Baking Efficiency) | ENERGY STAR (>42% Baking Efficiency) | ENERGY STAR (>42% Baking Efficiency) | ENERGY STAR (>42% Baking Efficiency) | ENERGY STAR (>42% Baking Efficiency) | ENERGY STAR (>42% Baking Efficiency) | ENERGY STAR (>42% Baking Efficiency) | ENERGY STAR (>42% Baking Efficiency) | ENERGY STAR (>42% Baking Efficiency) | ENERGY STAR (>42% Baking Efficiency) | ENERGY STAR (>42% Baking Efficiency)
F1_Commercial_Miscellaneous (WA)_Existing_Food Preparation_Natural Gas_Oven_E1 | F1 | Commercial | Miscellaneous (WA) | Existing | Food Preparation | Natural Gas | Oven | E1 | CCE | 0 | 0 | 0 | 0 | 0 | 0 | 0 | 0 | 0 | 0 | 0 | 0 | 0 | 0 | 0 | 0 | 0 | 0 | 0 | 0 | 0 | 0 | 0 | 0 | 0 | 0 | 0
F1_Commercial_Miscellaneous (WA)_Existing_Food Preparation_Natural Gas_Oven_E2 | F1 | Commercial | Miscellaneous (WA) | Existing | Food Preparation | Natural Gas | Oven | E2 | CCE | 0.00034832 | 0.00034832 | 0.00034832 | 0.00034832 | 0.00034832 | 0.00034832 | 0.00034832 | 0.00034832 | 0.00034832 | 0.00034832 | 0.00034832 | 0.00034832 | 0.00034832 | 0.00034832 | 0.00034832 | 0.00034832 | 0.00034832 | 0.00034832 | 0.00034832 | 0.00034832 | 0.00034832 | 0.00034832 | 0.00034832 | 0.00034832 | 0.00034832 | 0.00034832 | 0.00034832
F1_Commercial_Miscellaneous (WA)_Existing_Food Preparation_Natural Gas_Oven_E3 | F1 | Commercial | Miscellaneous (WA) | Existing | Food Preparation | Natural Gas | Oven | E3 | CCE | 0 | 0 | 0 | 0 | 0 | 0 | 0 | 0 | 0 | 0 | 0 | 0 | 0 | 0 | 0 | 0 | 0 | 0 | 0 | 0 | 0 | 0 | 0 | 0 | 0 | 0 | 0
F1_Commercial_Miscellaneous (WA)_Existing_Food Preparation_Natural Gas_Oven_E4 | F1 | Commercial | Miscellaneous (WA) | Existing | Food Preparation | Natural Gas | Oven | E4 | CCE | 0 | 0 | 0 | 0 | 0 | 0 | 0 | 0 | 0 | 0 | 0 | 0 | 0 | 0 | 0 | 0 | 0 | 0 | 0 | 0 | 0 | 0 | 0 | 0 | 0 | 0 | 0
F1_Commercial_Miscellaneous (WA)_Existing_Food Preparation_Natural Gas_Oven_E5 | F1 | Commercial | Miscellaneous (WA) | Existing | Food Preparation | Natural Gas | Oven | E5 | CCE | 0 | 0 | 0 | 0 | 0 | 0 | 0 | 0 | 0 | 0 | 0 | 0 | 0 | 0 | 0 | 0 | 0 | 0 | 0 | 0 | 0 | 0 | 0 | 0 | 0 | 0 | 0
F1_Commercial_Miscellaneous (WA)_Existing_Food Preparation_Natural Gas_Oven_E6 | F1 | Commercial | Miscellaneous (WA) | Existing | Food Preparation | Natural Gas | Oven | E6 | CCE | 0 | 0 | 0 | 0 | 0 | 0 | 0 | 0 | 0 | 0 | 0 | 0 | 0 | 0 | 0 | 0 | 0 | 0 | 0 | 0 | 0 | 0 | 0 | 0 | 0 | 0 | 0
F1_Commercial_Miscellaneous (WA)_Existing_Food Preparation_Natural Gas_Oven_E7 | F1 | Commercial | Miscellaneous (WA) | Existing | Food Preparation | Natural Gas | Oven | E7 | CCE | 0 | 0 | 0 | 0 | 0 | 0 | 0 | 0 | 0 | 0 | 0 | 0 | 0 | 0 | 0 | 0 | 0 | 0 | 0 | 0 | 0 | 0 | 0 | 0 | 0 | 0 | 0
F1_Commercial_Miscellaneous (WA)_Existing_Food Preparation_Natural Gas_Oven_E8 | F1 | Commercial | Miscellaneous (WA) | Existing | Food Preparation | Natural Gas | Oven | E8 | CCE | 0 | 0 | 0 | 0 | 0 | 0 | 0 | 0 | 0 | 0 | 0 | 0 | 0 | 0 | 0 | 0 | 0 | 0 | 0 | 0 | 0 | 0 | 0 | 0 | 0 | 0 | 0
F1_Commercial_Miscellaneous (WA)_Existing_Food Preparation_Natural Gas_Oven_E9 | F1 | Commercial | Miscellaneous (WA) | Existing | Food Preparation | Natural Gas | Oven | E9 | CCE | 0 | 0 | 0 | 0 | 0 | 0 | 0 | 0 | 0 | 0 | 0 | 0 | 0 | 0 | 0 | 0 | 0 | 0 | 0 | 0 | 0 | 0 | 0 | 0 | 0 | 0 | 0
F1_Commercial_Miscellaneous (WA)_Existing_Food Preparation_Natural Gas_Oven_E10 | F1 | Commercial | Miscellaneous (WA) | Existing | Food Preparation | Natural Gas | Oven | E10 | CCE | 0 | 0 | 0 | 0 | 0 | 0 | 0 | 0 | 0 | 0 | 0 | 0 | 0 | 0 | 0 | 0 | 0 | 0 | 0 | 0 | 0 | 0 | 0 | 0 | 0 | 0 | 0
F2_Commercial_Miscellaneous (WA)_Existing_Food Preparation_Natural Gas_Oven_E1 | F2 | Commercial | Miscellaneous (WA) | Existing | Food Preparation | Natural Gas | Oven | E1 | TRC BC Ratio | [24 empty] | 1 | 1 | 1 | bar: 2019 to 2042
F2_Commercial_Miscellaneous (WA)_Existing_Food Preparation_Natural Gas_Oven_E2 | F2 | Commercial | Miscellaneous (WA) | Existing | Food Preparation | Natural Gas | Oven | E2 | TRC BC Ratio | 9.9567 | 10.1866 | 10.4757 | 10.8168 | 11.2134 | 11.7137 | 12.2347 | 12.7542 | 13.2553 | 13.7633 | 14.1598 | 14.5286 | 14.9262 | 15.3135 | 15.6551 | 15.9714 | 16.2504 | 16.5246 | 16.8195 | 17.1054 | 17.3995 | 17.7063 | 18.016 | 18.336 | 18.6618 | 18.9933 | 19.3308
F2_Commercial_Miscellaneous (WA)_Existing_Food Preparation_Natural Gas_Oven_E3 | F2 | Commercial | Miscellaneous (WA) | Existing | Food Preparation | Natural Gas | Oven | E3 | TRC BC Ratio | 0 | 0 | 0 | 0 | 0 | 0 | 0 | 0 | 0 | 0 | 0 | 0 | 0 | 0 | 0 | 0 | 0 | 0 | 0 | 0 | 0 | 0 | 0 | 0 | 0 | 0 | 0
F2_Commercial_Miscellaneous (WA)_Existing_Food Preparation_Natural Gas_Oven_E4 | F2 | Commercial | Miscellaneous (WA) | Existing | Food Preparation | Natural Gas | Oven | E4 | TRC BC Ratio | 0 | 0 | 0 | 0 | 0 | 0 | 0 | 0 | 0 | 0 | 0 | 0 | 0 | 0 | 0 | 0 | 0 | 0 | 0 | 0 | 0 | 0 | 0 | 0 | 0 | 0 | 0
F2_Commercial_Miscellaneous (WA)_Existing_Food Preparation_Natural Gas_Oven_E5 | F2 | Commercial | Miscellaneous (WA) | Existing | Food Preparation | Natural Gas | Oven | E5 | TRC BC Ratio | 0 | 0 | 0 | 0 | 0 | 0 | 0 | 0 | 0 | 0 | 0 | 0 | 0 | 0 | 0 | 0 | 0 | 0 | 0 | 0 | 0 | 0 | 0 | 0 | 0 | 0 | 0
F2_Commercial_Miscellaneous (WA)_Existing_Food Preparation_Natural Gas_Oven_E6 | F2 | Commercial | Miscellaneous (WA) | Existing | Food Preparation | Natural Gas | Oven | E6 | TRC BC Ratio | 0 | 0 | 0 | 0 | 0 | 0 | 0 | 0 | 0 | 0 | 0 | 0 | 0 | 0 | 0 | 0 | 0 | 0 | 0 | 0 | 0 | 0 | 0 | 0 | 0 | 0 | 0
F2_Commercial_Miscellaneous (WA)_Existing_Food Preparation_Natural Gas_Oven_E7 | F2 | Commercial | Miscellaneous (WA) | Existing | Food Preparation | Natural Gas | Oven | E7 | TRC BC Ratio | 0 | 0 | 0 | 0 | 0 | 0 | 0 | 0 | 0 | 0 | 0 | 0 | 0 | 0 | 0 | 0 | 0 | 0 | 0 | 0 | 0 | 0 | 0 | 0 | 0 | 0 | 0
F2_Commercial_Miscellaneous (WA)_Existing_Food Preparation_Natural Gas_Oven_E8 | F2 | Commercial | Miscellaneous (WA) | Existing | Food Preparation | Natural Gas | Oven | E8 | TRC BC Ratio | 0 | 0 | 0 | 0 | 0 | 0 | 0 | 0 | 0 | 0 | 0 | 0 | 0 | 0 | 0 | 0 | 0 | 0 | 0 | 0 | 0 | 0 | 0 | 0 | 0 | 0 | 0
F2_Commercial_Miscellaneous (WA)_Existing_Food Preparation_Natural Gas_Oven_E9 | F2 | Commercial | Miscellaneous (WA) | Existing | Food Preparation | Natural Gas | Oven | E9 | TRC BC Ratio | 0 | 0 | 0 | 0 | 0 | 0 | 0 | 0 | 0 | 0 | 0 | 0 | 0 | 0 | 0 | 0 | 0 | 0 | 0 | 0 | 0 | 0 | 0 | 0 | 0 | 0 | 0
F2_Commercial_Miscellaneous (WA)_Existing_Food Preparation_Natural Gas_Oven_E10 | F2 | Commercial | Miscellaneous (WA) | Existing | Food Preparation | Natural Gas | Oven | E10 | TRC BC Ratio | 0 | 0 | 0 | 0 | 0 | 0 | 0 | 0 | 0 | 0 | 0 | 0 | 0 | 0 | 0 | 0 | 0 | 0 | 0 | 0 | 0 | 0 | 0 | 0 | 0 | 0 | 0
F3_Commercial_Miscellaneous (WA)_Existing_Food Preparation_Natural Gas_Oven_E1 | F3 | Commercial | Miscellaneous (WA) | Existing | Food Preparation | Natural Gas | Oven | E1 | PACT BC Ratio | [24 empty] | 1 | 1 | 1 | bar: 2019 to 2042
F3_Commercial_Miscellaneous (WA)_Existing_Food Preparation_Natural Gas_Oven_E2 | F3 | Commercial | Miscellaneous (WA) | Existing | Food Preparation | Natural Gas | Oven | E2 | PACT BC Ratio | 20.0664 | 20.5297 | 21.1124 | 21.7998 | 22.5992 | 23.6073 | 24.6574 | 25.7044 | 26.7143 | 27.7381 | 28.5371 | 29.2804 | 30.0817 | 30.8623 | 31.5508 | 32.1882 | 32.7504 | 33.303 | 33.8973 | 34.4736 | 35.0664 | 35.6846 | 36.3087 | 36.9538 | 37.6103 | 38.2785 | 38.9585
F3_Commercial_Miscellaneous (WA)_Existing_Food Preparation_Natural Gas_Oven_E3 | F3 | Commercial | Miscellaneous (WA) | Existing | Food Preparation | Natural Gas | Oven | E3 | PACT BC Ratio | 0 | 0 | 0 | 0 | 0 | 0 | 0 | 0 | 0 | 0 | 0 | 0 | 0 | 0 | 0 | 0 | 0 | 0 | 0 | 0 | 0 | 0 | 0 | 0 | 0 | 0 | 0
F3_Commercial_Miscellaneous (WA)_Existing_Food Preparation_Natural Gas_Oven_E4 | F3 | Commercial | Miscellaneous (WA) | Existing | Food Preparation | Natural Gas | Oven | E4 | PACT BC Ratio | 0 | 0 | 0 | 0 | 0 | 0 | 0 | 0 | 0 | 0 | 0 | 0 | 0 | 0 | 0 | 0 | 0 | 0 | 0 | 0 | 0 | 0 | 0 | 0 | 0 | 0 | 0
F3_Commercial_Miscellaneous (WA)_Existing_Food Preparation_Natural Gas_Oven_E5 | F3 | Commercial | Miscellaneous (WA) | Existing | Food Preparation | Natural Gas | Oven | E5 | PACT BC Ratio | 0 | 0 | 0 | 0 | 0 | 0 | 0 | 0 | 0 | 0 | 0 | 0 | 0 | 0 | 0 | 0 | 0 | 0 | 0 | 0 | 0 | 0 | 0 | 0 | 0 | 0 | 0
F3_Commercial_Miscellaneous (WA)_Existing_Food Preparation_Natural Gas_Oven_E6 | F3 | Commercial | Miscellaneous (WA) | Existing | Food Preparation | Natural Gas | Oven | E6 | PACT BC Ratio | 0 | 0 | 0 | 0 | 0 | 0 | 0 | 0 | 0 | 0 | 0 | 0 | 0 | 0 | 0 | 0 | 0 | 0 | 0 | 0 | 0 | 0 | 0 | 0 | 0 | 0 | 0
F3_Commercial_Miscellaneous (WA)_Existing_Food Preparation_Natural Gas_Oven_E7 | F3 | Commercial | Miscellaneous (WA) | Existing | Food Preparation | Natural Gas | Oven | E7 | PACT BC Ratio | 0 | 0 | 0 | 0 | 0 | 0 | 0 | 0 | 0 | 0 | 0 | 0 | 0 | 0 | 0 | 0 | 0 | 0 | 0 | 0 | 0 | 0 | 0 | 0 | 0 | 0 | 0
F3_Commercial_Miscellaneous (WA)_Existing_Food Preparation_Natural Gas_Oven_E8 | F3 | Commercial | Miscellaneous (WA) | Existing | Food Preparation | Natural Gas | Oven | E8 | PACT BC Ratio | 0 | 0 | 0 | 0 | 0 | 0 | 0 | 0 | 0 | 0 | 0 | 0 | 0 | 0 | 0 | 0 | 0 | 0 | 0 | 0 | 0 | 0 | 0 | 0 | 0 | 0 | 0
F3_Commercial_Miscellaneous (WA)_Existing_Food Preparation_Natural Gas_Oven_E9 | F3 | Commercial | Miscellaneous (WA) | Existing | Food Preparation | Natural Gas | Oven | E9 | PACT BC Ratio | 0 | 0 | 0 | 0 | 0 | 0 | 0 | 0 | 0 | 0 | 0 | 0 | 0 | 0 | 0 | 0 | 0 | 0 | 0 | 0 | 0 | 0 | 0 | 0 | 0 | 0 | 0
F3_Commercial_Miscellaneous (WA)_Existing_Food Preparation_Natural Gas_Oven_E10 | F3 | Commercial | Miscellaneous (WA) | Existing | Food Preparation | Natural Gas | Oven | E10 | PACT BC Ratio | 0 | 0 | 0 | 0 | 0 | 0 | 0 | 0 | 0 | 0 | 0 | 0 | 0 | 0 | 0 | 0 | 0 | 0 | 0 | 0 | 0 | 0 | 0 | 0 | 0 | 0 | 0
F4_Commercial_Miscellaneous (WA)_Existing_Food Preparation_Natural Gas_Oven_E1 | F4 | Commercial | Miscellaneous (WA) | Existing | Food Preparation | Natural Gas | Oven | E1 | RVT BC Ratio | [24 empty] | 1 | 1 | 1 | bar: 2019 to 2042
F4_Commercial_Miscellaneous (WA)_Existing_Food Preparation_Natural Gas_Oven_E2 | F4 | Commercial | Miscellaneous (WA) | Existing | Food Preparation | Natural Gas | Oven | E2 | RVT BC Ratio | 14.6086 | 14.8452 | 15.1335 | 15.4839 | 15.9008 | 16.4518 | 17.0171 | 17.5639 | 18.0672 | 18.5506 | 19.0471 | 19.4906 | 19.9533 | 20.3809 | 20.741 | 21.0601 | 21.3218 | 21.5685 | 21.8332 | 22.076 | 22.3188 | 22.7053 | 23.0955 | 23.4988 | 23.9093 | 24.327 | 24.7522
F4_Commercial_Miscellaneous (WA)_Existing_Food Preparation_Natural Gas_Oven_E3 | F4 | Commercial | Miscellaneous (WA) | Existing | Food Preparation | Natural Gas | Oven | E3 | RVT BC Ratio | 0 | 0 | 0 | 0 | 0 | 0 | 0 | 0 | 0 | 0 | 0 | 0 | 0 | 0 | 0 | 0 | 0 | 0 | 0 | 0 | 0 | 0 | 0 | 0 | 0 | 0 | 0
F4_Commercial_Miscellaneous (WA)_Existing_Food Preparation_Natural Gas_Oven_E4 | F4 | Commercial | Miscellaneous (WA) | Existing | Food Preparation | Natural Gas | Oven | E4 | RVT BC Ratio | 0 | 0 | 0 | 0 | 0 | 0 | 0 | 0 | 0 | 0 | 0 | 0 | 0 | 0 | 0 | 0 | 0 | 0 | 0 | 0 | 0 | 0 | 0 | 0 | 0 | 0 | 0
F4_Commercial_Miscellaneous (WA)_Existing_Food Preparation_Natural Gas_Oven_E5 | F4 | Commercial | Miscellaneous (WA) | Existing | Food Preparation | Natural Gas | Oven | E5 | RVT BC Ratio | 0 | 0 | 0 | 0 | 0 | 0 | 0 | 0 | 0 | 0 | 0 | 0 | 0 | 0 | 0 | 0 | 0 | 0 | 0 | 0 | 0 | 0 | 0 | 0 | 0 | 0 | 0
F4_Commercial_Miscellaneous (WA)_Existing_Food Preparation_Natural Gas_Oven_E6 | F4 | Commercial | Miscellaneous (WA) | Existing | Food Preparation | Natural Gas | Oven | E6 | RVT BC Ratio | 0 | 0 | 0 | 0 | 0 | 0 | 0 | 0 | 0 | 0 | 0 | 0 | 0 | 0 | 0 | 0 | 0 | 0 | 0 | 0 | 0 | 0 | 0 | 0 | 0 | 0 | 0
F4_Commercial_Miscellaneous (WA)_Existing_Food Preparation_Natural Gas_Oven_E7 | F4 | Commercial | Miscellaneous (WA) | Existing | Food Preparation | Natural Gas | Oven | E7 | RVT BC Ratio | 0 | 0 | 0 | 0 | 0 | 0 | 0 | 0 | 0 | 0 | 0 | 0 | 0 | 0 | 0 | 0 | 0 | 0 | 0 | 0 | 0 | 0 | 0 | 0 | 0 | 0 | 0
F4_Commercial_Miscellaneous (WA)_Existing_Food Preparation_Natural Gas_Oven_E8 | F4 | Commercial | Miscellaneous (WA) | Existing | Food Preparation | Natural Gas | Oven | E8 | RVT BC Ratio | 0 | 0 | 0 | 0 | 0 | 0 | 0 | 0 | 0 | 0 | 0 | 0 | 0 | 0 | 0 | 0 | 0 | 0 | 0 | 0 | 0 | 0 | 0 | 0 | 0 | 0 | 0
F4_Commercial_Miscellaneous (WA)_Existing_Food Preparation_Natural Gas_Oven_E9 | F4 | Commercial | Miscellaneous (WA) | Existing | Food Preparation | Natural Gas | Oven | E9 | RVT BC Ratio | 0 | 0 | 0 | 0 | 0 | 0 | 0 | 0 | 0 | 0 | 0 | 0 | 0 | 0 | 0 | 0 | 0 | 0 | 0 | 0 | 0 | 0 | 0 | 0 | 0 | 0 | 0
F4_Commercial_Miscellaneous (WA)_Existing_Food Preparation_Natural Gas_Oven_E10 | F4 | Commercial | Miscellaneous (WA) | Existing | Food Preparation | Natural Gas | Oven | E10 | RVT BC Ratio | 0 | 0 | 0 | 0 | 0 | 0 | 0 | 0 | 0 | 0 | 0 | 0 | 0 | 0 | 0 | 0 | 0 | 0 | 0 | 0 | 0 | 0 | 0 | 0 | 0 | 0 | 0
F5_Commercial_Miscellaneous (WA)_Existing_Food Preparation_Natural Gas_Oven_E1 | F5 | Commercial | Miscellaneous (WA) | Existing | Food Preparation | Natural Gas | Oven | E1 | RIM BC Ratio | [24 empty] | 1 | 1 | 1 | bar: 2019 to 2042
F5_Commercial_Miscellaneous (WA)_Existing_Food Preparation_Natural Gas_Oven_E2 | F5 | Commercial | Miscellaneous (WA) | Existing | Food Preparation | Natural Gas | Oven | E2 | RIM BC Ratio | 0.80683 | 0.81248 | 0.81983 | 0.82761 | 0.83574 | 0.84414 | 0.85274 | 0.86159 | 0.87076 | 0.88083 | 0.88282 | 0.88541 | 0.88876 | 0.89288 | 0.8971 | 0.90149 | 0.90608 | 0.91092 | 0.91604 | 0.92146 | 0.9272 | 0.92762 | 0.92804 | 0.92845 | 0.92886 | 0.92926 | 0.92965
F5_Commercial_Miscellaneous (WA)_Existing_Food Preparation_Natural Gas_Oven_E3 | F5 | Commercial | Miscellaneous (WA) | Existing | Food Preparation | Natural Gas | Oven | E3 | RIM BC Ratio | 0 | 0 | 0 | 0 | 0 | 0 | 0 | 0 | 0 | 0 | 0 | 0 | 0 | 0 | 0 | 0 | 0 | 0 | 0 | 0 | 0 | 0 | 0 | 0 | 0 | 0 | 0
F5_Commercial_Miscellaneous (WA)_Existing_Food Preparation_Natural Gas_Oven_E4 | F5 | Commercial | Miscellaneous (WA) | Existing | Food Preparation | Natural Gas | Oven | E4 | RIM BC Ratio | 0 | 0 | 0 | 0 | 0 | 0 | 0 | 0 | 0 | 0 | 0 | 0 | 0 | 0 | 0 | 0 | 0 | 0 | 0 | 0 | 0 | 0 | 0 | 0 | 0 | 0 | 0
F5_Commercial_Miscellaneous (WA)_Existing_Food Preparation_Natural Gas_Oven_E5 | F5 | Commercial | Miscellaneous (WA) | Existing | Food Preparation | Natural Gas | Oven | E5 | RIM BC Ratio | 0 | 0 | 0 | 0 | 0 | 0 | 0 | 0 | 0 | 0 | 0 | 0 | 0 | 0 | 0 | 0 | 0 | 0 | 0 | 0 | 0 | 0 | 0 | 0 | 0 | 0 | 0
F5_Commercial_Miscellaneous (WA)_Existing_Food Preparation_Natural Gas_Oven_E6 | F5 | Commercial | Miscellaneous (WA) | Existing | Food Preparation | Natural Gas | Oven | E6 | RIM BC Ratio | 0 | 0 | 0 | 0 | 0 | 0 | 0 | 0 | 0 | 0 | 0 | 0 | 0 | 0 | 0 | 0 | 0 | 0 | 0 | 0 | 0 | 0 | 0 | 0 | 0 | 0 | 0
F5_Commercial_Miscellaneous (WA)_Existing_Food Preparation_Natural Gas_Oven_E7 | F5 | Commercial | Miscellaneous (WA) | Existing | Food Preparation | Natural Gas | Oven | E7 | RIM BC Ratio | 0 | 0 | 0 | 0 | 0 | 0 | 0 | 0 | 0 | 0 | 0 | 0 | 0 | 0 | 0 | 0 | 0 | 0 | 0 | 0 | 0 | 0 | 0 | 0 | 0 | 0 | 0
F5_Commercial_Miscellaneous (WA)_Existing_Food Preparation_Natural Gas_Oven_E8 | F5 | Commercial | Miscellaneous (WA) | Existing | Food Preparation | Natural Gas | Oven | E8 | RIM BC Ratio | 0 | 0 | 0 | 0 | 0 | 0 | 0 | 0 | 0 | 0 | 0 | 0 | 0 | 0 | 0 | 0 | 0 | 0 | 0 | 0 | 0 | 0 | 0 | 0 | 0 | 0 | 0
F5_Commercial_Miscellaneous (WA)_Existing_Food Preparation_Natural Gas_Oven_E9 | F5 | Commercial | Miscellaneous (WA) | Existing | Food Preparation | Natural Gas | Oven | E9 | RIM BC Ratio | 0 | 0 | 0 | 0 | 0 | 0 | 0 | 0 | 0 | 0 | 0 | 0 | 0 | 0 | 0 | 0 | 0 | 0 | 0 | 0 | 0 | 0 | 0 | 0 | 0 | 0 | 0
F5_Commercial_Miscellaneous (WA)_Existing_Food Preparation_Natural Gas_Oven_E10 | F5 | Commercial | Miscellaneous (WA) | Existing | Food Preparation | Natural Gas | Oven | E10 | RIM BC Ratio | 0 | 0 | 0 | 0 | 0 | 0 | 0 | 0 | 0 | 0 | 0 | 0 | 0 | 0 | 0 | 0 | 0 | 0 | 0 | 0 | 0 | 0 | 0 | 0 | 0 | 0 | 0
F0_Commercial_Miscellaneous (WA)_Existing_Food Preparation_Natural Gas_Conveyor Oven_E0 | F0 | Commercial | Miscellaneous (WA) | Existing | Food Preparation | Natural Gas | Conveyor Oven | E0 | Economic Unit | ENERGY STAR (>42% Baking Efficiency) | ENERGY STAR (>42% Baking Efficiency) | ENERGY STAR (>42% Baking Efficiency) | ENERGY STAR (>42% Baking Efficiency) | ENERGY STAR (>42% Baking Efficiency) | ENERGY STAR (>42% Baking Efficiency) | ENERGY STAR (>42% Baking Efficiency) | ENERGY STAR (>42% Baking Efficiency) | ENERGY STAR (>42% Baking Efficiency) | ENERGY STAR (>42% Baking Efficiency) | ENERGY STAR (>42% Baking Efficiency) | ENERGY STAR (>42% Baking Efficiency) | ENERGY STAR (>42% Baking Efficiency) | ENERGY STAR (>42% Baking Efficiency) | ENERGY STAR (>42% Baking Efficiency) | ENERGY STAR (>42% Baking Efficiency) | ENERGY STAR (>42% Baking Efficiency) | ENERGY STAR (>42% Baking Efficiency) | ENERGY STAR (>42% Baking Efficiency) | ENERGY STAR (>42% Baking Efficiency) | ENERGY STAR (>42% Baking Efficiency) | ENERGY STAR (>42% Baking Efficiency) | ENERGY STAR (>42% Baking Efficiency) | ENERGY STAR (>42% Baking Efficiency) | ENERGY STAR (>42% Baking Efficiency) | ENERGY STAR (>42% Baking Efficiency) | ENERGY STAR (>42% Baking Efficiency)
F1_Commercial_Miscellaneous (WA)_Existing_Food Preparation_Natural Gas_Conveyor Oven_E1 | F1 | Commercial | Miscellaneous (WA) | Existing | Food Preparation | Natural Gas | Conveyor Oven | E1 | CCE | 0 | 0 | 0 | 0 | 0 | 0 | 0 | 0 | 0 | 0 | 0 | 0 | 0 | 0 | 0 | 0 | 0 | 0 | 0 | 0 | 0 | 0 | 0 | 0 | 0 | 0 | 0
F1_Commercial_Miscellaneous (WA)_Existing_Food Preparation_Natural Gas_Conveyor Oven_E2 | F1 | Commercial | Miscellaneous (WA) | Existing | Food Preparation | Natural Gas | Conveyor Oven | E2 | CCE | 0.00054474 | 0.00054474 | 0.00054474 | 0.00054474 | 0.00054474 | 0.00054474 | 0.00054474 | 0.00054474 | 0.00054474 | 0.00054474 | 0.00054474 | 0.00054474 | 0.00054474 | 0.00054474 | 0.00054474 | 0.00054474 | 0.00054474 | 0.00054474 | 0.00054474 | 0.00054474 | 0.00054474 | 0.00054474 | 0.00054474 | 0.00054474 | 0.00054474 | 0.00054474 | 0.00054474
F1_Commercial_Miscellaneous (WA)_Existing_Food Preparation_Natural Gas_Conveyor Oven_E3 | F1 | Commercial | Miscellaneous (WA) | Existing | Food Preparation | Natural Gas | Conveyor Oven | E3 | CCE | 0 | 0 | 0 | 0 | 0 | 0 | 0 | 0 | 0 | 0 | 0 | 0 | 0 | 0 | 0 | 0 | 0 | 0 | 0 | 0 | 0 | 0 | 0 | 0 | 0 | 0 | 0
F1_Commercial_Miscellaneous (WA)_Existing_Food Preparation_Natural Gas_Conveyor Oven_E4 | F1 | Commercial | Miscellaneous (WA) | Existing | Food Preparation | Natural Gas | Conveyor Oven | E4 | CCE | 0 | 0 | 0 | 0 | 0 | 0 | 0 | 0 | 0 | 0 | 0 | 0 | 0 | 0 | 0 | 0 | 0 | 0 | 0 | 0 | 0 | 0 | 0 | 0 | 0 | 0 | 0
F1_Commercial_Miscellaneous (WA)_Existing_Food Preparation_Natural Gas_Conveyor Oven_E5 | F1 | Commercial | Miscellaneous (WA) | Existing | Food Preparation | Natural Gas | Conveyor Oven | E5 | CCE | 0 | 0 | 0 | 0 | 0 | 0 | 0 | 0 | 0 | 0 | 0 | 0 | 0 | 0 | 0 | 0 | 0 | 0 | 0 | 0 | 0 | 0 | 0 | 0 | 0 | 0 | 0
F1_Commercial_Miscellaneous (WA)_Existing_Food Preparation_Natural Gas_Conveyor Oven_E6 | F1 | Commercial | Miscellaneous (WA) | Existing | Food Preparation | Natural Gas | Conveyor Oven | E6 | CCE | 0 | 0 | 0 | 0 | 0 | 0 | 0 | 0 | 0 | 0 | 0 | 0 | 0 | 0 | 0 | 0 | 0 | 0 | 0 | 0 | 0 | 0 | 0 | 0 | 0 | 0 | 0
F1_Commercial_Miscellaneous (WA)_Existing_Food Preparation_Natural Gas_Conveyor Oven_E7 | F1 | Commercial | Miscellaneous (WA) | Existing | Food Preparation | Natural Gas | Conveyor Oven | E7 | CCE | 0 | 0 | 0 | 0 | 0 | 0 | 0 | 0 | 0 | 0 | 0 | 0 | 0 | 0 | 0 | 0 | 0 | 0 | 0 | 0 | 0 | 0 | 0 | 0 | 0 | 0 | 0
F1_Commercial_Miscellaneous (WA)_Existing_Food Preparation_Natural Gas_Conveyor Oven_E8 | F1 | Commercial | Miscellaneous (WA) | Existing | Food Preparation | Natural Gas | Conveyor Oven | E8 | CCE | 0 | 0 | 0 | 0 | 0 | 0 | 0 | 0 | 0 | 0 | 0 | 0 | 0 | 0 | 0 | 0 | 0 | 0 | 0 | 0 | 0 | 0 | 0 | 0 | 0 | 0 | 0
F1_Commercial_Miscellaneous (WA)_Existing_Food Preparation_Natural Gas_Conveyor Oven_E9 | F1 | Commercial | Miscellaneous (WA) | Existing | Food Preparation | Natural Gas | Conveyor Oven | E9 | CCE | 0 | 0 | 0 | 0 | 0 | 0 | 0 | 0 | 0 | 0 | 0 | 0 | 0 | 0 | 0 | 0 | 0 | 0 | 0 | 0 | 0 | 0 | 0 | 0 | 0 | 0 | 0
F1_Commercial_Miscellaneous (WA)_Existing_Food Preparation_Natural Gas_Conveyor Oven_E10 | F1 | Commercial | Miscellaneous (WA) | Existing | Food Preparation | Natural Gas | Conveyor Oven | E10 | CCE | 0 | 0 | 0 | 0 | 0 | 0 | 0 | 0 | 0 | 0 | 0 | 0 | 0 | 0 | 0 | 0 | 0 | 0 | 0 | 0 | 0 | 0 | 0 | 0 | 0 | 0 | 0
F2_Commercial_Miscellaneous (WA)_Existing_Food Preparation_Natural Gas_Conveyor Oven_E1 | F2 | Commercial | Miscellaneous (WA) | Existing | Food Preparation | Natural Gas | Conveyor Oven | E1 | TRC BC Ratio | [24 empty] | 1 | 1 | 1 | bar: 2019 to 2042
F2_Commercial_Miscellaneous (WA)_Existing_Food Preparation_Natural Gas_Conveyor Oven_E2 | F2 | Commercial | Miscellaneous (WA) | Existing | Food Preparation | Natural Gas | Conveyor Oven | E2 | TRC BC Ratio | 7.0426 | 7.2315 | 7.4392 | 7.6667 | 7.916 | 8.2063 | 8.5008 | 8.7914 | 9.0717 | 9.3561 | 9.5907 | 9.8134 | 10.0509 | 10.2852 | 10.4996 | 10.7036 | 10.8916 | 11.0784 | 11.2758 | 11.4703 | 11.6696 | 11.8758 | 12.0845 | 12.2992 | 12.5177 | 12.7401 | 12.9665
F2_Commercial_Miscellaneous (WA)_Existing_Food Preparation_Natural Gas_Conveyor Oven_E3 | F2 | Commercial | Miscellaneous (WA) | Existing | Food Preparation | Natural Gas | Conveyor Oven | E3 | TRC BC Ratio | 0 | 0 | 0 | 0 | 0 | 0 | 0 | 0 | 0 | 0 | 0 | 0 | 0 | 0 | 0 | 0 | 0 | 0 | 0 | 0 | 0 | 0 | 0 | 0 | 0 | 0 | 0
F2_Commercial_Miscellaneous (WA)_Existing_Food Preparation_Natural Gas_Conveyor Oven_E4 | F2 | Commercial | Miscellaneous (WA) | Existing | Food Preparation | Natural Gas | Conveyor Oven | E4 | TRC BC Ratio | 0 | 0 | 0 | 0 | 0 | 0 | 0 | 0 | 0 | 0 | 0 | 0 | 0 | 0 | 0 | 0 | 0 | 0 | 0 | 0 | 0 | 0 | 0 | 0 | 0 | 0 | 0
F2_Commercial_Miscellaneous (WA)_Existing_Food Preparation_Natural Gas_Conveyor Oven_E5 | F2 | Commercial | Miscellaneous (WA) | Existing | Food Preparation | Natural Gas | Conveyor Oven | E5 | TRC BC Ratio | 0 | 0 | 0 | 0 | 0 | 0 | 0 | 0 | 0 | 0 | 0 | 0 | 0 | 0 | 0 | 0 | 0 | 0 | 0 | 0 | 0 | 0 | 0 | 0 | 0 | 0 | 0
F2_Commercial_Miscellaneous (WA)_Existing_Food Preparation_Natural Gas_Conveyor Oven_E6 | F2 | Commercial | Miscellaneous (WA) | Existing | Food Preparation | Natural Gas | Conveyor Oven | E6 | TRC BC Ratio | 0 | 0 | 0 | 0 | 0 | 0 | 0 | 0 | 0 | 0 | 0 | 0 | 0 | 0 | 0 | 0 | 0 | 0 | 0 | 0 | 0 | 0 | 0 | 0 | 0 | 0 | 0
F2_Commercial_Miscellaneous (WA)_Existing_Food Preparation_Natural Gas_Conveyor Oven_E7 | F2 | Commercial | Miscellaneous (WA) | Existing | Food Preparation | Natural Gas | Conveyor Oven | E7 | TRC BC Ratio | 0 | 0 | 0 | 0 | 0 | 0 | 0 | 0 | 0 | 0 | 0 | 0 | 0 | 0 | 0 | 0 | 0 | 0 | 0 | 0 | 0 | 0 | 0 | 0 | 0 | 0 | 0
F2_Commercial_Miscellaneous (WA)_Existing_Food Preparation_Natural Gas_Conveyor Oven_E8 | F2 | Commercial | Miscellaneous (WA) | Existing | Food Preparation | Natural Gas | Conveyor Oven | E8 | TRC BC Ratio | 0 | 0 | 0 | 0 | 0 | 0 | 0 | 0 | 0 | 0 | 0 | 0 | 0 | 0 | 0 | 0 | 0 | 0 | 0 | 0 | 0 | 0 | 0 | 0 | 0 | 0 | 0
F2_Commercial_Miscellaneous (WA)_Existing_Food Preparation_Natural Gas_Conveyor Oven_E9 | F2 | Commercial | Miscellaneous (WA) | Existing | Food Preparation | Natural Gas | Conveyor Oven | E9 | TRC BC Ratio | 0 | 0 | 0 | 0 | 0 | 0 | 0 | 0 | 0 | 0 | 0 | 0 | 0 | 0 | 0 | 0 | 0 | 0 | 0 | 0 | 0 | 0 | 0 | 0 | 0 | 0 | 0
F2_Commercial_Miscellaneous (WA)_Existing_Food Preparation_Natural Gas_Conveyor Oven_E10 | F2 | Commercial | Miscellaneous (WA) | Existing | Food Preparation | Natural Gas | Conveyor Oven | E10 | TRC BC Ratio | 0 | 0 | 0 | 0 | 0 | 0 | 0 | 0 | 0 | 0 | 0 | 0 | 0 | 0 | 0 | 0 | 0 | 0 | 0 | 0 | 0 | 0 | 0 | 0 | 0 | 0 | 0
F3_Commercial_Miscellaneous (WA)_Existing_Food Preparation_Natural Gas_Conveyor Oven_E1 | F3 | Commercial | Miscellaneous (WA) | Existing | Food Preparation | Natural Gas | Conveyor Oven | E1 | PACT BC Ratio | [24 empty] | 1 | 1 | 1 | bar: 2019 to 2042
F3_Commercial_Miscellaneous (WA)_Existing_Food Preparation_Natural Gas_Conveyor Oven_E2 | F3 | Commercial | Miscellaneous (WA) | Existing | Food Preparation | Natural Gas | Conveyor Oven | E2 | PACT BC Ratio | 14.1933 | 14.5742 | 14.9928 | 15.4513 | 15.9536 | 16.5388 | 17.1323 | 17.7178 | 18.2828 | 18.8559 | 19.3288 | 19.7776 | 20.2563 | 20.7284 | 21.1605 | 21.5717 | 21.9505 | 22.327 | 22.7249 | 23.1167 | 23.5184 | 23.934 | 24.3547 | 24.7874 | 25.2278 | 25.676 | 26.1321
F3_Commercial_Miscellaneous (WA)_Existing_Food Preparation_Natural Gas_Conveyor Oven_E3 | F3 | Commercial | Miscellaneous (WA) | Existing | Food Preparation | Natural Gas | Conveyor Oven | E3 | PACT BC Ratio | 0 | 0 | 0 | 0 | 0 | 0 | 0 | 0 | 0 | 0 | 0 | 0 | 0 | 0 | 0 | 0 | 0 | 0 | 0 | 0 | 0 | 0 | 0 | 0 | 0 | 0 | 0
F3_Commercial_Miscellaneous (WA)_Existing_Food Preparation_Natural Gas_Conveyor Oven_E4 | F3 | Commercial | Miscellaneous (WA) | Existing | Food Preparation | Natural Gas | Conveyor Oven | E4 | PACT BC Ratio | 0 | 0 | 0 | 0 | 0 | 0 | 0 | 0 | 0 | 0 | 0 | 0 | 0 | 0 | 0 | 0 | 0 | 0 | 0 | 0 | 0 | 0 | 0 | 0 | 0 | 0 | 0
F3_Commercial_Miscellaneous (WA)_Existing_Food Preparation_Natural Gas_Conveyor Oven_E5 | F3 | Commercial | Miscellaneous (WA) | Existing | Food Preparation | Natural Gas | Conveyor Oven | E5 | PACT BC Ratio | 0 | 0 | 0 | 0 | 0 | 0 | 0 | 0 | 0 | 0 | 0 | 0 | 0 | 0 | 0 | 0 | 0 | 0 | 0 | 0 | 0 | 0 | 0 | 0 | 0 | 0 | 0
F3_Commercial_Miscellaneous (WA)_Existing_Food Preparation_Natural Gas_Conveyor Oven_E6 | F3 | Commercial | Miscellaneous (WA) | Existing | Food Preparation | Natural Gas | Conveyor Oven | E6 | PACT BC Ratio | 0 | 0 | 0 | 0 | 0 | 0 | 0 | 0 | 0 | 0 | 0 | 0 | 0 | 0 | 0 | 0 | 0 | 0 | 0 | 0 | 0 | 0 | 0 | 0 | 0 | 0 | 0
F3_Commercial_Miscellaneous (WA)_Existing_Food Preparation_Natural Gas_Conveyor Oven_E7 | F3 | Commercial | Miscellaneous (WA) | Existing | Food Preparation | Natural Gas | Conveyor Oven | E7 | PACT BC Ratio | 0 | 0 | 0 | 0 | 0 | 0 | 0 | 0 | 0 | 0 | 0 | 0 | 0 | 0 | 0 | 0 | 0 | 0 | 0 | 0 | 0 | 0 | 0 | 0 | 0 | 0 | 0
F3_Commercial_Miscellaneous (WA)_Existing_Food Preparation_Natural Gas_Conveyor Oven_E8 | F3 | Commercial | Miscellaneous (WA) | Existing | Food Preparation | Natural Gas | Conveyor Oven | E8 | PACT BC Ratio | 0 | 0 | 0 | 0 | 0 | 0 | 0 | 0 | 0 | 0 | 0 | 0 | 0 | 0 | 0 | 0 | 0 | 0 | 0 | 0 | 0 | 0 | 0 | 0 | 0 | 0 | 0
F3_Commercial_Miscellaneous (WA)_Existing_Food Preparation_Natural Gas_Conveyor Oven_E9 | F3 | Commercial | Miscellaneous (WA) | Existing | Food Preparation | Natural Gas | Conveyor Oven | E9 | PACT BC Ratio | 0 | 0 | 0 | 0 | 0 | 0 | 0 | 0 | 0 | 0 | 0 | 0 | 0 | 0 | 0 | 0 | 0 | 0 | 0 | 0 | 0 | 0 | 0 | 0 | 0 | 0 | 0
F3_Commercial_Miscellaneous (WA)_Existing_Food Preparation_Natural Gas_Conveyor Oven_E10 | F3 | Commercial | Miscellaneous (WA) | Existing | Food Preparation | Natural Gas | Conveyor Oven | E10 | PACT BC Ratio | 0 | 0 | 0 | 0 | 0 | 0 | 0 | 0 | 0 | 0 | 0 | 0 | 0 | 0 | 0 | 0 | 0 | 0 | 0 | 0 | 0 | 0 | 0 | 0 | 0 | 0 | 0
F4_Commercial_Miscellaneous (WA)_Existing_Food Preparation_Natural Gas_Conveyor Oven_E1 | F4 | Commercial | Miscellaneous (WA) | Existing | Food Preparation | Natural Gas | Conveyor Oven | E1 | RVT BC Ratio | [24 empty] | 1 | 1 | 1 | bar: 2019 to 2042
F4_Commercial_Miscellaneous (WA)_Existing_Food Preparation_Natural Gas_Conveyor Oven_E2 | F4 | Commercial | Miscellaneous (WA) | Existing | Food Preparation | Natural Gas | Conveyor Oven | E2 | RVT BC Ratio | 10.1923 | 10.4017 | 10.6294 | 10.8762 | 11.1438 | 11.459 | 11.7674 | 12.0611 | 12.3302 | 12.5948 | 12.8713 | 13.1295 | 13.4043 | 13.6717 | 13.9095 | 14.1302 | 14.3258 | 14.5159 | 14.7156 | 14.9066 | 15.0991 | 15.3589 | 15.6219 | 15.8925 | 16.1678 | 16.448 | 16.7332
F4_Commercial_Miscellaneous (WA)_Existing_Food Preparation_Natural Gas_Conveyor Oven_E3 | F4 | Commercial | Miscellaneous (WA) | Existing | Food Preparation | Natural Gas | Conveyor Oven | E3 | RVT BC Ratio | 0 | 0 | 0 | 0 | 0 | 0 | 0 | 0 | 0 | 0 | 0 | 0 | 0 | 0 | 0 | 0 | 0 | 0 | 0 | 0 | 0 | 0 | 0 | 0 | 0 | 0 | 0
F4_Commercial_Miscellaneous (WA)_Existing_Food Preparation_Natural Gas_Conveyor Oven_E4 | F4 | Commercial | Miscellaneous (WA) | Existing | Food Preparation | Natural Gas | Conveyor Oven | E4 | RVT BC Ratio | 0 | 0 | 0 | 0 | 0 | 0 | 0 | 0 | 0 | 0 | 0 | 0 | 0 | 0 | 0 | 0 | 0 | 0 | 0 | 0 | 0 | 0 | 0 | 0 | 0 | 0 | 0
F4_Commercial_Miscellaneous (WA)_Existing_Food Preparation_Natural Gas_Conveyor Oven_E5 | F4 | Commercial | Miscellaneous (WA) | Existing | Food Preparation | Natural Gas | Conveyor Oven | E5 | RVT BC Ratio | 0 | 0 | 0 | 0 | 0 | 0 | 0 | 0 | 0 | 0 | 0 | 0 | 0 | 0 | 0 | 0 | 0 | 0 | 0 | 0 | 0 | 0 | 0 | 0 | 0 | 0 | 0
F4_Commercial_Miscellaneous (WA)_Existing_Food Preparation_Natural Gas_Conveyor Oven_E6 | F4 | Commercial | Miscellaneous (WA) | Existing | Food Preparation | Natural Gas | Conveyor Oven | E6 | RVT BC Ratio | 0 | 0 | 0 | 0 | 0 | 0 | 0 | 0 | 0 | 0 | 0 | 0 | 0 | 0 | 0 | 0 | 0 | 0 | 0 | 0 | 0 | 0 | 0 | 0 | 0 | 0 | 0
F4_Commercial_Miscellaneous (WA)_Existing_Food Preparation_Natural Gas_Conveyor Oven_E7 | F4 | Commercial | Miscellaneous (WA) | Existing | Food Preparation | Natural Gas | Conveyor Oven | E7 | RVT BC Ratio | 0 | 0 | 0 | 0 | 0 | 0 | 0 | 0 | 0 | 0 | 0 | 0 | 0 | 0 | 0 | 0 | 0 | 0 | 0 | 0 | 0 | 0 | 0 | 0 | 0 | 0 | 0
F4_Commercial_Miscellaneous (WA)_Existing_Food Preparation_Natural Gas_Conveyor Oven_E8 | F4 | Commercial | Miscellaneous (WA) | Existing | Food Preparation | Natural Gas | Conveyor Oven | E8 | RVT BC Ratio | 0 | 0 | 0 | 0 | 0 | 0 | 0 | 0 | 0 | 0 | 0 | 0 | 0 | 0 | 0 | 0 | 0 | 0 | 0 | 0 | 0 | 0 | 0 | 0 | 0 | 0 | 0
F4_Commercial_Miscellaneous (WA)_Existing_Food Preparation_Natural Gas_Conveyor Oven_E9 | F4 | Commercial | Miscellaneous (WA) | Existing | Food Preparation | Natural Gas | Conveyor Oven | E9 | RVT BC Ratio | 0 | 0 | 0 | 0 | 0 | 0 | 0 | 0 | 0 | 0 | 0 | 0 | 0 | 0 | 0 | 0 | 0 | 0 | 0 | 0 | 0 | 0 | 0 | 0 | 0 | 0 | 0
F4_Commercial_Miscellaneous (WA)_Existing_Food Preparation_Natural Gas_Conveyor Oven_E10 | F4 | Commercial | Miscellaneous (WA) | Existing | Food Preparation | Natural Gas | Conveyor Oven | E10 | RVT BC Ratio | 0 | 0 | 0 | 0 | 0 | 0 | 0 | 0 | 0 | 0 | 0 | 0 | 0 | 0 | 0 | 0 | 0 | 0 | 0 | 0 | 0 | 0 | 0 | 0 | 0 | 0 | 0
F5_Commercial_Miscellaneous (WA)_Existing_Food Preparation_Natural Gas_Conveyor Oven_E1 | F5 | Commercial | Miscellaneous (WA) | Existing | Food Preparation | Natural Gas | Conveyor Oven | E1 | RIM BC Ratio | [24 empty] | 1 | 1 | 1 | bar: 2019 to 2042
F5_Commercial_Miscellaneous (WA)_Existing_Food Preparation_Natural Gas_Conveyor Oven_E2 | F5 | Commercial | Miscellaneous (WA) | Existing | Food Preparation | Natural Gas | Conveyor Oven | E2 | RIM BC Ratio | 0.8132 | 0.81853 | 0.82434 | 0.83062 | 0.83739 | 0.84464 | 0.8524 | 0.86042 | 0.86878 | 0.87749 | 0.88047 | 0.88346 | 0.88657 | 0.88974 | 0.89298 | 0.89631 | 0.89977 | 0.90338 | 0.90717 | 0.91115 | 0.91532 | 0.91593 | 0.91654 | 0.91714 | 0.91774 | 0.91832 | 0.91889
F5_Commercial_Miscellaneous (WA)_Existing_Food Preparation_Natural Gas_Conveyor Oven_E3 | F5 | Commercial | Miscellaneous (WA) | Existing | Food Preparation | Natural Gas | Conveyor Oven | E3 | RIM BC Ratio | 0 | 0 | 0 | 0 | 0 | 0 | 0 | 0 | 0 | 0 | 0 | 0 | 0 | 0 | 0 | 0 | 0 | 0 | 0 | 0 | 0 | 0 | 0 | 0 | 0 | 0 | 0
F5_Commercial_Miscellaneous (WA)_Existing_Food Preparation_Natural Gas_Conveyor Oven_E4 | F5 | Commercial | Miscellaneous (WA) | Existing | Food Preparation | Natural Gas | Conveyor Oven | E4 | RIM BC Ratio | 0 | 0 | 0 | 0 | 0 | 0 | 0 | 0 | 0 | 0 | 0 | 0 | 0 | 0 | 0 | 0 | 0 | 0 | 0 | 0 | 0 | 0 | 0 | 0 | 0 | 0 | 0
F5_Commercial_Miscellaneous (WA)_Existing_Food Preparation_Natural Gas_Conveyor Oven_E5 | F5 | Commercial | Miscellaneous (WA) | Existing | Food Preparation | Natural Gas | Conveyor Oven | E5 | RIM BC Ratio | 0 | 0 | 0 | 0 | 0 | 0 | 0 | 0 | 0 | 0 | 0 | 0 | 0 | 0 | 0 | 0 | 0 | 0 | 0 | 0 | 0 | 0 | 0 | 0 | 0 | 0 | 0
F5_Commercial_Miscellaneous (WA)_Existing_Food Preparation_Natural Gas_Conveyor Oven_E6 | F5 | Commercial | Miscellaneous (WA) | Existing | Food Preparation | Natural Gas | Conveyor Oven | E6 | RIM BC Ratio | 0 | 0 | 0 | 0 | 0 | 0 | 0 | 0 | 0 | 0 | 0 | 0 | 0 | 0 | 0 | 0 | 0 | 0 | 0 | 0 | 0 | 0 | 0 | 0 | 0 | 0 | 0
F5_Commercial_Miscellaneous (WA)_Existing_Food Preparation_Natural Gas_Conveyor Oven_E7 | F5 | Commercial | Miscellaneous (WA) | Existing | Food Preparation | Natural Gas | Conveyor Oven | E7 | RIM BC Ratio | 0 | 0 | 0 | 0 | 0 | 0 | 0 | 0 | 0 | 0 | 0 | 0 | 0 | 0 | 0 | 0 | 0 | 0 | 0 | 0 | 0 | 0 | 0 | 0 | 0 | 0 | 0
F5_Commercial_Miscellaneous (WA)_Existing_Food Preparation_Natural Gas_Conveyor Oven_E8 | F5 | Commercial | Miscellaneous (WA) | Existing | Food Preparation | Natural Gas | Conveyor Oven | E8 | RIM BC Ratio | 0 | 0 | 0 | 0 | 0 | 0 | 0 | 0 | 0 | 0 | 0 | 0 | 0 | 0 | 0 | 0 | 0 | 0 | 0 | 0 | 0 | 0 | 0 | 0 | 0 | 0 | 0
F5_Commercial_Miscellaneous (WA)_Existing_Food Preparation_Natural Gas_Conveyor Oven_E9 | F5 | Commercial | Miscellaneous (WA) | Existing | Food Preparation | Natural Gas | Conveyor Oven | E9 | RIM BC Ratio | 0 | 0 | 0 | 0 | 0 | 0 | 0 | 0 | 0 | 0 | 0 | 0 | 0 | 0 | 0 | 0 | 0 | 0 | 0 | 0 | 0 | 0 | 0 | 0 | 0 | 0 | 0
F5_Commercial_Miscellaneous (WA)_Existing_Food Preparation_Natural Gas_Conveyor Oven_E10 | F5 | Commercial | Miscellaneous (WA) | Existing | Food Preparation | Natural Gas | Conveyor Oven | E10 | RIM BC Ratio | 0 | 0 | 0 | 0 | 0 | 0 | 0 | 0 | 0 | 0 | 0 | 0 | 0 | 0 | 0 | 0 | 0 | 0 | 0 | 0 | 0 | 0 | 0 | 0 | 0 | 0 | 0
F0_Commercial_Miscellaneous (WA)_Existing_Food Preparation_Natural Gas_Double Rack Oven_E0 | F0 | Commercial | Miscellaneous (WA) | Existing | Food Preparation | Natural Gas | Double Rack Oven | E0 | Economic Unit | FTSC Qualified (>50% Cooking Efficiency) | FTSC Qualified (>50% Cooking Efficiency) | FTSC Qualified (>50% Cooking Efficiency) | FTSC Qualified (>50% Cooking Efficiency) | FTSC Qualified (>50% Cooking Efficiency) | FTSC Qualified (>50% Cooking Efficiency) | FTSC Qualified (>50% Cooking Efficiency) | FTSC Qualified (>50% Cooking Efficiency) | FTSC Qualified (>50% Cooking Efficiency) | FTSC Qualified (>50% Cooking Efficiency) | FTSC Qualified (>50% Cooking Efficiency) | FTSC Qualified (>50% Cooking Efficiency) | FTSC Qualified (>50% Cooking Efficiency) | FTSC Qualified (>50% Cooking Efficiency) | FTSC Qualified (>50% Cooking Efficiency) | FTSC Qualified (>50% Cooking Efficiency) | FTSC Qualified (>50% Cooking Efficiency) | FTSC Qualified (>50% Cooking Efficiency) | FTSC Qualified (>50% Cooking Efficiency) | FTSC Qualified (>50% Cooking Efficiency) | FTSC Qualified (>50% Cooking Efficiency) | FTSC Qualified (>50% Cooking Efficiency) | FTSC Qualified (>50% Cooking Efficiency) | FTSC Qualified (>50% Cooking Efficiency) | FTSC Qualified (>50% Cooking Efficiency) | FTSC Qualified (>50% Cooking Efficiency) | FTSC Qualified (>50% Cooking Efficiency)
F1_Commercial_Miscellaneous (WA)_Existing_Food Preparation_Natural Gas_Double Rack Oven_E1 | F1 | Commercial | Miscellaneous (WA) | Existing | Food Preparation | Natural Gas | Double Rack Oven | E1 | CCE | 0 | 0 | 0 | 0 | 0 | 0 | 0 | 0 | 0 | 0 | 0 | 0 | 0 | 0 | 0 | 0 | 0 | 0 | 0 | 0 | 0 | 0 | 0 | 0 | 0 | 0 | 0
F1_Commercial_Miscellaneous (WA)_Existing_Food Preparation_Natural Gas_Double Rack Oven_E2 | F1 | Commercial | Miscellaneous (WA) | Existing | Food Preparation | Natural Gas | Double Rack Oven | E2 | CCE | 0.0011439 | 0.0011439 | 0.0011439 | 0.0011439 | 0.0011439 | 0.0011439 | 0.0011439 | 0.0011439 | 0.0011439 | 0.0011439 | 0.0011439 | 0.0011439 | 0.0011439 | 0.0011439 | 0.0011439 | 0.0011439 | 0.0011439 | 0.0011439 | 0.0011439 | 0.0011439 | 0.0011439 | 0.0011439 | 0.0011439 | 0.0011439 | 0.0011439 | 0.0011439 | 0.0011439
F1_Commercial_Miscellaneous (WA)_Existing_Food Preparation_Natural Gas_Double Rack Oven_E3 | F1 | Commercial | Miscellaneous (WA) | Existing | Food Preparation | Natural Gas | Double Rack Oven | E3 | CCE | 0 | 0 | 0 | 0 | 0 | 0 | 0 | 0 | 0 | 0 | 0 | 0 | 0 | 0 | 0 | 0 | 0 | 0 | 0 | 0 | 0 | 0 | 0 | 0 | 0 | 0 | 0
F1_Commercial_Miscellaneous (WA)_Existing_Food Preparation_Natural Gas_Double Rack Oven_E4 | F1 | Commercial | Miscellaneous (WA) | Existing | Food Preparation | Natural Gas | Double Rack Oven | E4 | CCE | 0 | 0 | 0 | 0 | 0 | 0 | 0 | 0 | 0 | 0 | 0 | 0 | 0 | 0 | 0 | 0 | 0 | 0 | 0 | 0 | 0 | 0 | 0 | 0 | 0 | 0 | 0
F1_Commercial_Miscellaneous (WA)_Existing_Food Preparation_Natural Gas_Double Rack Oven_E5 | F1 | Commercial | Miscellaneous (WA) | Existing | Food Preparation | Natural Gas | Double Rack Oven | E5 | CCE | 0 | 0 | 0 | 0 | 0 | 0 | 0 | 0 | 0 | 0 | 0 | 0 | 0 | 0 | 0 | 0 | 0 | 0 | 0 | 0 | 0 | 0 | 0 | 0 | 0 | 0 | 0
F1_Commercial_Miscellaneous (WA)_Existing_Food Preparation_Natural Gas_Double Rack Oven_E6 | F1 | Commercial | Miscellaneous (WA) | Existing | Food Preparation | Natural Gas | Double Rack Oven | E6 | CCE | 0 | 0 | 0 | 0 | 0 | 0 | 0 | 0 | 0 | 0 | 0 | 0 | 0 | 0 | 0 | 0 | 0 | 0 | 0 | 0 | 0 | 0 | 0 | 0 | 0 | 0 | 0
F1_Commercial_Miscellaneous (WA)_Existing_Food Preparation_Natural Gas_Double Rack Oven_E7 | F1 | Commercial | Miscellaneous (WA) | Existing | Food Preparation | Natural Gas | Double Rack Oven | E7 | CCE | 0 | 0 | 0 | 0 | 0 | 0 | 0 | 0 | 0 | 0 | 0 | 0 | 0 | 0 | 0 | 0 | 0 | 0 | 0 | 0 | 0 | 0 | 0 | 0 | 0 | 0 | 0
F1_Commercial_Miscellaneous (WA)_Existing_Food Preparation_Natural Gas_Double Rack Oven_E8 | F1 | Commercial | Miscellaneous (WA) | Existing | Food Preparation | Natural Gas | Double Rack Oven | E8 | CCE | 0 | 0 | 0 | 0 | 0 | 0 | 0 | 0 | 0 | 0 | 0 | 0 | 0 | 0 | 0 | 0 | 0 | 0 | 0 | 0 | 0 | 0 | 0 | 0 | 0 | 0 | 0
F1_Commercial_Miscellaneous (WA)_Existing_Food Preparation_Natural Gas_Double Rack Oven_E9 | F1 | Commercial | Miscellaneous (WA) | Existing | Food Preparation | Natural Gas | Double Rack Oven | E9 | CCE | 0 | 0 | 0 | 0 | 0 | 0 | 0 | 0 | 0 | 0 | 0 | 0 | 0 | 0 | 0 | 0 | 0 | 0 | 0 | 0 | 0 | 0 | 0 | 0 | 0 | 0 | 0
F1_Commercial_Miscellaneous (WA)_Existing_Food Preparation_Natural Gas_Double Rack Oven_E10 | F1 | Commercial | Miscellaneous (WA) | Existing | Food Preparation | Natural Gas | Double Rack Oven | E10 | CCE | 0 | 0 | 0 | 0 | 0 | 0 | 0 | 0 | 0 | 0 | 0 | 0 | 0 | 0 | 0 | 0 | 0 | 0 | 0 | 0 | 0 | 0 | 0 | 0 | 0 | 0 | 0
F2_Commercial_Miscellaneous (WA)_Existing_Food Preparation_Natural Gas_Double Rack Oven_E1 | F2 | Commercial | Miscellaneous (WA) | Existing | Food Preparation | Natural Gas | Double Rack Oven | E1 | TRC BC Ratio | [24 empty] | 1 | 1 | 1 | bar: 2019 to 2042
F2_Commercial_Miscellaneous (WA)_Existing_Food Preparation_Natural Gas_Double Rack Oven_E2 | F2 | Commercial | Miscellaneous (WA) | Existing | Food Preparation | Natural Gas | Double Rack Oven | E2 | TRC BC Ratio | 3.1114 | 3.1898 | 3.2827 | 3.3892 | 3.5095 | 3.656 | 3.8068 | 3.9561 | 4.0999 | 4.2456 | 4.3616 | 4.4702 | 4.5869 | 4.7012 | 4.8034 | 4.899 | 4.9847 | 5.0694 | 5.1598 | 5.248 | 5.3386 | 5.4328 | 5.528 | 5.6262 | 5.7262 | 5.8279 | 5.9315
F2_Commercial_Miscellaneous (WA)_Existing_Food Preparation_Natural Gas_Double Rack Oven_E3 | F2 | Commercial | Miscellaneous (WA) | Existing | Food Preparation | Natural Gas | Double Rack Oven | E3 | TRC BC Ratio | 0 | 0 | 0 | 0 | 0 | 0 | 0 | 0 | 0 | 0 | 0 | 0 | 0 | 0 | 0 | 0 | 0 | 0 | 0 | 0 | 0 | 0 | 0 | 0 | 0 | 0 | 0
F2_Commercial_Miscellaneous (WA)_Existing_Food Preparation_Natural Gas_Double Rack Oven_E4 | F2 | Commercial | Miscellaneous (WA) | Existing | Food Preparation | Natural Gas | Double Rack Oven | E4 | TRC BC Ratio | 0 | 0 | 0 | 0 | 0 | 0 | 0 | 0 | 0 | 0 | 0 | 0 | 0 | 0 | 0 | 0 | 0 | 0 | 0 | 0 | 0 | 0 | 0 | 0 | 0 | 0 | 0
F2_Commercial_Miscellaneous (WA)_Existing_Food Preparation_Natural Gas_Double Rack Oven_E5 | F2 | Commercial | Miscellaneous (WA) | Existing | Food Preparation | Natural Gas | Double Rack Oven | E5 | TRC BC Ratio | 0 | 0 | 0 | 0 | 0 | 0 | 0 | 0 | 0 | 0 | 0 | 0 | 0 | 0 | 0 | 0 | 0 | 0 | 0 | 0 | 0 | 0 | 0 | 0 | 0 | 0 | 0
F2_Commercial_Miscellaneous (WA)_Existing_Food Preparation_Natural Gas_Double Rack Oven_E6 | F2 | Commercial | Miscellaneous (WA) | Existing | Food Preparation | Natural Gas | Double Rack Oven | E6 | TRC BC Ratio | 0 | 0 | 0 | 0 | 0 | 0 | 0 | 0 | 0 | 0 | 0 | 0 | 0 | 0 | 0 | 0 | 0 | 0 | 0 | 0 | 0 | 0 | 0 | 0 | 0 | 0 | 0
F2_Commercial_Miscellaneous (WA)_Existing_Food Preparation_Natural Gas_Double Rack Oven_E7 | F2 | Commercial | Miscellaneous (WA) | Existing | Food Preparation | Natural Gas | Double Rack Oven | E7 | TRC BC Ratio | 0 | 0 | 0 | 0 | 0 | 0 | 0 | 0 | 0 | 0 | 0 | 0 | 0 | 0 | 0 | 0 | 0 | 0 | 0 | 0 | 0 | 0 | 0 | 0 | 0 | 0 | 0
F2_Commercial_Miscellaneous (WA)_Existing_Food Preparation_Natural Gas_Double Rack Oven_E8 | F2 | Commercial | Miscellaneous (WA) | Existing | Food Preparation | Natural Gas | Double Rack Oven | E8 | TRC BC Ratio | 0 | 0 | 0 | 0 | 0 | 0 | 0 | 0 | 0 | 0 | 0 | 0 | 0 | 0 | 0 | 0 | 0 | 0 | 0 | 0 | 0 | 0 | 0 | 0 | 0 | 0 | 0
F2_Commercial_Miscellaneous (WA)_Existing_Food Preparation_Natural Gas_Double Rack Oven_E9 | F2 | Commercial | Miscellaneous (WA) | Existing | Food Preparation | Natural Gas | Double Rack Oven | E9 | TRC BC Ratio | 0 | 0 | 0 | 0 | 0 | 0 | 0 | 0 | 0 | 0 | 0 | 0 | 0 | 0 | 0 | 0 | 0 | 0 | 0 | 0 | 0 | 0 | 0 | 0 | 0 | 0 | 0
F2_Commercial_Miscellaneous (WA)_Existing_Food Preparation_Natural Gas_Double Rack Oven_E10 | F2 | Commercial | Miscellaneous (WA) | Existing | Food Preparation | Natural Gas | Double Rack Oven | E10 | TRC BC Ratio | 0 | 0 | 0 | 0 | 0 | 0 | 0 | 0 | 0 | 0 | 0 | 0 | 0 | 0 | 0 | 0 | 0 | 0 | 0 | 0 | 0 | 0 | 0 | 0 | 0 | 0 | 0
F3_Commercial_Miscellaneous (WA)_Existing_Food Preparation_Natural Gas_Double Rack Oven_E1 | F3 | Commercial | Miscellaneous (WA) | Existing | Food Preparation | Natural Gas | Double Rack Oven | E1 | PACT BC Ratio | [24 empty] | 1 | 1 | 1 | bar: 2019 to 2042
F3_Commercial_Miscellaneous (WA)_Existing_Food Preparation_Natural Gas_Double Rack Oven_E2 | F3 | Commercial | Miscellaneous (WA) | Existing | Food Preparation | Natural Gas | Double Rack Oven | E2 | PACT BC Ratio | 6.2706 | 6.4286 | 6.6158 | 6.8304 | 7.073 | 7.3682 | 7.6721 | 7.973 | 8.2627 | 8.5564 | 8.7902 | 9.0091 | 9.2444 | 9.4747 | 9.6806 | 9.8732 | 10.046 | 10.2167 | 10.3989 | 10.5766 | 10.7593 | 10.9491 | 11.141 | 11.3389 | 11.5404 | 11.7454 | 11.9541
F3_Commercial_Miscellaneous (WA)_Existing_Food Preparation_Natural Gas_Double Rack Oven_E3 | F3 | Commercial | Miscellaneous (WA) | Existing | Food Preparation | Natural Gas | Double Rack Oven | E3 | PACT BC Ratio | 0 | 0 | 0 | 0 | 0 | 0 | 0 | 0 | 0 | 0 | 0 | 0 | 0 | 0 | 0 | 0 | 0 | 0 | 0 | 0 | 0 | 0 | 0 | 0 | 0 | 0 | 0
F3_Commercial_Miscellaneous (WA)_Existing_Food Preparation_Natural Gas_Double Rack Oven_E4 | F3 | Commercial | Miscellaneous (WA) | Existing | Food Preparation | Natural Gas | Double Rack Oven | E4 | PACT BC Ratio | 0 | 0 | 0 | 0 | 0 | 0 | 0 | 0 | 0 | 0 | 0 | 0 | 0 | 0 | 0 | 0 | 0 | 0 | 0 | 0 | 0 | 0 | 0 | 0 | 0 | 0 | 0
F3_Commercial_Miscellaneous (WA)_Existing_Food Preparation_Natural Gas_Double Rack Oven_E5 | F3 | Commercial | Miscellaneous (WA) | Existing | Food Preparation | Natural Gas | Double Rack Oven | E5 | PACT BC Ratio | 0 | 0 | 0 | 0 | 0 | 0 | 0 | 0 | 0 | 0 | 0 | 0 | 0 | 0 | 0 | 0 | 0 | 0 | 0 | 0 | 0 | 0 | 0 | 0 | 0 | 0 | 0
F3_Commercial_Miscellaneous (WA)_Existing_Food Preparation_Natural Gas_Double Rack Oven_E6 | F3 | Commercial | Miscellaneous (WA) | Existing | Food Preparation | Natural Gas | Double Rack Oven | E6 | PACT BC Ratio | 0 | 0 | 0 | 0 | 0 | 0 | 0 | 0 | 0 | 0 | 0 | 0 | 0 | 0 | 0 | 0 | 0 | 0 | 0 | 0 | 0 | 0 | 0 | 0 | 0 | 0 | 0
F3_Commercial_Miscellaneous (WA)_Existing_Food Preparation_Natural Gas_Double Rack Oven_E7 | F3 | Commercial | Miscellaneous (WA) | Existing | Food Preparation | Natural Gas | Double Rack Oven | E7 | PACT BC Ratio | 0 | 0 | 0 | 0 | 0 | 0 | 0 | 0 | 0 | 0 | 0 | 0 | 0 | 0 | 0 | 0 | 0 | 0 | 0 | 0 | 0 | 0 | 0 | 0 | 0 | 0 | 0
F3_Commercial_Miscellaneous (WA)_Existing_Food Preparation_Natural Gas_Double Rack Oven_E8 | F3 | Commercial | Miscellaneous (WA) | Existing | Food Preparation | Natural Gas | Double Rack Oven | E8 | PACT BC Ratio | 0 | 0 | 0 | 0 | 0 | 0 | 0 | 0 | 0 | 0 | 0 | 0 | 0 | 0 | 0 | 0 | 0 | 0 | 0 | 0 | 0 | 0 | 0 | 0 | 0 | 0 | 0
F3_Commercial_Miscellaneous (WA)_Existing_Food Preparation_Natural Gas_Double Rack Oven_E9 | F3 | Commercial | Miscellaneous (WA) | Existing | Food Preparation | Natural Gas | Double Rack Oven | E9 | PACT BC Ratio | 0 | 0 | 0 | 0 | 0 | 0 | 0 | 0 | 0 | 0 | 0 | 0 | 0 | 0 | 0 | 0 | 0 | 0 | 0 | 0 | 0 | 0 | 0 | 0 | 0 | 0 | 0
F3_Commercial_Miscellaneous (WA)_Existing_Food Preparation_Natural Gas_Double Rack Oven_E10 | F3 | Commercial | Miscellaneous (WA) | Existing | Food Preparation | Natural Gas | Double Rack Oven | E10 | PACT BC Ratio | 0 | 0 | 0 | 0 | 0 | 0 | 0 | 0 | 0 | 0 | 0 | 0 | 0 | 0 | 0 | 0 | 0 | 0 | 0 | 0 | 0 | 0 | 0 | 0 | 0 | 0 | 0
F4_Commercial_Miscellaneous (WA)_Existing_Food Preparation_Natural Gas_Double Rack Oven_E1 | F4 | Commercial | Miscellaneous (WA) | Existing | Food Preparation | Natural Gas | Double Rack Oven | E1 | RVT BC Ratio | [24 empty] | 1 | 1 | 1 | bar: 2019 to 2042
F4_Commercial_Miscellaneous (WA)_Existing_Food Preparation_Natural Gas_Double Rack Oven_E2 | F4 | Commercial | Miscellaneous (WA) | Existing | Food Preparation | Natural Gas | Double Rack Oven | E2 | RVT BC Ratio | 4.7929 | 4.876 | 4.9735 | 5.0872 | 5.2174 | 5.3799 | 5.5429 | 5.6976 | 5.8377 | 5.9735 | 6.1142 | 6.2421 | 6.377 | 6.5047 | 6.6146 | 6.7137 | 6.7975 | 6.8776 | 6.9628 | 7.0423 | 7.1221 | 7.2408 | 7.3607 | 7.4845 | 7.6104 | 7.7386 | 7.8691
F4_Commercial_Miscellaneous (WA)_Existing_Food Preparation_Natural Gas_Double Rack Oven_E3 | F4 | Commercial | Miscellaneous (WA) | Existing | Food Preparation | Natural Gas | Double Rack Oven | E3 | RVT BC Ratio | 0 | 0 | 0 | 0 | 0 | 0 | 0 | 0 | 0 | 0 | 0 | 0 | 0 | 0 | 0 | 0 | 0 | 0 | 0 | 0 | 0 | 0 | 0 | 0 | 0 | 0 | 0
F4_Commercial_Miscellaneous (WA)_Existing_Food Preparation_Natural Gas_Double Rack Oven_E4 | F4 | Commercial | Miscellaneous (WA) | Existing | Food Preparation | Natural Gas | Double Rack Oven | E4 | RVT BC Ratio | 0 | 0 | 0 | 0 | 0 | 0 | 0 | 0 | 0 | 0 | 0 | 0 | 0 | 0 | 0 | 0 | 0 | 0 | 0 | 0 | 0 | 0 | 0 | 0 | 0 | 0 | 0
F4_Commercial_Miscellaneous (WA)_Existing_Food Preparation_Natural Gas_Double Rack Oven_E5 | F4 | Commercial | Miscellaneous (WA) | Existing | Food Preparation | Natural Gas | Double Rack Oven | E5 | RVT BC Ratio | 0 | 0 | 0 | 0 | 0 | 0 | 0 | 0 | 0 | 0 | 0 | 0 | 0 | 0 | 0 | 0 | 0 | 0 | 0 | 0 | 0 | 0 | 0 | 0 | 0 | 0 | 0
F4_Commercial_Miscellaneous (WA)_Existing_Food Preparation_Natural Gas_Double Rack Oven_E6 | F4 | Commercial | Miscellaneous (WA) | Existing | Food Preparation | Natural Gas | Double Rack Oven | E6 | RVT BC Ratio | 0 | 0 | 0 | 0 | 0 | 0 | 0 | 0 | 0 | 0 | 0 | 0 | 0 | 0 | 0 | 0 | 0 | 0 | 0 | 0 | 0 | 0 | 0 | 0 | 0 | 0 | 0
F4_Commercial_Miscellaneous (WA)_Existing_Food Preparation_Natural Gas_Double Rack Oven_E7 | F4 | Commercial | Miscellaneous (WA) | Existing | Food Preparation | Natural Gas | Double Rack Oven | E7 | RVT BC Ratio | 0 | 0 | 0 | 0 | 0 | 0 | 0 | 0 | 0 | 0 | 0 | 0 | 0 | 0 | 0 | 0 | 0 | 0 | 0 | 0 | 0 | 0 | 0 | 0 | 0 | 0 | 0
F4_Commercial_Miscellaneous (WA)_Existing_Food Preparation_Natural Gas_Double Rack Oven_E8 | F4 | Commercial | Miscellaneous (WA) | Existing | Food Preparation | Natural Gas | Double Rack Oven | E8 | RVT BC Ratio | 0 | 0 | 0 | 0 | 0 | 0 | 0 | 0 | 0 | 0 | 0 | 0 | 0 | 0 | 0 | 0 | 0 | 0 | 0 | 0 | 0 | 0 | 0 | 0 | 0 | 0 | 0
F4_Commercial_Miscellaneous (WA)_Existing_Food Preparation_Natural Gas_Double Rack Oven_E9 | F4 | Commercial | Miscellaneous (WA) | Existing | Food Preparation | Natural Gas | Double Rack Oven | E9 | RVT BC Ratio | 0 | 0 | 0 | 0 | 0 | 0 | 0 | 0 | 0 | 0 | 0 | 0 | 0 | 0 | 0 | 0 | 0 | 0 | 0 | 0 | 0 | 0 | 0 | 0 | 0 | 0 | 0
F4_Commercial_Miscellaneous (WA)_Existing_Food Preparation_Natural Gas_Double Rack Oven_E10 | F4 | Commercial | Miscellaneous (WA) | Existing | Food Preparation | Natural Gas | Double Rack Oven | E10 | RVT BC Ratio | 0 | 0 | 0 | 0 | 0 | 0 | 0 | 0 | 0 | 0 | 0 | 0 | 0 | 0 | 0 | 0 | 0 | 0 | 0 | 0 | 0 | 0 | 0 | 0 | 0 | 0 | 0
F5_Commercial_Miscellaneous (WA)_Existing_Food Preparation_Natural Gas_Double Rack Oven_E1 | F5 | Commercial | Miscellaneous (WA) | Existing | Food Preparation | Natural Gas | Double Rack Oven | E1 | RIM BC Ratio | [24 empty] | 1 | 1 | 1 | bar: 2019 to 2042
F5_Commercial_Miscellaneous (WA)_Existing_Food Preparation_Natural Gas_Double Rack Oven_E2 | F5 | Commercial | Miscellaneous (WA) | Existing | Food Preparation | Natural Gas | Double Rack Oven | E2 | RIM BC Ratio | 0.74779 | 0.75409 | 0.76143 | 0.76922 | 0.7774 | 0.78626 | 0.79545 | 0.80496 | 0.81485 | 0.82526 | 0.82891 | 0.83269 | 0.8369 | 0.84141 | 0.84585 | 0.85031 | 0.85483 | 0.85951 | 0.86444 | 0.86956 | 0.87493 | 0.87617 | 0.87738 | 0.87859 | 0.87978 | 0.88095 | 0.8821
F5_Commercial_Miscellaneous (WA)_Existing_Food Preparation_Natural Gas_Double Rack Oven_E3 | F5 | Commercial | Miscellaneous (WA) | Existing | Food Preparation | Natural Gas | Double Rack Oven | E3 | RIM BC Ratio | 0 | 0 | 0 | 0 | 0 | 0 | 0 | 0 | 0 | 0 | 0 | 0 | 0 | 0 | 0 | 0 | 0 | 0 | 0 | 0 | 0 | 0 | 0 | 0 | 0 | 0 | 0
F5_Commercial_Miscellaneous (WA)_Existing_Food Preparation_Natural Gas_Double Rack Oven_E4 | F5 | Commercial | Miscellaneous (WA) | Existing | Food Preparation | Natural Gas | Double Rack Oven | E4 | RIM BC Ratio | 0 | 0 | 0 | 0 | 0 | 0 | 0 | 0 | 0 | 0 | 0 | 0 | 0 | 0 | 0 | 0 | 0 | 0 | 0 | 0 | 0 | 0 | 0 | 0 | 0 | 0 | 0
F5_Commercial_Miscellaneous (WA)_Existing_Food Preparation_Natural Gas_Double Rack Oven_E5 | F5 | Commercial | Miscellaneous (WA) | Existing | Food Preparation | Natural Gas | Double Rack Oven | E5 | RIM BC Ratio | 0 | 0 | 0 | 0 | 0 | 0 | 0 | 0 | 0 | 0 | 0 | 0 | 0 | 0 | 0 | 0 | 0 | 0 | 0 | 0 | 0 | 0 | 0 | 0 | 0 | 0 | 0
F5_Commercial_Miscellaneous (WA)_Existing_Food Preparation_Natural Gas_Double Rack Oven_E6 | F5 | Commercial | Miscellaneous (WA) | Existing | Food Preparation | Natural Gas | Double Rack Oven | E6 | RIM BC Ratio | 0 | 0 | 0 | 0 | 0 | 0 | 0 | 0 | 0 | 0 | 0 | 0 | 0 | 0 | 0 | 0 | 0 | 0 | 0 | 0 | 0 | 0 | 0 | 0 | 0 | 0 | 0
F5_Commercial_Miscellaneous (WA)_Existing_Food Preparation_Natural Gas_Double Rack Oven_E7 | F5 | Commercial | Miscellaneous (WA) | Existing | Food Preparation | Natural Gas | Double Rack Oven | E7 | RIM BC Ratio | 0 | 0 | 0 | 0 | 0 | 0 | 0 | 0 | 0 | 0 | 0 | 0 | 0 | 0 | 0 | 0 | 0 | 0 | 0 | 0 | 0 | 0 | 0 | 0 | 0 | 0 | 0
F5_Commercial_Miscellaneous (WA)_Existing_Food Preparation_Natural Gas_Double Rack Oven_E8 | F5 | Commercial | Miscellaneous (WA) | Existing | Food Preparation | Natural Gas | Double Rack Oven | E8 | RIM BC Ratio | 0 | 0 | 0 | 0 | 0 | 0 | 0 | 0 | 0 | 0 | 0 | 0 | 0 | 0 | 0 | 0 | 0 | 0 | 0 | 0 | 0 | 0 | 0 | 0 | 0 | 0 | 0
F5_Commercial_Miscellaneous (WA)_Existing_Food Preparation_Natural Gas_Double Rack Oven_E9 | F5 | Commercial | Miscellaneous (WA) | Existing | Food Preparation | Natural Gas | Double Rack Oven | E9 | RIM BC Ratio | 0 | 0 | 0 | 0 | 0 | 0 | 0 | 0 | 0 | 0 | 0 | 0 | 0 | 0 | 0 | 0 | 0 | 0 | 0 | 0 | 0 | 0 | 0 | 0 | 0 | 0 | 0
F5_Commercial_Miscellaneous (WA)_Existing_Food Preparation_Natural Gas_Double Rack Oven_E10 | F5 | Commercial | Miscellaneous (WA) | Existing | Food Preparation | Natural Gas | Double Rack Oven | E10 | RIM BC Ratio | 0 | 0 | 0 | 0 | 0 | 0 | 0 | 0 | 0 | 0 | 0 | 0 | 0 | 0 | 0 | 0 | 0 | 0 | 0 | 0 | 0 | 0 | 0 | 0 | 0 | 0 | 0
F0_Commercial_Miscellaneous (WA)_Existing_Food Preparation_Natural Gas_Fryer_E0 | F0 | Commercial | Miscellaneous (WA) | Existing | Food Preparation | Natural Gas | Fryer | E0 | Economic Unit | ENERGY STAR | ENERGY STAR | ENERGY STAR | ENERGY STAR | ENERGY STAR | ENERGY STAR | ENERGY STAR | ENERGY STAR | ENERGY STAR | ENERGY STAR | ENERGY STAR | ENERGY STAR | ENERGY STAR | ENERGY STAR | ENERGY STAR | ENERGY STAR | ENERGY STAR | ENERGY STAR | ENERGY STAR | ENERGY STAR | ENERGY STAR | ENERGY STAR | ENERGY STAR | ENERGY STAR | ENERGY STAR | ENERGY STAR | ENERGY STAR
F1_Commercial_Miscellaneous (WA)_Existing_Food Preparation_Natural Gas_Fryer_E1 | F1 | Commercial | Miscellaneous (WA) | Existing | Food Preparation | Natural Gas | Fryer | E1 | CCE | 0 | 0 | 0 | 0 | 0 | 0 | 0 | 0 | 0 | 0 | 0 | 0 | 0 | 0 | 0 | 0 | 0 | 0 | 0 | 0 | 0 | 0 | 0 | 0 | 0 | 0 | 0
F1_Commercial_Miscellaneous (WA)_Existing_Food Preparation_Natural Gas_Fryer_E2 | F1 | Commercial | Miscellaneous (WA) | Existing | Food Preparation | Natural Gas | Fryer | E2 | CCE | 9.9053e-05 | 9.9053e-05 | 9.9053e-05 | 9.9053e-05 | 9.9053e-05 | 9.9053e-05 | 9.9053e-05 | 9.9053e-05 | 9.9053e-05 | 9.9053e-05 | 9.9053e-05 | 9.9053e-05 | 9.9053e-05 | 9.9053e-05 | 9.9053e-05 | 9.9053e-05 | 9.9053e-05 | 9.9053e-05 | 9.9053e-05 | 9.9053e-05 | 9.9053e-05 | 9.9053e-05 | 9.9053e-05 | 9.9053e-05 | 9.9053e-05 | 9.9053e-05 | 9.9053e-05
F1_Commercial_Miscellaneous (WA)_Existing_Food Preparation_Natural Gas_Fryer_E3 | F1 | Commercial | Miscellaneous (WA) | Existing | Food Preparation | Natural Gas | Fryer | E3 | CCE | 0 | 0 | 0 | 0 | 0 | 0 | 0 | 0 | 0 | 0 | 0 | 0 | 0 | 0 | 0 | 0 | 0 | 0 | 0 | 0 | 0 | 0 | 0 | 0 | 0 | 0 | 0
F1_Commercial_Miscellaneous (WA)_Existing_Food Preparation_Natural Gas_Fryer_E4 | F1 | Commercial | Miscellaneous (WA) | Existing | Food Preparation | Natural Gas | Fryer | E4 | CCE | 0 | 0 | 0 | 0 | 0 | 0 | 0 | 0 | 0 | 0 | 0 | 0 | 0 | 0 | 0 | 0 | 0 | 0 | 0 | 0 | 0 | 0 | 0 | 0 | 0 | 0 | 0
F1_Commercial_Miscellaneous (WA)_Existing_Food Preparation_Natural Gas_Fryer_E5 | F1 | Commercial | Miscellaneous (WA) | Existing | Food Preparation | Natural Gas | Fryer | E5 | CCE | 0 | 0 | 0 | 0 | 0 | 0 | 0 | 0 | 0 | 0 | 0 | 0 | 0 | 0 | 0 | 0 | 0 | 0 | 0 | 0 | 0 | 0 | 0 | 0 | 0 | 0 | 0
F1_Commercial_Miscellaneous (WA)_Existing_Food Preparation_Natural Gas_Fryer_E6 | F1 | Commercial | Miscellaneous (WA) | Existing | Food Preparation | Natural Gas | Fryer | E6 | CCE | 0 | 0 | 0 | 0 | 0 | 0 | 0 | 0 | 0 | 0 | 0 | 0 | 0 | 0 | 0 | 0 | 0 | 0 | 0 | 0 | 0 | 0 | 0 | 0 | 0 | 0 | 0
F1_Commercial_Miscellaneous (WA)_Existing_Food Preparation_Natural Gas_Fryer_E7 | F1 | Commercial | Miscellaneous (WA) | Existing | Food Preparation | Natural Gas | Fryer | E7 | CCE | 0 | 0 | 0 | 0 | 0 | 0 | 0 | 0 | 0 | 0 | 0 | 0 | 0 | 0 | 0 | 0 | 0 | 0 | 0 | 0 | 0 | 0 | 0 | 0 | 0 | 0 | 0
F1_Commercial_Miscellaneous (WA)_Existing_Food Preparation_Natural Gas_Fryer_E8 | F1 | Commercial | Miscellaneous (WA) | Existing | Food Preparation | Natural Gas | Fryer | E8 | CCE | 0 | 0 | 0 | 0 | 0 | 0 | 0 | 0 | 0 | 0 | 0 | 0 | 0 | 0 | 0 | 0 | 0 | 0 | 0 | 0 | 0 | 0 | 0 | 0 | 0 | 0 | 0
F1_Commercial_Miscellaneous (WA)_Existing_Food Preparation_Natural Gas_Fryer_E9 | F1 | Commercial | Miscellaneous (WA) | Existing | Food Preparation | Natural Gas | Fryer | E9 | CCE | 0 | 0 | 0 | 0 | 0 | 0 | 0 | 0 | 0 | 0 | 0 | 0 | 0 | 0 | 0 | 0 | 0 | 0 | 0 | 0 | 0 | 0 | 0 | 0 | 0 | 0 | 0
F1_Commercial_Miscellaneous (WA)_Existing_Food Preparation_Natural Gas_Fryer_E10 | F1 | Commercial | Miscellaneous (WA) | Existing | Food Preparation | Natural Gas | Fryer | E10 | CCE | 0 | 0 | 0 | 0 | 0 | 0 | 0 | 0 | 0 | 0 | 0 | 0 | 0 | 0 | 0 | 0 | 0 | 0 | 0 | 0 | 0 | 0 | 0 | 0 | 0 | 0 | 0
F2_Commercial_Miscellaneous (WA)_Existing_Food Preparation_Natural Gas_Fryer_E1 | F2 | Commercial | Miscellaneous (WA) | Existing | Food Preparation | Natural Gas | Fryer | E1 | TRC BC Ratio | [24 empty] | 1 | 1 | 1 | bar: 2019 to 2042
F2_Commercial_Miscellaneous (WA)_Existing_Food Preparation_Natural Gas_Fryer_E2 | F2 | Commercial | Miscellaneous (WA) | Existing | Food Preparation | Natural Gas | Fryer | E2 | TRC BC Ratio | 37.4312 | 38.4143 | 39.5179 | 40.7539 | 42.1303 | 43.7586 | 45.4168 | 47.0505 | 48.6216 | 50.2158 | 51.5135 | 52.7381 | 54.0482 | 55.3369 | 56.5068 | 57.6141 | 58.6246 | 59.6268 | 60.6897 | 61.7331 | 62.8034 | 63.9127 | 65.035 | 66.1904 | 67.3663 | 68.5632 | 69.7812
F2_Commercial_Miscellaneous (WA)_Existing_Food Preparation_Natural Gas_Fryer_E3 | F2 | Commercial | Miscellaneous (WA) | Existing | Food Preparation | Natural Gas | Fryer | E3 | TRC BC Ratio | 0 | 0 | 0 | 0 | 0 | 0 | 0 | 0 | 0 | 0 | 0 | 0 | 0 | 0 | 0 | 0 | 0 | 0 | 0 | 0 | 0 | 0 | 0 | 0 | 0 | 0 | 0
F2_Commercial_Miscellaneous (WA)_Existing_Food Preparation_Natural Gas_Fryer_E4 | F2 | Commercial | Miscellaneous (WA) | Existing | Food Preparation | Natural Gas | Fryer | E4 | TRC BC Ratio | 0 | 0 | 0 | 0 | 0 | 0 | 0 | 0 | 0 | 0 | 0 | 0 | 0 | 0 | 0 | 0 | 0 | 0 | 0 | 0 | 0 | 0 | 0 | 0 | 0 | 0 | 0
F2_Commercial_Miscellaneous (WA)_Existing_Food Preparation_Natural Gas_Fryer_E5 | F2 | Commercial | Miscellaneous (WA) | Existing | Food Preparation | Natural Gas | Fryer | E5 | TRC BC Ratio | 0 | 0 | 0 | 0 | 0 | 0 | 0 | 0 | 0 | 0 | 0 | 0 | 0 | 0 | 0 | 0 | 0 | 0 | 0 | 0 | 0 | 0 | 0 | 0 | 0 | 0 | 0
F2_Commercial_Miscellaneous (WA)_Existing_Food Preparation_Natural Gas_Fryer_E6 | F2 | Commercial | Miscellaneous (WA) | Existing | Food Preparation | Natural Gas | Fryer | E6 | TRC BC Ratio | 0 | 0 | 0 | 0 | 0 | 0 | 0 | 0 | 0 | 0 | 0 | 0 | 0 | 0 | 0 | 0 | 0 | 0 | 0 | 0 | 0 | 0 | 0 | 0 | 0 | 0 | 0
F2_Commercial_Miscellaneous (WA)_Existing_Food Preparation_Natural Gas_Fryer_E7 | F2 | Commercial | Miscellaneous (WA) | Existing | Food Preparation | Natural Gas | Fryer | E7 | TRC BC Ratio | 0 | 0 | 0 | 0 | 0 | 0 | 0 | 0 | 0 | 0 | 0 | 0 | 0 | 0 | 0 | 0 | 0 | 0 | 0 | 0 | 0 | 0 | 0 | 0 | 0 | 0 | 0
F2_Commercial_Miscellaneous (WA)_Existing_Food Preparation_Natural Gas_Fryer_E8 | F2 | Commercial | Miscellaneous (WA) | Existing | Food Preparation | Natural Gas | Fryer | E8 | TRC BC Ratio | 0 | 0 | 0 | 0 | 0 | 0 | 0 | 0 | 0 | 0 | 0 | 0 | 0 | 0 | 0 | 0 | 0 | 0 | 0 | 0 | 0 | 0 | 0 | 0 | 0 | 0 | 0
F2_Commercial_Miscellaneous (WA)_Existing_Food Preparation_Natural Gas_Fryer_E9 | F2 | Commercial | Miscellaneous (WA) | Existing | Food Preparation | Natural Gas | Fryer | E9 | TRC BC Ratio | 0 | 0 | 0 | 0 | 0 | 0 | 0 | 0 | 0 | 0 | 0 | 0 | 0 | 0 | 0 | 0 | 0 | 0 | 0 | 0 | 0 | 0 | 0 | 0 | 0 | 0 | 0
F2_Commercial_Miscellaneous (WA)_Existing_Food Preparation_Natural Gas_Fryer_E10 | F2 | Commercial | Miscellaneous (WA) | Existing | Food Preparation | Natural Gas | Fryer | E10 | TRC BC Ratio | 0 | 0 | 0 | 0 | 0 | 0 | 0 | 0 | 0 | 0 | 0 | 0 | 0 | 0 | 0 | 0 | 0 | 0 | 0 | 0 | 0 | 0 | 0 | 0 | 0 | 0 | 0
F3_Commercial_Miscellaneous (WA)_Existing_Food Preparation_Natural Gas_Fryer_E1 | F3 | Commercial | Miscellaneous (WA) | Existing | Food Preparation | Natural Gas | Fryer | E1 | PACT BC Ratio | [24 empty] | 1 | 1 | 1 | bar: 2019 to 2042
F3_Commercial_Miscellaneous (WA)_Existing_Food Preparation_Natural Gas_Fryer_E2 | F3 | Commercial | Miscellaneous (WA) | Existing | Food Preparation | Natural Gas | Fryer | E2 | PACT BC Ratio | 75.4374 | 77.4189 | 79.6429 | 82.1339 | 84.908 | 88.1895 | 91.5314 | 94.8238 | 97.9901 | 101.2031 | 103.8184 | 106.2864 | 108.9267 | 111.5241 | 113.8818 | 116.1133 | 118.1499 | 120.1697 | 122.3119 | 124.4146 | 126.5717 | 128.8074 | 131.0692 | 133.3977 | 135.7677 | 138.1797 | 140.6346
F3_Commercial_Miscellaneous (WA)_Existing_Food Preparation_Natural Gas_Fryer_E3 | F3 | Commercial | Miscellaneous (WA) | Existing | Food Preparation | Natural Gas | Fryer | E3 | PACT BC Ratio | 0 | 0 | 0 | 0 | 0 | 0 | 0 | 0 | 0 | 0 | 0 | 0 | 0 | 0 | 0 | 0 | 0 | 0 | 0 | 0 | 0 | 0 | 0 | 0 | 0 | 0 | 0
F3_Commercial_Miscellaneous (WA)_Existing_Food Preparation_Natural Gas_Fryer_E4 | F3 | Commercial | Miscellaneous (WA) | Existing | Food Preparation | Natural Gas | Fryer | E4 | PACT BC Ratio | 0 | 0 | 0 | 0 | 0 | 0 | 0 | 0 | 0 | 0 | 0 | 0 | 0 | 0 | 0 | 0 | 0 | 0 | 0 | 0 | 0 | 0 | 0 | 0 | 0 | 0 | 0
F3_Commercial_Miscellaneous (WA)_Existing_Food Preparation_Natural Gas_Fryer_E5 | F3 | Commercial | Miscellaneous (WA) | Existing | Food Preparation | Natural Gas | Fryer | E5 | PACT BC Ratio | 0 | 0 | 0 | 0 | 0 | 0 | 0 | 0 | 0 | 0 | 0 | 0 | 0 | 0 | 0 | 0 | 0 | 0 | 0 | 0 | 0 | 0 | 0 | 0 | 0 | 0 | 0
F3_Commercial_Miscellaneous (WA)_Existing_Food Preparation_Natural Gas_Fryer_E6 | F3 | Commercial | Miscellaneous (WA) | Existing | Food Preparation | Natural Gas | Fryer | E6 | PACT BC Ratio | 0 | 0 | 0 | 0 | 0 | 0 | 0 | 0 | 0 | 0 | 0 | 0 | 0 | 0 | 0 | 0 | 0 | 0 | 0 | 0 | 0 | 0 | 0 | 0 | 0 | 0 | 0
F3_Commercial_Miscellaneous (WA)_Existing_Food Preparation_Natural Gas_Fryer_E7 | F3 | Commercial | Miscellaneous (WA) | Existing | Food Preparation | Natural Gas | Fryer | E7 | PACT BC Ratio | 0 | 0 | 0 | 0 | 0 | 0 | 0 | 0 | 0 | 0 | 0 | 0 | 0 | 0 | 0 | 0 | 0 | 0 | 0 | 0 | 0 | 0 | 0 | 0 | 0 | 0 | 0
F3_Commercial_Miscellaneous (WA)_Existing_Food Preparation_Natural Gas_Fryer_E8 | F3 | Commercial | Miscellaneous (WA) | Existing | Food Preparation | Natural Gas | Fryer | E8 | PACT BC Ratio | 0 | 0 | 0 | 0 | 0 | 0 | 0 | 0 | 0 | 0 | 0 | 0 | 0 | 0 | 0 | 0 | 0 | 0 | 0 | 0 | 0 | 0 | 0 | 0 | 0 | 0 | 0
F3_Commercial_Miscellaneous (WA)_Existing_Food Preparation_Natural Gas_Fryer_E9 | F3 | Commercial | Miscellaneous (WA) | Existing | Food Preparation | Natural Gas | Fryer | E9 | PACT BC Ratio | 0 | 0 | 0 | 0 | 0 | 0 | 0 | 0 | 0 | 0 | 0 | 0 | 0 | 0 | 0 | 0 | 0 | 0 | 0 | 0 | 0 | 0 | 0 | 0 | 0 | 0 | 0
F3_Commercial_Miscellaneous (WA)_Existing_Food Preparation_Natural Gas_Fryer_E10 | F3 | Commercial | Miscellaneous (WA) | Existing | Food Preparation | Natural Gas | Fryer | E10 | PACT BC Ratio | 0 | 0 | 0 | 0 | 0 | 0 | 0 | 0 | 0 | 0 | 0 | 0 | 0 | 0 | 0 | 0 | 0 | 0 | 0 | 0 | 0 | 0 | 0 | 0 | 0 | 0 | 0
F4_Commercial_Miscellaneous (WA)_Existing_Food Preparation_Natural Gas_Fryer_E1 | F4 | Commercial | Miscellaneous (WA) | Existing | Food Preparation | Natural Gas | Fryer | E1 | RVT BC Ratio | [24 empty] | 1 | 1 | 1 | bar: 2019 to 2042
F4_Commercial_Miscellaneous (WA)_Existing_Food Preparation_Natural Gas_Fryer_E2 | F4 | Commercial | Miscellaneous (WA) | Existing | Food Preparation | Natural Gas | Fryer | E2 | RVT BC Ratio | 52.758 | 53.8104 | 54.995 | 56.3251 | 57.8083 | 59.6013 | 61.3804 | 63.0626 | 64.5879 | 66.0735 | 67.6123 | 69.0227 | 70.5291 | 71.9893 | 73.273 | 74.4532 | 75.4834 | 76.4787 | 77.5285 | 78.525 | 79.5277 | 80.9255 | 82.3395 | 83.7953 | 85.277 | 86.785 | 88.3198
F4_Commercial_Miscellaneous (WA)_Existing_Food Preparation_Natural Gas_Fryer_E3 | F4 | Commercial | Miscellaneous (WA) | Existing | Food Preparation | Natural Gas | Fryer | E3 | RVT BC Ratio | 0 | 0 | 0 | 0 | 0 | 0 | 0 | 0 | 0 | 0 | 0 | 0 | 0 | 0 | 0 | 0 | 0 | 0 | 0 | 0 | 0 | 0 | 0 | 0 | 0 | 0 | 0
F4_Commercial_Miscellaneous (WA)_Existing_Food Preparation_Natural Gas_Fryer_E4 | F4 | Commercial | Miscellaneous (WA) | Existing | Food Preparation | Natural Gas | Fryer | E4 | RVT BC Ratio | 0 | 0 | 0 | 0 | 0 | 0 | 0 | 0 | 0 | 0 | 0 | 0 | 0 | 0 | 0 | 0 | 0 | 0 | 0 | 0 | 0 | 0 | 0 | 0 | 0 | 0 | 0
F4_Commercial_Miscellaneous (WA)_Existing_Food Preparation_Natural Gas_Fryer_E5 | F4 | Commercial | Miscellaneous (WA) | Existing | Food Preparation | Natural Gas | Fryer | E5 | RVT BC Ratio | 0 | 0 | 0 | 0 | 0 | 0 | 0 | 0 | 0 | 0 | 0 | 0 | 0 | 0 | 0 | 0 | 0 | 0 | 0 | 0 | 0 | 0 | 0 | 0 | 0 | 0 | 0
F4_Commercial_Miscellaneous (WA)_Existing_Food Preparation_Natural Gas_Fryer_E6 | F4 | Commercial | Miscellaneous (WA) | Existing | Food Preparation | Natural Gas | Fryer | E6 | RVT BC Ratio | 0 | 0 | 0 | 0 | 0 | 0 | 0 | 0 | 0 | 0 | 0 | 0 | 0 | 0 | 0 | 0 | 0 | 0 | 0 | 0 | 0 | 0 | 0 | 0 | 0 | 0 | 0
F4_Commercial_Miscellaneous (WA)_Existing_Food Preparation_Natural Gas_Fryer_E7 | F4 | Commercial | Miscellaneous (WA) | Existing | Food Preparation | Natural Gas | Fryer | E7 | RVT BC Ratio | 0 | 0 | 0 | 0 | 0 | 0 | 0 | 0 | 0 | 0 | 0 | 0 | 0 | 0 | 0 | 0 | 0 | 0 | 0 | 0 | 0 | 0 | 0 | 0 | 0 | 0 | 0
F4_Commercial_Miscellaneous (WA)_Existing_Food Preparation_Natural Gas_Fryer_E8 | F4 | Commercial | Miscellaneous (WA) | Existing | Food Preparation | Natural Gas | Fryer | E8 | RVT BC Ratio | 0 | 0 | 0 | 0 | 0 | 0 | 0 | 0 | 0 | 0 | 0 | 0 | 0 | 0 | 0 | 0 | 0 | 0 | 0 | 0 | 0 | 0 | 0 | 0 | 0 | 0 | 0
F4_Commercial_Miscellaneous (WA)_Existing_Food Preparation_Natural Gas_Fryer_E9 | F4 | Commercial | Miscellaneous (WA) | Existing | Food Preparation | Natural Gas | Fryer | E9 | RVT BC Ratio | 0 | 0 | 0 | 0 | 0 | 0 | 0 | 0 | 0 | 0 | 0 | 0 | 0 | 0 | 0 | 0 | 0 | 0 | 0 | 0 | 0 | 0 | 0 | 0 | 0 | 0 | 0
F4_Commercial_Miscellaneous (WA)_Existing_Food Preparation_Natural Gas_Fryer_E10 | F4 | Commercial | Miscellaneous (WA) | Existing | Food Preparation | Natural Gas | Fryer | E10 | RVT BC Ratio | 0 | 0 | 0 | 0 | 0 | 0 | 0 | 0 | 0 | 0 | 0 | 0 | 0 | 0 | 0 | 0 | 0 | 0 | 0 | 0 | 0 | 0 | 0 | 0 | 0 | 0 | 0
F5_Commercial_Miscellaneous (WA)_Existing_Food Preparation_Natural Gas_Fryer_E1 | F5 | Commercial | Miscellaneous (WA) | Existing | Food Preparation | Natural Gas | Fryer | E1 | RIM BC Ratio | [24 empty] | 1 | 1 | 1 | bar: 2019 to 2042
F5_Commercial_Miscellaneous (WA)_Existing_Food Preparation_Natural Gas_Fryer_E2 | F5 | Commercial | Miscellaneous (WA) | Existing | Food Preparation | Natural Gas | Fryer | E2 | RIM BC Ratio | 0.84817 | 0.85349 | 0.85916 | 0.86519 | 0.87154 | 0.87808 | 0.88502 | 0.89248 | 0.90057 | 0.90925 | 0.91158 | 0.91423 | 0.91699 | 0.91986 | 0.9229 | 0.92611 | 0.92952 | 0.93314 | 0.93695 | 0.94099 | 0.94527 | 0.94539 | 0.94551 | 0.94563 | 0.94575 | 0.94586 | 0.94597
F5_Commercial_Miscellaneous (WA)_Existing_Food Preparation_Natural Gas_Fryer_E3 | F5 | Commercial | Miscellaneous (WA) | Existing | Food Preparation | Natural Gas | Fryer | E3 | RIM BC Ratio | 0 | 0 | 0 | 0 | 0 | 0 | 0 | 0 | 0 | 0 | 0 | 0 | 0 | 0 | 0 | 0 | 0 | 0 | 0 | 0 | 0 | 0 | 0 | 0 | 0 | 0 | 0
F5_Commercial_Miscellaneous (WA)_Existing_Food Preparation_Natural Gas_Fryer_E4 | F5 | Commercial | Miscellaneous (WA) | Existing | Food Preparation | Natural Gas | Fryer | E4 | RIM BC Ratio | 0 | 0 | 0 | 0 | 0 | 0 | 0 | 0 | 0 | 0 | 0 | 0 | 0 | 0 | 0 | 0 | 0 | 0 | 0 | 0 | 0 | 0 | 0 | 0 | 0 | 0 | 0
F5_Commercial_Miscellaneous (WA)_Existing_Food Preparation_Natural Gas_Fryer_E5 | F5 | Commercial | Miscellaneous (WA) | Existing | Food Preparation | Natural Gas | Fryer | E5 | RIM BC Ratio | 0 | 0 | 0 | 0 | 0 | 0 | 0 | 0 | 0 | 0 | 0 | 0 | 0 | 0 | 0 | 0 | 0 | 0 | 0 | 0 | 0 | 0 | 0 | 0 | 0 | 0 | 0
F5_Commercial_Miscellaneous (WA)_Existing_Food Preparation_Natural Gas_Fryer_E6 | F5 | Commercial | Miscellaneous (WA) | Existing | Food Preparation | Natural Gas | Fryer | E6 | RIM BC Ratio | 0 | 0 | 0 | 0 | 0 | 0 | 0 | 0 | 0 | 0 | 0 | 0 | 0 | 0 | 0 | 0 | 0 | 0 | 0 | 0 | 0 | 0 | 0 | 0 | 0 | 0 | 0
F5_Commercial_Miscellaneous (WA)_Existing_Food Preparation_Natural Gas_Fryer_E7 | F5 | Commercial | Miscellaneous (WA) | Existing | Food Preparation | Natural Gas | Fryer | E7 | RIM BC Ratio | 0 | 0 | 0 | 0 | 0 | 0 | 0 | 0 | 0 | 0 | 0 | 0 | 0 | 0 | 0 | 0 | 0 | 0 | 0 | 0 | 0 | 0 | 0 | 0 | 0 | 0 | 0
F5_Commercial_Miscellaneous (WA)_Existing_Food Preparation_Natural Gas_Fryer_E8 | F5 | Commercial | Miscellaneous (WA) | Existing | Food Preparation | Natural Gas | Fryer | E8 | RIM BC Ratio | 0 | 0 | 0 | 0 | 0 | 0 | 0 | 0 | 0 | 0 | 0 | 0 | 0 | 0 | 0 | 0 | 0 | 0 | 0 | 0 | 0 | 0 | 0 | 0 | 0 | 0 | 0
F5_Commercial_Miscellaneous (WA)_Existing_Food Preparation_Natural Gas_Fryer_E9 | F5 | Commercial | Miscellaneous (WA) | Existing | Food Preparation | Natural Gas | Fryer | E9 | RIM BC Ratio | 0 | 0 | 0 | 0 | 0 | 0 | 0 | 0 | 0 | 0 | 0 | 0 | 0 | 0 | 0 | 0 | 0 | 0 | 0 | 0 | 0 | 0 | 0 | 0 | 0 | 0 | 0
F5_Commercial_Miscellaneous (WA)_Existing_Food Preparation_Natural Gas_Fryer_E10 | F5 | Commercial | Miscellaneous (WA) | Existing | Food Preparation | Natural Gas | Fryer | E10 | RIM BC Ratio | 0 | 0 | 0 | 0 | 0 | 0 | 0 | 0 | 0 | 0 | 0 | 0 | 0 | 0 | 0 | 0 | 0 | 0 | 0 | 0 | 0 | 0 | 0 | 0 | 0 | 0 | 0
F0_Commercial_Miscellaneous (WA)_Existing_Food Preparation_Natural Gas_Broiler_E0 | F0 | Commercial | Miscellaneous (WA) | Existing | Food Preparation | Natural Gas | Broiler | E0 | Economic Unit | Infrared Burners | Infrared Burners | Infrared Burners | Infrared Burners | Infrared Burners | Infrared Burners | Infrared Burners | Infrared Burners | Infrared Burners | Infrared Burners | Infrared Burners | Infrared Burners | Infrared Burners | Infrared Burners | Infrared Burners | Infrared Burners | Infrared Burners | Infrared Burners | Infrared Burners | Infrared Burners | Infrared Burners | Infrared Burners | Infrared Burners | Infrared Burners | Infrared Burners | Infrared Burners | Infrared Burners
F1_Commercial_Miscellaneous (WA)_Existing_Food Preparation_Natural Gas_Broiler_E1 | F1 | Commercial | Miscellaneous (WA) | Existing | Food Preparation | Natural Gas | Broiler | E1 | CCE | 0 | 0 | 0 | 0 | 0 | 0 | 0 | 0 | 0 | 0 | 0 | 0 | 0 | 0 | 0 | 0 | 0 | 0 | 0 | 0 | 0 | 0 | 0 | 0 | 0 | 0 | 0
F1_Commercial_Miscellaneous (WA)_Existing_Food Preparation_Natural Gas_Broiler_E2 | F1 | Commercial | Miscellaneous (WA) | Existing | Food Preparation | Natural Gas | Broiler | E2 | CCE | 0.0022365 | 0.0022365 | 0.0022365 | 0.0022365 | 0.0022365 | 0.0022365 | 0.0022365 | 0.0022365 | 0.0022365 | 0.0022365 | 0.0022365 | 0.0022365 | 0.0022365 | 0.0022365 | 0.0022365 | 0.0022365 | 0.0022365 | 0.0022365 | 0.0022365 | 0.0022365 | 0.0022365 | 0.0022365 | 0.0022365 | 0.0022365 | 0.0022365 | 0.0022365 | 0.0022365
F1_Commercial_Miscellaneous (WA)_Existing_Food Preparation_Natural Gas_Broiler_E3 | F1 | Commercial | Miscellaneous (WA) | Existing | Food Preparation | Natural Gas | Broiler | E3 | CCE | 0 | 0 | 0 | 0 | 0 | 0 | 0 | 0 | 0 | 0 | 0 | 0 | 0 | 0 | 0 | 0 | 0 | 0 | 0 | 0 | 0 | 0 | 0 | 0 | 0 | 0 | 0
F1_Commercial_Miscellaneous (WA)_Existing_Food Preparation_Natural Gas_Broiler_E4 | F1 | Commercial | Miscellaneous (WA) | Existing | Food Preparation | Natural Gas | Broiler | E4 | CCE | 0 | 0 | 0 | 0 | 0 | 0 | 0 | 0 | 0 | 0 | 0 | 0 | 0 | 0 | 0 | 0 | 0 | 0 | 0 | 0 | 0 | 0 | 0 | 0 | 0 | 0 | 0
F1_Commercial_Miscellaneous (WA)_Existing_Food Preparation_Natural Gas_Broiler_E5 | F1 | Commercial | Miscellaneous (WA) | Existing | Food Preparation | Natural Gas | Broiler | E5 | CCE | 0 | 0 | 0 | 0 | 0 | 0 | 0 | 0 | 0 | 0 | 0 | 0 | 0 | 0 | 0 | 0 | 0 | 0 | 0 | 0 | 0 | 0 | 0 | 0 | 0 | 0 | 0
F1_Commercial_Miscellaneous (WA)_Existing_Food Preparation_Natural Gas_Broiler_E6 | F1 | Commercial | Miscellaneous (WA) | Existing | Food Preparation | Natural Gas | Broiler | E6 | CCE | 0 | 0 | 0 | 0 | 0 | 0 | 0 | 0 | 0 | 0 | 0 | 0 | 0 | 0 | 0 | 0 | 0 | 0 | 0 | 0 | 0 | 0 | 0 | 0 | 0 | 0 | 0
F1_Commercial_Miscellaneous (WA)_Existing_Food Preparation_Natural Gas_Broiler_E7 | F1 | Commercial | Miscellaneous (WA) | Existing | Food Preparation | Natural Gas | Broiler | E7 | CCE | 0 | 0 | 0 | 0 | 0 | 0 | 0 | 0 | 0 | 0 | 0 | 0 | 0 | 0 | 0 | 0 | 0 | 0 | 0 | 0 | 0 | 0 | 0 | 0 | 0 | 0 | 0
F1_Commercial_Miscellaneous (WA)_Existing_Food Preparation_Natural Gas_Broiler_E8 | F1 | Commercial | Miscellaneous (WA) | Existing | Food Preparation | Natural Gas | Broiler | E8 | CCE | 0 | 0 | 0 | 0 | 0 | 0 | 0 | 0 | 0 | 0 | 0 | 0 | 0 | 0 | 0 | 0 | 0 | 0 | 0 | 0 | 0 | 0 | 0 | 0 | 0 | 0 | 0
F1_Commercial_Miscellaneous (WA)_Existing_Food Preparation_Natural Gas_Broiler_E9 | F1 | Commercial | Miscellaneous (WA) | Existing | Food Preparation | Natural Gas | Broiler | E9 | CCE | 0 | 0 | 0 | 0 | 0 | 0 | 0 | 0 | 0 | 0 | 0 | 0 | 0 | 0 | 0 | 0 | 0 | 0 | 0 | 0 | 0 | 0 | 0 | 0 | 0 | 0 | 0
F1_Commercial_Miscellaneous (WA)_Existing_Food Preparation_Natural Gas_Broiler_E10 | F1 | Commercial | Miscellaneous (WA) | Existing | Food Preparation | Natural Gas | Broiler | E10 | CCE | 0 | 0 | 0 | 0 | 0 | 0 | 0 | 0 | 0 | 0 | 0 | 0 | 0 | 0 | 0 | 0 | 0 | 0 | 0 | 0 | 0 | 0 | 0 | 0 | 0 | 0 | 0
F2_Commercial_Miscellaneous (WA)_Existing_Food Preparation_Natural Gas_Broiler_E1 | F2 | Commercial | Miscellaneous (WA) | Existing | Food Preparation | Natural Gas | Broiler | E1 | TRC BC Ratio | [24 empty] | 1 | 1 | 1 | bar: 2019 to 2042
F2_Commercial_Miscellaneous (WA)_Existing_Food Preparation_Natural Gas_Broiler_E2 | F2 | Commercial | Miscellaneous (WA) | Existing | Food Preparation | Natural Gas | Broiler | E2 | TRC BC Ratio | 1.5914 | 1.6315 | 1.679 | 1.7334 | 1.795 | 1.8699 | 1.947 | 2.0234 | 2.0969 | 2.1715 | 2.2308 | 2.2863 | 2.3461 | 2.4045 | 2.4567 | 2.5056 | 2.5495 | 2.5928 | 2.639 | 2.6842 | 2.7305 | 2.7787 | 2.8274 | 2.8776 | 2.9287 | 2.9808 | 3.0337
F2_Commercial_Miscellaneous (WA)_Existing_Food Preparation_Natural Gas_Broiler_E3 | F2 | Commercial | Miscellaneous (WA) | Existing | Food Preparation | Natural Gas | Broiler | E3 | TRC BC Ratio | 0 | 0 | 0 | 0 | 0 | 0 | 0 | 0 | 0 | 0 | 0 | 0 | 0 | 0 | 0 | 0 | 0 | 0 | 0 | 0 | 0 | 0 | 0 | 0 | 0 | 0 | 0
F2_Commercial_Miscellaneous (WA)_Existing_Food Preparation_Natural Gas_Broiler_E4 | F2 | Commercial | Miscellaneous (WA) | Existing | Food Preparation | Natural Gas | Broiler | E4 | TRC BC Ratio | 0 | 0 | 0 | 0 | 0 | 0 | 0 | 0 | 0 | 0 | 0 | 0 | 0 | 0 | 0 | 0 | 0 | 0 | 0 | 0 | 0 | 0 | 0 | 0 | 0 | 0 | 0
F2_Commercial_Miscellaneous (WA)_Existing_Food Preparation_Natural Gas_Broiler_E5 | F2 | Commercial | Miscellaneous (WA) | Existing | Food Preparation | Natural Gas | Broiler | E5 | TRC BC Ratio | 0 | 0 | 0 | 0 | 0 | 0 | 0 | 0 | 0 | 0 | 0 | 0 | 0 | 0 | 0 | 0 | 0 | 0 | 0 | 0 | 0 | 0 | 0 | 0 | 0 | 0 | 0
F2_Commercial_Miscellaneous (WA)_Existing_Food Preparation_Natural Gas_Broiler_E6 | F2 | Commercial | Miscellaneous (WA) | Existing | Food Preparation | Natural Gas | Broiler | E6 | TRC BC Ratio | 0 | 0 | 0 | 0 | 0 | 0 | 0 | 0 | 0 | 0 | 0 | 0 | 0 | 0 | 0 | 0 | 0 | 0 | 0 | 0 | 0 | 0 | 0 | 0 | 0 | 0 | 0
F2_Commercial_Miscellaneous (WA)_Existing_Food Preparation_Natural Gas_Broiler_E7 | F2 | Commercial | Miscellaneous (WA) | Existing | Food Preparation | Natural Gas | Broiler | E7 | TRC BC Ratio | 0 | 0 | 0 | 0 | 0 | 0 | 0 | 0 | 0 | 0 | 0 | 0 | 0 | 0 | 0 | 0 | 0 | 0 | 0 | 0 | 0 | 0 | 0 | 0 | 0 | 0 | 0
F2_Commercial_Miscellaneous (WA)_Existing_Food Preparation_Natural Gas_Broiler_E8 | F2 | Commercial | Miscellaneous (WA) | Existing | Food Preparation | Natural Gas | Broiler | E8 | TRC BC Ratio | 0 | 0 | 0 | 0 | 0 | 0 | 0 | 0 | 0 | 0 | 0 | 0 | 0 | 0 | 0 | 0 | 0 | 0 | 0 | 0 | 0 | 0 | 0 | 0 | 0 | 0 | 0
F2_Commercial_Miscellaneous (WA)_Existing_Food Preparation_Natural Gas_Broiler_E9 | F2 | Commercial | Miscellaneous (WA) | Existing | Food Preparation | Natural Gas | Broiler | E9 | TRC BC Ratio | 0 | 0 | 0 | 0 | 0 | 0 | 0 | 0 | 0 | 0 | 0 | 0 | 0 | 0 | 0 | 0 | 0 | 0 | 0 | 0 | 0 | 0 | 0 | 0 | 0 | 0 | 0
F2_Commercial_Miscellaneous (WA)_Existing_Food Preparation_Natural Gas_Broiler_E10 | F2 | Commercial | Miscellaneous (WA) | Existing | Food Preparation | Natural Gas | Broiler | E10 | TRC BC Ratio | 0 | 0 | 0 | 0 | 0 | 0 | 0 | 0 | 0 | 0 | 0 | 0 | 0 | 0 | 0 | 0 | 0 | 0 | 0 | 0 | 0 | 0 | 0 | 0 | 0 | 0 | 0
F3_Commercial_Miscellaneous (WA)_Existing_Food Preparation_Natural Gas_Broiler_E1 | F3 | Commercial | Miscellaneous (WA) | Existing | Food Preparation | Natural Gas | Broiler | E1 | PACT BC Ratio | [24 empty] | 1 | 1 | 1 | bar: 2019 to 2042
F3_Commercial_Miscellaneous (WA)_Existing_Food Preparation_Natural Gas_Broiler_E2 | F3 | Commercial | Miscellaneous (WA) | Existing | Food Preparation | Natural Gas | Broiler | E2 | PACT BC Ratio | 3.2072 | 3.288 | 3.3837 | 3.4935 | 3.6176 | 3.7686 | 3.924 | 4.0779 | 4.2261 | 4.3763 | 4.4958 | 4.6078 | 4.7281 | 4.8459 | 4.9512 | 5.0498 | 5.1382 | 5.2254 | 5.3186 | 5.4095 | 5.503 | 5.6001 | 5.6982 | 5.7994 | 5.9025 | 6.0073 | 6.114
F3_Commercial_Miscellaneous (WA)_Existing_Food Preparation_Natural Gas_Broiler_E3 | F3 | Commercial | Miscellaneous (WA) | Existing | Food Preparation | Natural Gas | Broiler | E3 | PACT BC Ratio | 0 | 0 | 0 | 0 | 0 | 0 | 0 | 0 | 0 | 0 | 0 | 0 | 0 | 0 | 0 | 0 | 0 | 0 | 0 | 0 | 0 | 0 | 0 | 0 | 0 | 0 | 0
F3_Commercial_Miscellaneous (WA)_Existing_Food Preparation_Natural Gas_Broiler_E4 | F3 | Commercial | Miscellaneous (WA) | Existing | Food Preparation | Natural Gas | Broiler | E4 | PACT BC Ratio | 0 | 0 | 0 | 0 | 0 | 0 | 0 | 0 | 0 | 0 | 0 | 0 | 0 | 0 | 0 | 0 | 0 | 0 | 0 | 0 | 0 | 0 | 0 | 0 | 0 | 0 | 0
F3_Commercial_Miscellaneous (WA)_Existing_Food Preparation_Natural Gas_Broiler_E5 | F3 | Commercial | Miscellaneous (WA) | Existing | Food Preparation | Natural Gas | Broiler | E5 | PACT BC Ratio | 0 | 0 | 0 | 0 | 0 | 0 | 0 | 0 | 0 | 0 | 0 | 0 | 0 | 0 | 0 | 0 | 0 | 0 | 0 | 0 | 0 | 0 | 0 | 0 | 0 | 0 | 0
F3_Commercial_Miscellaneous (WA)_Existing_Food Preparation_Natural Gas_Broiler_E6 | F3 | Commercial | Miscellaneous (WA) | Existing | Food Preparation | Natural Gas | Broiler | E6 | PACT BC Ratio | 0 | 0 | 0 | 0 | 0 | 0 | 0 | 0 | 0 | 0 | 0 | 0 | 0 | 0 | 0 | 0 | 0 | 0 | 0 | 0 | 0 | 0 | 0 | 0 | 0 | 0 | 0
F3_Commercial_Miscellaneous (WA)_Existing_Food Preparation_Natural Gas_Broiler_E7 | F3 | Commercial | Miscellaneous (WA) | Existing | Food Preparation | Natural Gas | Broiler | E7 | PACT BC Ratio | 0 | 0 | 0 | 0 | 0 | 0 | 0 | 0 | 0 | 0 | 0 | 0 | 0 | 0 | 0 | 0 | 0 | 0 | 0 | 0 | 0 | 0 | 0 | 0 | 0 | 0 | 0
F3_Commercial_Miscellaneous (WA)_Existing_Food Preparation_Natural Gas_Broiler_E8 | F3 | Commercial | Miscellaneous (WA) | Existing | Food Preparation | Natural Gas | Broiler | E8 | PACT BC Ratio | 0 | 0 | 0 | 0 | 0 | 0 | 0 | 0 | 0 | 0 | 0 | 0 | 0 | 0 | 0 | 0 | 0 | 0 | 0 | 0 | 0 | 0 | 0 | 0 | 0 | 0 | 0
F3_Commercial_Miscellaneous (WA)_Existing_Food Preparation_Natural Gas_Broiler_E9 | F3 | Commercial | Miscellaneous (WA) | Existing | Food Preparation | Natural Gas | Broiler | E9 | PACT BC Ratio | 0 | 0 | 0 | 0 | 0 | 0 | 0 | 0 | 0 | 0 | 0 | 0 | 0 | 0 | 0 | 0 | 0 | 0 | 0 | 0 | 0 | 0 | 0 | 0 | 0 | 0 | 0
F3_Commercial_Miscellaneous (WA)_Existing_Food Preparation_Natural Gas_Broiler_E10 | F3 | Commercial | Miscellaneous (WA) | Existing | Food Preparation | Natural Gas | Broiler | E10 | PACT BC Ratio | 0 | 0 | 0 | 0 | 0 | 0 | 0 | 0 | 0 | 0 | 0 | 0 | 0 | 0 | 0 | 0 | 0 | 0 | 0 | 0 | 0 | 0 | 0 | 0 | 0 | 0 | 0
F4_Commercial_Miscellaneous (WA)_Existing_Food Preparation_Natural Gas_Broiler_E1 | F4 | Commercial | Miscellaneous (WA) | Existing | Food Preparation | Natural Gas | Broiler | E1 | RVT BC Ratio | [24 empty] | 1 | 1 | 1 | bar: 2019 to 2042
F4_Commercial_Miscellaneous (WA)_Existing_Food Preparation_Natural Gas_Broiler_E2 | F4 | Commercial | Miscellaneous (WA) | Existing | Food Preparation | Natural Gas | Broiler | E2 | RVT BC Ratio | 2.6446 | 2.6871 | 2.7369 | 2.7951 | 2.8617 | 2.9448 | 3.0282 | 3.1073 | 3.1789 | 3.2484 | 3.3204 | 3.3858 | 3.4548 | 3.5201 | 3.5763 | 3.627 | 3.6699 | 3.7108 | 3.7544 | 3.795 | 3.8359 | 3.8966 | 3.9579 | 4.0212 | 4.0856 | 4.1512 | 4.2179
F4_Commercial_Miscellaneous (WA)_Existing_Food Preparation_Natural Gas_Broiler_E3 | F4 | Commercial | Miscellaneous (WA) | Existing | Food Preparation | Natural Gas | Broiler | E3 | RVT BC Ratio | 0 | 0 | 0 | 0 | 0 | 0 | 0 | 0 | 0 | 0 | 0 | 0 | 0 | 0 | 0 | 0 | 0 | 0 | 0 | 0 | 0 | 0 | 0 | 0 | 0 | 0 | 0
F4_Commercial_Miscellaneous (WA)_Existing_Food Preparation_Natural Gas_Broiler_E4 | F4 | Commercial | Miscellaneous (WA) | Existing | Food Preparation | Natural Gas | Broiler | E4 | RVT BC Ratio | 0 | 0 | 0 | 0 | 0 | 0 | 0 | 0 | 0 | 0 | 0 | 0 | 0 | 0 | 0 | 0 | 0 | 0 | 0 | 0 | 0 | 0 | 0 | 0 | 0 | 0 | 0
F4_Commercial_Miscellaneous (WA)_Existing_Food Preparation_Natural Gas_Broiler_E5 | F4 | Commercial | Miscellaneous (WA) | Existing | Food Preparation | Natural Gas | Broiler | E5 | RVT BC Ratio | 0 | 0 | 0 | 0 | 0 | 0 | 0 | 0 | 0 | 0 | 0 | 0 | 0 | 0 | 0 | 0 | 0 | 0 | 0 | 0 | 0 | 0 | 0 | 0 | 0 | 0 | 0
F4_Commercial_Miscellaneous (WA)_Existing_Food Preparation_Natural Gas_Broiler_E6 | F4 | Commercial | Miscellaneous (WA) | Existing | Food Preparation | Natural Gas | Broiler | E6 | RVT BC Ratio | 0 | 0 | 0 | 0 | 0 | 0 | 0 | 0 | 0 | 0 | 0 | 0 | 0 | 0 | 0 | 0 | 0 | 0 | 0 | 0 | 0 | 0 | 0 | 0 | 0 | 0 | 0
F4_Commercial_Miscellaneous (WA)_Existing_Food Preparation_Natural Gas_Broiler_E7 | F4 | Commercial | Miscellaneous (WA) | Existing | Food Preparation | Natural Gas | Broiler | E7 | RVT BC Ratio | 0 | 0 | 0 | 0 | 0 | 0 | 0 | 0 | 0 | 0 | 0 | 0 | 0 | 0 | 0 | 0 | 0 | 0 | 0 | 0 | 0 | 0 | 0 | 0 | 0 | 0 | 0
F4_Commercial_Miscellaneous (WA)_Existing_Food Preparation_Natural Gas_Broiler_E8 | F4 | Commercial | Miscellaneous (WA) | Existing | Food Preparation | Natural Gas | Broiler | E8 | RVT BC Ratio | 0 | 0 | 0 | 0 | 0 | 0 | 0 | 0 | 0 | 0 | 0 | 0 | 0 | 0 | 0 | 0 | 0 | 0 | 0 | 0 | 0 | 0 | 0 | 0 | 0 | 0 | 0
F4_Commercial_Miscellaneous (WA)_Existing_Food Preparation_Natural Gas_Broiler_E9 | F4 | Commercial | Miscellaneous (WA) | Existing | Food Preparation | Natural Gas | Broiler | E9 | RVT BC Ratio | 0 | 0 | 0 | 0 | 0 | 0 | 0 | 0 | 0 | 0 | 0 | 0 | 0 | 0 | 0 | 0 | 0 | 0 | 0 | 0 | 0 | 0 | 0 | 0 | 0 | 0 | 0
F4_Commercial_Miscellaneous (WA)_Existing_Food Preparation_Natural Gas_Broiler_E10 | F4 | Commercial | Miscellaneous (WA) | Existing | Food Preparation | Natural Gas | Broiler | E10 | RVT BC Ratio | 0 | 0 | 0 | 0 | 0 | 0 | 0 | 0 | 0 | 0 | 0 | 0 | 0 | 0 | 0 | 0 | 0 | 0 | 0 | 0 | 0 | 0 | 0 | 0 | 0 | 0 | 0
F5_Commercial_Miscellaneous (WA)_Existing_Food Preparation_Natural Gas_Broiler_E1 | F5 | Commercial | Miscellaneous (WA) | Existing | Food Preparation | Natural Gas | Broiler | E1 | RIM BC Ratio | [24 empty] | 1 | 1 | 1 | bar: 2019 to 2042
F5_Commercial_Miscellaneous (WA)_Existing_Food Preparation_Natural Gas_Broiler_E2 | F5 | Commercial | Miscellaneous (WA) | Existing | Food Preparation | Natural Gas | Broiler | E2 | RIM BC Ratio | 0.67132 | 0.67811 | 0.68601 | 0.69451 | 0.70354 | 0.71353 | 0.72377 | 0.73416 | 0.7447 | 0.75565 | 0.76042 | 0.76514 | 0.77029 | 0.77562 | 0.78069 | 0.78568 | 0.79057 | 0.79558 | 0.80085 | 0.80625 | 0.81187 | 0.81395 | 0.816 | 0.81804 | 0.82006 | 0.82206 | 0.82402
F5_Commercial_Miscellaneous (WA)_Existing_Food Preparation_Natural Gas_Broiler_E3 | F5 | Commercial | Miscellaneous (WA) | Existing | Food Preparation | Natural Gas | Broiler | E3 | RIM BC Ratio | 0 | 0 | 0 | 0 | 0 | 0 | 0 | 0 | 0 | 0 | 0 | 0 | 0 | 0 | 0 | 0 | 0 | 0 | 0 | 0 | 0 | 0 | 0 | 0 | 0 | 0 | 0
F5_Commercial_Miscellaneous (WA)_Existing_Food Preparation_Natural Gas_Broiler_E4 | F5 | Commercial | Miscellaneous (WA) | Existing | Food Preparation | Natural Gas | Broiler | E4 | RIM BC Ratio | 0 | 0 | 0 | 0 | 0 | 0 | 0 | 0 | 0 | 0 | 0 | 0 | 0 | 0 | 0 | 0 | 0 | 0 | 0 | 0 | 0 | 0 | 0 | 0 | 0 | 0 | 0
F5_Commercial_Miscellaneous (WA)_Existing_Food Preparation_Natural Gas_Broiler_E5 | F5 | Commercial | Miscellaneous (WA) | Existing | Food Preparation | Natural Gas | Broiler | E5 | RIM BC Ratio | 0 | 0 | 0 | 0 | 0 | 0 | 0 | 0 | 0 | 0 | 0 | 0 | 0 | 0 | 0 | 0 | 0 | 0 | 0 | 0 | 0 | 0 | 0 | 0 | 0 | 0 | 0
F5_Commercial_Miscellaneous (WA)_Existing_Food Preparation_Natural Gas_Broiler_E6 | F5 | Commercial | Miscellaneous (WA) | Existing | Food Preparation | Natural Gas | Broiler | E6 | RIM BC Ratio | 0 | 0 | 0 | 0 | 0 | 0 | 0 | 0 | 0 | 0 | 0 | 0 | 0 | 0 | 0 | 0 | 0 | 0 | 0 | 0 | 0 | 0 | 0 | 0 | 0 | 0 | 0
F5_Commercial_Miscellaneous (WA)_Existing_Food Preparation_Natural Gas_Broiler_E7 | F5 | Commercial | Miscellaneous (WA) | Existing | Food Preparation | Natural Gas | Broiler | E7 | RIM BC Ratio | 0 | 0 | 0 | 0 | 0 | 0 | 0 | 0 | 0 | 0 | 0 | 0 | 0 | 0 | 0 | 0 | 0 | 0 | 0 | 0 | 0 | 0 | 0 | 0 | 0 | 0 | 0
F5_Commercial_Miscellaneous (WA)_Existing_Food Preparation_Natural Gas_Broiler_E8 | F5 | Commercial | Miscellaneous (WA) | Existing | Food Preparation | Natural Gas | Broiler | E8 | RIM BC Ratio | 0 | 0 | 0 | 0 | 0 | 0 | 0 | 0 | 0 | 0 | 0 | 0 | 0 | 0 | 0 | 0 | 0 | 0 | 0 | 0 | 0 | 0 | 0 | 0 | 0 | 0 | 0
F5_Commercial_Miscellaneous (WA)_Existing_Food Preparation_Natural Gas_Broiler_E9 | F5 | Commercial | Miscellaneous (WA) | Existing | Food Preparation | Natural Gas | Broiler | E9 | RIM BC Ratio | 0 | 0 | 0 | 0 | 0 | 0 | 0 | 0 | 0 | 0 | 0 | 0 | 0 | 0 | 0 | 0 | 0 | 0 | 0 | 0 | 0 | 0 | 0 | 0 | 0 | 0 | 0
F5_Commercial_Miscellaneous (WA)_Existing_Food Preparation_Natural Gas_Broiler_E10 | F5 | Commercial | Miscellaneous (WA) | Existing | Food Preparation | Natural Gas | Broiler | E10 | RIM BC Ratio | 0 | 0 | 0 | 0 | 0 | 0 | 0 | 0 | 0 | 0 | 0 | 0 | 0 | 0 | 0 | 0 | 0 | 0 | 0 | 0 | 0 | 0 | 0 | 0 | 0 | 0 | 0
F0_Commercial_Miscellaneous (WA)_Existing_Food Preparation_Natural Gas_Griddle_E0 | F0 | Commercial | Miscellaneous (WA) | Existing | Food Preparation | Natural Gas | Griddle | E0 | Economic Unit | ENERGY STAR | ENERGY STAR | ENERGY STAR | ENERGY STAR | ENERGY STAR | ENERGY STAR | ENERGY STAR | ENERGY STAR | ENERGY STAR | ENERGY STAR | ENERGY STAR | ENERGY STAR | ENERGY STAR | ENERGY STAR | ENERGY STAR | ENERGY STAR | ENERGY STAR | ENERGY STAR | ENERGY STAR | ENERGY STAR | ENERGY STAR | ENERGY STAR | ENERGY STAR | ENERGY STAR | ENERGY STAR | ENERGY STAR | ENERGY STAR
F1_Commercial_Miscellaneous (WA)_Existing_Food Preparation_Natural Gas_Griddle_E1 | F1 | Commercial | Miscellaneous (WA) | Existing | Food Preparation | Natural Gas | Griddle | E1 | CCE | 0 | 0 | 0 | 0 | 0 | 0 | 0 | 0 | 0 | 0 | 0 | 0 | 0 | 0 | 0 | 0 | 0 | 0 | 0 | 0 | 0 | 0 | 0 | 0 | 0 | 0 | 0
F1_Commercial_Miscellaneous (WA)_Existing_Food Preparation_Natural Gas_Griddle_E2 | F1 | Commercial | Miscellaneous (WA) | Existing | Food Preparation | Natural Gas | Griddle | E2 | CCE | 0.0013897 | 0.0013897 | 0.0013897 | 0.0013897 | 0.0013897 | 0.0013897 | 0.0013897 | 0.0013897 | 0.0013897 | 0.0013897 | 0.0013897 | 0.0013897 | 0.0013897 | 0.0013897 | 0.0013897 | 0.0013897 | 0.0013897 | 0.0013897 | 0.0013897 | 0.0013897 | 0.0013897 | 0.0013897 | 0.0013897 | 0.0013897 | 0.0013897 | 0.0013897 | 0.0013897
F1_Commercial_Miscellaneous (WA)_Existing_Food Preparation_Natural Gas_Griddle_E3 | F1 | Commercial | Miscellaneous (WA) | Existing | Food Preparation | Natural Gas | Griddle | E3 | CCE | 0 | 0 | 0 | 0 | 0 | 0 | 0 | 0 | 0 | 0 | 0 | 0 | 0 | 0 | 0 | 0 | 0 | 0 | 0 | 0 | 0 | 0 | 0 | 0 | 0 | 0 | 0
F1_Commercial_Miscellaneous (WA)_Existing_Food Preparation_Natural Gas_Griddle_E4 | F1 | Commercial | Miscellaneous (WA) | Existing | Food Preparation | Natural Gas | Griddle | E4 | CCE | 0 | 0 | 0 | 0 | 0 | 0 | 0 | 0 | 0 | 0 | 0 | 0 | 0 | 0 | 0 | 0 | 0 | 0 | 0 | 0 | 0 | 0 | 0 | 0 | 0 | 0 | 0
F1_Commercial_Miscellaneous (WA)_Existing_Food Preparation_Natural Gas_Griddle_E5 | F1 | Commercial | Miscellaneous (WA) | Existing | Food Preparation | Natural Gas | Griddle | E5 | CCE | 0 | 0 | 0 | 0 | 0 | 0 | 0 | 0 | 0 | 0 | 0 | 0 | 0 | 0 | 0 | 0 | 0 | 0 | 0 | 0 | 0 | 0 | 0 | 0 | 0 | 0 | 0
F1_Commercial_Miscellaneous (WA)_Existing_Food Preparation_Natural Gas_Griddle_E6 | F1 | Commercial | Miscellaneous (WA) | Existing | Food Preparation | Natural Gas | Griddle | E6 | CCE | 0 | 0 | 0 | 0 | 0 | 0 | 0 | 0 | 0 | 0 | 0 | 0 | 0 | 0 | 0 | 0 | 0 | 0 | 0 | 0 | 0 | 0 | 0 | 0 | 0 | 0 | 0
F1_Commercial_Miscellaneous (WA)_Existing_Food Preparation_Natural Gas_Griddle_E7 | F1 | Commercial | Miscellaneous (WA) | Existing | Food Preparation | Natural Gas | Griddle | E7 | CCE | 0 | 0 | 0 | 0 | 0 | 0 | 0 | 0 | 0 | 0 | 0 | 0 | 0 | 0 | 0 | 0 | 0 | 0 | 0 | 0 | 0 | 0 | 0 | 0 | 0 | 0 | 0
F1_Commercial_Miscellaneous (WA)_Existing_Food Preparation_Natural Gas_Griddle_E8 | F1 | Commercial | Miscellaneous (WA) | Existing | Food Preparation | Natural Gas | Griddle | E8 | CCE | 0 | 0 | 0 | 0 | 0 | 0 | 0 | 0 | 0 | 0 | 0 | 0 | 0 | 0 | 0 | 0 | 0 | 0 | 0 | 0 | 0 | 0 | 0 | 0 | 0 | 0 | 0
F1_Commercial_Miscellaneous (WA)_Existing_Food Preparation_Natural Gas_Griddle_E9 | F1 | Commercial | Miscellaneous (WA) | Existing | Food Preparation | Natural Gas | Griddle | E9 | CCE | 0 | 0 | 0 | 0 | 0 | 0 | 0 | 0 | 0 | 0 | 0 | 0 | 0 | 0 | 0 | 0 | 0 | 0 | 0 | 0 | 0 | 0 | 0 | 0 | 0 | 0 | 0
F1_Commercial_Miscellaneous (WA)_Existing_Food Preparation_Natural Gas_Griddle_E10 | F1 | Commercial | Miscellaneous (WA) | Existing | Food Preparation | Natural Gas | Griddle | E10 | CCE | 0 | 0 | 0 | 0 | 0 | 0 | 0 | 0 | 0 | 0 | 0 | 0 | 0 | 0 | 0 | 0 | 0 | 0 | 0 | 0 | 0 | 0 | 0 | 0 | 0 | 0 | 0
F2_Commercial_Miscellaneous (WA)_Existing_Food Preparation_Natural Gas_Griddle_E1 | F2 | Commercial | Miscellaneous (WA) | Existing | Food Preparation | Natural Gas | Griddle | E1 | TRC BC Ratio | [24 empty] | 1 | 1 | 1 | bar: 2019 to 2042
F2_Commercial_Miscellaneous (WA)_Existing_Food Preparation_Natural Gas_Griddle_E2 | F2 | Commercial | Miscellaneous (WA) | Existing | Food Preparation | Natural Gas | Griddle | E2 | TRC BC Ratio | 2.561 | 2.6256 | 2.702 | 2.7897 | 2.8888 | 3.0093 | 3.1334 | 3.2563 | 3.3747 | 3.4946 | 3.5901 | 3.6795 | 3.7756 | 3.8696 | 3.9537 | 4.0324 | 4.103 | 4.1727 | 4.2471 | 4.3197 | 4.3943 | 4.4718 | 4.5502 | 4.631 | 4.7133 | 4.797 | 4.8823
F2_Commercial_Miscellaneous (WA)_Existing_Food Preparation_Natural Gas_Griddle_E3 | F2 | Commercial | Miscellaneous (WA) | Existing | Food Preparation | Natural Gas | Griddle | E3 | TRC BC Ratio | 0 | 0 | 0 | 0 | 0 | 0 | 0 | 0 | 0 | 0 | 0 | 0 | 0 | 0 | 0 | 0 | 0 | 0 | 0 | 0 | 0 | 0 | 0 | 0 | 0 | 0 | 0
F2_Commercial_Miscellaneous (WA)_Existing_Food Preparation_Natural Gas_Griddle_E4 | F2 | Commercial | Miscellaneous (WA) | Existing | Food Preparation | Natural Gas | Griddle | E4 | TRC BC Ratio | 0 | 0 | 0 | 0 | 0 | 0 | 0 | 0 | 0 | 0 | 0 | 0 | 0 | 0 | 0 | 0 | 0 | 0 | 0 | 0 | 0 | 0 | 0 | 0 | 0 | 0 | 0
F2_Commercial_Miscellaneous (WA)_Existing_Food Preparation_Natural Gas_Griddle_E5 | F2 | Commercial | Miscellaneous (WA) | Existing | Food Preparation | Natural Gas | Griddle | E5 | TRC BC Ratio | 0 | 0 | 0 | 0 | 0 | 0 | 0 | 0 | 0 | 0 | 0 | 0 | 0 | 0 | 0 | 0 | 0 | 0 | 0 | 0 | 0 | 0 | 0 | 0 | 0 | 0 | 0
F2_Commercial_Miscellaneous (WA)_Existing_Food Preparation_Natural Gas_Griddle_E6 | F2 | Commercial | Miscellaneous (WA) | Existing | Food Preparation | Natural Gas | Griddle | E6 | TRC BC Ratio | 0 | 0 | 0 | 0 | 0 | 0 | 0 | 0 | 0 | 0 | 0 | 0 | 0 | 0 | 0 | 0 | 0 | 0 | 0 | 0 | 0 | 0 | 0 | 0 | 0 | 0 | 0
F2_Commercial_Miscellaneous (WA)_Existing_Food Preparation_Natural Gas_Griddle_E7 | F2 | Commercial | Miscellaneous (WA) | Existing | Food Preparation | Natural Gas | Griddle | E7 | TRC BC Ratio | 0 | 0 | 0 | 0 | 0 | 0 | 0 | 0 | 0 | 0 | 0 | 0 | 0 | 0 | 0 | 0 | 0 | 0 | 0 | 0 | 0 | 0 | 0 | 0 | 0 | 0 | 0
F2_Commercial_Miscellaneous (WA)_Existing_Food Preparation_Natural Gas_Griddle_E8 | F2 | Commercial | Miscellaneous (WA) | Existing | Food Preparation | Natural Gas | Griddle | E8 | TRC BC Ratio | 0 | 0 | 0 | 0 | 0 | 0 | 0 | 0 | 0 | 0 | 0 | 0 | 0 | 0 | 0 | 0 | 0 | 0 | 0 | 0 | 0 | 0 | 0 | 0 | 0 | 0 | 0
F2_Commercial_Miscellaneous (WA)_Existing_Food Preparation_Natural Gas_Griddle_E9 | F2 | Commercial | Miscellaneous (WA) | Existing | Food Preparation | Natural Gas | Griddle | E9 | TRC BC Ratio | 0 | 0 | 0 | 0 | 0 | 0 | 0 | 0 | 0 | 0 | 0 | 0 | 0 | 0 | 0 | 0 | 0 | 0 | 0 | 0 | 0 | 0 | 0 | 0 | 0 | 0 | 0
F2_Commercial_Miscellaneous (WA)_Existing_Food Preparation_Natural Gas_Griddle_E10 | F2 | Commercial | Miscellaneous (WA) | Existing | Food Preparation | Natural Gas | Griddle | E10 | TRC BC Ratio | 0 | 0 | 0 | 0 | 0 | 0 | 0 | 0 | 0 | 0 | 0 | 0 | 0 | 0 | 0 | 0 | 0 | 0 | 0 | 0 | 0 | 0 | 0 | 0 | 0 | 0 | 0
F3_Commercial_Miscellaneous (WA)_Existing_Food Preparation_Natural Gas_Griddle_E1 | F3 | Commercial | Miscellaneous (WA) | Existing | Food Preparation | Natural Gas | Griddle | E1 | PACT BC Ratio | [24 empty] | 1 | 1 | 1 | bar: 2019 to 2042
F3_Commercial_Miscellaneous (WA)_Existing_Food Preparation_Natural Gas_Griddle_E2 | F3 | Commercial | Miscellaneous (WA) | Existing | Food Preparation | Natural Gas | Griddle | E2 | PACT BC Ratio | 5.1614 | 5.2915 | 5.4456 | 5.6222 | 5.8219 | 6.0649 | 6.315 | 6.5627 | 6.8012 | 7.0429 | 7.2353 | 7.4155 | 7.6092 | 7.7987 | 7.9682 | 8.1268 | 8.269 | 8.4095 | 8.5595 | 8.7058 | 8.8561 | 9.0124 | 9.1703 | 9.3332 | 9.499 | 9.6678 | 9.8396
F3_Commercial_Miscellaneous (WA)_Existing_Food Preparation_Natural Gas_Griddle_E3 | F3 | Commercial | Miscellaneous (WA) | Existing | Food Preparation | Natural Gas | Griddle | E3 | PACT BC Ratio | 0 | 0 | 0 | 0 | 0 | 0 | 0 | 0 | 0 | 0 | 0 | 0 | 0 | 0 | 0 | 0 | 0 | 0 | 0 | 0 | 0 | 0 | 0 | 0 | 0 | 0 | 0
F3_Commercial_Miscellaneous (WA)_Existing_Food Preparation_Natural Gas_Griddle_E4 | F3 | Commercial | Miscellaneous (WA) | Existing | Food Preparation | Natural Gas | Griddle | E4 | PACT BC Ratio | 0 | 0 | 0 | 0 | 0 | 0 | 0 | 0 | 0 | 0 | 0 | 0 | 0 | 0 | 0 | 0 | 0 | 0 | 0 | 0 | 0 | 0 | 0 | 0 | 0 | 0 | 0
F3_Commercial_Miscellaneous (WA)_Existing_Food Preparation_Natural Gas_Griddle_E5 | F3 | Commercial | Miscellaneous (WA) | Existing | Food Preparation | Natural Gas | Griddle | E5 | PACT BC Ratio | 0 | 0 | 0 | 0 | 0 | 0 | 0 | 0 | 0 | 0 | 0 | 0 | 0 | 0 | 0 | 0 | 0 | 0 | 0 | 0 | 0 | 0 | 0 | 0 | 0 | 0 | 0
F3_Commercial_Miscellaneous (WA)_Existing_Food Preparation_Natural Gas_Griddle_E6 | F3 | Commercial | Miscellaneous (WA) | Existing | Food Preparation | Natural Gas | Griddle | E6 | PACT BC Ratio | 0 | 0 | 0 | 0 | 0 | 0 | 0 | 0 | 0 | 0 | 0 | 0 | 0 | 0 | 0 | 0 | 0 | 0 | 0 | 0 | 0 | 0 | 0 | 0 | 0 | 0 | 0
F3_Commercial_Miscellaneous (WA)_Existing_Food Preparation_Natural Gas_Griddle_E7 | F3 | Commercial | Miscellaneous (WA) | Existing | Food Preparation | Natural Gas | Griddle | E7 | PACT BC Ratio | 0 | 0 | 0 | 0 | 0 | 0 | 0 | 0 | 0 | 0 | 0 | 0 | 0 | 0 | 0 | 0 | 0 | 0 | 0 | 0 | 0 | 0 | 0 | 0 | 0 | 0 | 0
F3_Commercial_Miscellaneous (WA)_Existing_Food Preparation_Natural Gas_Griddle_E8 | F3 | Commercial | Miscellaneous (WA) | Existing | Food Preparation | Natural Gas | Griddle | E8 | PACT BC Ratio | 0 | 0 | 0 | 0 | 0 | 0 | 0 | 0 | 0 | 0 | 0 | 0 | 0 | 0 | 0 | 0 | 0 | 0 | 0 | 0 | 0 | 0 | 0 | 0 | 0 | 0 | 0
F3_Commercial_Miscellaneous (WA)_Existing_Food Preparation_Natural Gas_Griddle_E9 | F3 | Commercial | Miscellaneous (WA) | Existing | Food Preparation | Natural Gas | Griddle | E9 | PACT BC Ratio | 0 | 0 | 0 | 0 | 0 | 0 | 0 | 0 | 0 | 0 | 0 | 0 | 0 | 0 | 0 | 0 | 0 | 0 | 0 | 0 | 0 | 0 | 0 | 0 | 0 | 0 | 0
F3_Commercial_Miscellaneous (WA)_Existing_Food Preparation_Natural Gas_Griddle_E10 | F3 | Commercial | Miscellaneous (WA) | Existing | Food Preparation | Natural Gas | Griddle | E10 | PACT BC Ratio | 0 | 0 | 0 | 0 | 0 | 0 | 0 | 0 | 0 | 0 | 0 | 0 | 0 | 0 | 0 | 0 | 0 | 0 | 0 | 0 | 0 | 0 | 0 | 0 | 0 | 0 | 0
F4_Commercial_Miscellaneous (WA)_Existing_Food Preparation_Natural Gas_Griddle_E1 | F4 | Commercial | Miscellaneous (WA) | Existing | Food Preparation | Natural Gas | Griddle | E1 | RVT BC Ratio | [24 empty] | 1 | 1 | 1 | bar: 2019 to 2042
F4_Commercial_Miscellaneous (WA)_Existing_Food Preparation_Natural Gas_Griddle_E2 | F4 | Commercial | Miscellaneous (WA) | Existing | Food Preparation | Natural Gas | Griddle | E2 | RVT BC Ratio | 4.0151 | 4.0834 | 4.1637 | 4.2573 | 4.3644 | 4.4982 | 4.6324 | 4.7597 | 4.875 | 4.9868 | 5.1026 | 5.2079 | 5.319 | 5.4241 | 5.5145 | 5.5961 | 5.6651 | 5.731 | 5.8011 | 5.8666 | 5.9322 | 6.0299 | 6.1287 | 6.2305 | 6.3342 | 6.4397 | 6.5471
F4_Commercial_Miscellaneous (WA)_Existing_Food Preparation_Natural Gas_Griddle_E3 | F4 | Commercial | Miscellaneous (WA) | Existing | Food Preparation | Natural Gas | Griddle | E3 | RVT BC Ratio | 0 | 0 | 0 | 0 | 0 | 0 | 0 | 0 | 0 | 0 | 0 | 0 | 0 | 0 | 0 | 0 | 0 | 0 | 0 | 0 | 0 | 0 | 0 | 0 | 0 | 0 | 0
F4_Commercial_Miscellaneous (WA)_Existing_Food Preparation_Natural Gas_Griddle_E4 | F4 | Commercial | Miscellaneous (WA) | Existing | Food Preparation | Natural Gas | Griddle | E4 | RVT BC Ratio | 0 | 0 | 0 | 0 | 0 | 0 | 0 | 0 | 0 | 0 | 0 | 0 | 0 | 0 | 0 | 0 | 0 | 0 | 0 | 0 | 0 | 0 | 0 | 0 | 0 | 0 | 0
F4_Commercial_Miscellaneous (WA)_Existing_Food Preparation_Natural Gas_Griddle_E5 | F4 | Commercial | Miscellaneous (WA) | Existing | Food Preparation | Natural Gas | Griddle | E5 | RVT BC Ratio | 0 | 0 | 0 | 0 | 0 | 0 | 0 | 0 | 0 | 0 | 0 | 0 | 0 | 0 | 0 | 0 | 0 | 0 | 0 | 0 | 0 | 0 | 0 | 0 | 0 | 0 | 0
F4_Commercial_Miscellaneous (WA)_Existing_Food Preparation_Natural Gas_Griddle_E6 | F4 | Commercial | Miscellaneous (WA) | Existing | Food Preparation | Natural Gas | Griddle | E6 | RVT BC Ratio | 0 | 0 | 0 | 0 | 0 | 0 | 0 | 0 | 0 | 0 | 0 | 0 | 0 | 0 | 0 | 0 | 0 | 0 | 0 | 0 | 0 | 0 | 0 | 0 | 0 | 0 | 0
F4_Commercial_Miscellaneous (WA)_Existing_Food Preparation_Natural Gas_Griddle_E7 | F4 | Commercial | Miscellaneous (WA) | Existing | Food Preparation | Natural Gas | Griddle | E7 | RVT BC Ratio | 0 | 0 | 0 | 0 | 0 | 0 | 0 | 0 | 0 | 0 | 0 | 0 | 0 | 0 | 0 | 0 | 0 | 0 | 0 | 0 | 0 | 0 | 0 | 0 | 0 | 0 | 0
F4_Commercial_Miscellaneous (WA)_Existing_Food Preparation_Natural Gas_Griddle_E8 | F4 | Commercial | Miscellaneous (WA) | Existing | Food Preparation | Natural Gas | Griddle | E8 | RVT BC Ratio | 0 | 0 | 0 | 0 | 0 | 0 | 0 | 0 | 0 | 0 | 0 | 0 | 0 | 0 | 0 | 0 | 0 | 0 | 0 | 0 | 0 | 0 | 0 | 0 | 0 | 0 | 0
F4_Commercial_Miscellaneous (WA)_Existing_Food Preparation_Natural Gas_Griddle_E9 | F4 | Commercial | Miscellaneous (WA) | Existing | Food Preparation | Natural Gas | Griddle | E9 | RVT BC Ratio | 0 | 0 | 0 | 0 | 0 | 0 | 0 | 0 | 0 | 0 | 0 | 0 | 0 | 0 | 0 | 0 | 0 | 0 | 0 | 0 | 0 | 0 | 0 | 0 | 0 | 0 | 0
F4_Commercial_Miscellaneous (WA)_Existing_Food Preparation_Natural Gas_Griddle_E10 | F4 | Commercial | Miscellaneous (WA) | Existing | Food Preparation | Natural Gas | Griddle | E10 | RVT BC Ratio | 0 | 0 | 0 | 0 | 0 | 0 | 0 | 0 | 0 | 0 | 0 | 0 | 0 | 0 | 0 | 0 | 0 | 0 | 0 | 0 | 0 | 0 | 0 | 0 | 0 | 0 | 0
F5_Commercial_Miscellaneous (WA)_Existing_Food Preparation_Natural Gas_Griddle_E1 | F5 | Commercial | Miscellaneous (WA) | Existing | Food Preparation | Natural Gas | Griddle | E1 | RIM BC Ratio | [24 empty] | 1 | 1 | 1 | bar: 2019 to 2042
F5_Commercial_Miscellaneous (WA)_Existing_Food Preparation_Natural Gas_Griddle_E2 | F5 | Commercial | Miscellaneous (WA) | Existing | Food Preparation | Natural Gas | Griddle | E2 | RIM BC Ratio | 0.72911 | 0.73555 | 0.74305 | 0.75104 | 0.75946 | 0.76863 | 0.77811 | 0.78786 | 0.79794 | 0.8085 | 0.81245 | 0.81648 | 0.82093 | 0.82566 | 0.83026 | 0.83486 | 0.83948 | 0.84424 | 0.84927 | 0.85446 | 0.85991 | 0.86136 | 0.86278 | 0.8642 | 0.8656 | 0.86697 | 0.86833
F5_Commercial_Miscellaneous (WA)_Existing_Food Preparation_Natural Gas_Griddle_E3 | F5 | Commercial | Miscellaneous (WA) | Existing | Food Preparation | Natural Gas | Griddle | E3 | RIM BC Ratio | 0 | 0 | 0 | 0 | 0 | 0 | 0 | 0 | 0 | 0 | 0 | 0 | 0 | 0 | 0 | 0 | 0 | 0 | 0 | 0 | 0 | 0 | 0 | 0 | 0 | 0 | 0
F5_Commercial_Miscellaneous (WA)_Existing_Food Preparation_Natural Gas_Griddle_E4 | F5 | Commercial | Miscellaneous (WA) | Existing | Food Preparation | Natural Gas | Griddle | E4 | RIM BC Ratio | 0 | 0 | 0 | 0 | 0 | 0 | 0 | 0 | 0 | 0 | 0 | 0 | 0 | 0 | 0 | 0 | 0 | 0 | 0 | 0 | 0 | 0 | 0 | 0 | 0 | 0 | 0
F5_Commercial_Miscellaneous (WA)_Existing_Food Preparation_Natural Gas_Griddle_E5 | F5 | Commercial | Miscellaneous (WA) | Existing | Food Preparation | Natural Gas | Griddle | E5 | RIM BC Ratio | 0 | 0 | 0 | 0 | 0 | 0 | 0 | 0 | 0 | 0 | 0 | 0 | 0 | 0 | 0 | 0 | 0 | 0 | 0 | 0 | 0 | 0 | 0 | 0 | 0 | 0 | 0
F5_Commercial_Miscellaneous (WA)_Existing_Food Preparation_Natural Gas_Griddle_E6 | F5 | Commercial | Miscellaneous (WA) | Existing | Food Preparation | Natural Gas | Griddle | E6 | RIM BC Ratio | 0 | 0 | 0 | 0 | 0 | 0 | 0 | 0 | 0 | 0 | 0 | 0 | 0 | 0 | 0 | 0 | 0 | 0 | 0 | 0 | 0 | 0 | 0 | 0 | 0 | 0 | 0
F5_Commercial_Miscellaneous (WA)_Existing_Food Preparation_Natural Gas_Griddle_E7 | F5 | Commercial | Miscellaneous (WA) | Existing | Food Preparation | Natural Gas | Griddle | E7 | RIM BC Ratio | 0 | 0 | 0 | 0 | 0 | 0 | 0 | 0 | 0 | 0 | 0 | 0 | 0 | 0 | 0 | 0 | 0 | 0 | 0 | 0 | 0 | 0 | 0 | 0 | 0 | 0 | 0
F5_Commercial_Miscellaneous (WA)_Existing_Food Preparation_Natural Gas_Griddle_E8 | F5 | Commercial | Miscellaneous (WA) | Existing | Food Preparation | Natural Gas | Griddle | E8 | RIM BC Ratio | 0 | 0 | 0 | 0 | 0 | 0 | 0 | 0 | 0 | 0 | 0 | 0 | 0 | 0 | 0 | 0 | 0 | 0 | 0 | 0 | 0 | 0 | 0 | 0 | 0 | 0 | 0
F5_Commercial_Miscellaneous (WA)_Existing_Food Preparation_Natural Gas_Griddle_E9 | F5 | Commercial | Miscellaneous (WA) | Existing | Food Preparation | Natural Gas | Griddle | E9 | RIM BC Ratio | 0 | 0 | 0 | 0 | 0 | 0 | 0 | 0 | 0 | 0 | 0 | 0 | 0 | 0 | 0 | 0 | 0 | 0 | 0 | 0 | 0 | 0 | 0 | 0 | 0 | 0 | 0
F5_Commercial_Miscellaneous (WA)_Existing_Food Preparation_Natural Gas_Griddle_E10 | F5 | Commercial | Miscellaneous (WA) | Existing | Food Preparation | Natural Gas | Griddle | E10 | RIM BC Ratio | 0 | 0 | 0 | 0 | 0 | 0 | 0 | 0 | 0 | 0 | 0 | 0 | 0 | 0 | 0 | 0 | 0 | 0 | 0 | 0 | 0 | 0 | 0 | 0 | 0 | 0 | 0
F0_Commercial_Miscellaneous (WA)_Existing_Food Preparation_Natural Gas_Range_E0 | F0 | Commercial | Miscellaneous (WA) | Existing | Food Preparation | Natural Gas | Range | E0 | Economic Unit | High Efficiency | High Efficiency | High Efficiency | High Efficiency | High Efficiency | High Efficiency | High Efficiency | High Efficiency | High Efficiency | High Efficiency | High Efficiency | High Efficiency | High Efficiency | High Efficiency | High Efficiency | High Efficiency | High Efficiency | High Efficiency | High Efficiency | High Efficiency | High Efficiency | High Efficiency | High Efficiency | High Efficiency | High Efficiency | High Efficiency | High Efficiency
F1_Commercial_Miscellaneous (WA)_Existing_Food Preparation_Natural Gas_Range_E1 | F1 | Commercial | Miscellaneous (WA) | Existing | Food Preparation | Natural Gas | Range | E1 | CCE | 0 | 0 | 0 | 0 | 0 | 0 | 0 | 0 | 0 | 0 | 0 | 0 | 0 | 0 | 0 | 0 | 0 | 0 | 0 | 0 | 0 | 0 | 0 | 0 | 0 | 0 | 0
F1_Commercial_Miscellaneous (WA)_Existing_Food Preparation_Natural Gas_Range_E2 | F1 | Commercial | Miscellaneous (WA) | Existing | Food Preparation | Natural Gas | Range | E2 | CCE | 0.00041427 | 0.00041427 | 0.00041427 | 0.00041427 | 0.00041427 | 0.00041427 | 0.00041427 | 0.00041427 | 0.00041427 | 0.00041427 | 0.00041427 | 0.00041427 | 0.00041427 | 0.00041427 | 0.00041427 | 0.00041427 | 0.00041427 | 0.00041427 | 0.00041427 | 0.00041427 | 0.00041427 | 0.00041427 | 0.00041427 | 0.00041427 | 0.00041427 | 0.00041427 | 0.00041427
F1_Commercial_Miscellaneous (WA)_Existing_Food Preparation_Natural Gas_Range_E3 | F1 | Commercial | Miscellaneous (WA) | Existing | Food Preparation | Natural Gas | Range | E3 | CCE | 0 | 0 | 0 | 0 | 0 | 0 | 0 | 0 | 0 | 0 | 0 | 0 | 0 | 0 | 0 | 0 | 0 | 0 | 0 | 0 | 0 | 0 | 0 | 0 | 0 | 0 | 0
F1_Commercial_Miscellaneous (WA)_Existing_Food Preparation_Natural Gas_Range_E4 | F1 | Commercial | Miscellaneous (WA) | Existing | Food Preparation | Natural Gas | Range | E4 | CCE | 0 | 0 | 0 | 0 | 0 | 0 | 0 | 0 | 0 | 0 | 0 | 0 | 0 | 0 | 0 | 0 | 0 | 0 | 0 | 0 | 0 | 0 | 0 | 0 | 0 | 0 | 0
F1_Commercial_Miscellaneous (WA)_Existing_Food Preparation_Natural Gas_Range_E5 | F1 | Commercial | Miscellaneous (WA) | Existing | Food Preparation | Natural Gas | Range | E5 | CCE | 0 | 0 | 0 | 0 | 0 | 0 | 0 | 0 | 0 | 0 | 0 | 0 | 0 | 0 | 0 | 0 | 0 | 0 | 0 | 0 | 0 | 0 | 0 | 0 | 0 | 0 | 0
F1_Commercial_Miscellaneous (WA)_Existing_Food Preparation_Natural Gas_Range_E6 | F1 | Commercial | Miscellaneous (WA) | Existing | Food Preparation | Natural Gas | Range | E6 | CCE | 0 | 0 | 0 | 0 | 0 | 0 | 0 | 0 | 0 | 0 | 0 | 0 | 0 | 0 | 0 | 0 | 0 | 0 | 0 | 0 | 0 | 0 | 0 | 0 | 0 | 0 | 0
F1_Commercial_Miscellaneous (WA)_Existing_Food Preparation_Natural Gas_Range_E7 | F1 | Commercial | Miscellaneous (WA) | Existing | Food Preparation | Natural Gas | Range | E7 | CCE | 0 | 0 | 0 | 0 | 0 | 0 | 0 | 0 | 0 | 0 | 0 | 0 | 0 | 0 | 0 | 0 | 0 | 0 | 0 | 0 | 0 | 0 | 0 | 0 | 0 | 0 | 0
F1_Commercial_Miscellaneous (WA)_Existing_Food Preparation_Natural Gas_Range_E8 | F1 | Commercial | Miscellaneous (WA) | Existing | Food Preparation | Natural Gas | Range | E8 | CCE | 0 | 0 | 0 | 0 | 0 | 0 | 0 | 0 | 0 | 0 | 0 | 0 | 0 | 0 | 0 | 0 | 0 | 0 | 0 | 0 | 0 | 0 | 0 | 0 | 0 | 0 | 0
F1_Commercial_Miscellaneous (WA)_Existing_Food Preparation_Natural Gas_Range_E9 | F1 | Commercial | Miscellaneous (WA) | Existing | Food Preparation | Natural Gas | Range | E9 | CCE | 0 | 0 | 0 | 0 | 0 | 0 | 0 | 0 | 0 | 0 | 0 | 0 | 0 | 0 | 0 | 0 | 0 | 0 | 0 | 0 | 0 | 0 | 0 | 0 | 0 | 0 | 0
F1_Commercial_Miscellaneous (WA)_Existing_Food Preparation_Natural Gas_Range_E10 | F1 | Commercial | Miscellaneous (WA) | Existing | Food Preparation | Natural Gas | Range | E10 | CCE | 0 | 0 | 0 | 0 | 0 | 0 | 0 | 0 | 0 | 0 | 0 | 0 | 0 | 0 | 0 | 0 | 0 | 0 | 0 | 0 | 0 | 0 | 0 | 0 | 0 | 0 | 0
F2_Commercial_Miscellaneous (WA)_Existing_Food Preparation_Natural Gas_Range_E1 | F2 | Commercial | Miscellaneous (WA) | Existing | Food Preparation | Natural Gas | Range | E1 | TRC BC Ratio | [24 empty] | 1 | 1 | 1 | bar: 2019 to 2042
F2_Commercial_Miscellaneous (WA)_Existing_Food Preparation_Natural Gas_Range_E2 | F2 | Commercial | Miscellaneous (WA) | Existing | Food Preparation | Natural Gas | Range | E2 | TRC BC Ratio | 8.3716 | 8.5649 | 8.808 | 9.0948 | 9.4283 | 9.8489 | 10.287 | 10.7238 | 11.1451 | 11.5722 | 11.9055 | 12.2156 | 12.5499 | 12.8756 | 13.1628 | 13.4288 | 13.6633 | 13.8938 | 14.1418 | 14.3822 | 14.6295 | 14.8874 | 15.1478 | 15.4169 | 15.6908 | 15.9696 | 16.2533
F2_Commercial_Miscellaneous (WA)_Existing_Food Preparation_Natural Gas_Range_E3 | F2 | Commercial | Miscellaneous (WA) | Existing | Food Preparation | Natural Gas | Range | E3 | TRC BC Ratio | 0 | 0 | 0 | 0 | 0 | 0 | 0 | 0 | 0 | 0 | 0 | 0 | 0 | 0 | 0 | 0 | 0 | 0 | 0 | 0 | 0 | 0 | 0 | 0 | 0 | 0 | 0
F2_Commercial_Miscellaneous (WA)_Existing_Food Preparation_Natural Gas_Range_E4 | F2 | Commercial | Miscellaneous (WA) | Existing | Food Preparation | Natural Gas | Range | E4 | TRC BC Ratio | 0 | 0 | 0 | 0 | 0 | 0 | 0 | 0 | 0 | 0 | 0 | 0 | 0 | 0 | 0 | 0 | 0 | 0 | 0 | 0 | 0 | 0 | 0 | 0 | 0 | 0 | 0
F2_Commercial_Miscellaneous (WA)_Existing_Food Preparation_Natural Gas_Range_E5 | F2 | Commercial | Miscellaneous (WA) | Existing | Food Preparation | Natural Gas | Range | E5 | TRC BC Ratio | 0 | 0 | 0 | 0 | 0 | 0 | 0 | 0 | 0 | 0 | 0 | 0 | 0 | 0 | 0 | 0 | 0 | 0 | 0 | 0 | 0 | 0 | 0 | 0 | 0 | 0 | 0
F2_Commercial_Miscellaneous (WA)_Existing_Food Preparation_Natural Gas_Range_E6 | F2 | Commercial | Miscellaneous (WA) | Existing | Food Preparation | Natural Gas | Range | E6 | TRC BC Ratio | 0 | 0 | 0 | 0 | 0 | 0 | 0 | 0 | 0 | 0 | 0 | 0 | 0 | 0 | 0 | 0 | 0 | 0 | 0 | 0 | 0 | 0 | 0 | 0 | 0 | 0 | 0
F2_Commercial_Miscellaneous (WA)_Existing_Food Preparation_Natural Gas_Range_E7 | F2 | Commercial | Miscellaneous (WA) | Existing | Food Preparation | Natural Gas | Range | E7 | TRC BC Ratio | 0 | 0 | 0 | 0 | 0 | 0 | 0 | 0 | 0 | 0 | 0 | 0 | 0 | 0 | 0 | 0 | 0 | 0 | 0 | 0 | 0 | 0 | 0 | 0 | 0 | 0 | 0
F2_Commercial_Miscellaneous (WA)_Existing_Food Preparation_Natural Gas_Range_E8 | F2 | Commercial | Miscellaneous (WA) | Existing | Food Preparation | Natural Gas | Range | E8 | TRC BC Ratio | 0 | 0 | 0 | 0 | 0 | 0 | 0 | 0 | 0 | 0 | 0 | 0 | 0 | 0 | 0 | 0 | 0 | 0 | 0 | 0 | 0 | 0 | 0 | 0 | 0 | 0 | 0
F2_Commercial_Miscellaneous (WA)_Existing_Food Preparation_Natural Gas_Range_E9 | F2 | Commercial | Miscellaneous (WA) | Existing | Food Preparation | Natural Gas | Range | E9 | TRC BC Ratio | 0 | 0 | 0 | 0 | 0 | 0 | 0 | 0 | 0 | 0 | 0 | 0 | 0 | 0 | 0 | 0 | 0 | 0 | 0 | 0 | 0 | 0 | 0 | 0 | 0 | 0 | 0
F2_Commercial_Miscellaneous (WA)_Existing_Food Preparation_Natural Gas_Range_E10 | F2 | Commercial | Miscellaneous (WA) | Existing | Food Preparation | Natural Gas | Range | E10 | TRC BC Ratio | 0 | 0 | 0 | 0 | 0 | 0 | 0 | 0 | 0 | 0 | 0 | 0 | 0 | 0 | 0 | 0 | 0 | 0 | 0 | 0 | 0 | 0 | 0 | 0 | 0 | 0 | 0
F3_Commercial_Miscellaneous (WA)_Existing_Food Preparation_Natural Gas_Range_E1 | F3 | Commercial | Miscellaneous (WA) | Existing | Food Preparation | Natural Gas | Range | E1 | PACT BC Ratio | [24 empty] | 1 | 1 | 1 | bar: 2019 to 2042
F3_Commercial_Miscellaneous (WA)_Existing_Food Preparation_Natural Gas_Range_E2 | F3 | Commercial | Miscellaneous (WA) | Existing | Food Preparation | Natural Gas | Range | E2 | PACT BC Ratio | 16.8718 | 17.2613 | 17.7513 | 18.3293 | 19.0014 | 19.849 | 20.732 | 21.6123 | 22.4614 | 23.3222 | 23.994 | 24.6189 | 25.2927 | 25.949 | 26.5279 | 27.0639 | 27.5365 | 28.0012 | 28.5009 | 28.9854 | 29.4838 | 30.0036 | 30.5284 | 31.0707 | 31.6227 | 32.1845 | 32.7563
F3_Commercial_Miscellaneous (WA)_Existing_Food Preparation_Natural Gas_Range_E3 | F3 | Commercial | Miscellaneous (WA) | Existing | Food Preparation | Natural Gas | Range | E3 | PACT BC Ratio | 0 | 0 | 0 | 0 | 0 | 0 | 0 | 0 | 0 | 0 | 0 | 0 | 0 | 0 | 0 | 0 | 0 | 0 | 0 | 0 | 0 | 0 | 0 | 0 | 0 | 0 | 0
F3_Commercial_Miscellaneous (WA)_Existing_Food Preparation_Natural Gas_Range_E4 | F3 | Commercial | Miscellaneous (WA) | Existing | Food Preparation | Natural Gas | Range | E4 | PACT BC Ratio | 0 | 0 | 0 | 0 | 0 | 0 | 0 | 0 | 0 | 0 | 0 | 0 | 0 | 0 | 0 | 0 | 0 | 0 | 0 | 0 | 0 | 0 | 0 | 0 | 0 | 0 | 0
F3_Commercial_Miscellaneous (WA)_Existing_Food Preparation_Natural Gas_Range_E5 | F3 | Commercial | Miscellaneous (WA) | Existing | Food Preparation | Natural Gas | Range | E5 | PACT BC Ratio | 0 | 0 | 0 | 0 | 0 | 0 | 0 | 0 | 0 | 0 | 0 | 0 | 0 | 0 | 0 | 0 | 0 | 0 | 0 | 0 | 0 | 0 | 0 | 0 | 0 | 0 | 0
F3_Commercial_Miscellaneous (WA)_Existing_Food Preparation_Natural Gas_Range_E6 | F3 | Commercial | Miscellaneous (WA) | Existing | Food Preparation | Natural Gas | Range | E6 | PACT BC Ratio | 0 | 0 | 0 | 0 | 0 | 0 | 0 | 0 | 0 | 0 | 0 | 0 | 0 | 0 | 0 | 0 | 0 | 0 | 0 | 0 | 0 | 0 | 0 | 0 | 0 | 0 | 0
F3_Commercial_Miscellaneous (WA)_Existing_Food Preparation_Natural Gas_Range_E7 | F3 | Commercial | Miscellaneous (WA) | Existing | Food Preparation | Natural Gas | Range | E7 | PACT BC Ratio | 0 | 0 | 0 | 0 | 0 | 0 | 0 | 0 | 0 | 0 | 0 | 0 | 0 | 0 | 0 | 0 | 0 | 0 | 0 | 0 | 0 | 0 | 0 | 0 | 0 | 0 | 0
F3_Commercial_Miscellaneous (WA)_Existing_Food Preparation_Natural Gas_Range_E8 | F3 | Commercial | Miscellaneous (WA) | Existing | Food Preparation | Natural Gas | Range | E8 | PACT BC Ratio | 0 | 0 | 0 | 0 | 0 | 0 | 0 | 0 | 0 | 0 | 0 | 0 | 0 | 0 | 0 | 0 | 0 | 0 | 0 | 0 | 0 | 0 | 0 | 0 | 0 | 0 | 0
F3_Commercial_Miscellaneous (WA)_Existing_Food Preparation_Natural Gas_Range_E9 | F3 | Commercial | Miscellaneous (WA) | Existing | Food Preparation | Natural Gas | Range | E9 | PACT BC Ratio | 0 | 0 | 0 | 0 | 0 | 0 | 0 | 0 | 0 | 0 | 0 | 0 | 0 | 0 | 0 | 0 | 0 | 0 | 0 | 0 | 0 | 0 | 0 | 0 | 0 | 0 | 0
F3_Commercial_Miscellaneous (WA)_Existing_Food Preparation_Natural Gas_Range_E10 | F3 | Commercial | Miscellaneous (WA) | Existing | Food Preparation | Natural Gas | Range | E10 | PACT BC Ratio | 0 | 0 | 0 | 0 | 0 | 0 | 0 | 0 | 0 | 0 | 0 | 0 | 0 | 0 | 0 | 0 | 0 | 0 | 0 | 0 | 0 | 0 | 0 | 0 | 0 | 0 | 0
F4_Commercial_Miscellaneous (WA)_Existing_Food Preparation_Natural Gas_Range_E1 | F4 | Commercial | Miscellaneous (WA) | Existing | Food Preparation | Natural Gas | Range | E1 | RVT BC Ratio | [24 empty] | 1 | 1 | 1 | bar: 2019 to 2042
F4_Commercial_Miscellaneous (WA)_Existing_Food Preparation_Natural Gas_Range_E2 | F4 | Commercial | Miscellaneous (WA) | Existing | Food Preparation | Natural Gas | Range | E2 | RVT BC Ratio | 12.3459 | 12.5448 | 12.7872 | 13.0818 | 13.4323 | 13.8956 | 14.3709 | 14.8307 | 15.2539 | 15.6603 | 16.0778 | 16.4507 | 16.8397 | 17.1992 | 17.502 | 17.7703 | 17.9904 | 18.1978 | 18.4203 | 18.6244 | 18.8286 | 19.1536 | 19.4817 | 19.8208 | 20.1659 | 20.5171 | 20.8746
F4_Commercial_Miscellaneous (WA)_Existing_Food Preparation_Natural Gas_Range_E3 | F4 | Commercial | Miscellaneous (WA) | Existing | Food Preparation | Natural Gas | Range | E3 | RVT BC Ratio | 0 | 0 | 0 | 0 | 0 | 0 | 0 | 0 | 0 | 0 | 0 | 0 | 0 | 0 | 0 | 0 | 0 | 0 | 0 | 0 | 0 | 0 | 0 | 0 | 0 | 0 | 0
F4_Commercial_Miscellaneous (WA)_Existing_Food Preparation_Natural Gas_Range_E4 | F4 | Commercial | Miscellaneous (WA) | Existing | Food Preparation | Natural Gas | Range | E4 | RVT BC Ratio | 0 | 0 | 0 | 0 | 0 | 0 | 0 | 0 | 0 | 0 | 0 | 0 | 0 | 0 | 0 | 0 | 0 | 0 | 0 | 0 | 0 | 0 | 0 | 0 | 0 | 0 | 0
F4_Commercial_Miscellaneous (WA)_Existing_Food Preparation_Natural Gas_Range_E5 | F4 | Commercial | Miscellaneous (WA) | Existing | Food Preparation | Natural Gas | Range | E5 | RVT BC Ratio | 0 | 0 | 0 | 0 | 0 | 0 | 0 | 0 | 0 | 0 | 0 | 0 | 0 | 0 | 0 | 0 | 0 | 0 | 0 | 0 | 0 | 0 | 0 | 0 | 0 | 0 | 0
F4_Commercial_Miscellaneous (WA)_Existing_Food Preparation_Natural Gas_Range_E6 | F4 | Commercial | Miscellaneous (WA) | Existing | Food Preparation | Natural Gas | Range | E6 | RVT BC Ratio | 0 | 0 | 0 | 0 | 0 | 0 | 0 | 0 | 0 | 0 | 0 | 0 | 0 | 0 | 0 | 0 | 0 | 0 | 0 | 0 | 0 | 0 | 0 | 0 | 0 | 0 | 0
F4_Commercial_Miscellaneous (WA)_Existing_Food Preparation_Natural Gas_Range_E7 | F4 | Commercial | Miscellaneous (WA) | Existing | Food Preparation | Natural Gas | Range | E7 | RVT BC Ratio | 0 | 0 | 0 | 0 | 0 | 0 | 0 | 0 | 0 | 0 | 0 | 0 | 0 | 0 | 0 | 0 | 0 | 0 | 0 | 0 | 0 | 0 | 0 | 0 | 0 | 0 | 0
F4_Commercial_Miscellaneous (WA)_Existing_Food Preparation_Natural Gas_Range_E8 | F4 | Commercial | Miscellaneous (WA) | Existing | Food Preparation | Natural Gas | Range | E8 | RVT BC Ratio | 0 | 0 | 0 | 0 | 0 | 0 | 0 | 0 | 0 | 0 | 0 | 0 | 0 | 0 | 0 | 0 | 0 | 0 | 0 | 0 | 0 | 0 | 0 | 0 | 0 | 0 | 0
F4_Commercial_Miscellaneous (WA)_Existing_Food Preparation_Natural Gas_Range_E9 | F4 | Commercial | Miscellaneous (WA) | Existing | Food Preparation | Natural Gas | Range | E9 | RVT BC Ratio | 0 | 0 | 0 | 0 | 0 | 0 | 0 | 0 | 0 | 0 | 0 | 0 | 0 | 0 | 0 | 0 | 0 | 0 | 0 | 0 | 0 | 0 | 0 | 0 | 0 | 0 | 0
F4_Commercial_Miscellaneous (WA)_Existing_Food Preparation_Natural Gas_Range_E10 | F4 | Commercial | Miscellaneous (WA) | Existing | Food Preparation | Natural Gas | Range | E10 | RVT BC Ratio | 0 | 0 | 0 | 0 | 0 | 0 | 0 | 0 | 0 | 0 | 0 | 0 | 0 | 0 | 0 | 0 | 0 | 0 | 0 | 0 | 0 | 0 | 0 | 0 | 0 | 0 | 0
F5_Commercial_Miscellaneous (WA)_Existing_Food Preparation_Natural Gas_Range_E1 | F5 | Commercial | Miscellaneous (WA) | Existing | Food Preparation | Natural Gas | Range | E1 | RIM BC Ratio | [24 empty] | 1 | 1 | 1 | bar: 2019 to 2042
F5_Commercial_Miscellaneous (WA)_Existing_Food Preparation_Natural Gas_Range_E2 | F5 | Commercial | Miscellaneous (WA) | Existing | Food Preparation | Natural Gas | Range | E2 | RIM BC Ratio | 0.80074 | 0.80644 | 0.81385 | 0.8217 | 0.82993 | 0.83846 | 0.84719 | 0.85615 | 0.86542 | 0.87556 | 0.87768 | 0.88037 | 0.88382 | 0.88802 | 0.8923 | 0.89673 | 0.90136 | 0.90623 | 0.91138 | 0.91682 | 0.92258 | 0.92308 | 0.92357 | 0.92406 | 0.92454 | 0.92501 | 0.92547
F5_Commercial_Miscellaneous (WA)_Existing_Food Preparation_Natural Gas_Range_E3 | F5 | Commercial | Miscellaneous (WA) | Existing | Food Preparation | Natural Gas | Range | E3 | RIM BC Ratio | 0 | 0 | 0 | 0 | 0 | 0 | 0 | 0 | 0 | 0 | 0 | 0 | 0 | 0 | 0 | 0 | 0 | 0 | 0 | 0 | 0 | 0 | 0 | 0 | 0 | 0 | 0
F5_Commercial_Miscellaneous (WA)_Existing_Food Preparation_Natural Gas_Range_E4 | F5 | Commercial | Miscellaneous (WA) | Existing | Food Preparation | Natural Gas | Range | E4 | RIM BC Ratio | 0 | 0 | 0 | 0 | 0 | 0 | 0 | 0 | 0 | 0 | 0 | 0 | 0 | 0 | 0 | 0 | 0 | 0 | 0 | 0 | 0 | 0 | 0 | 0 | 0 | 0 | 0
F5_Commercial_Miscellaneous (WA)_Existing_Food Preparation_Natural Gas_Range_E5 | F5 | Commercial | Miscellaneous (WA) | Existing | Food Preparation | Natural Gas | Range | E5 | RIM BC Ratio | 0 | 0 | 0 | 0 | 0 | 0 | 0 | 0 | 0 | 0 | 0 | 0 | 0 | 0 | 0 | 0 | 0 | 0 | 0 | 0 | 0 | 0 | 0 | 0 | 0 | 0 | 0
F5_Commercial_Miscellaneous (WA)_Existing_Food Preparation_Natural Gas_Range_E6 | F5 | Commercial | Miscellaneous (WA) | Existing | Food Preparation | Natural Gas | Range | E6 | RIM BC Ratio | 0 | 0 | 0 | 0 | 0 | 0 | 0 | 0 | 0 | 0 | 0 | 0 | 0 | 0 | 0 | 0 | 0 | 0 | 0 | 0 | 0 | 0 | 0 | 0 | 0 | 0 | 0
F5_Commercial_Miscellaneous (WA)_Existing_Food Preparation_Natural Gas_Range_E7 | F5 | Commercial | Miscellaneous (WA) | Existing | Food Preparation | Natural Gas | Range | E7 | RIM BC Ratio | 0 | 0 | 0 | 0 | 0 | 0 | 0 | 0 | 0 | 0 | 0 | 0 | 0 | 0 | 0 | 0 | 0 | 0 | 0 | 0 | 0 | 0 | 0 | 0 | 0 | 0 | 0
F5_Commercial_Miscellaneous (WA)_Existing_Food Preparation_Natural Gas_Range_E8 | F5 | Commercial | Miscellaneous (WA) | Existing | Food Preparation | Natural Gas | Range | E8 | RIM BC Ratio | 0 | 0 | 0 | 0 | 0 | 0 | 0 | 0 | 0 | 0 | 0 | 0 | 0 | 0 | 0 | 0 | 0 | 0 | 0 | 0 | 0 | 0 | 0 | 0 | 0 | 0 | 0
F5_Commercial_Miscellaneous (WA)_Existing_Food Preparation_Natural Gas_Range_E9 | F5 | Commercial | Miscellaneous (WA) | Existing | Food Preparation | Natural Gas | Range | E9 | RIM BC Ratio | 0 | 0 | 0 | 0 | 0 | 0 | 0 | 0 | 0 | 0 | 0 | 0 | 0 | 0 | 0 | 0 | 0 | 0 | 0 | 0 | 0 | 0 | 0 | 0 | 0 | 0 | 0
F5_Commercial_Miscellaneous (WA)_Existing_Food Preparation_Natural Gas_Range_E10 | F5 | Commercial | Miscellaneous (WA) | Existing | Food Preparation | Natural Gas | Range | E10 | RIM BC Ratio | 0 | 0 | 0 | 0 | 0 | 0 | 0 | 0 | 0 | 0 | 0 | 0 | 0 | 0 | 0 | 0 | 0 | 0 | 0 | 0 | 0 | 0 | 0 | 0 | 0 | 0 | 0
F0_Commercial_Miscellaneous (WA)_Existing_Food Preparation_Natural Gas_Steamer_E0 | F0 | Commercial | Miscellaneous (WA) | Existing | Food Preparation | Natural Gas | Steamer | E0 | Economic Unit | ENERGY STAR | ENERGY STAR | ENERGY STAR | ENERGY STAR | ENERGY STAR | ENERGY STAR | ENERGY STAR | ENERGY STAR | ENERGY STAR | ENERGY STAR | ENERGY STAR | ENERGY STAR | ENERGY STAR | ENERGY STAR | ENERGY STAR | ENERGY STAR | ENERGY STAR | ENERGY STAR | ENERGY STAR | ENERGY STAR | ENERGY STAR | ENERGY STAR | ENERGY STAR | ENERGY STAR | ENERGY STAR | ENERGY STAR | ENERGY STAR
F1_Commercial_Miscellaneous (WA)_Existing_Food Preparation_Natural Gas_Steamer_E1 | F1 | Commercial | Miscellaneous (WA) | Existing | Food Preparation | Natural Gas | Steamer | E1 | CCE | 0 | 0 | 0 | 0 | 0 | 0 | 0 | 0 | 0 | 0 | 0 | 0 | 0 | 0 | 0 | 0 | 0 | 0 | 0 | 0 | 0 | 0 | 0 | 0 | 0 | 0 | 0
F1_Commercial_Miscellaneous (WA)_Existing_Food Preparation_Natural Gas_Steamer_E2 | F1 | Commercial | Miscellaneous (WA) | Existing | Food Preparation | Natural Gas | Steamer | E2 | CCE | 2.2093e-05 | 2.2093e-05 | 2.2093e-05 | 2.2093e-05 | 2.2093e-05 | 2.2093e-05 | 2.2093e-05 | 2.2093e-05 | 2.2093e-05 | 2.2093e-05 | 2.2093e-05 | 2.2093e-05 | 2.2093e-05 | 2.2093e-05 | 2.2093e-05 | 2.2093e-05 | 2.2093e-05 | 2.2093e-05 | 2.2093e-05 | 2.2093e-05 | 2.2093e-05 | 2.2093e-05 | 2.2093e-05 | 2.2093e-05 | 2.2093e-05 | 2.2093e-05 | 2.2093e-05
F1_Commercial_Miscellaneous (WA)_Existing_Food Preparation_Natural Gas_Steamer_E3 | F1 | Commercial | Miscellaneous (WA) | Existing | Food Preparation | Natural Gas | Steamer | E3 | CCE | 0 | 0 | 0 | 0 | 0 | 0 | 0 | 0 | 0 | 0 | 0 | 0 | 0 | 0 | 0 | 0 | 0 | 0 | 0 | 0 | 0 | 0 | 0 | 0 | 0 | 0 | 0
F1_Commercial_Miscellaneous (WA)_Existing_Food Preparation_Natural Gas_Steamer_E4 | F1 | Commercial | Miscellaneous (WA) | Existing | Food Preparation | Natural Gas | Steamer | E4 | CCE | 0 | 0 | 0 | 0 | 0 | 0 | 0 | 0 | 0 | 0 | 0 | 0 | 0 | 0 | 0 | 0 | 0 | 0 | 0 | 0 | 0 | 0 | 0 | 0 | 0 | 0 | 0
F1_Commercial_Miscellaneous (WA)_Existing_Food Preparation_Natural Gas_Steamer_E5 | F1 | Commercial | Miscellaneous (WA) | Existing | Food Preparation | Natural Gas | Steamer | E5 | CCE | 0 | 0 | 0 | 0 | 0 | 0 | 0 | 0 | 0 | 0 | 0 | 0 | 0 | 0 | 0 | 0 | 0 | 0 | 0 | 0 | 0 | 0 | 0 | 0 | 0 | 0 | 0
F1_Commercial_Miscellaneous (WA)_Existing_Food Preparation_Natural Gas_Steamer_E6 | F1 | Commercial | Miscellaneous (WA) | Existing | Food Preparation | Natural Gas | Steamer | E6 | CCE | 0 | 0 | 0 | 0 | 0 | 0 | 0 | 0 | 0 | 0 | 0 | 0 | 0 | 0 | 0 | 0 | 0 | 0 | 0 | 0 | 0 | 0 | 0 | 0 | 0 | 0 | 0
F1_Commercial_Miscellaneous (WA)_Existing_Food Preparation_Natural Gas_Steamer_E7 | F1 | Commercial | Miscellaneous (WA) | Existing | Food Preparation | Natural Gas | Steamer | E7 | CCE | 0 | 0 | 0 | 0 | 0 | 0 | 0 | 0 | 0 | 0 | 0 | 0 | 0 | 0 | 0 | 0 | 0 | 0 | 0 | 0 | 0 | 0 | 0 | 0 | 0 | 0 | 0
F1_Commercial_Miscellaneous (WA)_Existing_Food Preparation_Natural Gas_Steamer_E8 | F1 | Commercial | Miscellaneous (WA) | Existing | Food Preparation | Natural Gas | Steamer | E8 | CCE | 0 | 0 | 0 | 0 | 0 | 0 | 0 | 0 | 0 | 0 | 0 | 0 | 0 | 0 | 0 | 0 | 0 | 0 | 0 | 0 | 0 | 0 | 0 | 0 | 0 | 0 | 0
F1_Commercial_Miscellaneous (WA)_Existing_Food Preparation_Natural Gas_Steamer_E9 | F1 | Commercial | Miscellaneous (WA) | Existing | Food Preparation | Natural Gas | Steamer | E9 | CCE | 0 | 0 | 0 | 0 | 0 | 0 | 0 | 0 | 0 | 0 | 0 | 0 | 0 | 0 | 0 | 0 | 0 | 0 | 0 | 0 | 0 | 0 | 0 | 0 | 0 | 0 | 0
F1_Commercial_Miscellaneous (WA)_Existing_Food Preparation_Natural Gas_Steamer_E10 | F1 | Commercial | Miscellaneous (WA) | Existing | Food Preparation | Natural Gas | Steamer | E10 | CCE | 0 | 0 | 0 | 0 | 0 | 0 | 0 | 0 | 0 | 0 | 0 | 0 | 0 | 0 | 0 | 0 | 0 | 0 | 0 | 0 | 0 | 0 | 0 | 0 | 0 | 0 | 0
F2_Commercial_Miscellaneous (WA)_Existing_Food Preparation_Natural Gas_Steamer_E1 | F2 | Commercial | Miscellaneous (WA) | Existing | Food Preparation | Natural Gas | Steamer | E1 | TRC BC Ratio | [24 empty] | 1 | 1 | 1 | bar: 2019 to 2042
F2_Commercial_Miscellaneous (WA)_Existing_Food Preparation_Natural Gas_Steamer_E2 | F2 | Commercial | Miscellaneous (WA) | Existing | Food Preparation | Natural Gas | Steamer | E2 | TRC BC Ratio | 161.0894 | 165.1492 | 169.9591 | 175.4711 | 181.7044 | 189.2885 | 197.0947 | 204.8253 | 212.2676 | 219.8135 | 225.8176 | 231.4425 | 237.486 | 243.4021 | 248.6917 | 253.6417 | 258.0809 | 262.4637 | 267.1451 | 271.7117 | 276.4031 | 281.2806 | 286.2098 | 291.2946 | 296.4697 | 301.7367 | 307.0974
F2_Commercial_Miscellaneous (WA)_Existing_Food Preparation_Natural Gas_Steamer_E3 | F2 | Commercial | Miscellaneous (WA) | Existing | Food Preparation | Natural Gas | Steamer | E3 | TRC BC Ratio | 0 | 0 | 0 | 0 | 0 | 0 | 0 | 0 | 0 | 0 | 0 | 0 | 0 | 0 | 0 | 0 | 0 | 0 | 0 | 0 | 0 | 0 | 0 | 0 | 0 | 0 | 0
F2_Commercial_Miscellaneous (WA)_Existing_Food Preparation_Natural Gas_Steamer_E4 | F2 | Commercial | Miscellaneous (WA) | Existing | Food Preparation | Natural Gas | Steamer | E4 | TRC BC Ratio | 0 | 0 | 0 | 0 | 0 | 0 | 0 | 0 | 0 | 0 | 0 | 0 | 0 | 0 | 0 | 0 | 0 | 0 | 0 | 0 | 0 | 0 | 0 | 0 | 0 | 0 | 0
F2_Commercial_Miscellaneous (WA)_Existing_Food Preparation_Natural Gas_Steamer_E5 | F2 | Commercial | Miscellaneous (WA) | Existing | Food Preparation | Natural Gas | Steamer | E5 | TRC BC Ratio | 0 | 0 | 0 | 0 | 0 | 0 | 0 | 0 | 0 | 0 | 0 | 0 | 0 | 0 | 0 | 0 | 0 | 0 | 0 | 0 | 0 | 0 | 0 | 0 | 0 | 0 | 0
F2_Commercial_Miscellaneous (WA)_Existing_Food Preparation_Natural Gas_Steamer_E6 | F2 | Commercial | Miscellaneous (WA) | Existing | Food Preparation | Natural Gas | Steamer | E6 | TRC BC Ratio | 0 | 0 | 0 | 0 | 0 | 0 | 0 | 0 | 0 | 0 | 0 | 0 | 0 | 0 | 0 | 0 | 0 | 0 | 0 | 0 | 0 | 0 | 0 | 0 | 0 | 0 | 0
F2_Commercial_Miscellaneous (WA)_Existing_Food Preparation_Natural Gas_Steamer_E7 | F2 | Commercial | Miscellaneous (WA) | Existing | Food Preparation | Natural Gas | Steamer | E7 | TRC BC Ratio | 0 | 0 | 0 | 0 | 0 | 0 | 0 | 0 | 0 | 0 | 0 | 0 | 0 | 0 | 0 | 0 | 0 | 0 | 0 | 0 | 0 | 0 | 0 | 0 | 0 | 0 | 0
F2_Commercial_Miscellaneous (WA)_Existing_Food Preparation_Natural Gas_Steamer_E8 | F2 | Commercial | Miscellaneous (WA) | Existing | Food Preparation | Natural Gas | Steamer | E8 | TRC BC Ratio | 0 | 0 | 0 | 0 | 0 | 0 | 0 | 0 | 0 | 0 | 0 | 0 | 0 | 0 | 0 | 0 | 0 | 0 | 0 | 0 | 0 | 0 | 0 | 0 | 0 | 0 | 0
F2_Commercial_Miscellaneous (WA)_Existing_Food Preparation_Natural Gas_Steamer_E9 | F2 | Commercial | Miscellaneous (WA) | Existing | Food Preparation | Natural Gas | Steamer | E9 | TRC BC Ratio | 0 | 0 | 0 | 0 | 0 | 0 | 0 | 0 | 0 | 0 | 0 | 0 | 0 | 0 | 0 | 0 | 0 | 0 | 0 | 0 | 0 | 0 | 0 | 0 | 0 | 0 | 0
F2_Commercial_Miscellaneous (WA)_Existing_Food Preparation_Natural Gas_Steamer_E10 | F2 | Commercial | Miscellaneous (WA) | Existing | Food Preparation | Natural Gas | Steamer | E10 | TRC BC Ratio | 0 | 0 | 0 | 0 | 0 | 0 | 0 | 0 | 0 | 0 | 0 | 0 | 0 | 0 | 0 | 0 | 0 | 0 | 0 | 0 | 0 | 0 | 0 | 0 | 0 | 0 | 0
F3_Commercial_Miscellaneous (WA)_Existing_Food Preparation_Natural Gas_Steamer_E1 | F3 | Commercial | Miscellaneous (WA) | Existing | Food Preparation | Natural Gas | Steamer | E1 | PACT BC Ratio | [24 empty] | 1 | 1 | 1 | bar: 2019 to 2042
F3_Commercial_Miscellaneous (WA)_Existing_Food Preparation_Natural Gas_Steamer_E2 | F3 | Commercial | Miscellaneous (WA) | Existing | Food Preparation | Natural Gas | Steamer | E2 | PACT BC Ratio | 324.6537 | 332.8357 | 342.5294 | 353.638 | 366.2004 | 381.4852 | 397.2174 | 412.7975 | 427.7965 | 443.0041 | 455.1045 | 466.4407 | 478.6207 | 490.5437 | 501.2042 | 511.1803 | 520.1269 | 528.9599 | 538.3944 | 547.5979 | 557.0527 | 566.8826 | 576.8168 | 587.0645 | 597.4942 | 608.1092 | 618.9128
F3_Commercial_Miscellaneous (WA)_Existing_Food Preparation_Natural Gas_Steamer_E3 | F3 | Commercial | Miscellaneous (WA) | Existing | Food Preparation | Natural Gas | Steamer | E3 | PACT BC Ratio | 0 | 0 | 0 | 0 | 0 | 0 | 0 | 0 | 0 | 0 | 0 | 0 | 0 | 0 | 0 | 0 | 0 | 0 | 0 | 0 | 0 | 0 | 0 | 0 | 0 | 0 | 0
F3_Commercial_Miscellaneous (WA)_Existing_Food Preparation_Natural Gas_Steamer_E4 | F3 | Commercial | Miscellaneous (WA) | Existing | Food Preparation | Natural Gas | Steamer | E4 | PACT BC Ratio | 0 | 0 | 0 | 0 | 0 | 0 | 0 | 0 | 0 | 0 | 0 | 0 | 0 | 0 | 0 | 0 | 0 | 0 | 0 | 0 | 0 | 0 | 0 | 0 | 0 | 0 | 0
F3_Commercial_Miscellaneous (WA)_Existing_Food Preparation_Natural Gas_Steamer_E5 | F3 | Commercial | Miscellaneous (WA) | Existing | Food Preparation | Natural Gas | Steamer | E5 | PACT BC Ratio | 0 | 0 | 0 | 0 | 0 | 0 | 0 | 0 | 0 | 0 | 0 | 0 | 0 | 0 | 0 | 0 | 0 | 0 | 0 | 0 | 0 | 0 | 0 | 0 | 0 | 0 | 0
F3_Commercial_Miscellaneous (WA)_Existing_Food Preparation_Natural Gas_Steamer_E6 | F3 | Commercial | Miscellaneous (WA) | Existing | Food Preparation | Natural Gas | Steamer | E6 | PACT BC Ratio | 0 | 0 | 0 | 0 | 0 | 0 | 0 | 0 | 0 | 0 | 0 | 0 | 0 | 0 | 0 | 0 | 0 | 0 | 0 | 0 | 0 | 0 | 0 | 0 | 0 | 0 | 0
F3_Commercial_Miscellaneous (WA)_Existing_Food Preparation_Natural Gas_Steamer_E7 | F3 | Commercial | Miscellaneous (WA) | Existing | Food Preparation | Natural Gas | Steamer | E7 | PACT BC Ratio | 0 | 0 | 0 | 0 | 0 | 0 | 0 | 0 | 0 | 0 | 0 | 0 | 0 | 0 | 0 | 0 | 0 | 0 | 0 | 0 | 0 | 0 | 0 | 0 | 0 | 0 | 0
F3_Commercial_Miscellaneous (WA)_Existing_Food Preparation_Natural Gas_Steamer_E8 | F3 | Commercial | Miscellaneous (WA) | Existing | Food Preparation | Natural Gas | Steamer | E8 | PACT BC Ratio | 0 | 0 | 0 | 0 | 0 | 0 | 0 | 0 | 0 | 0 | 0 | 0 | 0 | 0 | 0 | 0 | 0 | 0 | 0 | 0 | 0 | 0 | 0 | 0 | 0 | 0 | 0
F3_Commercial_Miscellaneous (WA)_Existing_Food Preparation_Natural Gas_Steamer_E9 | F3 | Commercial | Miscellaneous (WA) | Existing | Food Preparation | Natural Gas | Steamer | E9 | PACT BC Ratio | 0 | 0 | 0 | 0 | 0 | 0 | 0 | 0 | 0 | 0 | 0 | 0 | 0 | 0 | 0 | 0 | 0 | 0 | 0 | 0 | 0 | 0 | 0 | 0 | 0 | 0 | 0
F3_Commercial_Miscellaneous (WA)_Existing_Food Preparation_Natural Gas_Steamer_E10 | F3 | Commercial | Miscellaneous (WA) | Existing | Food Preparation | Natural Gas | Steamer | E10 | PACT BC Ratio | 0 | 0 | 0 | 0 | 0 | 0 | 0 | 0 | 0 | 0 | 0 | 0 | 0 | 0 | 0 | 0 | 0 | 0 | 0 | 0 | 0 | 0 | 0 | 0 | 0 | 0 | 0
F4_Commercial_Miscellaneous (WA)_Existing_Food Preparation_Natural Gas_Steamer_E1 | F4 | Commercial | Miscellaneous (WA) | Existing | Food Preparation | Natural Gas | Steamer | E1 | RVT BC Ratio | [24 empty] | 1 | 1 | 1 | bar: 2019 to 2042
F4_Commercial_Miscellaneous (WA)_Existing_Food Preparation_Natural Gas_Steamer_E2 | F4 | Commercial | Miscellaneous (WA) | Existing | Food Preparation | Natural Gas | Steamer | E2 | RVT BC Ratio | 228.0723 | 232.3732 | 237.4217 | 243.307 | 250.0485 | 258.4632 | 266.9014 | 274.9132 | 282.1656 | 289.1958 | 296.4805 | 303.1008 | 310.0889 | 316.7007 | 322.3864 | 327.5176 | 331.8603 | 336.0062 | 340.4151 | 344.5321 | 348.6633 | 354.809 | 361.0198 | 367.4266 | 373.9472 | 380.5837 | 387.3381
F4_Commercial_Miscellaneous (WA)_Existing_Food Preparation_Natural Gas_Steamer_E3 | F4 | Commercial | Miscellaneous (WA) | Existing | Food Preparation | Natural Gas | Steamer | E3 | RVT BC Ratio | 0 | 0 | 0 | 0 | 0 | 0 | 0 | 0 | 0 | 0 | 0 | 0 | 0 | 0 | 0 | 0 | 0 | 0 | 0 | 0 | 0 | 0 | 0 | 0 | 0 | 0 | 0
F4_Commercial_Miscellaneous (WA)_Existing_Food Preparation_Natural Gas_Steamer_E4 | F4 | Commercial | Miscellaneous (WA) | Existing | Food Preparation | Natural Gas | Steamer | E4 | RVT BC Ratio | 0 | 0 | 0 | 0 | 0 | 0 | 0 | 0 | 0 | 0 | 0 | 0 | 0 | 0 | 0 | 0 | 0 | 0 | 0 | 0 | 0 | 0 | 0 | 0 | 0 | 0 | 0
F4_Commercial_Miscellaneous (WA)_Existing_Food Preparation_Natural Gas_Steamer_E5 | F4 | Commercial | Miscellaneous (WA) | Existing | Food Preparation | Natural Gas | Steamer | E5 | RVT BC Ratio | 0 | 0 | 0 | 0 | 0 | 0 | 0 | 0 | 0 | 0 | 0 | 0 | 0 | 0 | 0 | 0 | 0 | 0 | 0 | 0 | 0 | 0 | 0 | 0 | 0 | 0 | 0
F4_Commercial_Miscellaneous (WA)_Existing_Food Preparation_Natural Gas_Steamer_E6 | F4 | Commercial | Miscellaneous (WA) | Existing | Food Preparation | Natural Gas | Steamer | E6 | RVT BC Ratio | 0 | 0 | 0 | 0 | 0 | 0 | 0 | 0 | 0 | 0 | 0 | 0 | 0 | 0 | 0 | 0 | 0 | 0 | 0 | 0 | 0 | 0 | 0 | 0 | 0 | 0 | 0
F4_Commercial_Miscellaneous (WA)_Existing_Food Preparation_Natural Gas_Steamer_E7 | F4 | Commercial | Miscellaneous (WA) | Existing | Food Preparation | Natural Gas | Steamer | E7 | RVT BC Ratio | 0 | 0 | 0 | 0 | 0 | 0 | 0 | 0 | 0 | 0 | 0 | 0 | 0 | 0 | 0 | 0 | 0 | 0 | 0 | 0 | 0 | 0 | 0 | 0 | 0 | 0 | 0
F4_Commercial_Miscellaneous (WA)_Existing_Food Preparation_Natural Gas_Steamer_E8 | F4 | Commercial | Miscellaneous (WA) | Existing | Food Preparation | Natural Gas | Steamer | E8 | RVT BC Ratio | 0 | 0 | 0 | 0 | 0 | 0 | 0 | 0 | 0 | 0 | 0 | 0 | 0 | 0 | 0 | 0 | 0 | 0 | 0 | 0 | 0 | 0 | 0 | 0 | 0 | 0 | 0
F4_Commercial_Miscellaneous (WA)_Existing_Food Preparation_Natural Gas_Steamer_E9 | F4 | Commercial | Miscellaneous (WA) | Existing | Food Preparation | Natural Gas | Steamer | E9 | RVT BC Ratio | 0 | 0 | 0 | 0 | 0 | 0 | 0 | 0 | 0 | 0 | 0 | 0 | 0 | 0 | 0 | 0 | 0 | 0 | 0 | 0 | 0 | 0 | 0 | 0 | 0 | 0 | 0
F4_Commercial_Miscellaneous (WA)_Existing_Food Preparation_Natural Gas_Steamer_E10 | F4 | Commercial | Miscellaneous (WA) | Existing | Food Preparation | Natural Gas | Steamer | E10 | RVT BC Ratio | 0 | 0 | 0 | 0 | 0 | 0 | 0 | 0 | 0 | 0 | 0 | 0 | 0 | 0 | 0 | 0 | 0 | 0 | 0 | 0 | 0 | 0 | 0 | 0 | 0 | 0 | 0
F5_Commercial_Miscellaneous (WA)_Existing_Food Preparation_Natural Gas_Steamer_E1 | F5 | Commercial | Miscellaneous (WA) | Existing | Food Preparation | Natural Gas | Steamer | E1 | RIM BC Ratio | [24 empty] | 1 | 1 | 1 | bar: 2019 to 2042
F5_Commercial_Miscellaneous (WA)_Existing_Food Preparation_Natural Gas_Steamer_E2 | F5 | Commercial | Miscellaneous (WA) | Existing | Food Preparation | Natural Gas | Steamer | E2 | RIM BC Ratio | 0.84683 | 0.85211 | 0.8583 | 0.86472 | 0.87132 | 0.87815 | 0.88548 | 0.89342 | 0.9021 | 0.91147 | 0.91338 | 0.91569 | 0.91844 | 0.92168 | 0.92512 | 0.92876 | 0.93265 | 0.9368 | 0.94116 | 0.94582 | 0.95076 | 0.95078 | 0.95081 | 0.95084 | 0.95087 | 0.95089 | 0.95092
F5_Commercial_Miscellaneous (WA)_Existing_Food Preparation_Natural Gas_Steamer_E3 | F5 | Commercial | Miscellaneous (WA) | Existing | Food Preparation | Natural Gas | Steamer | E3 | RIM BC Ratio | 0 | 0 | 0 | 0 | 0 | 0 | 0 | 0 | 0 | 0 | 0 | 0 | 0 | 0 | 0 | 0 | 0 | 0 | 0 | 0 | 0 | 0 | 0 | 0 | 0 | 0 | 0
F5_Commercial_Miscellaneous (WA)_Existing_Food Preparation_Natural Gas_Steamer_E4 | F5 | Commercial | Miscellaneous (WA) | Existing | Food Preparation | Natural Gas | Steamer | E4 | RIM BC Ratio | 0 | 0 | 0 | 0 | 0 | 0 | 0 | 0 | 0 | 0 | 0 | 0 | 0 | 0 | 0 | 0 | 0 | 0 | 0 | 0 | 0 | 0 | 0 | 0 | 0 | 0 | 0
F5_Commercial_Miscellaneous (WA)_Existing_Food Preparation_Natural Gas_Steamer_E5 | F5 | Commercial | Miscellaneous (WA) | Existing | Food Preparation | Natural Gas | Steamer | E5 | RIM BC Ratio | 0 | 0 | 0 | 0 | 0 | 0 | 0 | 0 | 0 | 0 | 0 | 0 | 0 | 0 | 0 | 0 | 0 | 0 | 0 | 0 | 0 | 0 | 0 | 0 | 0 | 0 | 0
F5_Commercial_Miscellaneous (WA)_Existing_Food Preparation_Natural Gas_Steamer_E6 | F5 | Commercial | Miscellaneous (WA) | Existing | Food Preparation | Natural Gas | Steamer | E6 | RIM BC Ratio | 0 | 0 | 0 | 0 | 0 | 0 | 0 | 0 | 0 | 0 | 0 | 0 | 0 | 0 | 0 | 0 | 0 | 0 | 0 | 0 | 0 | 0 | 0 | 0 | 0 | 0 | 0
F5_Commercial_Miscellaneous (WA)_Existing_Food Preparation_Natural Gas_Steamer_E7 | F5 | Commercial | Miscellaneous (WA) | Existing | Food Preparation | Natural Gas | Steamer | E7 | RIM BC Ratio | 0 | 0 | 0 | 0 | 0 | 0 | 0 | 0 | 0 | 0 | 0 | 0 | 0 | 0 | 0 | 0 | 0 | 0 | 0 | 0 | 0 | 0 | 0 | 0 | 0 | 0 | 0
F5_Commercial_Miscellaneous (WA)_Existing_Food Preparation_Natural Gas_Steamer_E8 | F5 | Commercial | Miscellaneous (WA) | Existing | Food Preparation | Natural Gas | Steamer | E8 | RIM BC Ratio | 0 | 0 | 0 | 0 | 0 | 0 | 0 | 0 | 0 | 0 | 0 | 0 | 0 | 0 | 0 | 0 | 0 | 0 | 0 | 0 | 0 | 0 | 0 | 0 | 0 | 0 | 0
F5_Commercial_Miscellaneous (WA)_Existing_Food Preparation_Natural Gas_Steamer_E9 | F5 | Commercial | Miscellaneous (WA) | Existing | Food Preparation | Natural Gas | Steamer | E9 | RIM BC Ratio | 0 | 0 | 0 | 0 | 0 | 0 | 0 | 0 | 0 | 0 | 0 | 0 | 0 | 0 | 0 | 0 | 0 | 0 | 0 | 0 | 0 | 0 | 0 | 0 | 0 | 0 | 0
F5_Commercial_Miscellaneous (WA)_Existing_Food Preparation_Natural Gas_Steamer_E10 | F5 | Commercial | Miscellaneous (WA) | Existing | Food Preparation | Natural Gas | Steamer | E10 | RIM BC Ratio | 0 | 0 | 0 | 0 | 0 | 0 | 0 | 0 | 0 | 0 | 0 | 0 | 0 | 0 | 0 | 0 | 0 | 0 | 0 | 0 | 0 | 0 | 0 | 0 | 0 | 0 | 0
F0_Commercial_Miscellaneous (WA)_Existing_Food Preparation_Natural Gas_Food Prep Other_E0 | F0 | Commercial | Miscellaneous (WA) | Existing | Food Preparation | Natural Gas | Food Prep Other | E0 | Economic Unit | Standard | Standard | Standard | Standard | Standard | Standard | Standard | Standard | Standard | Standard | Standard | Standard | Standard | Standard | Standard | Standard | Standard | Standard | Standard | Standard | Standard | Standard | Standard | Standard | Standard | Standard | Standard
F1_Commercial_Miscellaneous (WA)_Existing_Food Preparation_Natural Gas_Food Prep Other_E1 | F1 | Commercial | Miscellaneous (WA) | Existing | Food Preparation | Natural Gas | Food Prep Other | E1 | CCE | 0 | 0 | 0 | 0 | 0 | 0 | 0 | 0 | 0 | 0 | 0 | 0 | 0 | 0 | 0 | 0 | 0 | 0 | 0 | 0 | 0 | 0 | 0 | 0 | 0 | 0 | 0
F1_Commercial_Miscellaneous (WA)_Existing_Food Preparation_Natural Gas_Food Prep Other_E2 | F1 | Commercial | Miscellaneous (WA) | Existing | Food Preparation | Natural Gas | Food Prep Other | E2 | CCE | 0.19058 | 0.19058 | 0.19058 | 0.19058 | 0.19058 | 0.19058 | 0.19058 | 0.19058 | 0.19058 | 0.19058 | 0.19058 | 0.19058 | 0.19058 | 0.19058 | 0.19058 | 0.19058 | 0.19058 | 0.19058 | 0.19058 | 0.19058 | 0.19058 | 0.19058 | 0.19058 | 0.19058 | 0.19058 | 0.19058 | 0.19058
F1_Commercial_Miscellaneous (WA)_Existing_Food Preparation_Natural Gas_Food Prep Other_E3 | F1 | Commercial | Miscellaneous (WA) | Existing | Food Preparation | Natural Gas | Food Prep Other | E3 | CCE | 0 | 0 | 0 | 0 | 0 | 0 | 0 | 0 | 0 | 0 | 0 | 0 | 0 | 0 | 0 | 0 | 0 | 0 | 0 | 0 | 0 | 0 | 0 | 0 | 0 | 0 | 0
F1_Commercial_Miscellaneous (WA)_Existing_Food Preparation_Natural Gas_Food Prep Other_E4 | F1 | Commercial | Miscellaneous (WA) | Existing | Food Preparation | Natural Gas | Food Prep Other | E4 | CCE | 0 | 0 | 0 | 0 | 0 | 0 | 0 | 0 | 0 | 0 | 0 | 0 | 0 | 0 | 0 | 0 | 0 | 0 | 0 | 0 | 0 | 0 | 0 | 0 | 0 | 0 | 0
F1_Commercial_Miscellaneous (WA)_Existing_Food Preparation_Natural Gas_Food Prep Other_E5 | F1 | Commercial | Miscellaneous (WA) | Existing | Food Preparation | Natural Gas | Food Prep Other | E5 | CCE | 0 | 0 | 0 | 0 | 0 | 0 | 0 | 0 | 0 | 0 | 0 | 0 | 0 | 0 | 0 | 0 | 0 | 0 | 0 | 0 | 0 | 0 | 0 | 0 | 0 | 0 | 0
F1_Commercial_Miscellaneous (WA)_Existing_Food Preparation_Natural Gas_Food Prep Other_E6 | F1 | Commercial | Miscellaneous (WA) | Existing | Food Preparation | Natural Gas | Food Prep Other | E6 | CCE | 0 | 0 | 0 | 0 | 0 | 0 | 0 | 0 | 0 | 0 | 0 | 0 | 0 | 0 | 0 | 0 | 0 | 0 | 0 | 0 | 0 | 0 | 0 | 0 | 0 | 0 | 0
F1_Commercial_Miscellaneous (WA)_Existing_Food Preparation_Natural Gas_Food Prep Other_E7 | F1 | Commercial | Miscellaneous (WA) | Existing | Food Preparation | Natural Gas | Food Prep Other | E7 | CCE | 0 | 0 | 0 | 0 | 0 | 0 | 0 | 0 | 0 | 0 | 0 | 0 | 0 | 0 | 0 | 0 | 0 | 0 | 0 | 0 | 0 | 0 | 0 | 0 | 0 | 0 | 0
F1_Commercial_Miscellaneous (WA)_Existing_Food Preparation_Natural Gas_Food Prep Other_E8 | F1 | Commercial | Miscellaneous (WA) | Existing | Food Preparation | Natural Gas | Food Prep Other | E8 | CCE | 0 | 0 | 0 | 0 | 0 | 0 | 0 | 0 | 0 | 0 | 0 | 0 | 0 | 0 | 0 | 0 | 0 | 0 | 0 | 0 | 0 | 0 | 0 | 0 | 0 | 0 | 0
F1_Commercial_Miscellaneous (WA)_Existing_Food Preparation_Natural Gas_Food Prep Other_E9 | F1 | Commercial | Miscellaneous (WA) | Existing | Food Preparation | Natural Gas | Food Prep Other | E9 | CCE | 0 | 0 | 0 | 0 | 0 | 0 | 0 | 0 | 0 | 0 | 0 | 0 | 0 | 0 | 0 | 0 | 0 | 0 | 0 | 0 | 0 | 0 | 0 | 0 | 0 | 0 | 0
F1_Commercial_Miscellaneous (WA)_Existing_Food Preparation_Natural Gas_Food Prep Other_E10 | F1 | Commercial | Miscellaneous (WA) | Existing | Food Preparation | Natural Gas | Food Prep Other | E10 | CCE | 0 | 0 | 0 | 0 | 0 | 0 | 0 | 0 | 0 | 0 | 0 | 0 | 0 | 0 | 0 | 0 | 0 | 0 | 0 | 0 | 0 | 0 | 0 | 0 | 0 | 0 | 0
F2_Commercial_Miscellaneous (WA)_Existing_Food Preparation_Natural Gas_Food Prep Other_E1 | F2 | Commercial | Miscellaneous (WA) | Existing | Food Preparation | Natural Gas | Food Prep Other | E1 | TRC BC Ratio | [24 empty] | 1 | 1 | 1 | bar: 2019 to 2042
F2_Commercial_Miscellaneous (WA)_Existing_Food Preparation_Natural Gas_Food Prep Other_E2 | F2 | Commercial | Miscellaneous (WA) | Existing | Food Preparation | Natural Gas | Food Prep Other | E2 | TRC BC Ratio | 0.018197 | 0.018618 | 0.019146 | 0.019769 | 0.020494 | 0.021409 | 0.022361 | 0.02331 | 0.024226 | 0.025155 | 0.025879 | 0.026553 | 0.02728 | 0.027988 | 0.028612 | 0.02919 | 0.0297 | 0.030201 | 0.03074 | 0.031263 | 0.0318 | 0.032361 | 0.032927 | 0.033512 | 0.034107 | 0.034713 | 0.03533
F2_Commercial_Miscellaneous (WA)_Existing_Food Preparation_Natural Gas_Food Prep Other_E3 | F2 | Commercial | Miscellaneous (WA) | Existing | Food Preparation | Natural Gas | Food Prep Other | E3 | TRC BC Ratio | 0 | 0 | 0 | 0 | 0 | 0 | 0 | 0 | 0 | 0 | 0 | 0 | 0 | 0 | 0 | 0 | 0 | 0 | 0 | 0 | 0 | 0 | 0 | 0 | 0 | 0 | 0
F2_Commercial_Miscellaneous (WA)_Existing_Food Preparation_Natural Gas_Food Prep Other_E4 | F2 | Commercial | Miscellaneous (WA) | Existing | Food Preparation | Natural Gas | Food Prep Other | E4 | TRC BC Ratio | 0 | 0 | 0 | 0 | 0 | 0 | 0 | 0 | 0 | 0 | 0 | 0 | 0 | 0 | 0 | 0 | 0 | 0 | 0 | 0 | 0 | 0 | 0 | 0 | 0 | 0 | 0
F2_Commercial_Miscellaneous (WA)_Existing_Food Preparation_Natural Gas_Food Prep Other_E5 | F2 | Commercial | Miscellaneous (WA) | Existing | Food Preparation | Natural Gas | Food Prep Other | E5 | TRC BC Ratio | 0 | 0 | 0 | 0 | 0 | 0 | 0 | 0 | 0 | 0 | 0 | 0 | 0 | 0 | 0 | 0 | 0 | 0 | 0 | 0 | 0 | 0 | 0 | 0 | 0 | 0 | 0
F2_Commercial_Miscellaneous (WA)_Existing_Food Preparation_Natural Gas_Food Prep Other_E6 | F2 | Commercial | Miscellaneous (WA) | Existing | Food Preparation | Natural Gas | Food Prep Other | E6 | TRC BC Ratio | 0 | 0 | 0 | 0 | 0 | 0 | 0 | 0 | 0 | 0 | 0 | 0 | 0 | 0 | 0 | 0 | 0 | 0 | 0 | 0 | 0 | 0 | 0 | 0 | 0 | 0 | 0
F2_Commercial_Miscellaneous (WA)_Existing_Food Preparation_Natural Gas_Food Prep Other_E7 | F2 | Commercial | Miscellaneous (WA) | Existing | Food Preparation | Natural Gas | Food Prep Other | E7 | TRC BC Ratio | 0 | 0 | 0 | 0 | 0 | 0 | 0 | 0 | 0 | 0 | 0 | 0 | 0 | 0 | 0 | 0 | 0 | 0 | 0 | 0 | 0 | 0 | 0 | 0 | 0 | 0 | 0
F2_Commercial_Miscellaneous (WA)_Existing_Food Preparation_Natural Gas_Food Prep Other_E8 | F2 | Commercial | Miscellaneous (WA) | Existing | Food Preparation | Natural Gas | Food Prep Other | E8 | TRC BC Ratio | 0 | 0 | 0 | 0 | 0 | 0 | 0 | 0 | 0 | 0 | 0 | 0 | 0 | 0 | 0 | 0 | 0 | 0 | 0 | 0 | 0 | 0 | 0 | 0 | 0 | 0 | 0
F2_Commercial_Miscellaneous (WA)_Existing_Food Preparation_Natural Gas_Food Prep Other_E9 | F2 | Commercial | Miscellaneous (WA) | Existing | Food Preparation | Natural Gas | Food Prep Other | E9 | TRC BC Ratio | 0 | 0 | 0 | 0 | 0 | 0 | 0 | 0 | 0 | 0 | 0 | 0 | 0 | 0 | 0 | 0 | 0 | 0 | 0 | 0 | 0 | 0 | 0 | 0 | 0 | 0 | 0
F2_Commercial_Miscellaneous (WA)_Existing_Food Preparation_Natural Gas_Food Prep Other_E10 | F2 | Commercial | Miscellaneous (WA) | Existing | Food Preparation | Natural Gas | Food Prep Other | E10 | TRC BC Ratio | 0 | 0 | 0 | 0 | 0 | 0 | 0 | 0 | 0 | 0 | 0 | 0 | 0 | 0 | 0 | 0 | 0 | 0 | 0 | 0 | 0 | 0 | 0 | 0 | 0 | 0 | 0
F3_Commercial_Miscellaneous (WA)_Existing_Food Preparation_Natural Gas_Food Prep Other_E1 | F3 | Commercial | Miscellaneous (WA) | Existing | Food Preparation | Natural Gas | Food Prep Other | E1 | PACT BC Ratio | [24 empty] | 1 | 1 | 1 | bar: 2019 to 2042
F3_Commercial_Miscellaneous (WA)_Existing_Food Preparation_Natural Gas_Food Prep Other_E2 | F3 | Commercial | Miscellaneous (WA) | Existing | Food Preparation | Natural Gas | Food Prep Other | E2 | PACT BC Ratio | 0.036674 | 0.037521 | 0.038586 | 0.039842 | 0.041303 | 0.043146 | 0.045065 | 0.046979 | 0.048825 | 0.050696 | 0.052156 | 0.053514 | 0.054979 | 0.056406 | 0.057664 | 0.058829 | 0.059856 | 0.060866 | 0.061953 | 0.063006 | 0.064089 | 0.065219 | 0.06636 | 0.067539 | 0.068739 | 0.06996 | 0.071203
F3_Commercial_Miscellaneous (WA)_Existing_Food Preparation_Natural Gas_Food Prep Other_E3 | F3 | Commercial | Miscellaneous (WA) | Existing | Food Preparation | Natural Gas | Food Prep Other | E3 | PACT BC Ratio | 0 | 0 | 0 | 0 | 0 | 0 | 0 | 0 | 0 | 0 | 0 | 0 | 0 | 0 | 0 | 0 | 0 | 0 | 0 | 0 | 0 | 0 | 0 | 0 | 0 | 0 | 0
F3_Commercial_Miscellaneous (WA)_Existing_Food Preparation_Natural Gas_Food Prep Other_E4 | F3 | Commercial | Miscellaneous (WA) | Existing | Food Preparation | Natural Gas | Food Prep Other | E4 | PACT BC Ratio | 0 | 0 | 0 | 0 | 0 | 0 | 0 | 0 | 0 | 0 | 0 | 0 | 0 | 0 | 0 | 0 | 0 | 0 | 0 | 0 | 0 | 0 | 0 | 0 | 0 | 0 | 0
F3_Commercial_Miscellaneous (WA)_Existing_Food Preparation_Natural Gas_Food Prep Other_E5 | F3 | Commercial | Miscellaneous (WA) | Existing | Food Preparation | Natural Gas | Food Prep Other | E5 | PACT BC Ratio | 0 | 0 | 0 | 0 | 0 | 0 | 0 | 0 | 0 | 0 | 0 | 0 | 0 | 0 | 0 | 0 | 0 | 0 | 0 | 0 | 0 | 0 | 0 | 0 | 0 | 0 | 0
F3_Commercial_Miscellaneous (WA)_Existing_Food Preparation_Natural Gas_Food Prep Other_E6 | F3 | Commercial | Miscellaneous (WA) | Existing | Food Preparation | Natural Gas | Food Prep Other | E6 | PACT BC Ratio | 0 | 0 | 0 | 0 | 0 | 0 | 0 | 0 | 0 | 0 | 0 | 0 | 0 | 0 | 0 | 0 | 0 | 0 | 0 | 0 | 0 | 0 | 0 | 0 | 0 | 0 | 0
F3_Commercial_Miscellaneous (WA)_Existing_Food Preparation_Natural Gas_Food Prep Other_E7 | F3 | Commercial | Miscellaneous (WA) | Existing | Food Preparation | Natural Gas | Food Prep Other | E7 | PACT BC Ratio | 0 | 0 | 0 | 0 | 0 | 0 | 0 | 0 | 0 | 0 | 0 | 0 | 0 | 0 | 0 | 0 | 0 | 0 | 0 | 0 | 0 | 0 | 0 | 0 | 0 | 0 | 0
F3_Commercial_Miscellaneous (WA)_Existing_Food Preparation_Natural Gas_Food Prep Other_E8 | F3 | Commercial | Miscellaneous (WA) | Existing | Food Preparation | Natural Gas | Food Prep Other | E8 | PACT BC Ratio | 0 | 0 | 0 | 0 | 0 | 0 | 0 | 0 | 0 | 0 | 0 | 0 | 0 | 0 | 0 | 0 | 0 | 0 | 0 | 0 | 0 | 0 | 0 | 0 | 0 | 0 | 0
F3_Commercial_Miscellaneous (WA)_Existing_Food Preparation_Natural Gas_Food Prep Other_E9 | F3 | Commercial | Miscellaneous (WA) | Existing | Food Preparation | Natural Gas | Food Prep Other | E9 | PACT BC Ratio | 0 | 0 | 0 | 0 | 0 | 0 | 0 | 0 | 0 | 0 | 0 | 0 | 0 | 0 | 0 | 0 | 0 | 0 | 0 | 0 | 0 | 0 | 0 | 0 | 0 | 0 | 0
F3_Commercial_Miscellaneous (WA)_Existing_Food Preparation_Natural Gas_Food Prep Other_E10 | F3 | Commercial | Miscellaneous (WA) | Existing | Food Preparation | Natural Gas | Food Prep Other | E10 | PACT BC Ratio | 0 | 0 | 0 | 0 | 0 | 0 | 0 | 0 | 0 | 0 | 0 | 0 | 0 | 0 | 0 | 0 | 0 | 0 | 0 | 0 | 0 | 0 | 0 | 0 | 0 | 0 | 0
F4_Commercial_Miscellaneous (WA)_Existing_Food Preparation_Natural Gas_Food Prep Other_E1 | F4 | Commercial | Miscellaneous (WA) | Existing | Food Preparation | Natural Gas | Food Prep Other | E1 | RVT BC Ratio | [24 empty] | 1 | 1 | 1 | bar: 2019 to 2042
F4_Commercial_Miscellaneous (WA)_Existing_Food Preparation_Natural Gas_Food Prep Other_E2 | F4 | Commercial | Miscellaneous (WA) | Existing | Food Preparation | Natural Gas | Food Prep Other | E2 | RVT BC Ratio | 0.4214 | 0.42184 | 0.42236 | 0.423 | 0.42376 | 0.42477 | 0.4258 | 0.4268 | 0.42772 | 0.42861 | 0.42951 | 0.43033 | 0.43117 | 0.43195 | 0.43261 | 0.43319 | 0.43367 | 0.43412 | 0.43461 | 0.43505 | 0.43549 | 0.4362 | 0.43691 | 0.43765 | 0.4384 | 0.43916 | 0.43994
F4_Commercial_Miscellaneous (WA)_Existing_Food Preparation_Natural Gas_Food Prep Other_E3 | F4 | Commercial | Miscellaneous (WA) | Existing | Food Preparation | Natural Gas | Food Prep Other | E3 | RVT BC Ratio | 0 | 0 | 0 | 0 | 0 | 0 | 0 | 0 | 0 | 0 | 0 | 0 | 0 | 0 | 0 | 0 | 0 | 0 | 0 | 0 | 0 | 0 | 0 | 0 | 0 | 0 | 0
F4_Commercial_Miscellaneous (WA)_Existing_Food Preparation_Natural Gas_Food Prep Other_E4 | F4 | Commercial | Miscellaneous (WA) | Existing | Food Preparation | Natural Gas | Food Prep Other | E4 | RVT BC Ratio | 0 | 0 | 0 | 0 | 0 | 0 | 0 | 0 | 0 | 0 | 0 | 0 | 0 | 0 | 0 | 0 | 0 | 0 | 0 | 0 | 0 | 0 | 0 | 0 | 0 | 0 | 0
F4_Commercial_Miscellaneous (WA)_Existing_Food Preparation_Natural Gas_Food Prep Other_E5 | F4 | Commercial | Miscellaneous (WA) | Existing | Food Preparation | Natural Gas | Food Prep Other | E5 | RVT BC Ratio | 0 | 0 | 0 | 0 | 0 | 0 | 0 | 0 | 0 | 0 | 0 | 0 | 0 | 0 | 0 | 0 | 0 | 0 | 0 | 0 | 0 | 0 | 0 | 0 | 0 | 0 | 0
F4_Commercial_Miscellaneous (WA)_Existing_Food Preparation_Natural Gas_Food Prep Other_E6 | F4 | Commercial | Miscellaneous (WA) | Existing | Food Preparation | Natural Gas | Food Prep Other | E6 | RVT BC Ratio | 0 | 0 | 0 | 0 | 0 | 0 | 0 | 0 | 0 | 0 | 0 | 0 | 0 | 0 | 0 | 0 | 0 | 0 | 0 | 0 | 0 | 0 | 0 | 0 | 0 | 0 | 0
F4_Commercial_Miscellaneous (WA)_Existing_Food Preparation_Natural Gas_Food Prep Other_E7 | F4 | Commercial | Miscellaneous (WA) | Existing | Food Preparation | Natural Gas | Food Prep Other | E7 | RVT BC Ratio | 0 | 0 | 0 | 0 | 0 | 0 | 0 | 0 | 0 | 0 | 0 | 0 | 0 | 0 | 0 | 0 | 0 | 0 | 0 | 0 | 0 | 0 | 0 | 0 | 0 | 0 | 0
F4_Commercial_Miscellaneous (WA)_Existing_Food Preparation_Natural Gas_Food Prep Other_E8 | F4 | Commercial | Miscellaneous (WA) | Existing | Food Preparation | Natural Gas | Food Prep Other | E8 | RVT BC Ratio | 0 | 0 | 0 | 0 | 0 | 0 | 0 | 0 | 0 | 0 | 0 | 0 | 0 | 0 | 0 | 0 | 0 | 0 | 0 | 0 | 0 | 0 | 0 | 0 | 0 | 0 | 0
F4_Commercial_Miscellaneous (WA)_Existing_Food Preparation_Natural Gas_Food Prep Other_E9 | F4 | Commercial | Miscellaneous (WA) | Existing | Food Preparation | Natural Gas | Food Prep Other | E9 | RVT BC Ratio | 0 | 0 | 0 | 0 | 0 | 0 | 0 | 0 | 0 | 0 | 0 | 0 | 0 | 0 | 0 | 0 | 0 | 0 | 0 | 0 | 0 | 0 | 0 | 0 | 0 | 0 | 0
F4_Commercial_Miscellaneous (WA)_Existing_Food Preparation_Natural Gas_Food Prep Other_E10 | F4 | Commercial | Miscellaneous (WA) | Existing | Food Preparation | Natural Gas | Food Prep Other | E10 | RVT BC Ratio | 0 | 0 | 0 | 0 | 0 | 0 | 0 | 0 | 0 | 0 | 0 | 0 | 0 | 0 | 0 | 0 | 0 | 0 | 0 | 0 | 0 | 0 | 0 | 0 | 0 | 0 | 0
F5_Commercial_Miscellaneous (WA)_Existing_Food Preparation_Natural Gas_Food Prep Other_E1 | F5 | Commercial | Miscellaneous (WA) | Existing | Food Preparation | Natural Gas | Food Prep Other | E1 | RIM BC Ratio | [24 empty] | 1 | 1 | 1 | bar: 2019 to 2042
F5_Commercial_Miscellaneous (WA)_Existing_Food Preparation_Natural Gas_Food Prep Other_E2 | F5 | Commercial | Miscellaneous (WA) | Existing | Food Preparation | Natural Gas | Food Prep Other | E2 | RIM BC Ratio | 0.035141 | 0.035928 | 0.036916 | 0.038079 | 0.039427 | 0.041119 | 0.042878 | 0.044627 | 0.046312 | 0.04802 | 0.049332 | 0.050551 | 0.051865 | 0.053145 | 0.054274 | 0.05532 | 0.056244 | 0.057152 | 0.058128 | 0.059074 | 0.060048 | 0.061039 | 0.062037 | 0.063066 | 0.064111 | 0.065172 | 0.06625
F5_Commercial_Miscellaneous (WA)_Existing_Food Preparation_Natural Gas_Food Prep Other_E3 | F5 | Commercial | Miscellaneous (WA) | Existing | Food Preparation | Natural Gas | Food Prep Other | E3 | RIM BC Ratio | 0 | 0 | 0 | 0 | 0 | 0 | 0 | 0 | 0 | 0 | 0 | 0 | 0 | 0 | 0 | 0 | 0 | 0 | 0 | 0 | 0 | 0 | 0 | 0 | 0 | 0 | 0
F5_Commercial_Miscellaneous (WA)_Existing_Food Preparation_Natural Gas_Food Prep Other_E4 | F5 | Commercial | Miscellaneous (WA) | Existing | Food Preparation | Natural Gas | Food Prep Other | E4 | RIM BC Ratio | 0 | 0 | 0 | 0 | 0 | 0 | 0 | 0 | 0 | 0 | 0 | 0 | 0 | 0 | 0 | 0 | 0 | 0 | 0 | 0 | 0 | 0 | 0 | 0 | 0 | 0 | 0
F5_Commercial_Miscellaneous (WA)_Existing_Food Preparation_Natural Gas_Food Prep Other_E5 | F5 | Commercial | Miscellaneous (WA) | Existing | Food Preparation | Natural Gas | Food Prep Other | E5 | RIM BC Ratio | 0 | 0 | 0 | 0 | 0 | 0 | 0 | 0 | 0 | 0 | 0 | 0 | 0 | 0 | 0 | 0 | 0 | 0 | 0 | 0 | 0 | 0 | 0 | 0 | 0 | 0 | 0
F5_Commercial_Miscellaneous (WA)_Existing_Food Preparation_Natural Gas_Food Prep Other_E6 | F5 | Commercial | Miscellaneous (WA) | Existing | Food Preparation | Natural Gas | Food Prep Other | E6 | RIM BC Ratio | 0 | 0 | 0 | 0 | 0 | 0 | 0 | 0 | 0 | 0 | 0 | 0 | 0 | 0 | 0 | 0 | 0 | 0 | 0 | 0 | 0 | 0 | 0 | 0 | 0 | 0 | 0
F5_Commercial_Miscellaneous (WA)_Existing_Food Preparation_Natural Gas_Food Prep Other_E7 | F5 | Commercial | Miscellaneous (WA) | Existing | Food Preparation | Natural Gas | Food Prep Other | E7 | RIM BC Ratio | 0 | 0 | 0 | 0 | 0 | 0 | 0 | 0 | 0 | 0 | 0 | 0 | 0 | 0 | 0 | 0 | 0 | 0 | 0 | 0 | 0 | 0 | 0 | 0 | 0 | 0 | 0
F5_Commercial_Miscellaneous (WA)_Existing_Food Preparation_Natural Gas_Food Prep Other_E8 | F5 | Commercial | Miscellaneous (WA) | Existing | Food Preparation | Natural Gas | Food Prep Other | E8 | RIM BC Ratio | 0 | 0 | 0 | 0 | 0 | 0 | 0 | 0 | 0 | 0 | 0 | 0 | 0 | 0 | 0 | 0 | 0 | 0 | 0 | 0 | 0 | 0 | 0 | 0 | 0 | 0 | 0
F5_Commercial_Miscellaneous (WA)_Existing_Food Preparation_Natural Gas_Food Prep Other_E9 | F5 | Commercial | Miscellaneous (WA) | Existing | Food Preparation | Natural Gas | Food Prep Other | E9 | RIM BC Ratio | 0 | 0 | 0 | 0 | 0 | 0 | 0 | 0 | 0 | 0 | 0 | 0 | 0 | 0 | 0 | 0 | 0 | 0 | 0 | 0 | 0 | 0 | 0 | 0 | 0 | 0 | 0
F5_Commercial_Miscellaneous (WA)_Existing_Food Preparation_Natural Gas_Food Prep Other_E10 | F5 | Commercial | Miscellaneous (WA) | Existing | Food Preparation | Natural Gas | Food Prep Other | E10 | RIM BC Ratio | 0 | 0 | 0 | 0 | 0 | 0 | 0 | 0 | 0 | 0 | 0 | 0 | 0 | 0 | 0 | 0 | 0 | 0 | 0 | 0 | 0 | 0 | 0 | 0 | 0 | 0 | 0
F0_Commercial_Miscellaneous (WA)_Existing_Miscellaneous_Natural Gas_Pool Heater_E0 | F0 | Commercial | Miscellaneous (WA) | Existing | Miscellaneous | Natural Gas | Pool Heater | E0 | Economic Unit | Condensing (EF .90) | Condensing (EF .90) | Condensing (EF .90) | Condensing (EF .90) | Condensing (EF .90) | Condensing (EF .90) | Condensing (EF .90) | Condensing (EF .90) | Condensing (EF .90) | Condensing (EF .90) | Condensing (EF .90) | Condensing (EF .90) | Condensing (EF .90) | Condensing (EF .90) | Condensing (EF .90) | Condensing (EF .90) | Condensing (EF .90) | Condensing (EF .90) | Condensing (EF .90) | Condensing (EF .90) | Condensing (EF .90) | Condensing (EF .90) | Condensing (EF .90) | Condensing (EF .90) | Condensing (EF .90) | Condensing (EF .90) | Condensing (EF .90)
F1_Commercial_Miscellaneous (WA)_Existing_Miscellaneous_Natural Gas_Pool Heater_E1 | F1 | Commercial | Miscellaneous (WA) | Existing | Miscellaneous | Natural Gas | Pool Heater | E1 | CCE | 0 | 0 | 0 | 0 | 0 | 0 | 0 | 0 | 0 | 0 | 0 | 0 | 0 | 0 | 0 | 0 | 0 | 0 | 0 | 0 | 0 | 0 | 0 | 0 | 0 | 0 | 0
F1_Commercial_Miscellaneous (WA)_Existing_Miscellaneous_Natural Gas_Pool Heater_E2 | F1 | Commercial | Miscellaneous (WA) | Existing | Miscellaneous | Natural Gas | Pool Heater | E2 | CCE | 0.0001637 | 0.0001637 | 0.0001637 | 0.0001637 | 0.0001637 | 0.0001637 | 0.0001637 | 0.0001637 | 0.0001637 | 0.0001637 | 0.0001637 | 0.0001637 | 0.0001637 | 0.0001637 | 0.0001637 | 0.0001637 | 0.0001637 | 0.0001637 | 0.0001637 | 0.0001637 | 0.0001637 | 0.0001637 | 0.0001637 | 0.0001637 | 0.0001637 | 0.0001637 | 0.0001637
F1_Commercial_Miscellaneous (WA)_Existing_Miscellaneous_Natural Gas_Pool Heater_E3 | F1 | Commercial | Miscellaneous (WA) | Existing | Miscellaneous | Natural Gas | Pool Heater | E3 | CCE | 0 | 0 | 0 | 0 | 0 | 0 | 0 | 0 | 0 | 0 | 0 | 0 | 0 | 0 | 0 | 0 | 0 | 0 | 0 | 0 | 0 | 0 | 0 | 0 | 0 | 0 | 0
F1_Commercial_Miscellaneous (WA)_Existing_Miscellaneous_Natural Gas_Pool Heater_E4 | F1 | Commercial | Miscellaneous (WA) | Existing | Miscellaneous | Natural Gas | Pool Heater | E4 | CCE | 0 | 0 | 0 | 0 | 0 | 0 | 0 | 0 | 0 | 0 | 0 | 0 | 0 | 0 | 0 | 0 | 0 | 0 | 0 | 0 | 0 | 0 | 0 | 0 | 0 | 0 | 0
F1_Commercial_Miscellaneous (WA)_Existing_Miscellaneous_Natural Gas_Pool Heater_E5 | F1 | Commercial | Miscellaneous (WA) | Existing | Miscellaneous | Natural Gas | Pool Heater | E5 | CCE | 0 | 0 | 0 | 0 | 0 | 0 | 0 | 0 | 0 | 0 | 0 | 0 | 0 | 0 | 0 | 0 | 0 | 0 | 0 | 0 | 0 | 0 | 0 | 0 | 0 | 0 | 0
F1_Commercial_Miscellaneous (WA)_Existing_Miscellaneous_Natural Gas_Pool Heater_E6 | F1 | Commercial | Miscellaneous (WA) | Existing | Miscellaneous | Natural Gas | Pool Heater | E6 | CCE | 0 | 0 | 0 | 0 | 0 | 0 | 0 | 0 | 0 | 0 | 0 | 0 | 0 | 0 | 0 | 0 | 0 | 0 | 0 | 0 | 0 | 0 | 0 | 0 | 0 | 0 | 0
F1_Commercial_Miscellaneous (WA)_Existing_Miscellaneous_Natural Gas_Pool Heater_E7 | F1 | Commercial | Miscellaneous (WA) | Existing | Miscellaneous | Natural Gas | Pool Heater | E7 | CCE | 0 | 0 | 0 | 0 | 0 | 0 | 0 | 0 | 0 | 0 | 0 | 0 | 0 | 0 | 0 | 0 | 0 | 0 | 0 | 0 | 0 | 0 | 0 | 0 | 0 | 0 | 0
F1_Commercial_Miscellaneous (WA)_Existing_Miscellaneous_Natural Gas_Pool Heater_E8 | F1 | Commercial | Miscellaneous (WA) | Existing | Miscellaneous | Natural Gas | Pool Heater | E8 | CCE | 0 | 0 | 0 | 0 | 0 | 0 | 0 | 0 | 0 | 0 | 0 | 0 | 0 | 0 | 0 | 0 | 0 | 0 | 0 | 0 | 0 | 0 | 0 | 0 | 0 | 0 | 0
F1_Commercial_Miscellaneous (WA)_Existing_Miscellaneous_Natural Gas_Pool Heater_E9 | F1 | Commercial | Miscellaneous (WA) | Existing | Miscellaneous | Natural Gas | Pool Heater | E9 | CCE | 0 | 0 | 0 | 0 | 0 | 0 | 0 | 0 | 0 | 0 | 0 | 0 | 0 | 0 | 0 | 0 | 0 | 0 | 0 | 0 | 0 | 0 | 0 | 0 | 0 | 0 | 0
F1_Commercial_Miscellaneous (WA)_Existing_Miscellaneous_Natural Gas_Pool Heater_E10 | F1 | Commercial | Miscellaneous (WA) | Existing | Miscellaneous | Natural Gas | Pool Heater | E10 | CCE | 0 | 0 | 0 | 0 | 0 | 0 | 0 | 0 | 0 | 0 | 0 | 0 | 0 | 0 | 0 | 0 | 0 | 0 | 0 | 0 | 0 | 0 | 0 | 0 | 0 | 0 | 0
F2_Commercial_Miscellaneous (WA)_Existing_Miscellaneous_Natural Gas_Pool Heater_E1 | F2 | Commercial | Miscellaneous (WA) | Existing | Miscellaneous | Natural Gas | Pool Heater | E1 | TRC BC Ratio | [24 empty] | 1 | 1 | 1 | bar: 2019 to 2042
F2_Commercial_Miscellaneous (WA)_Existing_Miscellaneous_Natural Gas_Pool Heater_E2 | F2 | Commercial | Miscellaneous (WA) | Existing | Miscellaneous | Natural Gas | Pool Heater | E2 | TRC BC Ratio | 20.214 | 20.3673 | 20.697 | 21.2302 | 21.9653 | 23.0331 | 24.2039 | 25.3783 | 26.5151 | 27.7309 | 28.6484 | 29.5092 | 30.4824 | 31.4215 | 32.2082 | 32.9138 | 33.4912 | 34.044 | 34.6553 | 35.2306 | 35.8258 | 36.4549 | 37.0872 | 37.7461 | 38.4167 | 39.0992 | 39.7938
F2_Commercial_Miscellaneous (WA)_Existing_Miscellaneous_Natural Gas_Pool Heater_E3 | F2 | Commercial | Miscellaneous (WA) | Existing | Miscellaneous | Natural Gas | Pool Heater | E3 | TRC BC Ratio | 0 | 0 | 0 | 0 | 0 | 0 | 0 | 0 | 0 | 0 | 0 | 0 | 0 | 0 | 0 | 0 | 0 | 0 | 0 | 0 | 0 | 0 | 0 | 0 | 0 | 0 | 0
F2_Commercial_Miscellaneous (WA)_Existing_Miscellaneous_Natural Gas_Pool Heater_E4 | F2 | Commercial | Miscellaneous (WA) | Existing | Miscellaneous | Natural Gas | Pool Heater | E4 | TRC BC Ratio | 0 | 0 | 0 | 0 | 0 | 0 | 0 | 0 | 0 | 0 | 0 | 0 | 0 | 0 | 0 | 0 | 0 | 0 | 0 | 0 | 0 | 0 | 0 | 0 | 0 | 0 | 0
F2_Commercial_Miscellaneous (WA)_Existing_Miscellaneous_Natural Gas_Pool Heater_E5 | F2 | Commercial | Miscellaneous (WA) | Existing | Miscellaneous | Natural Gas | Pool Heater | E5 | TRC BC Ratio | 0 | 0 | 0 | 0 | 0 | 0 | 0 | 0 | 0 | 0 | 0 | 0 | 0 | 0 | 0 | 0 | 0 | 0 | 0 | 0 | 0 | 0 | 0 | 0 | 0 | 0 | 0
F2_Commercial_Miscellaneous (WA)_Existing_Miscellaneous_Natural Gas_Pool Heater_E6 | F2 | Commercial | Miscellaneous (WA) | Existing | Miscellaneous | Natural Gas | Pool Heater | E6 | TRC BC Ratio | 0 | 0 | 0 | 0 | 0 | 0 | 0 | 0 | 0 | 0 | 0 | 0 | 0 | 0 | 0 | 0 | 0 | 0 | 0 | 0 | 0 | 0 | 0 | 0 | 0 | 0 | 0
F2_Commercial_Miscellaneous (WA)_Existing_Miscellaneous_Natural Gas_Pool Heater_E7 | F2 | Commercial | Miscellaneous (WA) | Existing | Miscellaneous | Natural Gas | Pool Heater | E7 | TRC BC Ratio | 0 | 0 | 0 | 0 | 0 | 0 | 0 | 0 | 0 | 0 | 0 | 0 | 0 | 0 | 0 | 0 | 0 | 0 | 0 | 0 | 0 | 0 | 0 | 0 | 0 | 0 | 0
F2_Commercial_Miscellaneous (WA)_Existing_Miscellaneous_Natural Gas_Pool Heater_E8 | F2 | Commercial | Miscellaneous (WA) | Existing | Miscellaneous | Natural Gas | Pool Heater | E8 | TRC BC Ratio | 0 | 0 | 0 | 0 | 0 | 0 | 0 | 0 | 0 | 0 | 0 | 0 | 0 | 0 | 0 | 0 | 0 | 0 | 0 | 0 | 0 | 0 | 0 | 0 | 0 | 0 | 0
F2_Commercial_Miscellaneous (WA)_Existing_Miscellaneous_Natural Gas_Pool Heater_E9 | F2 | Commercial | Miscellaneous (WA) | Existing | Miscellaneous | Natural Gas | Pool Heater | E9 | TRC BC Ratio | 0 | 0 | 0 | 0 | 0 | 0 | 0 | 0 | 0 | 0 | 0 | 0 | 0 | 0 | 0 | 0 | 0 | 0 | 0 | 0 | 0 | 0 | 0 | 0 | 0 | 0 | 0
F2_Commercial_Miscellaneous (WA)_Existing_Miscellaneous_Natural Gas_Pool Heater_E10 | F2 | Commercial | Miscellaneous (WA) | Existing | Miscellaneous | Natural Gas | Pool Heater | E10 | TRC BC Ratio | 0 | 0 | 0 | 0 | 0 | 0 | 0 | 0 | 0 | 0 | 0 | 0 | 0 | 0 | 0 | 0 | 0 | 0 | 0 | 0 | 0 | 0 | 0 | 0 | 0 | 0 | 0
F3_Commercial_Miscellaneous (WA)_Existing_Miscellaneous_Natural Gas_Pool Heater_E1 | F3 | Commercial | Miscellaneous (WA) | Existing | Miscellaneous | Natural Gas | Pool Heater | E1 | PACT BC Ratio | [24 empty] | 1 | 1 | 1 | bar: 2019 to 2042
F3_Commercial_Miscellaneous (WA)_Existing_Miscellaneous_Natural Gas_Pool Heater_E2 | F3 | Commercial | Miscellaneous (WA) | Existing | Miscellaneous | Natural Gas | Pool Heater | E2 | PACT BC Ratio | 50.154 | 50.5346 | 51.3525 | 52.6755 | 54.4994 | 57.1487 | 60.0538 | 62.9675 | 65.7881 | 68.8047 | 71.0811 | 73.2171 | 75.6317 | 77.9616 | 79.9137 | 81.6643 | 83.097 | 84.4685 | 85.9853 | 87.4126 | 88.8896 | 90.4503 | 92.0192 | 93.654 | 95.3179 | 97.0113 | 98.7348
F3_Commercial_Miscellaneous (WA)_Existing_Miscellaneous_Natural Gas_Pool Heater_E3 | F3 | Commercial | Miscellaneous (WA) | Existing | Miscellaneous | Natural Gas | Pool Heater | E3 | PACT BC Ratio | 0 | 0 | 0 | 0 | 0 | 0 | 0 | 0 | 0 | 0 | 0 | 0 | 0 | 0 | 0 | 0 | 0 | 0 | 0 | 0 | 0 | 0 | 0 | 0 | 0 | 0 | 0
F3_Commercial_Miscellaneous (WA)_Existing_Miscellaneous_Natural Gas_Pool Heater_E4 | F3 | Commercial | Miscellaneous (WA) | Existing | Miscellaneous | Natural Gas | Pool Heater | E4 | PACT BC Ratio | 0 | 0 | 0 | 0 | 0 | 0 | 0 | 0 | 0 | 0 | 0 | 0 | 0 | 0 | 0 | 0 | 0 | 0 | 0 | 0 | 0 | 0 | 0 | 0 | 0 | 0 | 0
F3_Commercial_Miscellaneous (WA)_Existing_Miscellaneous_Natural Gas_Pool Heater_E5 | F3 | Commercial | Miscellaneous (WA) | Existing | Miscellaneous | Natural Gas | Pool Heater | E5 | PACT BC Ratio | 0 | 0 | 0 | 0 | 0 | 0 | 0 | 0 | 0 | 0 | 0 | 0 | 0 | 0 | 0 | 0 | 0 | 0 | 0 | 0 | 0 | 0 | 0 | 0 | 0 | 0 | 0
F3_Commercial_Miscellaneous (WA)_Existing_Miscellaneous_Natural Gas_Pool Heater_E6 | F3 | Commercial | Miscellaneous (WA) | Existing | Miscellaneous | Natural Gas | Pool Heater | E6 | PACT BC Ratio | 0 | 0 | 0 | 0 | 0 | 0 | 0 | 0 | 0 | 0 | 0 | 0 | 0 | 0 | 0 | 0 | 0 | 0 | 0 | 0 | 0 | 0 | 0 | 0 | 0 | 0 | 0
F3_Commercial_Miscellaneous (WA)_Existing_Miscellaneous_Natural Gas_Pool Heater_E7 | F3 | Commercial | Miscellaneous (WA) | Existing | Miscellaneous | Natural Gas | Pool Heater | E7 | PACT BC Ratio | 0 | 0 | 0 | 0 | 0 | 0 | 0 | 0 | 0 | 0 | 0 | 0 | 0 | 0 | 0 | 0 | 0 | 0 | 0 | 0 | 0 | 0 | 0 | 0 | 0 | 0 | 0
F3_Commercial_Miscellaneous (WA)_Existing_Miscellaneous_Natural Gas_Pool Heater_E8 | F3 | Commercial | Miscellaneous (WA) | Existing | Miscellaneous | Natural Gas | Pool Heater | E8 | PACT BC Ratio | 0 | 0 | 0 | 0 | 0 | 0 | 0 | 0 | 0 | 0 | 0 | 0 | 0 | 0 | 0 | 0 | 0 | 0 | 0 | 0 | 0 | 0 | 0 | 0 | 0 | 0 | 0
F3_Commercial_Miscellaneous (WA)_Existing_Miscellaneous_Natural Gas_Pool Heater_E9 | F3 | Commercial | Miscellaneous (WA) | Existing | Miscellaneous | Natural Gas | Pool Heater | E9 | PACT BC Ratio | 0 | 0 | 0 | 0 | 0 | 0 | 0 | 0 | 0 | 0 | 0 | 0 | 0 | 0 | 0 | 0 | 0 | 0 | 0 | 0 | 0 | 0 | 0 | 0 | 0 | 0 | 0
F3_Commercial_Miscellaneous (WA)_Existing_Miscellaneous_Natural Gas_Pool Heater_E10 | F3 | Commercial | Miscellaneous (WA) | Existing | Miscellaneous | Natural Gas | Pool Heater | E10 | PACT BC Ratio | 0 | 0 | 0 | 0 | 0 | 0 | 0 | 0 | 0 | 0 | 0 | 0 | 0 | 0 | 0 | 0 | 0 | 0 | 0 | 0 | 0 | 0 | 0 | 0 | 0 | 0 | 0
F4_Commercial_Miscellaneous (WA)_Existing_Miscellaneous_Natural Gas_Pool Heater_E1 | F4 | Commercial | Miscellaneous (WA) | Existing | Miscellaneous | Natural Gas | Pool Heater | E1 | RVT BC Ratio | [24 empty] | 1 | 1 | 1 | bar: 2019 to 2042
F4_Commercial_Miscellaneous (WA)_Existing_Miscellaneous_Natural Gas_Pool Heater_E2 | F4 | Commercial | Miscellaneous (WA) | Existing | Miscellaneous | Natural Gas | Pool Heater | E2 | RVT BC Ratio | 29.3918 | 29.6126 | 30.0113 | 30.6131 | 31.403 | 32.5533 | 33.7142 | 34.828 | 35.8321 | 36.8884 | 38.0995 | 39.2358 | 40.5205 | 41.709 | 42.6376 | 43.3913 | 43.8984 | 44.2848 | 44.7193 | 45.0753 | 45.4242 | 46.2168 | 47.0135 | 47.8437 | 48.6887 | 49.5486 | 50.4239
F4_Commercial_Miscellaneous (WA)_Existing_Miscellaneous_Natural Gas_Pool Heater_E3 | F4 | Commercial | Miscellaneous (WA) | Existing | Miscellaneous | Natural Gas | Pool Heater | E3 | RVT BC Ratio | 0 | 0 | 0 | 0 | 0 | 0 | 0 | 0 | 0 | 0 | 0 | 0 | 0 | 0 | 0 | 0 | 0 | 0 | 0 | 0 | 0 | 0 | 0 | 0 | 0 | 0 | 0
F4_Commercial_Miscellaneous (WA)_Existing_Miscellaneous_Natural Gas_Pool Heater_E4 | F4 | Commercial | Miscellaneous (WA) | Existing | Miscellaneous | Natural Gas | Pool Heater | E4 | RVT BC Ratio | 0 | 0 | 0 | 0 | 0 | 0 | 0 | 0 | 0 | 0 | 0 | 0 | 0 | 0 | 0 | 0 | 0 | 0 | 0 | 0 | 0 | 0 | 0 | 0 | 0 | 0 | 0
F4_Commercial_Miscellaneous (WA)_Existing_Miscellaneous_Natural Gas_Pool Heater_E5 | F4 | Commercial | Miscellaneous (WA) | Existing | Miscellaneous | Natural Gas | Pool Heater | E5 | RVT BC Ratio | 0 | 0 | 0 | 0 | 0 | 0 | 0 | 0 | 0 | 0 | 0 | 0 | 0 | 0 | 0 | 0 | 0 | 0 | 0 | 0 | 0 | 0 | 0 | 0 | 0 | 0 | 0
F4_Commercial_Miscellaneous (WA)_Existing_Miscellaneous_Natural Gas_Pool Heater_E6 | F4 | Commercial | Miscellaneous (WA) | Existing | Miscellaneous | Natural Gas | Pool Heater | E6 | RVT BC Ratio | 0 | 0 | 0 | 0 | 0 | 0 | 0 | 0 | 0 | 0 | 0 | 0 | 0 | 0 | 0 | 0 | 0 | 0 | 0 | 0 | 0 | 0 | 0 | 0 | 0 | 0 | 0
F4_Commercial_Miscellaneous (WA)_Existing_Miscellaneous_Natural Gas_Pool Heater_E7 | F4 | Commercial | Miscellaneous (WA) | Existing | Miscellaneous | Natural Gas | Pool Heater | E7 | RVT BC Ratio | 0 | 0 | 0 | 0 | 0 | 0 | 0 | 0 | 0 | 0 | 0 | 0 | 0 | 0 | 0 | 0 | 0 | 0 | 0 | 0 | 0 | 0 | 0 | 0 | 0 | 0 | 0
F4_Commercial_Miscellaneous (WA)_Existing_Miscellaneous_Natural Gas_Pool Heater_E8 | F4 | Commercial | Miscellaneous (WA) | Existing | Miscellaneous | Natural Gas | Pool Heater | E8 | RVT BC Ratio | 0 | 0 | 0 | 0 | 0 | 0 | 0 | 0 | 0 | 0 | 0 | 0 | 0 | 0 | 0 | 0 | 0 | 0 | 0 | 0 | 0 | 0 | 0 | 0 | 0 | 0 | 0
F4_Commercial_Miscellaneous (WA)_Existing_Miscellaneous_Natural Gas_Pool Heater_E9 | F4 | Commercial | Miscellaneous (WA) | Existing | Miscellaneous | Natural Gas | Pool Heater | E9 | RVT BC Ratio | 0 | 0 | 0 | 0 | 0 | 0 | 0 | 0 | 0 | 0 | 0 | 0 | 0 | 0 | 0 | 0 | 0 | 0 | 0 | 0 | 0 | 0 | 0 | 0 | 0 | 0 | 0
F4_Commercial_Miscellaneous (WA)_Existing_Miscellaneous_Natural Gas_Pool Heater_E10 | F4 | Commercial | Miscellaneous (WA) | Existing | Miscellaneous | Natural Gas | Pool Heater | E10 | RVT BC Ratio | 0 | 0 | 0 | 0 | 0 | 0 | 0 | 0 | 0 | 0 | 0 | 0 | 0 | 0 | 0 | 0 | 0 | 0 | 0 | 0 | 0 | 0 | 0 | 0 | 0 | 0 | 0
F5_Commercial_Miscellaneous (WA)_Existing_Miscellaneous_Natural Gas_Pool Heater_E1 | F5 | Commercial | Miscellaneous (WA) | Existing | Miscellaneous | Natural Gas | Pool Heater | E1 | RIM BC Ratio | [24 empty] | 1 | 1 | 1 | bar: 2019 to 2042
F5_Commercial_Miscellaneous (WA)_Existing_Miscellaneous_Natural Gas_Pool Heater_E2 | F5 | Commercial | Miscellaneous (WA) | Existing | Miscellaneous | Natural Gas | Pool Heater | E2 | RIM BC Ratio | 0.81971 | 0.81981 | 0.82209 | 0.8268 | 0.83405 | 0.84387 | 0.85642 | 0.86942 | 0.88305 | 0.89724 | 0.89761 | 0.89794 | 0.89829 | 0.89971 | 0.90224 | 0.90606 | 0.91136 | 0.91835 | 0.9258 | 0.93377 | 0.94229 | 0.94246 | 0.94262 | 0.94279 | 0.94296 | 0.94312 | 0.94328
F5_Commercial_Miscellaneous (WA)_Existing_Miscellaneous_Natural Gas_Pool Heater_E3 | F5 | Commercial | Miscellaneous (WA) | Existing | Miscellaneous | Natural Gas | Pool Heater | E3 | RIM BC Ratio | 0 | 0 | 0 | 0 | 0 | 0 | 0 | 0 | 0 | 0 | 0 | 0 | 0 | 0 | 0 | 0 | 0 | 0 | 0 | 0 | 0 | 0 | 0 | 0 | 0 | 0 | 0
F5_Commercial_Miscellaneous (WA)_Existing_Miscellaneous_Natural Gas_Pool Heater_E4 | F5 | Commercial | Miscellaneous (WA) | Existing | Miscellaneous | Natural Gas | Pool Heater | E4 | RIM BC Ratio | 0 | 0 | 0 | 0 | 0 | 0 | 0 | 0 | 0 | 0 | 0 | 0 | 0 | 0 | 0 | 0 | 0 | 0 | 0 | 0 | 0 | 0 | 0 | 0 | 0 | 0 | 0
F5_Commercial_Miscellaneous (WA)_Existing_Miscellaneous_Natural Gas_Pool Heater_E5 | F5 | Commercial | Miscellaneous (WA) | Existing | Miscellaneous | Natural Gas | Pool Heater | E5 | RIM BC Ratio | 0 | 0 | 0 | 0 | 0 | 0 | 0 | 0 | 0 | 0 | 0 | 0 | 0 | 0 | 0 | 0 | 0 | 0 | 0 | 0 | 0 | 0 | 0 | 0 | 0 | 0 | 0
F5_Commercial_Miscellaneous (WA)_Existing_Miscellaneous_Natural Gas_Pool Heater_E6 | F5 | Commercial | Miscellaneous (WA) | Existing | Miscellaneous | Natural Gas | Pool Heater | E6 | RIM BC Ratio | 0 | 0 | 0 | 0 | 0 | 0 | 0 | 0 | 0 | 0 | 0 | 0 | 0 | 0 | 0 | 0 | 0 | 0 | 0 | 0 | 0 | 0 | 0 | 0 | 0 | 0 | 0
F5_Commercial_Miscellaneous (WA)_Existing_Miscellaneous_Natural Gas_Pool Heater_E7 | F5 | Commercial | Miscellaneous (WA) | Existing | Miscellaneous | Natural Gas | Pool Heater | E7 | RIM BC Ratio | 0 | 0 | 0 | 0 | 0 | 0 | 0 | 0 | 0 | 0 | 0 | 0 | 0 | 0 | 0 | 0 | 0 | 0 | 0 | 0 | 0 | 0 | 0 | 0 | 0 | 0 | 0
F5_Commercial_Miscellaneous (WA)_Existing_Miscellaneous_Natural Gas_Pool Heater_E8 | F5 | Commercial | Miscellaneous (WA) | Existing | Miscellaneous | Natural Gas | Pool Heater | E8 | RIM BC Ratio | 0 | 0 | 0 | 0 | 0 | 0 | 0 | 0 | 0 | 0 | 0 | 0 | 0 | 0 | 0 | 0 | 0 | 0 | 0 | 0 | 0 | 0 | 0 | 0 | 0 | 0 | 0
F5_Commercial_Miscellaneous (WA)_Existing_Miscellaneous_Natural Gas_Pool Heater_E9 | F5 | Commercial | Miscellaneous (WA) | Existing | Miscellaneous | Natural Gas | Pool Heater | E9 | RIM BC Ratio | 0 | 0 | 0 | 0 | 0 | 0 | 0 | 0 | 0 | 0 | 0 | 0 | 0 | 0 | 0 | 0 | 0 | 0 | 0 | 0 | 0 | 0 | 0 | 0 | 0 | 0 | 0
F5_Commercial_Miscellaneous (WA)_Existing_Miscellaneous_Natural Gas_Pool Heater_E10 | F5 | Commercial | Miscellaneous (WA) | Existing | Miscellaneous | Natural Gas | Pool Heater | E10 | RIM BC Ratio | 0 | 0 | 0 | 0 | 0 | 0 | 0 | 0 | 0 | 0 | 0 | 0 | 0 | 0 | 0 | 0 | 0 | 0 | 0 | 0 | 0 | 0 | 0 | 0 | 0 | 0 | 0
F0_Commercial_Miscellaneous (WA)_Existing_Miscellaneous_Natural Gas_Miscellaneous_E0 | F0 | Commercial | Miscellaneous (WA) | Existing | Miscellaneous | Natural Gas | Miscellaneous | E0 | Economic Unit | Standard | Standard | Standard | Standard | Standard | Standard | Standard | Standard | Standard | Standard | Standard | Standard | Standard | Standard | Standard | Standard | Standard | Standard | Standard | Standard | Standard | Standard | Standard | Standard | Standard | Standard | Standard
F1_Commercial_Miscellaneous (WA)_Existing_Miscellaneous_Natural Gas_Miscellaneous_E1 | F1 | Commercial | Miscellaneous (WA) | Existing | Miscellaneous | Natural Gas | Miscellaneous | E1 | CCE | 0 | 0 | 0 | 0 | 0 | 0 | 0 | 0 | 0 | 0 | 0 | 0 | 0 | 0 | 0 | 0 | 0 | 0 | 0 | 0 | 0 | 0 | 0 | 0 | 0 | 0 | 0
F1_Commercial_Miscellaneous (WA)_Existing_Miscellaneous_Natural Gas_Miscellaneous_E2 | F1 | Commercial | Miscellaneous (WA) | Existing | Miscellaneous | Natural Gas | Miscellaneous | E2 | CCE | 0 | 0 | 0 | 0 | 0 | 0 | 0 | 0 | 0 | 0 | 0 | 0 | 0 | 0 | 0 | 0 | 0 | 0 | 0 | 0 | 0 | 0 | 0 | 0 | 0 | 0 | 0
F1_Commercial_Miscellaneous (WA)_Existing_Miscellaneous_Natural Gas_Miscellaneous_E3 | F1 | Commercial | Miscellaneous (WA) | Existing | Miscellaneous | Natural Gas | Miscellaneous | E3 | CCE | 0 | 0 | 0 | 0 | 0 | 0 | 0 | 0 | 0 | 0 | 0 | 0 | 0 | 0 | 0 | 0 | 0 | 0 | 0 | 0 | 0 | 0 | 0 | 0 | 0 | 0 | 0
F1_Commercial_Miscellaneous (WA)_Existing_Miscellaneous_Natural Gas_Miscellaneous_E4 | F1 | Commercial | Miscellaneous (WA) | Existing | Miscellaneous | Natural Gas | Miscellaneous | E4 | CCE | 0 | 0 | 0 | 0 | 0 | 0 | 0 | 0 | 0 | 0 | 0 | 0 | 0 | 0 | 0 | 0 | 0 | 0 | 0 | 0 | 0 | 0 | 0 | 0 | 0 | 0 | 0
F1_Commercial_Miscellaneous (WA)_Existing_Miscellaneous_Natural Gas_Miscellaneous_E5 | F1 | Commercial | Miscellaneous (WA) | Existing | Miscellaneous | Natural Gas | Miscellaneous | E5 | CCE | 0 | 0 | 0 | 0 | 0 | 0 | 0 | 0 | 0 | 0 | 0 | 0 | 0 | 0 | 0 | 0 | 0 | 0 | 0 | 0 | 0 | 0 | 0 | 0 | 0 | 0 | 0
F1_Commercial_Miscellaneous (WA)_Existing_Miscellaneous_Natural Gas_Miscellaneous_E6 | F1 | Commercial | Miscellaneous (WA) | Existing | Miscellaneous | Natural Gas | Miscellaneous | E6 | CCE | 0 | 0 | 0 | 0 | 0 | 0 | 0 | 0 | 0 | 0 | 0 | 0 | 0 | 0 | 0 | 0 | 0 | 0 | 0 | 0 | 0 | 0 | 0 | 0 | 0 | 0 | 0
F1_Commercial_Miscellaneous (WA)_Existing_Miscellaneous_Natural Gas_Miscellaneous_E7 | F1 | Commercial | Miscellaneous (WA) | Existing | Miscellaneous | Natural Gas | Miscellaneous | E7 | CCE | 0 | 0 | 0 | 0 | 0 | 0 | 0 | 0 | 0 | 0 | 0 | 0 | 0 | 0 | 0 | 0 | 0 | 0 | 0 | 0 | 0 | 0 | 0 | 0 | 0 | 0 | 0
F1_Commercial_Miscellaneous (WA)_Existing_Miscellaneous_Natural Gas_Miscellaneous_E8 | F1 | Commercial | Miscellaneous (WA) | Existing | Miscellaneous | Natural Gas | Miscellaneous | E8 | CCE | 0 | 0 | 0 | 0 | 0 | 0 | 0 | 0 | 0 | 0 | 0 | 0 | 0 | 0 | 0 | 0 | 0 | 0 | 0 | 0 | 0 | 0 | 0 | 0 | 0 | 0 | 0
F1_Commercial_Miscellaneous (WA)_Existing_Miscellaneous_Natural Gas_Miscellaneous_E9 | F1 | Commercial | Miscellaneous (WA) | Existing | Miscellaneous | Natural Gas | Miscellaneous | E9 | CCE | 0 | 0 | 0 | 0 | 0 | 0 | 0 | 0 | 0 | 0 | 0 | 0 | 0 | 0 | 0 | 0 | 0 | 0 | 0 | 0 | 0 | 0 | 0 | 0 | 0 | 0 | 0
F1_Commercial_Miscellaneous (WA)_Existing_Miscellaneous_Natural Gas_Miscellaneous_E10 | F1 | Commercial | Miscellaneous (WA) | Existing | Miscellaneous | Natural Gas | Miscellaneous | E10 | CCE | 0 | 0 | 0 | 0 | 0 | 0 | 0 | 0 | 0 | 0 | 0 | 0 | 0 | 0 | 0 | 0 | 0 | 0 | 0 | 0 | 0 | 0 | 0 | 0 | 0 | 0 | 0
F2_Commercial_Miscellaneous (WA)_Existing_Miscellaneous_Natural Gas_Miscellaneous_E1 | F2 | Commercial | Miscellaneous (WA) | Existing | Miscellaneous | Natural Gas | Miscellaneous | E1 | TRC BC Ratio | [24 empty] | 1 | 1 | 1 | bar: 2019 to 2042
F2_Commercial_Miscellaneous (WA)_Existing_Miscellaneous_Natural Gas_Miscellaneous_E2 | F2 | Commercial | Miscellaneous (WA) | Existing | Miscellaneous | Natural Gas | Miscellaneous | E2 | TRC BC Ratio | 0 | 0 | 0 | 0 | 0 | 0 | 0 | 0 | 0 | 0 | 0 | 0 | 0 | 0 | 0 | 0 | 0 | 0 | 0 | 0 | 0 | 0 | 0 | 0 | 0 | 0 | 0
F2_Commercial_Miscellaneous (WA)_Existing_Miscellaneous_Natural Gas_Miscellaneous_E3 | F2 | Commercial | Miscellaneous (WA) | Existing | Miscellaneous | Natural Gas | Miscellaneous | E3 | TRC BC Ratio | 0 | 0 | 0 | 0 | 0 | 0 | 0 | 0 | 0 | 0 | 0 | 0 | 0 | 0 | 0 | 0 | 0 | 0 | 0 | 0 | 0 | 0 | 0 | 0 | 0 | 0 | 0
F2_Commercial_Miscellaneous (WA)_Existing_Miscellaneous_Natural Gas_Miscellaneous_E4 | F2 | Commercial | Miscellaneous (WA) | Existing | Miscellaneous | Natural Gas | Miscellaneous | E4 | TRC BC Ratio | 0 | 0 | 0 | 0 | 0 | 0 | 0 | 0 | 0 | 0 | 0 | 0 | 0 | 0 | 0 | 0 | 0 | 0 | 0 | 0 | 0 | 0 | 0 | 0 | 0 | 0 | 0
F2_Commercial_Miscellaneous (WA)_Existing_Miscellaneous_Natural Gas_Miscellaneous_E5 | F2 | Commercial | Miscellaneous (WA) | Existing | Miscellaneous | Natural Gas | Miscellaneous | E5 | TRC BC Ratio | 0 | 0 | 0 | 0 | 0 | 0 | 0 | 0 | 0 | 0 | 0 | 0 | 0 | 0 | 0 | 0 | 0 | 0 | 0 | 0 | 0 | 0 | 0 | 0 | 0 | 0 | 0
F2_Commercial_Miscellaneous (WA)_Existing_Miscellaneous_Natural Gas_Miscellaneous_E6 | F2 | Commercial | Miscellaneous (WA) | Existing | Miscellaneous | Natural Gas | Miscellaneous | E6 | TRC BC Ratio | 0 | 0 | 0 | 0 | 0 | 0 | 0 | 0 | 0 | 0 | 0 | 0 | 0 | 0 | 0 | 0 | 0 | 0 | 0 | 0 | 0 | 0 | 0 | 0 | 0 | 0 | 0
F2_Commercial_Miscellaneous (WA)_Existing_Miscellaneous_Natural Gas_Miscellaneous_E7 | F2 | Commercial | Miscellaneous (WA) | Existing | Miscellaneous | Natural Gas | Miscellaneous | E7 | TRC BC Ratio | 0 | 0 | 0 | 0 | 0 | 0 | 0 | 0 | 0 | 0 | 0 | 0 | 0 | 0 | 0 | 0 | 0 | 0 | 0 | 0 | 0 | 0 | 0 | 0 | 0 | 0 | 0
F2_Commercial_Miscellaneous (WA)_Existing_Miscellaneous_Natural Gas_Miscellaneous_E8 | F2 | Commercial | Miscellaneous (WA) | Existing | Miscellaneous | Natural Gas | Miscellaneous | E8 | TRC BC Ratio | 0 | 0 | 0 | 0 | 0 | 0 | 0 | 0 | 0 | 0 | 0 | 0 | 0 | 0 | 0 | 0 | 0 | 0 | 0 | 0 | 0 | 0 | 0 | 0 | 0 | 0 | 0
F2_Commercial_Miscellaneous (WA)_Existing_Miscellaneous_Natural Gas_Miscellaneous_E9 | F2 | Commercial | Miscellaneous (WA) | Existing | Miscellaneous | Natural Gas | Miscellaneous | E9 | TRC BC Ratio | 0 | 0 | 0 | 0 | 0 | 0 | 0 | 0 | 0 | 0 | 0 | 0 | 0 | 0 | 0 | 0 | 0 | 0 | 0 | 0 | 0 | 0 | 0 | 0 | 0 | 0 | 0
F2_Commercial_Miscellaneous (WA)_Existing_Miscellaneous_Natural Gas_Miscellaneous_E10 | F2 | Commercial | Miscellaneous (WA) | Existing | Miscellaneous | Natural Gas | Miscellaneous | E10 | TRC BC Ratio | 0 | 0 | 0 | 0 | 0 | 0 | 0 | 0 | 0 | 0 | 0 | 0 | 0 | 0 | 0 | 0 | 0 | 0 | 0 | 0 | 0 | 0 | 0 | 0 | 0 | 0 | 0
F3_Commercial_Miscellaneous (WA)_Existing_Miscellaneous_Natural Gas_Miscellaneous_E1 | F3 | Commercial | Miscellaneous (WA) | Existing | Miscellaneous | Natural Gas | Miscellaneous | E1 | PACT BC Ratio | [24 empty] | 1 | 1 | 1 | bar: 2019 to 2042
F3_Commercial_Miscellaneous (WA)_Existing_Miscellaneous_Natural Gas_Miscellaneous_E2 | F3 | Commercial | Miscellaneous (WA) | Existing | Miscellaneous | Natural Gas | Miscellaneous | E2 | PACT BC Ratio | 0 | 0 | 0 | 0 | 0 | 0 | 0 | 0 | 0 | 0 | 0 | 0 | 0 | 0 | 0 | 0 | 0 | 0 | 0 | 0 | 0 | 0 | 0 | 0 | 0 | 0 | 0
F3_Commercial_Miscellaneous (WA)_Existing_Miscellaneous_Natural Gas_Miscellaneous_E3 | F3 | Commercial | Miscellaneous (WA) | Existing | Miscellaneous | Natural Gas | Miscellaneous | E3 | PACT BC Ratio | 0 | 0 | 0 | 0 | 0 | 0 | 0 | 0 | 0 | 0 | 0 | 0 | 0 | 0 | 0 | 0 | 0 | 0 | 0 | 0 | 0 | 0 | 0 | 0 | 0 | 0 | 0
F3_Commercial_Miscellaneous (WA)_Existing_Miscellaneous_Natural Gas_Miscellaneous_E4 | F3 | Commercial | Miscellaneous (WA) | Existing | Miscellaneous | Natural Gas | Miscellaneous | E4 | PACT BC Ratio | 0 | 0 | 0 | 0 | 0 | 0 | 0 | 0 | 0 | 0 | 0 | 0 | 0 | 0 | 0 | 0 | 0 | 0 | 0 | 0 | 0 | 0 | 0 | 0 | 0 | 0 | 0
F3_Commercial_Miscellaneous (WA)_Existing_Miscellaneous_Natural Gas_Miscellaneous_E5 | F3 | Commercial | Miscellaneous (WA) | Existing | Miscellaneous | Natural Gas | Miscellaneous | E5 | PACT BC Ratio | 0 | 0 | 0 | 0 | 0 | 0 | 0 | 0 | 0 | 0 | 0 | 0 | 0 | 0 | 0 | 0 | 0 | 0 | 0 | 0 | 0 | 0 | 0 | 0 | 0 | 0 | 0
F3_Commercial_Miscellaneous (WA)_Existing_Miscellaneous_Natural Gas_Miscellaneous_E6 | F3 | Commercial | Miscellaneous (WA) | Existing | Miscellaneous | Natural Gas | Miscellaneous | E6 | PACT BC Ratio | 0 | 0 | 0 | 0 | 0 | 0 | 0 | 0 | 0 | 0 | 0 | 0 | 0 | 0 | 0 | 0 | 0 | 0 | 0 | 0 | 0 | 0 | 0 | 0 | 0 | 0 | 0
F3_Commercial_Miscellaneous (WA)_Existing_Miscellaneous_Natural Gas_Miscellaneous_E7 | F3 | Commercial | Miscellaneous (WA) | Existing | Miscellaneous | Natural Gas | Miscellaneous | E7 | PACT BC Ratio | 0 | 0 | 0 | 0 | 0 | 0 | 0 | 0 | 0 | 0 | 0 | 0 | 0 | 0 | 0 | 0 | 0 | 0 | 0 | 0 | 0 | 0 | 0 | 0 | 0 | 0 | 0
F3_Commercial_Miscellaneous (WA)_Existing_Miscellaneous_Natural Gas_Miscellaneous_E8 | F3 | Commercial | Miscellaneous (WA) | Existing | Miscellaneous | Natural Gas | Miscellaneous | E8 | PACT BC Ratio | 0 | 0 | 0 | 0 | 0 | 0 | 0 | 0 | 0 | 0 | 0 | 0 | 0 | 0 | 0 | 0 | 0 | 0 | 0 | 0 | 0 | 0 | 0 | 0 | 0 | 0 | 0
F3_Commercial_Miscellaneous (WA)_Existing_Miscellaneous_Natural Gas_Miscellaneous_E9 | F3 | Commercial | Miscellaneous (WA) | Existing | Miscellaneous | Natural Gas | Miscellaneous | E9 | PACT BC Ratio | 0 | 0 | 0 | 0 | 0 | 0 | 0 | 0 | 0 | 0 | 0 | 0 | 0 | 0 | 0 | 0 | 0 | 0 | 0 | 0 | 0 | 0 | 0 | 0 | 0 | 0 | 0
F3_Commercial_Miscellaneous (WA)_Existing_Miscellaneous_Natural Gas_Miscellaneous_E10 | F3 | Commercial | Miscellaneous (WA) | Existing | Miscellaneous | Natural Gas | Miscellaneous | E10 | PACT BC Ratio | 0 | 0 | 0 | 0 | 0 | 0 | 0 | 0 | 0 | 0 | 0 | 0 | 0 | 0 | 0 | 0 | 0 | 0 | 0 | 0 | 0 | 0 | 0 | 0 | 0 | 0 | 0
F4_Commercial_Miscellaneous (WA)_Existing_Miscellaneous_Natural Gas_Miscellaneous_E1 | F4 | Commercial | Miscellaneous (WA) | Existing | Miscellaneous | Natural Gas | Miscellaneous | E1 | RVT BC Ratio | [24 empty] | 1 | 1 | 1 | bar: 2019 to 2042
F4_Commercial_Miscellaneous (WA)_Existing_Miscellaneous_Natural Gas_Miscellaneous_E2 | F4 | Commercial | Miscellaneous (WA) | Existing | Miscellaneous | Natural Gas | Miscellaneous | E2 | RVT BC Ratio | 0 | 0 | 0 | 0 | 0 | 0 | 0 | 0 | 0 | 0 | 0 | 0 | 0 | 0 | 0 | 0 | 0 | 0 | 0 | 0 | 0 | 0 | 0 | 0 | 0 | 0 | 0
F4_Commercial_Miscellaneous (WA)_Existing_Miscellaneous_Natural Gas_Miscellaneous_E3 | F4 | Commercial | Miscellaneous (WA) | Existing | Miscellaneous | Natural Gas | Miscellaneous | E3 | RVT BC Ratio | 0 | 0 | 0 | 0 | 0 | 0 | 0 | 0 | 0 | 0 | 0 | 0 | 0 | 0 | 0 | 0 | 0 | 0 | 0 | 0 | 0 | 0 | 0 | 0 | 0 | 0 | 0
F4_Commercial_Miscellaneous (WA)_Existing_Miscellaneous_Natural Gas_Miscellaneous_E4 | F4 | Commercial | Miscellaneous (WA) | Existing | Miscellaneous | Natural Gas | Miscellaneous | E4 | RVT BC Ratio | 0 | 0 | 0 | 0 | 0 | 0 | 0 | 0 | 0 | 0 | 0 | 0 | 0 | 0 | 0 | 0 | 0 | 0 | 0 | 0 | 0 | 0 | 0 | 0 | 0 | 0 | 0
F4_Commercial_Miscellaneous (WA)_Existing_Miscellaneous_Natural Gas_Miscellaneous_E5 | F4 | Commercial | Miscellaneous (WA) | Existing | Miscellaneous | Natural Gas | Miscellaneous | E5 | RVT BC Ratio | 0 | 0 | 0 | 0 | 0 | 0 | 0 | 0 | 0 | 0 | 0 | 0 | 0 | 0 | 0 | 0 | 0 | 0 | 0 | 0 | 0 | 0 | 0 | 0 | 0 | 0 | 0
F4_Commercial_Miscellaneous (WA)_Existing_Miscellaneous_Natural Gas_Miscellaneous_E6 | F4 | Commercial | Miscellaneous (WA) | Existing | Miscellaneous | Natural Gas | Miscellaneous | E6 | RVT BC Ratio | 0 | 0 | 0 | 0 | 0 | 0 | 0 | 0 | 0 | 0 | 0 | 0 | 0 | 0 | 0 | 0 | 0 | 0 | 0 | 0 | 0 | 0 | 0 | 0 | 0 | 0 | 0
F4_Commercial_Miscellaneous (WA)_Existing_Miscellaneous_Natural Gas_Miscellaneous_E7 | F4 | Commercial | Miscellaneous (WA) | Existing | Miscellaneous | Natural Gas | Miscellaneous | E7 | RVT BC Ratio | 0 | 0 | 0 | 0 | 0 | 0 | 0 | 0 | 0 | 0 | 0 | 0 | 0 | 0 | 0 | 0 | 0 | 0 | 0 | 0 | 0 | 0 | 0 | 0 | 0 | 0 | 0
F4_Commercial_Miscellaneous (WA)_Existing_Miscellaneous_Natural Gas_Miscellaneous_E8 | F4 | Commercial | Miscellaneous (WA) | Existing | Miscellaneous | Natural Gas | Miscellaneous | E8 | RVT BC Ratio | 0 | 0 | 0 | 0 | 0 | 0 | 0 | 0 | 0 | 0 | 0 | 0 | 0 | 0 | 0 | 0 | 0 | 0 | 0 | 0 | 0 | 0 | 0 | 0 | 0 | 0 | 0
F4_Commercial_Miscellaneous (WA)_Existing_Miscellaneous_Natural Gas_Miscellaneous_E9 | F4 | Commercial | Miscellaneous (WA) | Existing | Miscellaneous | Natural Gas | Miscellaneous | E9 | RVT BC Ratio | 0 | 0 | 0 | 0 | 0 | 0 | 0 | 0 | 0 | 0 | 0 | 0 | 0 | 0 | 0 | 0 | 0 | 0 | 0 | 0 | 0 | 0 | 0 | 0 | 0 | 0 | 0
F4_Commercial_Miscellaneous (WA)_Existing_Miscellaneous_Natural Gas_Miscellaneous_E10 | F4 | Commercial | Miscellaneous (WA) | Existing | Miscellaneous | Natural Gas | Miscellaneous | E10 | RVT BC Ratio | 0 | 0 | 0 | 0 | 0 | 0 | 0 | 0 | 0 | 0 | 0 | 0 | 0 | 0 | 0 | 0 | 0 | 0 | 0 | 0 | 0 | 0 | 0 | 0 | 0 | 0 | 0
F5_Commercial_Miscellaneous (WA)_Existing_Miscellaneous_Natural Gas_Miscellaneous_E1 | F5 | Commercial | Miscellaneous (WA) | Existing | Miscellaneous | Natural Gas | Miscellaneous | E1 | RIM BC Ratio | [24 empty] | 1 | 1 | 1 | bar: 2019 to 2042
F5_Commercial_Miscellaneous (WA)_Existing_Miscellaneous_Natural Gas_Miscellaneous_E2 | F5 | Commercial | Miscellaneous (WA) | Existing | Miscellaneous | Natural Gas | Miscellaneous | E2 | RIM BC Ratio | 0 | 0 | 0 | 0 | 0 | 0 | 0 | 0 | 0 | 0 | 0 | 0 | 0 | 0 | 0 | 0 | 0 | 0 | 0 | 0 | 0 | 0 | 0 | 0 | 0 | 0 | 0
F5_Commercial_Miscellaneous (WA)_Existing_Miscellaneous_Natural Gas_Miscellaneous_E3 | F5 | Commercial | Miscellaneous (WA) | Existing | Miscellaneous | Natural Gas | Miscellaneous | E3 | RIM BC Ratio | 0 | 0 | 0 | 0 | 0 | 0 | 0 | 0 | 0 | 0 | 0 | 0 | 0 | 0 | 0 | 0 | 0 | 0 | 0 | 0 | 0 | 0 | 0 | 0 | 0 | 0 | 0
F5_Commercial_Miscellaneous (WA)_Existing_Miscellaneous_Natural Gas_Miscellaneous_E4 | F5 | Commercial | Miscellaneous (WA) | Existing | Miscellaneous | Natural Gas | Miscellaneous | E4 | RIM BC Ratio | 0 | 0 | 0 | 0 | 0 | 0 | 0 | 0 | 0 | 0 | 0 | 0 | 0 | 0 | 0 | 0 | 0 | 0 | 0 | 0 | 0 | 0 | 0 | 0 | 0 | 0 | 0
F5_Commercial_Miscellaneous (WA)_Existing_Miscellaneous_Natural Gas_Miscellaneous_E5 | F5 | Commercial | Miscellaneous (WA) | Existing | Miscellaneous | Natural Gas | Miscellaneous | E5 | RIM BC Ratio | 0 | 0 | 0 | 0 | 0 | 0 | 0 | 0 | 0 | 0 | 0 | 0 | 0 | 0 | 0 | 0 | 0 | 0 | 0 | 0 | 0 | 0 | 0 | 0 | 0 | 0 | 0
F5_Commercial_Miscellaneous (WA)_Existing_Miscellaneous_Natural Gas_Miscellaneous_E6 | F5 | Commercial | Miscellaneous (WA) | Existing | Miscellaneous | Natural Gas | Miscellaneous | E6 | RIM BC Ratio | 0 | 0 | 0 | 0 | 0 | 0 | 0 | 0 | 0 | 0 | 0 | 0 | 0 | 0 | 0 | 0 | 0 | 0 | 0 | 0 | 0 | 0 | 0 | 0 | 0 | 0 | 0
F5_Commercial_Miscellaneous (WA)_Existing_Miscellaneous_Natural Gas_Miscellaneous_E7 | F5 | Commercial | Miscellaneous (WA) | Existing | Miscellaneous | Natural Gas | Miscellaneous | E7 | RIM BC Ratio | 0 | 0 | 0 | 0 | 0 | 0 | 0 | 0 | 0 | 0 | 0 | 0 | 0 | 0 | 0 | 0 | 0 | 0 | 0 | 0 | 0 | 0 | 0 | 0 | 0 | 0 | 0
F5_Commercial_Miscellaneous (WA)_Existing_Miscellaneous_Natural Gas_Miscellaneous_E8 | F5 | Commercial | Miscellaneous (WA) | Existing | Miscellaneous | Natural Gas | Miscellaneous | E8 | RIM BC Ratio | 0 | 0 | 0 | 0 | 0 | 0 | 0 | 0 | 0 | 0 | 0 | 0 | 0 | 0 | 0 | 0 | 0 | 0 | 0 | 0 | 0 | 0 | 0 | 0 | 0 | 0 | 0
F5_Commercial_Miscellaneous (WA)_Existing_Miscellaneous_Natural Gas_Miscellaneous_E9 | F5 | Commercial | Miscellaneous (WA) | Existing | Miscellaneous | Natural Gas | Miscellaneous | E9 | RIM BC Ratio | 0 | 0 | 0 | 0 | 0 | 0 | 0 | 0 | 0 | 0 | 0 | 0 | 0 | 0 | 0 | 0 | 0 | 0 | 0 | 0 | 0 | 0 | 0 | 0 | 0 | 0 | 0
F5_Commercial_Miscellaneous (WA)_Existing_Miscellaneous_Natural Gas_Miscellaneous_E10 | F5 | Commercial | Miscellaneous (WA) | Existing | Miscellaneous | Natural Gas | Miscellaneous | E10 | RIM BC Ratio | 0 | 0 | 0 | 0 | 0 | 0 | 0 | 0 | 0 | 0 | 0 | 0 | 0 | 0 | 0 | 0 | 0 | 0 | 0 | 0 | 0 | 0 | 0 | 0 | 0 | 0 | 0
F0_Commercial_Miscellaneous (WA)_New_Space Heating_Natural Gas_Furnace_E0 | F0 | Commercial | Miscellaneous (WA) | New | Space Heating | Natural Gas | Furnace | E0 | Economic Unit | AFUE 80% (Standard) | AFUE 80% (Standard) | AFUE 80% (Standard) | AFUE 80% (Standard) | AFUE 80% (Standard) | AFUE 80% (Standard) | AFUE 80% (Standard) | AFUE 80% (Standard) | AFUE 80% (Standard) | AFUE 80% (Standard) | AFUE 80% (Standard) | AFUE 80% (Standard) | AFUE 80% (Standard) | AFUE 80% (Standard) | AFUE 80% (Standard) | AFUE 80% (Standard) | AFUE 96% | AFUE 96% | AFUE 96% | AFUE 96% | AFUE 96% | AFUE 96% | AFUE 96% | AFUE 96% | AFUE 96% | AFUE 96% | AFUE 96%
F1_Commercial_Miscellaneous (WA)_New_Space Heating_Natural Gas_Furnace_E1 | F1 | Commercial | Miscellaneous (WA) | New | Space Heating | Natural Gas | Furnace | E1 | CCE | 0 | 0 | 0 | 0 | 0 | 0 | 0 | 0 | 0 | 0 | 0 | 0 | 0 | 0 | 0 | 0 | 0 | 0 | 0 | 0 | 0 | 0 | 0 | 0 | 0 | 0 | 0
F1_Commercial_Miscellaneous (WA)_New_Space Heating_Natural Gas_Furnace_E2 | F1 | Commercial | Miscellaneous (WA) | New | Space Heating | Natural Gas | Furnace | E2 | CCE | 0.037653 | 0.039075 | 0.039075 | 0.039075 | 0.039075 | 0.039075 | 0.039075 | 0.039075 | 0.039075 | 0.039075 | 0.039075 | 0.039075 | 0.039075 | 0.039075 | 0.039075 | 0.039075 | 0.039075 | 0.039075 | 0.039075 | 0.039075 | 0.039075 | 0.039075 | 0.039075 | 0.039075 | 0.039075 | 0.039075 | 0.039075
F1_Commercial_Miscellaneous (WA)_New_Space Heating_Natural Gas_Furnace_E3 | F1 | Commercial | Miscellaneous (WA) | New | Space Heating | Natural Gas | Furnace | E3 | CCE | 0.0056279 | 0.0058404 | 0.0058404 | 0.0058404 | 0.0058404 | 0.0058404 | 0.0058404 | 0.0058404 | 0.0058404 | 0.0058404 | 0.0058404 | 0.0058404 | 0.0058404 | 0.0058404 | 0.0058404 | 0.0058404 | 0.0058404 | 0.0058404 | 0.0058404 | 0.0058404 | 0.0058404 | 0.0058404 | 0.0058404 | 0.0058404 | 0.0058404 | 0.0058404 | 0.0058404
F1_Commercial_Miscellaneous (WA)_New_Space Heating_Natural Gas_Furnace_E4 | F1 | Commercial | Miscellaneous (WA) | New | Space Heating | Natural Gas | Furnace | E4 | CCE | 0 | 0 | 0 | 0 | 0 | 0 | 0 | 0 | 0 | 0 | 0 | 0 | 0 | 0 | 0 | 0 | 0 | 0 | 0 | 0 | 0 | 0 | 0 | 0 | 0 | 0 | 0
F1_Commercial_Miscellaneous (WA)_New_Space Heating_Natural Gas_Furnace_E5 | F1 | Commercial | Miscellaneous (WA) | New | Space Heating | Natural Gas | Furnace | E5 | CCE | 0 | 0 | 0 | 0 | 0 | 0 | 0 | 0 | 0 | 0 | 0 | 0 | 0 | 0 | 0 | 0 | 0 | 0 | 0 | 0 | 0 | 0 | 0 | 0 | 0 | 0 | 0
F1_Commercial_Miscellaneous (WA)_New_Space Heating_Natural Gas_Furnace_E6 | F1 | Commercial | Miscellaneous (WA) | New | Space Heating | Natural Gas | Furnace | E6 | CCE | 0 | 0 | 0 | 0 | 0 | 0 | 0 | 0 | 0 | 0 | 0 | 0 | 0 | 0 | 0 | 0 | 0 | 0 | 0 | 0 | 0 | 0 | 0 | 0 | 0 | 0 | 0
F1_Commercial_Miscellaneous (WA)_New_Space Heating_Natural Gas_Furnace_E7 | F1 | Commercial | Miscellaneous (WA) | New | Space Heating | Natural Gas | Furnace | E7 | CCE | 0 | 0 | 0 | 0 | 0 | 0 | 0 | 0 | 0 | 0 | 0 | 0 | 0 | 0 | 0 | 0 | 0 | 0 | 0 | 0 | 0 | 0 | 0 | 0 | 0 | 0 | 0
F1_Commercial_Miscellaneous (WA)_New_Space Heating_Natural Gas_Furnace_E8 | F1 | Commercial | Miscellaneous (WA) | New | Space Heating | Natural Gas | Furnace | E8 | CCE | 0 | 0 | 0 | 0 | 0 | 0 | 0 | 0 | 0 | 0 | 0 | 0 | 0 | 0 | 0 | 0 | 0 | 0 | 0 | 0 | 0 | 0 | 0 | 0 | 0 | 0 | 0
F1_Commercial_Miscellaneous (WA)_New_Space Heating_Natural Gas_Furnace_E9 | F1 | Commercial | Miscellaneous (WA) | New | Space Heating | Natural Gas | Furnace | E9 | CCE | 0 | 0 | 0 | 0 | 0 | 0 | 0 | 0 | 0 | 0 | 0 | 0 | 0 | 0 | 0 | 0 | 0 | 0 | 0 | 0 | 0 | 0 | 0 | 0 | 0 | 0 | 0
F1_Commercial_Miscellaneous (WA)_New_Space Heating_Natural Gas_Furnace_E10 | F1 | Commercial | Miscellaneous (WA) | New | Space Heating | Natural Gas | Furnace | E10 | CCE | 0 | 0 | 0 | 0 | 0 | 0 | 0 | 0 | 0 | 0 | 0 | 0 | 0 | 0 | 0 | 0 | 0 | 0 | 0 | 0 | 0 | 0 | 0 | 0 | 0 | 0 | 0
F2_Commercial_Miscellaneous (WA)_New_Space Heating_Natural Gas_Furnace_E1 | F2 | Commercial | Miscellaneous (WA) | New | Space Heating | Natural Gas | Furnace | E1 | TRC BC Ratio | [24 empty] | 1 | 1 | 1 | bar: 2019 to 2042
F2_Commercial_Miscellaneous (WA)_New_Space Heating_Natural Gas_Furnace_E2 | F2 | Commercial | Miscellaneous (WA) | New | Space Heating | Natural Gas | Furnace | E2 | TRC BC Ratio | 0.09988 | 0.10133 | 0.10339 | 0.10574 | 0.1084 | 0.11228 | 0.11624 | 0.12044 | 0.12439 | 0.1284 | 0.13191 | 0.13508 | 0.1386 | 0.14225 | 0.14559 | 0.14886 | 0.15185 | 0.15495 | 0.15818 | 0.1615 | 0.16489 | 0.16848 | 0.17275 | 0.17641 | 0.18016 | 0.18398 | 0.18789
F2_Commercial_Miscellaneous (WA)_New_Space Heating_Natural Gas_Furnace_E3 | F2 | Commercial | Miscellaneous (WA) | New | Space Heating | Natural Gas | Furnace | E3 | TRC BC Ratio | 0.66824 | 0.67796 | 0.69173 | 0.70744 | 0.72527 | 0.75121 | 0.77769 | 0.80579 | 0.83224 | 0.85905 | 0.88252 | 0.90373 | 0.92728 | 0.9517 | 0.97405 | 0.99593 | 1.016 | 1.0367 | 1.0583 | 1.0805 | 1.1032 | 1.1272 | 1.1557 | 1.1803 | 1.2053 | 1.2309 | 1.257
F2_Commercial_Miscellaneous (WA)_New_Space Heating_Natural Gas_Furnace_E4 | F2 | Commercial | Miscellaneous (WA) | New | Space Heating | Natural Gas | Furnace | E4 | TRC BC Ratio | 0 | 0 | 0 | 0 | 0 | 0 | 0 | 0 | 0 | 0 | 0 | 0 | 0 | 0 | 0 | 0 | 0 | 0 | 0 | 0 | 0 | 0 | 0 | 0 | 0 | 0 | 0
F2_Commercial_Miscellaneous (WA)_New_Space Heating_Natural Gas_Furnace_E5 | F2 | Commercial | Miscellaneous (WA) | New | Space Heating | Natural Gas | Furnace | E5 | TRC BC Ratio | 0 | 0 | 0 | 0 | 0 | 0 | 0 | 0 | 0 | 0 | 0 | 0 | 0 | 0 | 0 | 0 | 0 | 0 | 0 | 0 | 0 | 0 | 0 | 0 | 0 | 0 | 0
F2_Commercial_Miscellaneous (WA)_New_Space Heating_Natural Gas_Furnace_E6 | F2 | Commercial | Miscellaneous (WA) | New | Space Heating | Natural Gas | Furnace | E6 | TRC BC Ratio | 0 | 0 | 0 | 0 | 0 | 0 | 0 | 0 | 0 | 0 | 0 | 0 | 0 | 0 | 0 | 0 | 0 | 0 | 0 | 0 | 0 | 0 | 0 | 0 | 0 | 0 | 0
F2_Commercial_Miscellaneous (WA)_New_Space Heating_Natural Gas_Furnace_E7 | F2 | Commercial | Miscellaneous (WA) | New | Space Heating | Natural Gas | Furnace | E7 | TRC BC Ratio | 0 | 0 | 0 | 0 | 0 | 0 | 0 | 0 | 0 | 0 | 0 | 0 | 0 | 0 | 0 | 0 | 0 | 0 | 0 | 0 | 0 | 0 | 0 | 0 | 0 | 0 | 0
F2_Commercial_Miscellaneous (WA)_New_Space Heating_Natural Gas_Furnace_E8 | F2 | Commercial | Miscellaneous (WA) | New | Space Heating | Natural Gas | Furnace | E8 | TRC BC Ratio | 0 | 0 | 0 | 0 | 0 | 0 | 0 | 0 | 0 | 0 | 0 | 0 | 0 | 0 | 0 | 0 | 0 | 0 | 0 | 0 | 0 | 0 | 0 | 0 | 0 | 0 | 0
F2_Commercial_Miscellaneous (WA)_New_Space Heating_Natural Gas_Furnace_E9 | F2 | Commercial | Miscellaneous (WA) | New | Space Heating | Natural Gas | Furnace | E9 | TRC BC Ratio | 0 | 0 | 0 | 0 | 0 | 0 | 0 | 0 | 0 | 0 | 0 | 0 | 0 | 0 | 0 | 0 | 0 | 0 | 0 | 0 | 0 | 0 | 0 | 0 | 0 | 0 | 0
F2_Commercial_Miscellaneous (WA)_New_Space Heating_Natural Gas_Furnace_E10 | F2 | Commercial | Miscellaneous (WA) | New | Space Heating | Natural Gas | Furnace | E10 | TRC BC Ratio | 0 | 0 | 0 | 0 | 0 | 0 | 0 | 0 | 0 | 0 | 0 | 0 | 0 | 0 | 0 | 0 | 0 | 0 | 0 | 0 | 0 | 0 | 0 | 0 | 0 | 0 | 0
F3_Commercial_Miscellaneous (WA)_New_Space Heating_Natural Gas_Furnace_E1 | F3 | Commercial | Miscellaneous (WA) | New | Space Heating | Natural Gas | Furnace | E1 | PACT BC Ratio | [24 empty] | 1 | 1 | 1 | bar: 2019 to 2042
F3_Commercial_Miscellaneous (WA)_New_Space Heating_Natural Gas_Furnace_E2 | F3 | Commercial | Miscellaneous (WA) | New | Space Heating | Natural Gas | Furnace | E2 | PACT BC Ratio | 0.27975 | 0.28382 | 0.28959 | 0.29617 | 0.30363 | 0.31449 | 0.32557 | 0.33734 | 0.34841 | 0.35963 | 0.36946 | 0.37834 | 0.3882 | 0.39842 | 0.40778 | 0.41694 | 0.42533 | 0.43399 | 0.44305 | 0.45235 | 0.46183 | 0.4719 | 0.48384 | 0.49411 | 0.5046 | 0.51531 | 0.52625
F3_Commercial_Miscellaneous (WA)_New_Space Heating_Natural Gas_Furnace_E3 | F3 | Commercial | Miscellaneous (WA) | New | Space Heating | Natural Gas | Furnace | E3 | PACT BC Ratio | 1.8717 | 1.8989 | 1.9375 | 1.9815 | 2.0314 | 2.1041 | 2.1782 | 2.2569 | 2.331 | 2.4061 | 2.4719 | 2.5313 | 2.5972 | 2.6656 | 2.7282 | 2.7895 | 2.8456 | 2.9036 | 2.9642 | 3.0265 | 3.0899 | 3.1572 | 3.2371 | 3.3059 | 3.376 | 3.4477 | 3.5209
F3_Commercial_Miscellaneous (WA)_New_Space Heating_Natural Gas_Furnace_E4 | F3 | Commercial | Miscellaneous (WA) | New | Space Heating | Natural Gas | Furnace | E4 | PACT BC Ratio | 0 | 0 | 0 | 0 | 0 | 0 | 0 | 0 | 0 | 0 | 0 | 0 | 0 | 0 | 0 | 0 | 0 | 0 | 0 | 0 | 0 | 0 | 0 | 0 | 0 | 0 | 0
F3_Commercial_Miscellaneous (WA)_New_Space Heating_Natural Gas_Furnace_E5 | F3 | Commercial | Miscellaneous (WA) | New | Space Heating | Natural Gas | Furnace | E5 | PACT BC Ratio | 0 | 0 | 0 | 0 | 0 | 0 | 0 | 0 | 0 | 0 | 0 | 0 | 0 | 0 | 0 | 0 | 0 | 0 | 0 | 0 | 0 | 0 | 0 | 0 | 0 | 0 | 0
F3_Commercial_Miscellaneous (WA)_New_Space Heating_Natural Gas_Furnace_E6 | F3 | Commercial | Miscellaneous (WA) | New | Space Heating | Natural Gas | Furnace | E6 | PACT BC Ratio | 0 | 0 | 0 | 0 | 0 | 0 | 0 | 0 | 0 | 0 | 0 | 0 | 0 | 0 | 0 | 0 | 0 | 0 | 0 | 0 | 0 | 0 | 0 | 0 | 0 | 0 | 0
F3_Commercial_Miscellaneous (WA)_New_Space Heating_Natural Gas_Furnace_E7 | F3 | Commercial | Miscellaneous (WA) | New | Space Heating | Natural Gas | Furnace | E7 | PACT BC Ratio | 0 | 0 | 0 | 0 | 0 | 0 | 0 | 0 | 0 | 0 | 0 | 0 | 0 | 0 | 0 | 0 | 0 | 0 | 0 | 0 | 0 | 0 | 0 | 0 | 0 | 0 | 0
F3_Commercial_Miscellaneous (WA)_New_Space Heating_Natural Gas_Furnace_E8 | F3 | Commercial | Miscellaneous (WA) | New | Space Heating | Natural Gas | Furnace | E8 | PACT BC Ratio | 0 | 0 | 0 | 0 | 0 | 0 | 0 | 0 | 0 | 0 | 0 | 0 | 0 | 0 | 0 | 0 | 0 | 0 | 0 | 0 | 0 | 0 | 0 | 0 | 0 | 0 | 0
F3_Commercial_Miscellaneous (WA)_New_Space Heating_Natural Gas_Furnace_E9 | F3 | Commercial | Miscellaneous (WA) | New | Space Heating | Natural Gas | Furnace | E9 | PACT BC Ratio | 0 | 0 | 0 | 0 | 0 | 0 | 0 | 0 | 0 | 0 | 0 | 0 | 0 | 0 | 0 | 0 | 0 | 0 | 0 | 0 | 0 | 0 | 0 | 0 | 0 | 0 | 0
F3_Commercial_Miscellaneous (WA)_New_Space Heating_Natural Gas_Furnace_E10 | F3 | Commercial | Miscellaneous (WA) | New | Space Heating | Natural Gas | Furnace | E10 | PACT BC Ratio | 0 | 0 | 0 | 0 | 0 | 0 | 0 | 0 | 0 | 0 | 0 | 0 | 0 | 0 | 0 | 0 | 0 | 0 | 0 | 0 | 0 | 0 | 0 | 0 | 0 | 0 | 0
F4_Commercial_Miscellaneous (WA)_New_Space Heating_Natural Gas_Furnace_E1 | F4 | Commercial | Miscellaneous (WA) | New | Space Heating | Natural Gas | Furnace | E1 | RVT BC Ratio | [24 empty] | 1 | 1 | 1 | bar: 2019 to 2042
F4_Commercial_Miscellaneous (WA)_New_Space Heating_Natural Gas_Furnace_E2 | F4 | Commercial | Miscellaneous (WA) | New | Space Heating | Natural Gas | Furnace | E2 | RVT BC Ratio | 0.36833 | 0.3695 | 0.37143 | 0.37367 | 0.37623 | 0.3804 | 0.38454 | 0.38887 | 0.39267 | 0.39636 | 0.40054 | 0.40418 | 0.40825 | 0.41243 | 0.41616 | 0.41974 | 0.42289 | 0.4261 | 0.42944 | 0.43281 | 0.43619 | 0.44072 | 0.44609 | 0.45071 | 0.45543 | 0.46025 | 0.46517
F4_Commercial_Miscellaneous (WA)_New_Space Heating_Natural Gas_Furnace_E3 | F4 | Commercial | Miscellaneous (WA) | New | Space Heating | Natural Gas | Furnace | E3 | RVT BC Ratio | 1.1644 | 1.1722 | 1.1852 | 1.2001 | 1.2173 | 1.2452 | 1.2729 | 1.3018 | 1.3273 | 1.3519 | 1.3799 | 1.4043 | 1.4315 | 1.4595 | 1.4844 | 1.5083 | 1.5294 | 1.5509 | 1.5733 | 1.5958 | 1.6184 | 1.6487 | 1.6847 | 1.7156 | 1.7471 | 1.7794 | 1.8123
F4_Commercial_Miscellaneous (WA)_New_Space Heating_Natural Gas_Furnace_E4 | F4 | Commercial | Miscellaneous (WA) | New | Space Heating | Natural Gas | Furnace | E4 | RVT BC Ratio | 0 | 0 | 0 | 0 | 0 | 0 | 0 | 0 | 0 | 0 | 0 | 0 | 0 | 0 | 0 | 0 | 0 | 0 | 0 | 0 | 0 | 0 | 0 | 0 | 0 | 0 | 0
F4_Commercial_Miscellaneous (WA)_New_Space Heating_Natural Gas_Furnace_E5 | F4 | Commercial | Miscellaneous (WA) | New | Space Heating | Natural Gas | Furnace | E5 | RVT BC Ratio | 0 | 0 | 0 | 0 | 0 | 0 | 0 | 0 | 0 | 0 | 0 | 0 | 0 | 0 | 0 | 0 | 0 | 0 | 0 | 0 | 0 | 0 | 0 | 0 | 0 | 0 | 0
F4_Commercial_Miscellaneous (WA)_New_Space Heating_Natural Gas_Furnace_E6 | F4 | Commercial | Miscellaneous (WA) | New | Space Heating | Natural Gas | Furnace | E6 | RVT BC Ratio | 0 | 0 | 0 | 0 | 0 | 0 | 0 | 0 | 0 | 0 | 0 | 0 | 0 | 0 | 0 | 0 | 0 | 0 | 0 | 0 | 0 | 0 | 0 | 0 | 0 | 0 | 0
F4_Commercial_Miscellaneous (WA)_New_Space Heating_Natural Gas_Furnace_E7 | F4 | Commercial | Miscellaneous (WA) | New | Space Heating | Natural Gas | Furnace | E7 | RVT BC Ratio | 0 | 0 | 0 | 0 | 0 | 0 | 0 | 0 | 0 | 0 | 0 | 0 | 0 | 0 | 0 | 0 | 0 | 0 | 0 | 0 | 0 | 0 | 0 | 0 | 0 | 0 | 0
F4_Commercial_Miscellaneous (WA)_New_Space Heating_Natural Gas_Furnace_E8 | F4 | Commercial | Miscellaneous (WA) | New | Space Heating | Natural Gas | Furnace | E8 | RVT BC Ratio | 0 | 0 | 0 | 0 | 0 | 0 | 0 | 0 | 0 | 0 | 0 | 0 | 0 | 0 | 0 | 0 | 0 | 0 | 0 | 0 | 0 | 0 | 0 | 0 | 0 | 0 | 0
F4_Commercial_Miscellaneous (WA)_New_Space Heating_Natural Gas_Furnace_E9 | F4 | Commercial | Miscellaneous (WA) | New | Space Heating | Natural Gas | Furnace | E9 | RVT BC Ratio | 0 | 0 | 0 | 0 | 0 | 0 | 0 | 0 | 0 | 0 | 0 | 0 | 0 | 0 | 0 | 0 | 0 | 0 | 0 | 0 | 0 | 0 | 0 | 0 | 0 | 0 | 0
F4_Commercial_Miscellaneous (WA)_New_Space Heating_Natural Gas_Furnace_E10 | F4 | Commercial | Miscellaneous (WA) | New | Space Heating | Natural Gas | Furnace | E10 | RVT BC Ratio | 0 | 0 | 0 | 0 | 0 | 0 | 0 | 0 | 0 | 0 | 0 | 0 | 0 | 0 | 0 | 0 | 0 | 0 | 0 | 0 | 0 | 0 | 0 | 0 | 0 | 0 | 0
F5_Commercial_Miscellaneous (WA)_New_Space Heating_Natural Gas_Furnace_E1 | F5 | Commercial | Miscellaneous (WA) | New | Space Heating | Natural Gas | Furnace | E1 | RIM BC Ratio | [24 empty] | 1 | 1 | 1 | bar: 2019 to 2042
F5_Commercial_Miscellaneous (WA)_New_Space Heating_Natural Gas_Furnace_E2 | F5 | Commercial | Miscellaneous (WA) | New | Space Heating | Natural Gas | Furnace | E2 | RIM BC Ratio | 0.21089 | 0.21352 | 0.21712 | 0.22119 | 0.22575 | 0.23214 | 0.23862 | 0.24543 | 0.25186 | 0.25837 | 0.26358 | 0.26828 | 0.27344 | 0.27872 | 0.28354 | 0.28824 | 0.29255 | 0.29697 | 0.30157 | 0.30626 | 0.31101 | 0.31555 | 0.32084 | 0.32533 | 0.32984 | 0.33438 | 0.33896
F5_Commercial_Miscellaneous (WA)_New_Space Heating_Natural Gas_Furnace_E3 | F5 | Commercial | Miscellaneous (WA) | New | Space Heating | Natural Gas | Furnace | E3 | RIM BC Ratio | 0.58771 | 0.59287 | 0.59926 | 0.60633 | 0.61409 | 0.62376 | 0.6336 | 0.64384 | 0.65391 | 0.66425 | 0.67032 | 0.67599 | 0.68204 | 0.68819 | 0.69393 | 0.69958 | 0.70495 | 0.71047 | 0.71618 | 0.72202 | 0.72799 | 0.73167 | 0.73588 | 0.73938 | 0.74283 | 0.74624 | 0.74961
F5_Commercial_Miscellaneous (WA)_New_Space Heating_Natural Gas_Furnace_E4 | F5 | Commercial | Miscellaneous (WA) | New | Space Heating | Natural Gas | Furnace | E4 | RIM BC Ratio | 0 | 0 | 0 | 0 | 0 | 0 | 0 | 0 | 0 | 0 | 0 | 0 | 0 | 0 | 0 | 0 | 0 | 0 | 0 | 0 | 0 | 0 | 0 | 0 | 0 | 0 | 0
F5_Commercial_Miscellaneous (WA)_New_Space Heating_Natural Gas_Furnace_E5 | F5 | Commercial | Miscellaneous (WA) | New | Space Heating | Natural Gas | Furnace | E5 | RIM BC Ratio | 0 | 0 | 0 | 0 | 0 | 0 | 0 | 0 | 0 | 0 | 0 | 0 | 0 | 0 | 0 | 0 | 0 | 0 | 0 | 0 | 0 | 0 | 0 | 0 | 0 | 0 | 0
F5_Commercial_Miscellaneous (WA)_New_Space Heating_Natural Gas_Furnace_E6 | F5 | Commercial | Miscellaneous (WA) | New | Space Heating | Natural Gas | Furnace | E6 | RIM BC Ratio | 0 | 0 | 0 | 0 | 0 | 0 | 0 | 0 | 0 | 0 | 0 | 0 | 0 | 0 | 0 | 0 | 0 | 0 | 0 | 0 | 0 | 0 | 0 | 0 | 0 | 0 | 0
F5_Commercial_Miscellaneous (WA)_New_Space Heating_Natural Gas_Furnace_E7 | F5 | Commercial | Miscellaneous (WA) | New | Space Heating | Natural Gas | Furnace | E7 | RIM BC Ratio | 0 | 0 | 0 | 0 | 0 | 0 | 0 | 0 | 0 | 0 | 0 | 0 | 0 | 0 | 0 | 0 | 0 | 0 | 0 | 0 | 0 | 0 | 0 | 0 | 0 | 0 | 0
F5_Commercial_Miscellaneous (WA)_New_Space Heating_Natural Gas_Furnace_E8 | F5 | Commercial | Miscellaneous (WA) | New | Space Heating | Natural Gas | Furnace | E8 | RIM BC Ratio | 0 | 0 | 0 | 0 | 0 | 0 | 0 | 0 | 0 | 0 | 0 | 0 | 0 | 0 | 0 | 0 | 0 | 0 | 0 | 0 | 0 | 0 | 0 | 0 | 0 | 0 | 0
F5_Commercial_Miscellaneous (WA)_New_Space Heating_Natural Gas_Furnace_E9 | F5 | Commercial | Miscellaneous (WA) | New | Space Heating | Natural Gas | Furnace | E9 | RIM BC Ratio | 0 | 0 | 0 | 0 | 0 | 0 | 0 | 0 | 0 | 0 | 0 | 0 | 0 | 0 | 0 | 0 | 0 | 0 | 0 | 0 | 0 | 0 | 0 | 0 | 0 | 0 | 0
F5_Commercial_Miscellaneous (WA)_New_Space Heating_Natural Gas_Furnace_E10 | F5 | Commercial | Miscellaneous (WA) | New | Space Heating | Natural Gas | Furnace | E10 | RIM BC Ratio | 0 | 0 | 0 | 0 | 0 | 0 | 0 | 0 | 0 | 0 | 0 | 0 | 0 | 0 | 0 | 0 | 0 | 0 | 0 | 0 | 0 | 0 | 0 | 0 | 0 | 0 | 0
F0_Commercial_Miscellaneous (WA)_New_Space Heating_Natural Gas_Boiler_E0 | F0 | Commercial | Miscellaneous (WA) | New | Space Heating | Natural Gas | Boiler | E0 | Economic Unit | AFUE 97% | AFUE 97% | AFUE 97% | AFUE 97% | AFUE 97% | AFUE 97% | AFUE 97% | AFUE 97% | AFUE 97% | AFUE 97% | AFUE 97% | AFUE 97% | AFUE 97% | AFUE 97% | AFUE 97% | AFUE 97% | AFUE 97% | AFUE 97% | AFUE 97% | AFUE 97% | AFUE 97% | AFUE 97% | AFUE 97% | AFUE 97% | AFUE 97% | AFUE 97% | AFUE 97%
F1_Commercial_Miscellaneous (WA)_New_Space Heating_Natural Gas_Boiler_E1 | F1 | Commercial | Miscellaneous (WA) | New | Space Heating | Natural Gas | Boiler | E1 | CCE | 0 | 0 | 0 | 0 | 0 | 0 | 0 | 0 | 0 | 0 | 0 | 0 | 0 | 0 | 0 | 0 | 0 | 0 | 0 | 0 | 0 | 0 | 0 | 0 | 0 | 0 | 0
F1_Commercial_Miscellaneous (WA)_New_Space Heating_Natural Gas_Boiler_E2 | F1 | Commercial | Miscellaneous (WA) | New | Space Heating | Natural Gas | Boiler | E2 | CCE | 0.0015723 | 0.0016317 | 0.0016317 | 0.0016317 | 0.0016317 | 0.0016317 | 0.0016317 | 0.0016317 | 0.0016317 | 0.0016317 | 0.0016317 | 0.0016317 | 0.0016317 | 0.0016317 | 0.0016317 | 0.0016317 | 0.0016317 | 0.0016317 | 0.0016317 | 0.0016317 | 0.0016317 | 0.0016317 | 0.0016317 | 0.0016317 | 0.0016317 | 0.0016317 | 0.0016317
F1_Commercial_Miscellaneous (WA)_New_Space Heating_Natural Gas_Boiler_E3 | F1 | Commercial | Miscellaneous (WA) | New | Space Heating | Natural Gas | Boiler | E3 | CCE | -0.00034359 | -0.00035656 | -0.00035656 | -0.00035656 | -0.00035656 | -0.00035656 | -0.00035656 | -0.00035656 | -0.00035656 | -0.00035656 | -0.00035656 | -0.00035656 | -0.00035656 | -0.00035656 | -0.00035656 | -0.00035656 | -0.00035656 | -0.00035656 | -0.00035656 | -0.00035656 | -0.00035656 | -0.00035656 | -0.00035656 | -0.00035656 | -0.00035656 | -0.00035656 | -0.00035656
F1_Commercial_Miscellaneous (WA)_New_Space Heating_Natural Gas_Boiler_E4 | F1 | Commercial | Miscellaneous (WA) | New | Space Heating | Natural Gas | Boiler | E4 | CCE | 0.036135 | 0.0375 | 0.0375 | 0.0375 | 0.0375 | 0.0375 | 0.0375 | 0.0375 | 0.0375 | 0.0375 | 0.0375 | 0.0375 | 0.0375 | 0.0375 | 0.0375 | 0.0375 | 0.0375 | 0.0375 | 0.0375 | 0.0375 | 0.0375 | 0.0375 | 0.0375 | 0.0375 | 0.0375 | 0.0375 | 0.0375
F1_Commercial_Miscellaneous (WA)_New_Space Heating_Natural Gas_Boiler_E5 | F1 | Commercial | Miscellaneous (WA) | New | Space Heating | Natural Gas | Boiler | E5 | CCE | 0 | 0 | 0 | 0 | 0 | 0 | 0 | 0 | 0 | 0 | 0 | 0 | 0 | 0 | 0 | 0 | 0 | 0 | 0 | 0 | 0 | 0 | 0 | 0 | 0 | 0 | 0
F1_Commercial_Miscellaneous (WA)_New_Space Heating_Natural Gas_Boiler_E6 | F1 | Commercial | Miscellaneous (WA) | New | Space Heating | Natural Gas | Boiler | E6 | CCE | 0 | 0 | 0 | 0 | 0 | 0 | 0 | 0 | 0 | 0 | 0 | 0 | 0 | 0 | 0 | 0 | 0 | 0 | 0 | 0 | 0 | 0 | 0 | 0 | 0 | 0 | 0
F1_Commercial_Miscellaneous (WA)_New_Space Heating_Natural Gas_Boiler_E7 | F1 | Commercial | Miscellaneous (WA) | New | Space Heating | Natural Gas | Boiler | E7 | CCE | 0 | 0 | 0 | 0 | 0 | 0 | 0 | 0 | 0 | 0 | 0 | 0 | 0 | 0 | 0 | 0 | 0 | 0 | 0 | 0 | 0 | 0 | 0 | 0 | 0 | 0 | 0
F1_Commercial_Miscellaneous (WA)_New_Space Heating_Natural Gas_Boiler_E8 | F1 | Commercial | Miscellaneous (WA) | New | Space Heating | Natural Gas | Boiler | E8 | CCE | 0 | 0 | 0 | 0 | 0 | 0 | 0 | 0 | 0 | 0 | 0 | 0 | 0 | 0 | 0 | 0 | 0 | 0 | 0 | 0 | 0 | 0 | 0 | 0 | 0 | 0 | 0
F1_Commercial_Miscellaneous (WA)_New_Space Heating_Natural Gas_Boiler_E9 | F1 | Commercial | Miscellaneous (WA) | New | Space Heating | Natural Gas | Boiler | E9 | CCE | 0 | 0 | 0 | 0 | 0 | 0 | 0 | 0 | 0 | 0 | 0 | 0 | 0 | 0 | 0 | 0 | 0 | 0 | 0 | 0 | 0 | 0 | 0 | 0 | 0 | 0 | 0
F1_Commercial_Miscellaneous (WA)_New_Space Heating_Natural Gas_Boiler_E10 | F1 | Commercial | Miscellaneous (WA) | New | Space Heating | Natural Gas | Boiler | E10 | CCE | 0 | 0 | 0 | 0 | 0 | 0 | 0 | 0 | 0 | 0 | 0 | 0 | 0 | 0 | 0 | 0 | 0 | 0 | 0 | 0 | 0 | 0 | 0 | 0 | 0 | 0 | 0
F2_Commercial_Miscellaneous (WA)_New_Space Heating_Natural Gas_Boiler_E1 | F2 | Commercial | Miscellaneous (WA) | New | Space Heating | Natural Gas | Boiler | E1 | TRC BC Ratio | [24 empty] | 1 | 1 | 1 | bar: 2019 to 2042
F2_Commercial_Miscellaneous (WA)_New_Space Heating_Natural Gas_Boiler_E2 | F2 | Commercial | Miscellaneous (WA) | New | Space Heating | Natural Gas | Boiler | E2 | TRC BC Ratio | 2.7009 | 2.7481 | 2.8063 | 2.8696 | 2.9384 | 3.0286 | 3.1206 | 3.2174 | 3.3106 | 3.4053 | 3.4918 | 3.573 | 3.6608 | 3.7509 | 3.8362 | 3.9208 | 4.0011 | 4.0837 | 4.1695 | 4.2574 | 4.3469 | 4.4404 | 4.5455 | 4.64 | 4.7355 | 4.8084 | 4.874
F2_Commercial_Miscellaneous (WA)_New_Space Heating_Natural Gas_Boiler_E3 | F2 | Commercial | Miscellaneous (WA) | New | Space Heating | Natural Gas | Boiler | E3 | TRC BC Ratio | [24 empty] | 1 | 1 | 1 | bar: 2019 to 2042
F2_Commercial_Miscellaneous (WA)_New_Space Heating_Natural Gas_Boiler_E4 | F2 | Commercial | Miscellaneous (WA) | New | Space Heating | Natural Gas | Boiler | E4 | TRC BC Ratio | 0.13545 | 0.13821 | 0.14127 | 0.14443 | 0.14771 | 0.15149 | 0.15532 | 0.15932 | 0.16329 | 0.16733 | 0.17124 | 0.17508 | 0.17911 | 0.18319 | 0.1872 | 0.19124 | 0.19524 | 0.19933 | 0.20354 | 0.20785 | 0.21224 | 0.21673 | 0.22149 | 0.22598 | 0.23047 | 0.23256 | 0.2338
F2_Commercial_Miscellaneous (WA)_New_Space Heating_Natural Gas_Boiler_E5 | F2 | Commercial | Miscellaneous (WA) | New | Space Heating | Natural Gas | Boiler | E5 | TRC BC Ratio | 0 | 0 | 0 | 0 | 0 | 0 | 0 | 0 | 0 | 0 | 0 | 0 | 0 | 0 | 0 | 0 | 0 | 0 | 0 | 0 | 0 | 0 | 0 | 0 | 0 | 0 | 0
F2_Commercial_Miscellaneous (WA)_New_Space Heating_Natural Gas_Boiler_E6 | F2 | Commercial | Miscellaneous (WA) | New | Space Heating | Natural Gas | Boiler | E6 | TRC BC Ratio | 0 | 0 | 0 | 0 | 0 | 0 | 0 | 0 | 0 | 0 | 0 | 0 | 0 | 0 | 0 | 0 | 0 | 0 | 0 | 0 | 0 | 0 | 0 | 0 | 0 | 0 | 0
F2_Commercial_Miscellaneous (WA)_New_Space Heating_Natural Gas_Boiler_E7 | F2 | Commercial | Miscellaneous (WA) | New | Space Heating | Natural Gas | Boiler | E7 | TRC BC Ratio | 0 | 0 | 0 | 0 | 0 | 0 | 0 | 0 | 0 | 0 | 0 | 0 | 0 | 0 | 0 | 0 | 0 | 0 | 0 | 0 | 0 | 0 | 0 | 0 | 0 | 0 | 0
F2_Commercial_Miscellaneous (WA)_New_Space Heating_Natural Gas_Boiler_E8 | F2 | Commercial | Miscellaneous (WA) | New | Space Heating | Natural Gas | Boiler | E8 | TRC BC Ratio | 0 | 0 | 0 | 0 | 0 | 0 | 0 | 0 | 0 | 0 | 0 | 0 | 0 | 0 | 0 | 0 | 0 | 0 | 0 | 0 | 0 | 0 | 0 | 0 | 0 | 0 | 0
F2_Commercial_Miscellaneous (WA)_New_Space Heating_Natural Gas_Boiler_E9 | F2 | Commercial | Miscellaneous (WA) | New | Space Heating | Natural Gas | Boiler | E9 | TRC BC Ratio | 0 | 0 | 0 | 0 | 0 | 0 | 0 | 0 | 0 | 0 | 0 | 0 | 0 | 0 | 0 | 0 | 0 | 0 | 0 | 0 | 0 | 0 | 0 | 0 | 0 | 0 | 0
F2_Commercial_Miscellaneous (WA)_New_Space Heating_Natural Gas_Boiler_E10 | F2 | Commercial | Miscellaneous (WA) | New | Space Heating | Natural Gas | Boiler | E10 | TRC BC Ratio | 0 | 0 | 0 | 0 | 0 | 0 | 0 | 0 | 0 | 0 | 0 | 0 | 0 | 0 | 0 | 0 | 0 | 0 | 0 | 0 | 0 | 0 | 0 | 0 | 0 | 0 | 0
F3_Commercial_Miscellaneous (WA)_New_Space Heating_Natural Gas_Boiler_E1 | F3 | Commercial | Miscellaneous (WA) | New | Space Heating | Natural Gas | Boiler | E1 | PACT BC Ratio | [24 empty] | 1 | 1 | 1 | bar: 2019 to 2042
F3_Commercial_Miscellaneous (WA)_New_Space Heating_Natural Gas_Boiler_E2 | F3 | Commercial | Miscellaneous (WA) | New | Space Heating | Natural Gas | Boiler | E2 | PACT BC Ratio | 7.5651 | 7.6971 | 7.8602 | 8.0376 | 8.2302 | 8.4829 | 8.7405 | 9.0117 | 9.2727 | 9.5379 | 9.7802 | 10.0077 | 10.2537 | 10.506 | 10.7448 | 10.9818 | 11.2067 | 11.4382 | 11.6783 | 11.9245 | 12.1754 | 12.4371 | 12.7317 | 12.9963 | 13.2636 | 13.4679 | 13.6518
F3_Commercial_Miscellaneous (WA)_New_Space Heating_Natural Gas_Boiler_E3 | F3 | Commercial | Miscellaneous (WA) | New | Space Heating | Natural Gas | Boiler | E3 | PACT BC Ratio | [24 empty] | 1 | 1 | 1 | bar: 2019 to 2042
F3_Commercial_Miscellaneous (WA)_New_Space Heating_Natural Gas_Boiler_E4 | F3 | Commercial | Miscellaneous (WA) | New | Space Heating | Natural Gas | Boiler | E4 | PACT BC Ratio | 0.37938 | 0.38713 | 0.39568 | 0.40454 | 0.41373 | 0.4243 | 0.43505 | 0.44625 | 0.45735 | 0.46868 | 0.47963 | 0.49039 | 0.50167 | 0.51309 | 0.52433 | 0.53566 | 0.54684 | 0.55831 | 0.5701 | 0.58216 | 0.59447 | 0.60705 | 0.62036 | 0.63296 | 0.64553 | 0.65139 | 0.65486
F3_Commercial_Miscellaneous (WA)_New_Space Heating_Natural Gas_Boiler_E5 | F3 | Commercial | Miscellaneous (WA) | New | Space Heating | Natural Gas | Boiler | E5 | PACT BC Ratio | 0 | 0 | 0 | 0 | 0 | 0 | 0 | 0 | 0 | 0 | 0 | 0 | 0 | 0 | 0 | 0 | 0 | 0 | 0 | 0 | 0 | 0 | 0 | 0 | 0 | 0 | 0
F3_Commercial_Miscellaneous (WA)_New_Space Heating_Natural Gas_Boiler_E6 | F3 | Commercial | Miscellaneous (WA) | New | Space Heating | Natural Gas | Boiler | E6 | PACT BC Ratio | 0 | 0 | 0 | 0 | 0 | 0 | 0 | 0 | 0 | 0 | 0 | 0 | 0 | 0 | 0 | 0 | 0 | 0 | 0 | 0 | 0 | 0 | 0 | 0 | 0 | 0 | 0
F3_Commercial_Miscellaneous (WA)_New_Space Heating_Natural Gas_Boiler_E7 | F3 | Commercial | Miscellaneous (WA) | New | Space Heating | Natural Gas | Boiler | E7 | PACT BC Ratio | 0 | 0 | 0 | 0 | 0 | 0 | 0 | 0 | 0 | 0 | 0 | 0 | 0 | 0 | 0 | 0 | 0 | 0 | 0 | 0 | 0 | 0 | 0 | 0 | 0 | 0 | 0
F3_Commercial_Miscellaneous (WA)_New_Space Heating_Natural Gas_Boiler_E8 | F3 | Commercial | Miscellaneous (WA) | New | Space Heating | Natural Gas | Boiler | E8 | PACT BC Ratio | 0 | 0 | 0 | 0 | 0 | 0 | 0 | 0 | 0 | 0 | 0 | 0 | 0 | 0 | 0 | 0 | 0 | 0 | 0 | 0 | 0 | 0 | 0 | 0 | 0 | 0 | 0
F3_Commercial_Miscellaneous (WA)_New_Space Heating_Natural Gas_Boiler_E9 | F3 | Commercial | Miscellaneous (WA) | New | Space Heating | Natural Gas | Boiler | E9 | PACT BC Ratio | 0 | 0 | 0 | 0 | 0 | 0 | 0 | 0 | 0 | 0 | 0 | 0 | 0 | 0 | 0 | 0 | 0 | 0 | 0 | 0 | 0 | 0 | 0 | 0 | 0 | 0 | 0
F3_Commercial_Miscellaneous (WA)_New_Space Heating_Natural Gas_Boiler_E10 | F3 | Commercial | Miscellaneous (WA) | New | Space Heating | Natural Gas | Boiler | E10 | PACT BC Ratio | 0 | 0 | 0 | 0 | 0 | 0 | 0 | 0 | 0 | 0 | 0 | 0 | 0 | 0 | 0 | 0 | 0 | 0 | 0 | 0 | 0 | 0 | 0 | 0 | 0 | 0 | 0
F4_Commercial_Miscellaneous (WA)_New_Space Heating_Natural Gas_Boiler_E1 | F4 | Commercial | Miscellaneous (WA) | New | Space Heating | Natural Gas | Boiler | E1 | RVT BC Ratio | [24 empty] | 1 | 1 | 1 | bar: 2019 to 2042
F4_Commercial_Miscellaneous (WA)_New_Space Heating_Natural Gas_Boiler_E2 | F4 | Commercial | Miscellaneous (WA) | New | Space Heating | Natural Gas | Boiler | E2 | RVT BC Ratio | 3.9028 | 3.9471 | 4.0055 | 4.0694 | 4.139 | 4.2372 | 4.3356 | 4.4385 | 4.5333 | 4.6274 | 4.7315 | 4.8277 | 4.9319 | 5.0382 | 5.1371 | 5.2342 | 5.3245 | 5.4167 | 5.5117 | 5.6082 | 5.7056 | 5.8233 | 5.9558 | 6.0749 | 6.1951 | 6.287 | 6.3697
F4_Commercial_Miscellaneous (WA)_New_Space Heating_Natural Gas_Boiler_E3 | F4 | Commercial | Miscellaneous (WA) | New | Space Heating | Natural Gas | Boiler | E3 | RVT BC Ratio | [24 empty] | 1 | 1 | 1 | bar: 2019 to 2042
F4_Commercial_Miscellaneous (WA)_New_Space Heating_Natural Gas_Boiler_E4 | F4 | Commercial | Miscellaneous (WA) | New | Space Heating | Natural Gas | Boiler | E4 | RVT BC Ratio | 0.4071 | 0.40998 | 0.41323 | 0.4166 | 0.42011 | 0.42429 | 0.42853 | 0.43296 | 0.4373 | 0.44173 | 0.44649 | 0.4512 | 0.45613 | 0.4611 | 0.46597 | 0.47086 | 0.47565 | 0.48054 | 0.48556 | 0.49067 | 0.49586 | 0.50152 | 0.5075 | 0.51317 | 0.51883 | 0.52146 | 0.52302
F4_Commercial_Miscellaneous (WA)_New_Space Heating_Natural Gas_Boiler_E5 | F4 | Commercial | Miscellaneous (WA) | New | Space Heating | Natural Gas | Boiler | E5 | RVT BC Ratio | 0 | 0 | 0 | 0 | 0 | 0 | 0 | 0 | 0 | 0 | 0 | 0 | 0 | 0 | 0 | 0 | 0 | 0 | 0 | 0 | 0 | 0 | 0 | 0 | 0 | 0 | 0
F4_Commercial_Miscellaneous (WA)_New_Space Heating_Natural Gas_Boiler_E6 | F4 | Commercial | Miscellaneous (WA) | New | Space Heating | Natural Gas | Boiler | E6 | RVT BC Ratio | 0 | 0 | 0 | 0 | 0 | 0 | 0 | 0 | 0 | 0 | 0 | 0 | 0 | 0 | 0 | 0 | 0 | 0 | 0 | 0 | 0 | 0 | 0 | 0 | 0 | 0 | 0
F4_Commercial_Miscellaneous (WA)_New_Space Heating_Natural Gas_Boiler_E7 | F4 | Commercial | Miscellaneous (WA) | New | Space Heating | Natural Gas | Boiler | E7 | RVT BC Ratio | 0 | 0 | 0 | 0 | 0 | 0 | 0 | 0 | 0 | 0 | 0 | 0 | 0 | 0 | 0 | 0 | 0 | 0 | 0 | 0 | 0 | 0 | 0 | 0 | 0 | 0 | 0
F4_Commercial_Miscellaneous (WA)_New_Space Heating_Natural Gas_Boiler_E8 | F4 | Commercial | Miscellaneous (WA) | New | Space Heating | Natural Gas | Boiler | E8 | RVT BC Ratio | 0 | 0 | 0 | 0 | 0 | 0 | 0 | 0 | 0 | 0 | 0 | 0 | 0 | 0 | 0 | 0 | 0 | 0 | 0 | 0 | 0 | 0 | 0 | 0 | 0 | 0 | 0
F4_Commercial_Miscellaneous (WA)_New_Space Heating_Natural Gas_Boiler_E9 | F4 | Commercial | Miscellaneous (WA) | New | Space Heating | Natural Gas | Boiler | E9 | RVT BC Ratio | 0 | 0 | 0 | 0 | 0 | 0 | 0 | 0 | 0 | 0 | 0 | 0 | 0 | 0 | 0 | 0 | 0 | 0 | 0 | 0 | 0 | 0 | 0 | 0 | 0 | 0 | 0
F4_Commercial_Miscellaneous (WA)_New_Space Heating_Natural Gas_Boiler_E10 | F4 | Commercial | Miscellaneous (WA) | New | Space Heating | Natural Gas | Boiler | E10 | RVT BC Ratio | 0 | 0 | 0 | 0 | 0 | 0 | 0 | 0 | 0 | 0 | 0 | 0 | 0 | 0 | 0 | 0 | 0 | 0 | 0 | 0 | 0 | 0 | 0 | 0 | 0 | 0 | 0
F5_Commercial_Miscellaneous (WA)_New_Space Heating_Natural Gas_Boiler_E1 | F5 | Commercial | Miscellaneous (WA) | New | Space Heating | Natural Gas | Boiler | E1 | RIM BC Ratio | [24 empty] | 1 | 1 | 1 | bar: 2019 to 2042
F5_Commercial_Miscellaneous (WA)_New_Space Heating_Natural Gas_Boiler_E2 | F5 | Commercial | Miscellaneous (WA) | New | Space Heating | Natural Gas | Boiler | E2 | RIM BC Ratio | 0.78998 | 0.79519 | 0.80075 | 0.80657 | 0.81265 | 0.81905 | 0.82562 | 0.83236 | 0.83931 | 0.84649 | 0.84968 | 0.85279 | 0.85602 | 0.85929 | 0.86253 | 0.86581 | 0.8691 | 0.87249 | 0.87598 | 0.87958 | 0.88329 | 0.88464 | 0.8861 | 0.88735 | 0.88858 | 0.88948 | 0.89027
F5_Commercial_Miscellaneous (WA)_New_Space Heating_Natural Gas_Boiler_E3 | F5 | Commercial | Miscellaneous (WA) | New | Space Heating | Natural Gas | Boiler | E3 | RIM BC Ratio | [24 empty] | 1 | 1 | 1 | bar: 2019 to 2042
F5_Commercial_Miscellaneous (WA)_New_Space Heating_Natural Gas_Boiler_E4 | F5 | Commercial | Miscellaneous (WA) | New | Space Heating | Natural Gas | Boiler | E4 | RIM BC Ratio | 0.26773 | 0.27191 | 0.27644 | 0.28109 | 0.28584 | 0.29118 | 0.29655 | 0.30205 | 0.30746 | 0.3129 | 0.31785 | 0.32263 | 0.32758 | 0.33251 | 0.33731 | 0.34209 | 0.34676 | 0.35148 | 0.35628 | 0.36113 | 0.36601 | 0.37074 | 0.37566 | 0.38025 | 0.38475 | 0.38682 | 0.38804
F5_Commercial_Miscellaneous (WA)_New_Space Heating_Natural Gas_Boiler_E5 | F5 | Commercial | Miscellaneous (WA) | New | Space Heating | Natural Gas | Boiler | E5 | RIM BC Ratio | 0 | 0 | 0 | 0 | 0 | 0 | 0 | 0 | 0 | 0 | 0 | 0 | 0 | 0 | 0 | 0 | 0 | 0 | 0 | 0 | 0 | 0 | 0 | 0 | 0 | 0 | 0
F5_Commercial_Miscellaneous (WA)_New_Space Heating_Natural Gas_Boiler_E6 | F5 | Commercial | Miscellaneous (WA) | New | Space Heating | Natural Gas | Boiler | E6 | RIM BC Ratio | 0 | 0 | 0 | 0 | 0 | 0 | 0 | 0 | 0 | 0 | 0 | 0 | 0 | 0 | 0 | 0 | 0 | 0 | 0 | 0 | 0 | 0 | 0 | 0 | 0 | 0 | 0
F5_Commercial_Miscellaneous (WA)_New_Space Heating_Natural Gas_Boiler_E7 | F5 | Commercial | Miscellaneous (WA) | New | Space Heating | Natural Gas | Boiler | E7 | RIM BC Ratio | 0 | 0 | 0 | 0 | 0 | 0 | 0 | 0 | 0 | 0 | 0 | 0 | 0 | 0 | 0 | 0 | 0 | 0 | 0 | 0 | 0 | 0 | 0 | 0 | 0 | 0 | 0
F5_Commercial_Miscellaneous (WA)_New_Space Heating_Natural Gas_Boiler_E8 | F5 | Commercial | Miscellaneous (WA) | New | Space Heating | Natural Gas | Boiler | E8 | RIM BC Ratio | 0 | 0 | 0 | 0 | 0 | 0 | 0 | 0 | 0 | 0 | 0 | 0 | 0 | 0 | 0 | 0 | 0 | 0 | 0 | 0 | 0 | 0 | 0 | 0 | 0 | 0 | 0
F5_Commercial_Miscellaneous (WA)_New_Space Heating_Natural Gas_Boiler_E9 | F5 | Commercial | Miscellaneous (WA) | New | Space Heating | Natural Gas | Boiler | E9 | RIM BC Ratio | 0 | 0 | 0 | 0 | 0 | 0 | 0 | 0 | 0 | 0 | 0 | 0 | 0 | 0 | 0 | 0 | 0 | 0 | 0 | 0 | 0 | 0 | 0 | 0 | 0 | 0 | 0
F5_Commercial_Miscellaneous (WA)_New_Space Heating_Natural Gas_Boiler_E10 | F5 | Commercial | Miscellaneous (WA) | New | Space Heating | Natural Gas | Boiler | E10 | RIM BC Ratio | 0 | 0 | 0 | 0 | 0 | 0 | 0 | 0 | 0 | 0 | 0 | 0 | 0 | 0 | 0 | 0 | 0 | 0 | 0 | 0 | 0 | 0 | 0 | 0 | 0 | 0 | 0
F0_Commercial_Miscellaneous (WA)_New_Space Heating_Natural Gas_Unit Heater_E0 | F0 | Commercial | Miscellaneous (WA) | New | Space Heating | Natural Gas | Unit Heater | E0 | Economic Unit | Infrared Radiant | Infrared Radiant | Infrared Radiant | Infrared Radiant | Infrared Radiant | Infrared Radiant | Infrared Radiant | Infrared Radiant | Infrared Radiant | Infrared Radiant | Infrared Radiant | Infrared Radiant | Infrared Radiant | Infrared Radiant | Infrared Radiant | Infrared Radiant | Infrared Radiant | Infrared Radiant | Infrared Radiant | Infrared Radiant | Infrared Radiant | Infrared Radiant | Infrared Radiant | Infrared Radiant | Infrared Radiant | Infrared Radiant | Infrared Radiant
F1_Commercial_Miscellaneous (WA)_New_Space Heating_Natural Gas_Unit Heater_E1 | F1 | Commercial | Miscellaneous (WA) | New | Space Heating | Natural Gas | Unit Heater | E1 | CCE | 0 | 0 | 0 | 0 | 0 | 0 | 0 | 0 | 0 | 0 | 0 | 0 | 0 | 0 | 0 | 0 | 0 | 0 | 0 | 0 | 0 | 0 | 0 | 0 | 0 | 0 | 0
F1_Commercial_Miscellaneous (WA)_New_Space Heating_Natural Gas_Unit Heater_E2 | F1 | Commercial | Miscellaneous (WA) | New | Space Heating | Natural Gas | Unit Heater | E2 | CCE | 2.9799e-05 | 3.0924e-05 | 3.0924e-05 | 3.0924e-05 | 3.0924e-05 | 3.0924e-05 | 3.0924e-05 | 3.0924e-05 | 3.0924e-05 | 3.0924e-05 | 3.0924e-05 | 3.0924e-05 | 3.0924e-05 | 3.0924e-05 | 3.0924e-05 | 3.0924e-05 | 3.0924e-05 | 3.0924e-05 | 3.0924e-05 | 3.0924e-05 | 3.0924e-05 | 3.0924e-05 | 3.0924e-05 | 3.0924e-05 | 3.0924e-05 | 3.0924e-05 | 3.0924e-05
F1_Commercial_Miscellaneous (WA)_New_Space Heating_Natural Gas_Unit Heater_E3 | F1 | Commercial | Miscellaneous (WA) | New | Space Heating | Natural Gas | Unit Heater | E3 | CCE | 9.3528e-06 | 9.7059e-06 | 9.7059e-06 | 9.7059e-06 | 9.7059e-06 | 9.7059e-06 | 9.7059e-06 | 9.7059e-06 | 9.7059e-06 | 9.7059e-06 | 9.7059e-06 | 9.7059e-06 | 9.7059e-06 | 9.7059e-06 | 9.7059e-06 | 9.7059e-06 | 9.7059e-06 | 9.7059e-06 | 9.7059e-06 | 9.7059e-06 | 9.7059e-06 | 9.7059e-06 | 9.7059e-06 | 9.7059e-06 | 9.7059e-06 | 9.7059e-06 | 9.7059e-06
F1_Commercial_Miscellaneous (WA)_New_Space Heating_Natural Gas_Unit Heater_E4 | F1 | Commercial | Miscellaneous (WA) | New | Space Heating | Natural Gas | Unit Heater | E4 | CCE | 0 | 0 | 0 | 0 | 0 | 0 | 0 | 0 | 0 | 0 | 0 | 0 | 0 | 0 | 0 | 0 | 0 | 0 | 0 | 0 | 0 | 0 | 0 | 0 | 0 | 0 | 0
F1_Commercial_Miscellaneous (WA)_New_Space Heating_Natural Gas_Unit Heater_E5 | F1 | Commercial | Miscellaneous (WA) | New | Space Heating | Natural Gas | Unit Heater | E5 | CCE | 0 | 0 | 0 | 0 | 0 | 0 | 0 | 0 | 0 | 0 | 0 | 0 | 0 | 0 | 0 | 0 | 0 | 0 | 0 | 0 | 0 | 0 | 0 | 0 | 0 | 0 | 0
F1_Commercial_Miscellaneous (WA)_New_Space Heating_Natural Gas_Unit Heater_E6 | F1 | Commercial | Miscellaneous (WA) | New | Space Heating | Natural Gas | Unit Heater | E6 | CCE | 0 | 0 | 0 | 0 | 0 | 0 | 0 | 0 | 0 | 0 | 0 | 0 | 0 | 0 | 0 | 0 | 0 | 0 | 0 | 0 | 0 | 0 | 0 | 0 | 0 | 0 | 0
F1_Commercial_Miscellaneous (WA)_New_Space Heating_Natural Gas_Unit Heater_E7 | F1 | Commercial | Miscellaneous (WA) | New | Space Heating | Natural Gas | Unit Heater | E7 | CCE | 0 | 0 | 0 | 0 | 0 | 0 | 0 | 0 | 0 | 0 | 0 | 0 | 0 | 0 | 0 | 0 | 0 | 0 | 0 | 0 | 0 | 0 | 0 | 0 | 0 | 0 | 0
F1_Commercial_Miscellaneous (WA)_New_Space Heating_Natural Gas_Unit Heater_E8 | F1 | Commercial | Miscellaneous (WA) | New | Space Heating | Natural Gas | Unit Heater | E8 | CCE | 0 | 0 | 0 | 0 | 0 | 0 | 0 | 0 | 0 | 0 | 0 | 0 | 0 | 0 | 0 | 0 | 0 | 0 | 0 | 0 | 0 | 0 | 0 | 0 | 0 | 0 | 0
F1_Commercial_Miscellaneous (WA)_New_Space Heating_Natural Gas_Unit Heater_E9 | F1 | Commercial | Miscellaneous (WA) | New | Space Heating | Natural Gas | Unit Heater | E9 | CCE | 0 | 0 | 0 | 0 | 0 | 0 | 0 | 0 | 0 | 0 | 0 | 0 | 0 | 0 | 0 | 0 | 0 | 0 | 0 | 0 | 0 | 0 | 0 | 0 | 0 | 0 | 0
F1_Commercial_Miscellaneous (WA)_New_Space Heating_Natural Gas_Unit Heater_E10 | F1 | Commercial | Miscellaneous (WA) | New | Space Heating | Natural Gas | Unit Heater | E10 | CCE | 0 | 0 | 0 | 0 | 0 | 0 | 0 | 0 | 0 | 0 | 0 | 0 | 0 | 0 | 0 | 0 | 0 | 0 | 0 | 0 | 0 | 0 | 0 | 0 | 0 | 0 | 0
F2_Commercial_Miscellaneous (WA)_New_Space Heating_Natural Gas_Unit Heater_E1 | F2 | Commercial | Miscellaneous (WA) | New | Space Heating | Natural Gas | Unit Heater | E1 | TRC BC Ratio | [24 empty] | 1 | 1 | 1 | bar: 2019 to 2042
F2_Commercial_Miscellaneous (WA)_New_Space Heating_Natural Gas_Unit Heater_E2 | F2 | Commercial | Miscellaneous (WA) | New | Space Heating | Natural Gas | Unit Heater | E2 | TRC BC Ratio | 133.0292 | 135.2157 | 138.0688 | 141.2143 | 144.6776 | 149.4498 | 154.3098 | 159.4565 | 164.3809 | 169.3823 | 173.8598 | 177.9891 | 182.5094 | 187.1513 | 191.4731 | 195.7327 | 199.7079 | 203.8053 | 208.0729 | 212.4504 | 216.9121 | 221.6199 | 227.07 | 231.8896 | 236.8115 | 241.8379 | 246.971
F2_Commercial_Miscellaneous (WA)_New_Space Heating_Natural Gas_Unit Heater_E3 | F2 | Commercial | Miscellaneous (WA) | New | Space Heating | Natural Gas | Unit Heater | E3 | TRC BC Ratio | 590.5266 | 606.0912 | 621.3423 | 635.691 | 649.079 | 661.2021 | 673.2524 | 685.725 | 699.6802 | 714.0847 | 729.434 | 745.6119 | 761.8056 | 777.3323 | 793.5389 | 810.2183 | 827.5654 | 845.2491 | 863.2385 | 881.5934 | 900.3453 | 919.3685 | 938.2579 | 958.1727 | 978.5101 | 999.2792 | 1020.4892
F2_Commercial_Miscellaneous (WA)_New_Space Heating_Natural Gas_Unit Heater_E4 | F2 | Commercial | Miscellaneous (WA) | New | Space Heating | Natural Gas | Unit Heater | E4 | TRC BC Ratio | 0 | 0 | 0 | 0 | 0 | 0 | 0 | 0 | 0 | 0 | 0 | 0 | 0 | 0 | 0 | 0 | 0 | 0 | 0 | 0 | 0 | 0 | 0 | 0 | 0 | 0 | 0
F2_Commercial_Miscellaneous (WA)_New_Space Heating_Natural Gas_Unit Heater_E5 | F2 | Commercial | Miscellaneous (WA) | New | Space Heating | Natural Gas | Unit Heater | E5 | TRC BC Ratio | 0 | 0 | 0 | 0 | 0 | 0 | 0 | 0 | 0 | 0 | 0 | 0 | 0 | 0 | 0 | 0 | 0 | 0 | 0 | 0 | 0 | 0 | 0 | 0 | 0 | 0 | 0
F2_Commercial_Miscellaneous (WA)_New_Space Heating_Natural Gas_Unit Heater_E6 | F2 | Commercial | Miscellaneous (WA) | New | Space Heating | Natural Gas | Unit Heater | E6 | TRC BC Ratio | 0 | 0 | 0 | 0 | 0 | 0 | 0 | 0 | 0 | 0 | 0 | 0 | 0 | 0 | 0 | 0 | 0 | 0 | 0 | 0 | 0 | 0 | 0 | 0 | 0 | 0 | 0
F2_Commercial_Miscellaneous (WA)_New_Space Heating_Natural Gas_Unit Heater_E7 | F2 | Commercial | Miscellaneous (WA) | New | Space Heating | Natural Gas | Unit Heater | E7 | TRC BC Ratio | 0 | 0 | 0 | 0 | 0 | 0 | 0 | 0 | 0 | 0 | 0 | 0 | 0 | 0 | 0 | 0 | 0 | 0 | 0 | 0 | 0 | 0 | 0 | 0 | 0 | 0 | 0
F2_Commercial_Miscellaneous (WA)_New_Space Heating_Natural Gas_Unit Heater_E8 | F2 | Commercial | Miscellaneous (WA) | New | Space Heating | Natural Gas | Unit Heater | E8 | TRC BC Ratio | 0 | 0 | 0 | 0 | 0 | 0 | 0 | 0 | 0 | 0 | 0 | 0 | 0 | 0 | 0 | 0 | 0 | 0 | 0 | 0 | 0 | 0 | 0 | 0 | 0 | 0 | 0
F2_Commercial_Miscellaneous (WA)_New_Space Heating_Natural Gas_Unit Heater_E9 | F2 | Commercial | Miscellaneous (WA) | New | Space Heating | Natural Gas | Unit Heater | E9 | TRC BC Ratio | 0 | 0 | 0 | 0 | 0 | 0 | 0 | 0 | 0 | 0 | 0 | 0 | 0 | 0 | 0 | 0 | 0 | 0 | 0 | 0 | 0 | 0 | 0 | 0 | 0 | 0 | 0
F2_Commercial_Miscellaneous (WA)_New_Space Heating_Natural Gas_Unit Heater_E10 | F2 | Commercial | Miscellaneous (WA) | New | Space Heating | Natural Gas | Unit Heater | E10 | TRC BC Ratio | 0 | 0 | 0 | 0 | 0 | 0 | 0 | 0 | 0 | 0 | 0 | 0 | 0 | 0 | 0 | 0 | 0 | 0 | 0 | 0 | 0 | 0 | 0 | 0 | 0 | 0 | 0
F3_Commercial_Miscellaneous (WA)_New_Space Heating_Natural Gas_Unit Heater_E1 | F3 | Commercial | Miscellaneous (WA) | New | Space Heating | Natural Gas | Unit Heater | E1 | PACT BC Ratio | [24 empty] | 1 | 1 | 1 | bar: 2019 to 2042
F3_Commercial_Miscellaneous (WA)_New_Space Heating_Natural Gas_Unit Heater_E2 | F3 | Commercial | Miscellaneous (WA) | New | Space Heating | Natural Gas | Unit Heater | E2 | PACT BC Ratio | 372.6028 | 378.7268 | 386.7181 | 395.5286 | 405.2287 | 418.5952 | 432.2077 | 446.6231 | 460.4159 | 474.4245 | 486.9655 | 498.5313 | 511.1923 | 524.1939 | 536.2988 | 548.2295 | 559.3637 | 570.8401 | 582.7932 | 595.0544 | 607.5511 | 620.7373 | 636.0024 | 649.5017 | 663.2875 | 677.366 | 691.7433
F3_Commercial_Miscellaneous (WA)_New_Space Heating_Natural Gas_Unit Heater_E3 | F3 | Commercial | Miscellaneous (WA) | New | Space Heating | Natural Gas | Unit Heater | E3 | PACT BC Ratio | 1654.0115 | 1697.6064 | 1740.3234 | 1780.5128 | 1818.0113 | 1851.9671 | 1885.7189 | 1920.6535 | 1959.7406 | 2000.0864 | 2043.0784 | 2088.3913 | 2133.7483 | 2177.2371 | 2222.6304 | 2269.3479 | 2317.9357 | 2367.4661 | 2417.8526 | 2469.2632 | 2521.7856 | 2575.0678 | 2627.9752 | 2683.7547 | 2740.718 | 2798.8905 | 2858.2976
F3_Commercial_Miscellaneous (WA)_New_Space Heating_Natural Gas_Unit Heater_E4 | F3 | Commercial | Miscellaneous (WA) | New | Space Heating | Natural Gas | Unit Heater | E4 | PACT BC Ratio | 0 | 0 | 0 | 0 | 0 | 0 | 0 | 0 | 0 | 0 | 0 | 0 | 0 | 0 | 0 | 0 | 0 | 0 | 0 | 0 | 0 | 0 | 0 | 0 | 0 | 0 | 0
F3_Commercial_Miscellaneous (WA)_New_Space Heating_Natural Gas_Unit Heater_E5 | F3 | Commercial | Miscellaneous (WA) | New | Space Heating | Natural Gas | Unit Heater | E5 | PACT BC Ratio | 0 | 0 | 0 | 0 | 0 | 0 | 0 | 0 | 0 | 0 | 0 | 0 | 0 | 0 | 0 | 0 | 0 | 0 | 0 | 0 | 0 | 0 | 0 | 0 | 0 | 0 | 0
F3_Commercial_Miscellaneous (WA)_New_Space Heating_Natural Gas_Unit Heater_E6 | F3 | Commercial | Miscellaneous (WA) | New | Space Heating | Natural Gas | Unit Heater | E6 | PACT BC Ratio | 0 | 0 | 0 | 0 | 0 | 0 | 0 | 0 | 0 | 0 | 0 | 0 | 0 | 0 | 0 | 0 | 0 | 0 | 0 | 0 | 0 | 0 | 0 | 0 | 0 | 0 | 0
F3_Commercial_Miscellaneous (WA)_New_Space Heating_Natural Gas_Unit Heater_E7 | F3 | Commercial | Miscellaneous (WA) | New | Space Heating | Natural Gas | Unit Heater | E7 | PACT BC Ratio | 0 | 0 | 0 | 0 | 0 | 0 | 0 | 0 | 0 | 0 | 0 | 0 | 0 | 0 | 0 | 0 | 0 | 0 | 0 | 0 | 0 | 0 | 0 | 0 | 0 | 0 | 0
F3_Commercial_Miscellaneous (WA)_New_Space Heating_Natural Gas_Unit Heater_E8 | F3 | Commercial | Miscellaneous (WA) | New | Space Heating | Natural Gas | Unit Heater | E8 | PACT BC Ratio | 0 | 0 | 0 | 0 | 0 | 0 | 0 | 0 | 0 | 0 | 0 | 0 | 0 | 0 | 0 | 0 | 0 | 0 | 0 | 0 | 0 | 0 | 0 | 0 | 0 | 0 | 0
F3_Commercial_Miscellaneous (WA)_New_Space Heating_Natural Gas_Unit Heater_E9 | F3 | Commercial | Miscellaneous (WA) | New | Space Heating | Natural Gas | Unit Heater | E9 | PACT BC Ratio | 0 | 0 | 0 | 0 | 0 | 0 | 0 | 0 | 0 | 0 | 0 | 0 | 0 | 0 | 0 | 0 | 0 | 0 | 0 | 0 | 0 | 0 | 0 | 0 | 0 | 0 | 0
F3_Commercial_Miscellaneous (WA)_New_Space Heating_Natural Gas_Unit Heater_E10 | F3 | Commercial | Miscellaneous (WA) | New | Space Heating | Natural Gas | Unit Heater | E10 | PACT BC Ratio | 0 | 0 | 0 | 0 | 0 | 0 | 0 | 0 | 0 | 0 | 0 | 0 | 0 | 0 | 0 | 0 | 0 | 0 | 0 | 0 | 0 | 0 | 0 | 0 | 0 | 0 | 0
F4_Commercial_Miscellaneous (WA)_New_Space Heating_Natural Gas_Unit Heater_E1 | F4 | Commercial | Miscellaneous (WA) | New | Space Heating | Natural Gas | Unit Heater | E1 | RVT BC Ratio | [24 empty] | 1 | 1 | 1 | bar: 2019 to 2042
F4_Commercial_Miscellaneous (WA)_New_Space Heating_Natural Gas_Unit Heater_E2 | F4 | Commercial | Miscellaneous (WA) | New | Space Heating | Natural Gas | Unit Heater | E2 | RVT BC Ratio | 184.245 | 186.1824 | 188.9555 | 192.014 | 195.3814 | 200.472 | 205.5127 | 210.8107 | 215.6177 | 220.3572 | 225.6919 | 230.5201 | 235.8141 | 241.2146 | 246.1348 | 250.9108 | 255.245 | 259.6693 | 264.242 | 268.8781 | 273.5377 | 279.4695 | 286.3366 | 292.4093 | 298.6109 | 304.9442 | 311.4118
F4_Commercial_Miscellaneous (WA)_New_Space Heating_Natural Gas_Unit Heater_E3 | F4 | Commercial | Miscellaneous (WA) | New | Space Heating | Natural Gas | Unit Heater | E3 | RVT BC Ratio | 763.3841 | 780.9948 | 797.8754 | 813.2994 | 827.1723 | 838.9771 | 850.3925 | 863.0602 | 878.5399 | 895.6375 | 913.9589 | 934.6567 | 955.3968 | 975.3356 | 996.1956 | 1017.7063 | 1040.1282 | 1063.0276 | 1086.3675 | 1110.2309 | 1134.6636 | 1158.6328 | 1182.4334 | 1207.526 | 1233.1512 | 1259.3203 | 1286.0448
F4_Commercial_Miscellaneous (WA)_New_Space Heating_Natural Gas_Unit Heater_E4 | F4 | Commercial | Miscellaneous (WA) | New | Space Heating | Natural Gas | Unit Heater | E4 | RVT BC Ratio | 0 | 0 | 0 | 0 | 0 | 0 | 0 | 0 | 0 | 0 | 0 | 0 | 0 | 0 | 0 | 0 | 0 | 0 | 0 | 0 | 0 | 0 | 0 | 0 | 0 | 0 | 0
F4_Commercial_Miscellaneous (WA)_New_Space Heating_Natural Gas_Unit Heater_E5 | F4 | Commercial | Miscellaneous (WA) | New | Space Heating | Natural Gas | Unit Heater | E5 | RVT BC Ratio | 0 | 0 | 0 | 0 | 0 | 0 | 0 | 0 | 0 | 0 | 0 | 0 | 0 | 0 | 0 | 0 | 0 | 0 | 0 | 0 | 0 | 0 | 0 | 0 | 0 | 0 | 0
F4_Commercial_Miscellaneous (WA)_New_Space Heating_Natural Gas_Unit Heater_E6 | F4 | Commercial | Miscellaneous (WA) | New | Space Heating | Natural Gas | Unit Heater | E6 | RVT BC Ratio | 0 | 0 | 0 | 0 | 0 | 0 | 0 | 0 | 0 | 0 | 0 | 0 | 0 | 0 | 0 | 0 | 0 | 0 | 0 | 0 | 0 | 0 | 0 | 0 | 0 | 0 | 0
F4_Commercial_Miscellaneous (WA)_New_Space Heating_Natural Gas_Unit Heater_E7 | F4 | Commercial | Miscellaneous (WA) | New | Space Heating | Natural Gas | Unit Heater | E7 | RVT BC Ratio | 0 | 0 | 0 | 0 | 0 | 0 | 0 | 0 | 0 | 0 | 0 | 0 | 0 | 0 | 0 | 0 | 0 | 0 | 0 | 0 | 0 | 0 | 0 | 0 | 0 | 0 | 0
F4_Commercial_Miscellaneous (WA)_New_Space Heating_Natural Gas_Unit Heater_E8 | F4 | Commercial | Miscellaneous (WA) | New | Space Heating | Natural Gas | Unit Heater | E8 | RVT BC Ratio | 0 | 0 | 0 | 0 | 0 | 0 | 0 | 0 | 0 | 0 | 0 | 0 | 0 | 0 | 0 | 0 | 0 | 0 | 0 | 0 | 0 | 0 | 0 | 0 | 0 | 0 | 0
F4_Commercial_Miscellaneous (WA)_New_Space Heating_Natural Gas_Unit Heater_E9 | F4 | Commercial | Miscellaneous (WA) | New | Space Heating | Natural Gas | Unit Heater | E9 | RVT BC Ratio | 0 | 0 | 0 | 0 | 0 | 0 | 0 | 0 | 0 | 0 | 0 | 0 | 0 | 0 | 0 | 0 | 0 | 0 | 0 | 0 | 0 | 0 | 0 | 0 | 0 | 0 | 0
F4_Commercial_Miscellaneous (WA)_New_Space Heating_Natural Gas_Unit Heater_E10 | F4 | Commercial | Miscellaneous (WA) | New | Space Heating | Natural Gas | Unit Heater | E10 | RVT BC Ratio | 0 | 0 | 0 | 0 | 0 | 0 | 0 | 0 | 0 | 0 | 0 | 0 | 0 | 0 | 0 | 0 | 0 | 0 | 0 | 0 | 0 | 0 | 0 | 0 | 0 | 0 | 0
F5_Commercial_Miscellaneous (WA)_New_Space Heating_Natural Gas_Unit Heater_E1 | F5 | Commercial | Miscellaneous (WA) | New | Space Heating | Natural Gas | Unit Heater | E1 | RIM BC Ratio | [24 empty] | 1 | 1 | 1 | bar: 2019 to 2042
F5_Commercial_Miscellaneous (WA)_New_Space Heating_Natural Gas_Unit Heater_E2 | F5 | Commercial | Miscellaneous (WA) | New | Space Heating | Natural Gas | Unit Heater | E2 | RIM BC Ratio | 0.86549 | 0.87057 | 0.87591 | 0.88161 | 0.88768 | 0.8937 | 0.90015 | 0.90682 | 0.914 | 0.92157 | 0.92359 | 0.92574 | 0.92796 | 0.93027 | 0.93275 | 0.93536 | 0.93816 | 0.94111 | 0.9442 | 0.94746 | 0.95089 | 0.95092 | 0.95096 | 0.95099 | 0.95102 | 0.95104 | 0.95107
F5_Commercial_Miscellaneous (WA)_New_Space Heating_Natural Gas_Unit Heater_E3 | F5 | Commercial | Miscellaneous (WA) | New | Space Heating | Natural Gas | Unit Heater | E3 | RIM BC Ratio | 0.92803 | 0.93102 | 0.93426 | 0.93771 | 0.94141 | 0.9455 | 0.94981 | 0.95321 | 0.95548 | 0.95654 | 0.95751 | 0.95708 | 0.95664 | 0.95619 | 0.95569 | 0.95516 | 0.95458 | 0.95398 | 0.95336 | 0.9527 | 0.95202 | 0.95203 | 0.95204 | 0.95204 | 0.95205 | 0.95206 | 0.95206
F5_Commercial_Miscellaneous (WA)_New_Space Heating_Natural Gas_Unit Heater_E4 | F5 | Commercial | Miscellaneous (WA) | New | Space Heating | Natural Gas | Unit Heater | E4 | RIM BC Ratio | 0 | 0 | 0 | 0 | 0 | 0 | 0 | 0 | 0 | 0 | 0 | 0 | 0 | 0 | 0 | 0 | 0 | 0 | 0 | 0 | 0 | 0 | 0 | 0 | 0 | 0 | 0
F5_Commercial_Miscellaneous (WA)_New_Space Heating_Natural Gas_Unit Heater_E5 | F5 | Commercial | Miscellaneous (WA) | New | Space Heating | Natural Gas | Unit Heater | E5 | RIM BC Ratio | 0 | 0 | 0 | 0 | 0 | 0 | 0 | 0 | 0 | 0 | 0 | 0 | 0 | 0 | 0 | 0 | 0 | 0 | 0 | 0 | 0 | 0 | 0 | 0 | 0 | 0 | 0
F5_Commercial_Miscellaneous (WA)_New_Space Heating_Natural Gas_Unit Heater_E6 | F5 | Commercial | Miscellaneous (WA) | New | Space Heating | Natural Gas | Unit Heater | E6 | RIM BC Ratio | 0 | 0 | 0 | 0 | 0 | 0 | 0 | 0 | 0 | 0 | 0 | 0 | 0 | 0 | 0 | 0 | 0 | 0 | 0 | 0 | 0 | 0 | 0 | 0 | 0 | 0 | 0
F5_Commercial_Miscellaneous (WA)_New_Space Heating_Natural Gas_Unit Heater_E7 | F5 | Commercial | Miscellaneous (WA) | New | Space Heating | Natural Gas | Unit Heater | E7 | RIM BC Ratio | 0 | 0 | 0 | 0 | 0 | 0 | 0 | 0 | 0 | 0 | 0 | 0 | 0 | 0 | 0 | 0 | 0 | 0 | 0 | 0 | 0 | 0 | 0 | 0 | 0 | 0 | 0
F5_Commercial_Miscellaneous (WA)_New_Space Heating_Natural Gas_Unit Heater_E8 | F5 | Commercial | Miscellaneous (WA) | New | Space Heating | Natural Gas | Unit Heater | E8 | RIM BC Ratio | 0 | 0 | 0 | 0 | 0 | 0 | 0 | 0 | 0 | 0 | 0 | 0 | 0 | 0 | 0 | 0 | 0 | 0 | 0 | 0 | 0 | 0 | 0 | 0 | 0 | 0 | 0
F5_Commercial_Miscellaneous (WA)_New_Space Heating_Natural Gas_Unit Heater_E9 | F5 | Commercial | Miscellaneous (WA) | New | Space Heating | Natural Gas | Unit Heater | E9 | RIM BC Ratio | 0 | 0 | 0 | 0 | 0 | 0 | 0 | 0 | 0 | 0 | 0 | 0 | 0 | 0 | 0 | 0 | 0 | 0 | 0 | 0 | 0 | 0 | 0 | 0 | 0 | 0 | 0
F5_Commercial_Miscellaneous (WA)_New_Space Heating_Natural Gas_Unit Heater_E10 | F5 | Commercial | Miscellaneous (WA) | New | Space Heating | Natural Gas | Unit Heater | E10 | RIM BC Ratio | 0 | 0 | 0 | 0 | 0 | 0 | 0 | 0 | 0 | 0 | 0 | 0 | 0 | 0 | 0 | 0 | 0 | 0 | 0 | 0 | 0 | 0 | 0 | 0 | 0 | 0 | 0
F0_Commercial_Miscellaneous (WA)_New_Water Heating_Natural Gas_Water Heater_E0 | F0 | Commercial | Miscellaneous (WA) | New | Water Heating | Natural Gas | Water Heater | E0 | Economic Unit | Gas-Fired Absorption HPWH | Gas-Fired Absorption HPWH | Gas-Fired Absorption HPWH | Gas-Fired Absorption HPWH | Gas-Fired Absorption HPWH | Gas-Fired Absorption HPWH | Gas-Fired Absorption HPWH | Gas-Fired Absorption HPWH | Gas-Fired Absorption HPWH | Gas-Fired Absorption HPWH | Gas-Fired Absorption HPWH | Gas-Fired Absorption HPWH | Gas-Fired Absorption HPWH | Gas-Fired Absorption HPWH | Gas-Fired Absorption HPWH | Gas-Fired Absorption HPWH | Gas-Fired Absorption HPWH | Gas-Fired Absorption HPWH | Gas-Fired Absorption HPWH | Gas-Fired Absorption HPWH | Gas-Fired Absorption HPWH | Gas-Fired Absorption HPWH | Gas-Fired Absorption HPWH | Gas-Fired Absorption HPWH | Gas-Fired Absorption HPWH | Gas-Fired Absorption HPWH | Gas-Fired Absorption HPWH
F1_Commercial_Miscellaneous (WA)_New_Water Heating_Natural Gas_Water Heater_E1 | F1 | Commercial | Miscellaneous (WA) | New | Water Heating | Natural Gas | Water Heater | E1 | CCE | 0 | 0 | 0 | 0 | 0 | 0 | 0 | 0 | 0 | 0 | 0 | 0 | 0 | 0 | 0 | 0 | 0 | 0 | 0 | 0 | 0 | 0 | 0 | 0 | 0 | 0 | 0
F1_Commercial_Miscellaneous (WA)_New_Water Heating_Natural Gas_Water Heater_E2 | F1 | Commercial | Miscellaneous (WA) | New | Water Heating | Natural Gas | Water Heater | E2 | CCE | 0.0011571 | 0.0011571 | 0.0011571 | 0.0011571 | 0.0011571 | 0.0011571 | 0.0011571 | 0.0011571 | 0.0011571 | 0.0011571 | 0.0011571 | 0.0011571 | 0.0011571 | 0.0011571 | 0.0011571 | 0.0011571 | 0.0011571 | 0.0011571 | 0.0011571 | 0.0011571 | 0.0011571 | 0.0011571 | 0.0011571 | 0.0011571 | 0.0011571 | 0.0011571 | 0.0011571
F1_Commercial_Miscellaneous (WA)_New_Water Heating_Natural Gas_Water Heater_E3 | F1 | Commercial | Miscellaneous (WA) | New | Water Heating | Natural Gas | Water Heater | E3 | CCE | 0.0020507 | 0.0020507 | 0.0020507 | 0.0020507 | 0.0020507 | 0.0020507 | 0.0020507 | 0.0020507 | 0.0020507 | 0.0020507 | 0.0020507 | 0.0020507 | 0.0020507 | 0.0020507 | 0.0020507 | 0.0020507 | 0.0020507 | 0.0020507 | 0.0020507 | 0.0020507 | 0.0020507 | 0.0020507 | 0.0020507 | 0.0020507 | 0.0020507 | 0.0020507 | 0.0020507
F1_Commercial_Miscellaneous (WA)_New_Water Heating_Natural Gas_Water Heater_E4 | F1 | Commercial | Miscellaneous (WA) | New | Water Heating | Natural Gas | Water Heater | E4 | CCE | 0.0020884 | 0.0020884 | 0.0020884 | 0.0020884 | 0.0020884 | 0.0020884 | 0.0020884 | 0.0020884 | 0.0020884 | 0.0020884 | 0.0020884 | 0.0020884 | 0.0020884 | 0.0020884 | 0.0020884 | 0.0020884 | 0.0020884 | 0.0020884 | 0.0020884 | 0.0020884 | 0.0020884 | 0.0020884 | 0.0020884 | 0.0020884 | 0.0020884 | 0.0020884 | 0.0020884
F1_Commercial_Miscellaneous (WA)_New_Water Heating_Natural Gas_Water Heater_E5 | F1 | Commercial | Miscellaneous (WA) | New | Water Heating | Natural Gas | Water Heater | E5 | CCE | 0.0030435 | 0.0030435 | 0.0030435 | 0.0030435 | 0.0030435 | 0.0030435 | 0.0030435 | 0.0030435 | 0.0030435 | 0.0030435 | 0.0030435 | 0.0030435 | 0.0030435 | 0.0030435 | 0.0030435 | 0.0030435 | 0.0030435 | 0.0030435 | 0.0030435 | 0.0030435 | 0.0030435 | 0.0030435 | 0.0030435 | 0.0030435 | 0.0030435 | 0.0030435 | 0.0030435
F1_Commercial_Miscellaneous (WA)_New_Water Heating_Natural Gas_Water Heater_E6 | F1 | Commercial | Miscellaneous (WA) | New | Water Heating | Natural Gas | Water Heater | E6 | CCE | 0 | 0 | 0 | 0 | 0 | 0 | 0 | 0 | 0 | 0 | 0 | 0 | 0 | 0 | 0 | 0 | 0 | 0 | 0 | 0 | 0 | 0 | 0 | 0 | 0 | 0 | 0
F1_Commercial_Miscellaneous (WA)_New_Water Heating_Natural Gas_Water Heater_E7 | F1 | Commercial | Miscellaneous (WA) | New | Water Heating | Natural Gas | Water Heater | E7 | CCE | 0 | 0 | 0 | 0 | 0 | 0 | 0 | 0 | 0 | 0 | 0 | 0 | 0 | 0 | 0 | 0 | 0 | 0 | 0 | 0 | 0 | 0 | 0 | 0 | 0 | 0 | 0
F1_Commercial_Miscellaneous (WA)_New_Water Heating_Natural Gas_Water Heater_E8 | F1 | Commercial | Miscellaneous (WA) | New | Water Heating | Natural Gas | Water Heater | E8 | CCE | 0 | 0 | 0 | 0 | 0 | 0 | 0 | 0 | 0 | 0 | 0 | 0 | 0 | 0 | 0 | 0 | 0 | 0 | 0 | 0 | 0 | 0 | 0 | 0 | 0 | 0 | 0
F1_Commercial_Miscellaneous (WA)_New_Water Heating_Natural Gas_Water Heater_E9 | F1 | Commercial | Miscellaneous (WA) | New | Water Heating | Natural Gas | Water Heater | E9 | CCE | 0 | 0 | 0 | 0 | 0 | 0 | 0 | 0 | 0 | 0 | 0 | 0 | 0 | 0 | 0 | 0 | 0 | 0 | 0 | 0 | 0 | 0 | 0 | 0 | 0 | 0 | 0
F1_Commercial_Miscellaneous (WA)_New_Water Heating_Natural Gas_Water Heater_E10 | F1 | Commercial | Miscellaneous (WA) | New | Water Heating | Natural Gas | Water Heater | E10 | CCE | 0 | 0 | 0 | 0 | 0 | 0 | 0 | 0 | 0 | 0 | 0 | 0 | 0 | 0 | 0 | 0 | 0 | 0 | 0 | 0 | 0 | 0 | 0 | 0 | 0 | 0 | 0
F2_Commercial_Miscellaneous (WA)_New_Water Heating_Natural Gas_Water Heater_E1 | F2 | Commercial | Miscellaneous (WA) | New | Water Heating | Natural Gas | Water Heater | E1 | TRC BC Ratio | [24 empty] | 1 | 1 | 1 | bar: 2019 to 2042
F2_Commercial_Miscellaneous (WA)_New_Water Heating_Natural Gas_Water Heater_E2 | F2 | Commercial | Miscellaneous (WA) | New | Water Heating | Natural Gas | Water Heater | E2 | TRC BC Ratio | 3.2042 | 3.2884 | 3.3828 | 3.4887 | 3.6065 | 3.7459 | 3.8878 | 4.0277 | 4.1621 | 4.2986 | 4.4097 | 4.5145 | 4.6267 | 4.737 | 4.8371 | 4.9319 | 5.0184 | 5.1042 | 5.1952 | 5.2845 | 5.3762 | 5.4711 | 5.5672 | 5.6661 | 5.7668 | 5.8692 | 5.9735
F2_Commercial_Miscellaneous (WA)_New_Water Heating_Natural Gas_Water Heater_E3 | F2 | Commercial | Miscellaneous (WA) | New | Water Heating | Natural Gas | Water Heater | E3 | TRC BC Ratio | 1.808 | 1.8555 | 1.9088 | 1.9685 | 2.035 | 2.1136 | 2.1937 | 2.2726 | 2.3485 | 2.4255 | 2.4882 | 2.5473 | 2.6106 | 2.6728 | 2.7294 | 2.7828 | 2.8316 | 2.8801 | 2.9314 | 2.9818 | 3.0335 | 3.0871 | 3.1413 | 3.1971 | 3.2539 | 3.3117 | 3.3705
F2_Commercial_Miscellaneous (WA)_New_Water Heating_Natural Gas_Water Heater_E4 | F2 | Commercial | Miscellaneous (WA) | New | Water Heating | Natural Gas | Water Heater | E4 | TRC BC Ratio | 1.1411 | 1.1758 | 1.2229 | 1.2843 | 1.3602 | 1.4593 | 1.5615 | 1.6609 | 1.754 | 1.8484 | 1.9164 | 1.9771 | 2.0443 | 2.1087 | 2.1621 | 2.2093 | 2.2475 | 2.2841 | 2.3249 | 2.3633 | 2.403 | 2.4451 | 2.4874 | 2.5316 | 2.5766 | 2.6224 | 2.669
F2_Commercial_Miscellaneous (WA)_New_Water Heating_Natural Gas_Water Heater_E5 | F2 | Commercial | Miscellaneous (WA) | New | Water Heating | Natural Gas | Water Heater | E5 | TRC BC Ratio | 1.2498 | 1.2826 | 1.3188 | 1.3584 | 1.4018 | 1.4524 | 1.5038 | 1.5545 | 1.6035 | 1.6533 | 1.6944 | 1.7335 | 1.7752 | 1.8163 | 1.854 | 1.89 | 1.9232 | 1.9562 | 1.9911 | 2.0254 | 2.0606 | 2.0971 | 2.1339 | 2.1718 | 2.2104 | 2.2497 | 2.2897
F2_Commercial_Miscellaneous (WA)_New_Water Heating_Natural Gas_Water Heater_E6 | F2 | Commercial | Miscellaneous (WA) | New | Water Heating | Natural Gas | Water Heater | E6 | TRC BC Ratio | 0 | 0 | 0 | 0 | 0 | 0 | 0 | 0 | 0 | 0 | 0 | 0 | 0 | 0 | 0 | 0 | 0 | 0 | 0 | 0 | 0 | 0 | 0 | 0 | 0 | 0 | 0
F2_Commercial_Miscellaneous (WA)_New_Water Heating_Natural Gas_Water Heater_E7 | F2 | Commercial | Miscellaneous (WA) | New | Water Heating | Natural Gas | Water Heater | E7 | TRC BC Ratio | 0 | 0 | 0 | 0 | 0 | 0 | 0 | 0 | 0 | 0 | 0 | 0 | 0 | 0 | 0 | 0 | 0 | 0 | 0 | 0 | 0 | 0 | 0 | 0 | 0 | 0 | 0
F2_Commercial_Miscellaneous (WA)_New_Water Heating_Natural Gas_Water Heater_E8 | F2 | Commercial | Miscellaneous (WA) | New | Water Heating | Natural Gas | Water Heater | E8 | TRC BC Ratio | 0 | 0 | 0 | 0 | 0 | 0 | 0 | 0 | 0 | 0 | 0 | 0 | 0 | 0 | 0 | 0 | 0 | 0 | 0 | 0 | 0 | 0 | 0 | 0 | 0 | 0 | 0
F2_Commercial_Miscellaneous (WA)_New_Water Heating_Natural Gas_Water Heater_E9 | F2 | Commercial | Miscellaneous (WA) | New | Water Heating | Natural Gas | Water Heater | E9 | TRC BC Ratio | 0 | 0 | 0 | 0 | 0 | 0 | 0 | 0 | 0 | 0 | 0 | 0 | 0 | 0 | 0 | 0 | 0 | 0 | 0 | 0 | 0 | 0 | 0 | 0 | 0 | 0 | 0
F2_Commercial_Miscellaneous (WA)_New_Water Heating_Natural Gas_Water Heater_E10 | F2 | Commercial | Miscellaneous (WA) | New | Water Heating | Natural Gas | Water Heater | E10 | TRC BC Ratio | 0 | 0 | 0 | 0 | 0 | 0 | 0 | 0 | 0 | 0 | 0 | 0 | 0 | 0 | 0 | 0 | 0 | 0 | 0 | 0 | 0 | 0 | 0 | 0 | 0 | 0 | 0
F3_Commercial_Miscellaneous (WA)_New_Water Heating_Natural Gas_Water Heater_E1 | F3 | Commercial | Miscellaneous (WA) | New | Water Heating | Natural Gas | Water Heater | E1 | PACT BC Ratio | [24 empty] | 1 | 1 | 1 | bar: 2019 to 2042
F3_Commercial_Miscellaneous (WA)_New_Water Heating_Natural Gas_Water Heater_E2 | F3 | Commercial | Miscellaneous (WA) | New | Water Heating | Natural Gas | Water Heater | E2 | PACT BC Ratio | 7.9502 | 8.159 | 8.3934 | 8.6559 | 8.9482 | 9.2941 | 9.6463 | 9.9933 | 10.3269 | 10.6656 | 10.9412 | 11.2013 | 11.4795 | 11.7533 | 12.0017 | 12.2369 | 12.4515 | 12.6644 | 12.8902 | 13.1118 | 13.3391 | 13.5747 | 13.8131 | 14.0585 | 14.3082 | 14.5624 | 14.8211
F3_Commercial_Miscellaneous (WA)_New_Water Heating_Natural Gas_Water Heater_E3 | F3 | Commercial | Miscellaneous (WA) | New | Water Heating | Natural Gas | Water Heater | E3 | PACT BC Ratio | 4.4859 | 4.6037 | 4.7359 | 4.8841 | 5.049 | 5.2442 | 5.4429 | 5.6387 | 5.827 | 6.018 | 6.1735 | 6.3203 | 6.4773 | 6.6318 | 6.772 | 6.9046 | 7.0258 | 7.1459 | 7.2732 | 7.3983 | 7.5266 | 7.6595 | 7.794 | 7.9325 | 8.0734 | 8.2168 | 8.3628
F3_Commercial_Miscellaneous (WA)_New_Water Heating_Natural Gas_Water Heater_E4 | F3 | Commercial | Miscellaneous (WA) | New | Water Heating | Natural Gas | Water Heater | E4 | PACT BC Ratio | 2.8313 | 2.9175 | 3.0341 | 3.1865 | 3.375 | 3.6206 | 3.8743 | 4.121 | 4.352 | 4.5862 | 4.7549 | 4.9055 | 5.0722 | 5.2319 | 5.3645 | 5.4817 | 5.5764 | 5.6671 | 5.7685 | 5.8636 | 5.9622 | 6.0668 | 6.1717 | 6.2814 | 6.393 | 6.5066 | 6.6221
F3_Commercial_Miscellaneous (WA)_New_Water Heating_Natural Gas_Water Heater_E5 | F3 | Commercial | Miscellaneous (WA) | New | Water Heating | Natural Gas | Water Heater | E5 | PACT BC Ratio | 3.101 | 3.1824 | 3.272 | 3.3704 | 3.4781 | 3.6037 | 3.7312 | 3.857 | 3.9786 | 4.102 | 4.2041 | 4.3011 | 4.4045 | 4.5066 | 4.6002 | 4.6894 | 4.7718 | 4.8537 | 4.9402 | 5.0254 | 5.1128 | 5.2031 | 5.2946 | 5.3887 | 5.4844 | 5.5819 | 5.681
F3_Commercial_Miscellaneous (WA)_New_Water Heating_Natural Gas_Water Heater_E6 | F3 | Commercial | Miscellaneous (WA) | New | Water Heating | Natural Gas | Water Heater | E6 | PACT BC Ratio | 0 | 0 | 0 | 0 | 0 | 0 | 0 | 0 | 0 | 0 | 0 | 0 | 0 | 0 | 0 | 0 | 0 | 0 | 0 | 0 | 0 | 0 | 0 | 0 | 0 | 0 | 0
F3_Commercial_Miscellaneous (WA)_New_Water Heating_Natural Gas_Water Heater_E7 | F3 | Commercial | Miscellaneous (WA) | New | Water Heating | Natural Gas | Water Heater | E7 | PACT BC Ratio | 0 | 0 | 0 | 0 | 0 | 0 | 0 | 0 | 0 | 0 | 0 | 0 | 0 | 0 | 0 | 0 | 0 | 0 | 0 | 0 | 0 | 0 | 0 | 0 | 0 | 0 | 0
F3_Commercial_Miscellaneous (WA)_New_Water Heating_Natural Gas_Water Heater_E8 | F3 | Commercial | Miscellaneous (WA) | New | Water Heating | Natural Gas | Water Heater | E8 | PACT BC Ratio | 0 | 0 | 0 | 0 | 0 | 0 | 0 | 0 | 0 | 0 | 0 | 0 | 0 | 0 | 0 | 0 | 0 | 0 | 0 | 0 | 0 | 0 | 0 | 0 | 0 | 0 | 0
F3_Commercial_Miscellaneous (WA)_New_Water Heating_Natural Gas_Water Heater_E9 | F3 | Commercial | Miscellaneous (WA) | New | Water Heating | Natural Gas | Water Heater | E9 | PACT BC Ratio | 0 | 0 | 0 | 0 | 0 | 0 | 0 | 0 | 0 | 0 | 0 | 0 | 0 | 0 | 0 | 0 | 0 | 0 | 0 | 0 | 0 | 0 | 0 | 0 | 0 | 0 | 0
F3_Commercial_Miscellaneous (WA)_New_Water Heating_Natural Gas_Water Heater_E10 | F3 | Commercial | Miscellaneous (WA) | New | Water Heating | Natural Gas | Water Heater | E10 | PACT BC Ratio | 0 | 0 | 0 | 0 | 0 | 0 | 0 | 0 | 0 | 0 | 0 | 0 | 0 | 0 | 0 | 0 | 0 | 0 | 0 | 0 | 0 | 0 | 0 | 0 | 0 | 0 | 0
F4_Commercial_Miscellaneous (WA)_New_Water Heating_Natural Gas_Water Heater_E1 | F4 | Commercial | Miscellaneous (WA) | New | Water Heating | Natural Gas | Water Heater | E1 | RVT BC Ratio | [24 empty] | 1 | 1 | 1 | bar: 2019 to 2042
F4_Commercial_Miscellaneous (WA)_New_Water Heating_Natural Gas_Water Heater_E2 | F4 | Commercial | Miscellaneous (WA) | New | Water Heating | Natural Gas | Water Heater | E2 | RVT BC Ratio | 4.766 | 4.8561 | 4.9575 | 5.0714 | 5.1984 | 5.3518 | 5.5041 | 5.6481 | 5.7787 | 5.9059 | 6.0376 | 6.1583 | 6.2873 | 6.4123 | 6.5222 | 6.6232 | 6.7114 | 6.7966 | 6.8865 | 6.9718 | 7.0576 | 7.1773 | 7.2983 | 7.4229 | 7.5498 | 7.6788 | 7.8102
F4_Commercial_Miscellaneous (WA)_New_Water Heating_Natural Gas_Water Heater_E3 | F4 | Commercial | Miscellaneous (WA) | New | Water Heating | Natural Gas | Water Heater | E3 | RVT BC Ratio | 2.8128 | 2.8637 | 2.9209 | 2.9851 | 3.0568 | 3.1434 | 3.2293 | 3.3106 | 3.3842 | 3.456 | 3.5303 | 3.5984 | 3.6712 | 3.7417 | 3.8037 | 3.8607 | 3.9105 | 3.9586 | 4.0093 | 4.0574 | 4.1058 | 4.1734 | 4.2417 | 4.312 | 4.3835 | 4.4564 | 4.5305
F4_Commercial_Miscellaneous (WA)_New_Water Heating_Natural Gas_Water Heater_E4 | F4 | Commercial | Miscellaneous (WA) | New | Water Heating | Natural Gas | Water Heater | E4 | RVT BC Ratio | 2.0696 | 2.1053 | 2.1559 | 2.2239 | 2.3094 | 2.4245 | 2.5405 | 2.6454 | 2.7335 | 2.8146 | 2.8958 | 2.9609 | 3.0332 | 3.1004 | 3.1514 | 3.1926 | 3.2198 | 3.2431 | 3.2698 | 3.2909 | 3.3114 | 3.3645 | 3.4178 | 3.4735 | 3.5302 | 3.5878 | 3.6466
F4_Commercial_Miscellaneous (WA)_New_Water Heating_Natural Gas_Water Heater_E5 | F4 | Commercial | Miscellaneous (WA) | New | Water Heating | Natural Gas | Water Heater | E5 | RVT BC Ratio | 2.0196 | 2.0554 | 2.0943 | 2.1366 | 2.1823 | 2.237 | 2.2914 | 2.3431 | 2.3906 | 2.4373 | 2.486 | 2.5314 | 2.5797 | 2.6268 | 2.6687 | 2.7078 | 2.7425 | 2.7763 | 2.8118 | 2.8458 | 2.8801 | 2.9259 | 2.9724 | 3.0202 | 3.0688 | 3.1183 | 3.1686
F4_Commercial_Miscellaneous (WA)_New_Water Heating_Natural Gas_Water Heater_E6 | F4 | Commercial | Miscellaneous (WA) | New | Water Heating | Natural Gas | Water Heater | E6 | RVT BC Ratio | 0 | 0 | 0 | 0 | 0 | 0 | 0 | 0 | 0 | 0 | 0 | 0 | 0 | 0 | 0 | 0 | 0 | 0 | 0 | 0 | 0 | 0 | 0 | 0 | 0 | 0 | 0
F4_Commercial_Miscellaneous (WA)_New_Water Heating_Natural Gas_Water Heater_E7 | F4 | Commercial | Miscellaneous (WA) | New | Water Heating | Natural Gas | Water Heater | E7 | RVT BC Ratio | 0 | 0 | 0 | 0 | 0 | 0 | 0 | 0 | 0 | 0 | 0 | 0 | 0 | 0 | 0 | 0 | 0 | 0 | 0 | 0 | 0 | 0 | 0 | 0 | 0 | 0 | 0
F4_Commercial_Miscellaneous (WA)_New_Water Heating_Natural Gas_Water Heater_E8 | F4 | Commercial | Miscellaneous (WA) | New | Water Heating | Natural Gas | Water Heater | E8 | RVT BC Ratio | 0 | 0 | 0 | 0 | 0 | 0 | 0 | 0 | 0 | 0 | 0 | 0 | 0 | 0 | 0 | 0 | 0 | 0 | 0 | 0 | 0 | 0 | 0 | 0 | 0 | 0 | 0
F4_Commercial_Miscellaneous (WA)_New_Water Heating_Natural Gas_Water Heater_E9 | F4 | Commercial | Miscellaneous (WA) | New | Water Heating | Natural Gas | Water Heater | E9 | RVT BC Ratio | 0 | 0 | 0 | 0 | 0 | 0 | 0 | 0 | 0 | 0 | 0 | 0 | 0 | 0 | 0 | 0 | 0 | 0 | 0 | 0 | 0 | 0 | 0 | 0 | 0 | 0 | 0
F4_Commercial_Miscellaneous (WA)_New_Water Heating_Natural Gas_Water Heater_E10 | F4 | Commercial | Miscellaneous (WA) | New | Water Heating | Natural Gas | Water Heater | E10 | RVT BC Ratio | 0 | 0 | 0 | 0 | 0 | 0 | 0 | 0 | 0 | 0 | 0 | 0 | 0 | 0 | 0 | 0 | 0 | 0 | 0 | 0 | 0 | 0 | 0 | 0 | 0 | 0 | 0
F5_Commercial_Miscellaneous (WA)_New_Water Heating_Natural Gas_Water Heater_E1 | F5 | Commercial | Miscellaneous (WA) | New | Water Heating | Natural Gas | Water Heater | E1 | RIM BC Ratio | [24 empty] | 1 | 1 | 1 | bar: 2019 to 2042
F5_Commercial_Miscellaneous (WA)_New_Water Heating_Natural Gas_Water Heater_E2 | F5 | Commercial | Miscellaneous (WA) | New | Water Heating | Natural Gas | Water Heater | E2 | RIM BC Ratio | 0.77427 | 0.78045 | 0.78709 | 0.79417 | 0.80168 | 0.80965 | 0.81789 | 0.82645 | 0.83539 | 0.84482 | 0.84835 | 0.85202 | 0.85583 | 0.85967 | 0.8635 | 0.86738 | 0.87133 | 0.87544 | 0.87974 | 0.88422 | 0.88891 | 0.88994 | 0.89095 | 0.89196 | 0.89294 | 0.89392 | 0.89488
F5_Commercial_Miscellaneous (WA)_New_Water Heating_Natural Gas_Water Heater_E3 | F5 | Commercial | Miscellaneous (WA) | New | Water Heating | Natural Gas | Water Heater | E3 | RIM BC Ratio | 0.72011 | 0.72676 | 0.73393 | 0.74162 | 0.74981 | 0.75861 | 0.76763 | 0.77683 | 0.78627 | 0.79612 | 0.80042 | 0.80475 | 0.80924 | 0.81371 | 0.81804 | 0.82236 | 0.82666 | 0.83107 | 0.8357 | 0.84045 | 0.84541 | 0.84706 | 0.84868 | 0.85029 | 0.85189 | 0.85346 | 0.85501
F5_Commercial_Miscellaneous (WA)_New_Water Heating_Natural Gas_Water Heater_E4 | F5 | Commercial | Miscellaneous (WA) | New | Water Heating | Natural Gas | Water Heater | E4 | RIM BC Ratio | 0.60333 | 0.61207 | 0.62288 | 0.63581 | 0.65048 | 0.66722 | 0.68375 | 0.70046 | 0.71751 | 0.73578 | 0.74285 | 0.75058 | 0.75873 | 0.76671 | 0.77416 | 0.78148 | 0.78863 | 0.79605 | 0.80405 | 0.81237 | 0.8212 | 0.82316 | 0.82506 | 0.82699 | 0.8289 | 0.83078 | 0.83263
F5_Commercial_Miscellaneous (WA)_New_Water Heating_Natural Gas_Water Heater_E5 | F5 | Commercial | Miscellaneous (WA) | New | Water Heating | Natural Gas | Water Heater | E5 | RIM BC Ratio | 0.6757 | 0.68244 | 0.68974 | 0.69762 | 0.7061 | 0.71517 | 0.72432 | 0.73352 | 0.74276 | 0.75224 | 0.75699 | 0.76159 | 0.76635 | 0.77105 | 0.77555 | 0.77998 | 0.78431 | 0.78872 | 0.79332 | 0.79799 | 0.80283 | 0.80503 | 0.80719 | 0.80934 | 0.81147 | 0.81357 | 0.81564
F5_Commercial_Miscellaneous (WA)_New_Water Heating_Natural Gas_Water Heater_E6 | F5 | Commercial | Miscellaneous (WA) | New | Water Heating | Natural Gas | Water Heater | E6 | RIM BC Ratio | 0 | 0 | 0 | 0 | 0 | 0 | 0 | 0 | 0 | 0 | 0 | 0 | 0 | 0 | 0 | 0 | 0 | 0 | 0 | 0 | 0 | 0 | 0 | 0 | 0 | 0 | 0
F5_Commercial_Miscellaneous (WA)_New_Water Heating_Natural Gas_Water Heater_E7 | F5 | Commercial | Miscellaneous (WA) | New | Water Heating | Natural Gas | Water Heater | E7 | RIM BC Ratio | 0 | 0 | 0 | 0 | 0 | 0 | 0 | 0 | 0 | 0 | 0 | 0 | 0 | 0 | 0 | 0 | 0 | 0 | 0 | 0 | 0 | 0 | 0 | 0 | 0 | 0 | 0
F5_Commercial_Miscellaneous (WA)_New_Water Heating_Natural Gas_Water Heater_E8 | F5 | Commercial | Miscellaneous (WA) | New | Water Heating | Natural Gas | Water Heater | E8 | RIM BC Ratio | 0 | 0 | 0 | 0 | 0 | 0 | 0 | 0 | 0 | 0 | 0 | 0 | 0 | 0 | 0 | 0 | 0 | 0 | 0 | 0 | 0 | 0 | 0 | 0 | 0 | 0 | 0
F5_Commercial_Miscellaneous (WA)_New_Water Heating_Natural Gas_Water Heater_E9 | F5 | Commercial | Miscellaneous (WA) | New | Water Heating | Natural Gas | Water Heater | E9 | RIM BC Ratio | 0 | 0 | 0 | 0 | 0 | 0 | 0 | 0 | 0 | 0 | 0 | 0 | 0 | 0 | 0 | 0 | 0 | 0 | 0 | 0 | 0 | 0 | 0 | 0 | 0 | 0 | 0
F5_Commercial_Miscellaneous (WA)_New_Water Heating_Natural Gas_Water Heater_E10 | F5 | Commercial | Miscellaneous (WA) | New | Water Heating | Natural Gas | Water Heater | E10 | RIM BC Ratio | 0 | 0 | 0 | 0 | 0 | 0 | 0 | 0 | 0 | 0 | 0 | 0 | 0 | 0 | 0 | 0 | 0 | 0 | 0 | 0 | 0 | 0 | 0 | 0 | 0 | 0 | 0
F0_Commercial_Miscellaneous (WA)_New_Food Preparation_Natural Gas_Oven_E0 | F0 | Commercial | Miscellaneous (WA) | New | Food Preparation | Natural Gas | Oven | E0 | Economic Unit | ENERGY STAR (>42% Baking Efficiency) | ENERGY STAR (>42% Baking Efficiency) | ENERGY STAR (>42% Baking Efficiency) | ENERGY STAR (>42% Baking Efficiency) | ENERGY STAR (>42% Baking Efficiency) | ENERGY STAR (>42% Baking Efficiency) | ENERGY STAR (>42% Baking Efficiency) | ENERGY STAR (>42% Baking Efficiency) | ENERGY STAR (>42% Baking Efficiency) | ENERGY STAR (>42% Baking Efficiency) | ENERGY STAR (>42% Baking Efficiency) | ENERGY STAR (>42% Baking Efficiency) | ENERGY STAR (>42% Baking Efficiency) | ENERGY STAR (>42% Baking Efficiency) | ENERGY STAR (>42% Baking Efficiency) | ENERGY STAR (>42% Baking Efficiency) | ENERGY STAR (>42% Baking Efficiency) | ENERGY STAR (>42% Baking Efficiency) | ENERGY STAR (>42% Baking Efficiency) | ENERGY STAR (>42% Baking Efficiency) | ENERGY STAR (>42% Baking Efficiency) | ENERGY STAR (>42% Baking Efficiency) | ENERGY STAR (>42% Baking Efficiency) | ENERGY STAR (>42% Baking Efficiency) | ENERGY STAR (>42% Baking Efficiency) | ENERGY STAR (>42% Baking Efficiency) | ENERGY STAR (>42% Baking Efficiency)
F1_Commercial_Miscellaneous (WA)_New_Food Preparation_Natural Gas_Oven_E1 | F1 | Commercial | Miscellaneous (WA) | New | Food Preparation | Natural Gas | Oven | E1 | CCE | 0 | 0 | 0 | 0 | 0 | 0 | 0 | 0 | 0 | 0 | 0 | 0 | 0 | 0 | 0 | 0 | 0 | 0 | 0 | 0 | 0 | 0 | 0 | 0 | 0 | 0 | 0
F1_Commercial_Miscellaneous (WA)_New_Food Preparation_Natural Gas_Oven_E2 | F1 | Commercial | Miscellaneous (WA) | New | Food Preparation | Natural Gas | Oven | E2 | CCE | 0.00034832 | 0.00034832 | 0.00034832 | 0.00034832 | 0.00034832 | 0.00034832 | 0.00034832 | 0.00034832 | 0.00034832 | 0.00034832 | 0.00034832 | 0.00034832 | 0.00034832 | 0.00034832 | 0.00034832 | 0.00034832 | 0.00034832 | 0.00034832 | 0.00034832 | 0.00034832 | 0.00034832 | 0.00034832 | 0.00034832 | 0.00034832 | 0.00034832 | 0.00034832 | 0.00034832
F1_Commercial_Miscellaneous (WA)_New_Food Preparation_Natural Gas_Oven_E3 | F1 | Commercial | Miscellaneous (WA) | New | Food Preparation | Natural Gas | Oven | E3 | CCE | 0 | 0 | 0 | 0 | 0 | 0 | 0 | 0 | 0 | 0 | 0 | 0 | 0 | 0 | 0 | 0 | 0 | 0 | 0 | 0 | 0 | 0 | 0 | 0 | 0 | 0 | 0
F1_Commercial_Miscellaneous (WA)_New_Food Preparation_Natural Gas_Oven_E4 | F1 | Commercial | Miscellaneous (WA) | New | Food Preparation | Natural Gas | Oven | E4 | CCE | 0 | 0 | 0 | 0 | 0 | 0 | 0 | 0 | 0 | 0 | 0 | 0 | 0 | 0 | 0 | 0 | 0 | 0 | 0 | 0 | 0 | 0 | 0 | 0 | 0 | 0 | 0
F1_Commercial_Miscellaneous (WA)_New_Food Preparation_Natural Gas_Oven_E5 | F1 | Commercial | Miscellaneous (WA) | New | Food Preparation | Natural Gas | Oven | E5 | CCE | 0 | 0 | 0 | 0 | 0 | 0 | 0 | 0 | 0 | 0 | 0 | 0 | 0 | 0 | 0 | 0 | 0 | 0 | 0 | 0 | 0 | 0 | 0 | 0 | 0 | 0 | 0
F1_Commercial_Miscellaneous (WA)_New_Food Preparation_Natural Gas_Oven_E6 | F1 | Commercial | Miscellaneous (WA) | New | Food Preparation | Natural Gas | Oven | E6 | CCE | 0 | 0 | 0 | 0 | 0 | 0 | 0 | 0 | 0 | 0 | 0 | 0 | 0 | 0 | 0 | 0 | 0 | 0 | 0 | 0 | 0 | 0 | 0 | 0 | 0 | 0 | 0
F1_Commercial_Miscellaneous (WA)_New_Food Preparation_Natural Gas_Oven_E7 | F1 | Commercial | Miscellaneous (WA) | New | Food Preparation | Natural Gas | Oven | E7 | CCE | 0 | 0 | 0 | 0 | 0 | 0 | 0 | 0 | 0 | 0 | 0 | 0 | 0 | 0 | 0 | 0 | 0 | 0 | 0 | 0 | 0 | 0 | 0 | 0 | 0 | 0 | 0
F1_Commercial_Miscellaneous (WA)_New_Food Preparation_Natural Gas_Oven_E8 | F1 | Commercial | Miscellaneous (WA) | New | Food Preparation | Natural Gas | Oven | E8 | CCE | 0 | 0 | 0 | 0 | 0 | 0 | 0 | 0 | 0 | 0 | 0 | 0 | 0 | 0 | 0 | 0 | 0 | 0 | 0 | 0 | 0 | 0 | 0 | 0 | 0 | 0 | 0
F1_Commercial_Miscellaneous (WA)_New_Food Preparation_Natural Gas_Oven_E9 | F1 | Commercial | Miscellaneous (WA) | New | Food Preparation | Natural Gas | Oven | E9 | CCE | 0 | 0 | 0 | 0 | 0 | 0 | 0 | 0 | 0 | 0 | 0 | 0 | 0 | 0 | 0 | 0 | 0 | 0 | 0 | 0 | 0 | 0 | 0 | 0 | 0 | 0 | 0
F1_Commercial_Miscellaneous (WA)_New_Food Preparation_Natural Gas_Oven_E10 | F1 | Commercial | Miscellaneous (WA) | New | Food Preparation | Natural Gas | Oven | E10 | CCE | 0 | 0 | 0 | 0 | 0 | 0 | 0 | 0 | 0 | 0 | 0 | 0 | 0 | 0 | 0 | 0 | 0 | 0 | 0 | 0 | 0 | 0 | 0 | 0 | 0 | 0 | 0
F2_Commercial_Miscellaneous (WA)_New_Food Preparation_Natural Gas_Oven_E1 | F2 | Commercial | Miscellaneous (WA) | New | Food Preparation | Natural Gas | Oven | E1 | TRC BC Ratio | [24 empty] | 1 | 1 | 1 | bar: 2019 to 2042
F2_Commercial_Miscellaneous (WA)_New_Food Preparation_Natural Gas_Oven_E2 | F2 | Commercial | Miscellaneous (WA) | New | Food Preparation | Natural Gas | Oven | E2 | TRC BC Ratio | 9.9567 | 10.1866 | 10.4757 | 10.8168 | 11.2134 | 11.7137 | 12.2347 | 12.7542 | 13.2553 | 13.7633 | 14.1598 | 14.5286 | 14.9262 | 15.3135 | 15.6551 | 15.9714 | 16.2504 | 16.5246 | 16.8195 | 17.1054 | 17.3995 | 17.7063 | 18.016 | 18.336 | 18.6618 | 18.9933 | 19.3308
F2_Commercial_Miscellaneous (WA)_New_Food Preparation_Natural Gas_Oven_E3 | F2 | Commercial | Miscellaneous (WA) | New | Food Preparation | Natural Gas | Oven | E3 | TRC BC Ratio | 0 | 0 | 0 | 0 | 0 | 0 | 0 | 0 | 0 | 0 | 0 | 0 | 0 | 0 | 0 | 0 | 0 | 0 | 0 | 0 | 0 | 0 | 0 | 0 | 0 | 0 | 0
F2_Commercial_Miscellaneous (WA)_New_Food Preparation_Natural Gas_Oven_E4 | F2 | Commercial | Miscellaneous (WA) | New | Food Preparation | Natural Gas | Oven | E4 | TRC BC Ratio | 0 | 0 | 0 | 0 | 0 | 0 | 0 | 0 | 0 | 0 | 0 | 0 | 0 | 0 | 0 | 0 | 0 | 0 | 0 | 0 | 0 | 0 | 0 | 0 | 0 | 0 | 0
F2_Commercial_Miscellaneous (WA)_New_Food Preparation_Natural Gas_Oven_E5 | F2 | Commercial | Miscellaneous (WA) | New | Food Preparation | Natural Gas | Oven | E5 | TRC BC Ratio | 0 | 0 | 0 | 0 | 0 | 0 | 0 | 0 | 0 | 0 | 0 | 0 | 0 | 0 | 0 | 0 | 0 | 0 | 0 | 0 | 0 | 0 | 0 | 0 | 0 | 0 | 0
F2_Commercial_Miscellaneous (WA)_New_Food Preparation_Natural Gas_Oven_E6 | F2 | Commercial | Miscellaneous (WA) | New | Food Preparation | Natural Gas | Oven | E6 | TRC BC Ratio | 0 | 0 | 0 | 0 | 0 | 0 | 0 | 0 | 0 | 0 | 0 | 0 | 0 | 0 | 0 | 0 | 0 | 0 | 0 | 0 | 0 | 0 | 0 | 0 | 0 | 0 | 0
F2_Commercial_Miscellaneous (WA)_New_Food Preparation_Natural Gas_Oven_E7 | F2 | Commercial | Miscellaneous (WA) | New | Food Preparation | Natural Gas | Oven | E7 | TRC BC Ratio | 0 | 0 | 0 | 0 | 0 | 0 | 0 | 0 | 0 | 0 | 0 | 0 | 0 | 0 | 0 | 0 | 0 | 0 | 0 | 0 | 0 | 0 | 0 | 0 | 0 | 0 | 0
F2_Commercial_Miscellaneous (WA)_New_Food Preparation_Natural Gas_Oven_E8 | F2 | Commercial | Miscellaneous (WA) | New | Food Preparation | Natural Gas | Oven | E8 | TRC BC Ratio | 0 | 0 | 0 | 0 | 0 | 0 | 0 | 0 | 0 | 0 | 0 | 0 | 0 | 0 | 0 | 0 | 0 | 0 | 0 | 0 | 0 | 0 | 0 | 0 | 0 | 0 | 0
F2_Commercial_Miscellaneous (WA)_New_Food Preparation_Natural Gas_Oven_E9 | F2 | Commercial | Miscellaneous (WA) | New | Food Preparation | Natural Gas | Oven | E9 | TRC BC Ratio | 0 | 0 | 0 | 0 | 0 | 0 | 0 | 0 | 0 | 0 | 0 | 0 | 0 | 0 | 0 | 0 | 0 | 0 | 0 | 0 | 0 | 0 | 0 | 0 | 0 | 0 | 0
F2_Commercial_Miscellaneous (WA)_New_Food Preparation_Natural Gas_Oven_E10 | F2 | Commercial | Miscellaneous (WA) | New | Food Preparation | Natural Gas | Oven | E10 | TRC BC Ratio | 0 | 0 | 0 | 0 | 0 | 0 | 0 | 0 | 0 | 0 | 0 | 0 | 0 | 0 | 0 | 0 | 0 | 0 | 0 | 0 | 0 | 0 | 0 | 0 | 0 | 0 | 0
F3_Commercial_Miscellaneous (WA)_New_Food Preparation_Natural Gas_Oven_E1 | F3 | Commercial | Miscellaneous (WA) | New | Food Preparation | Natural Gas | Oven | E1 | PACT BC Ratio | [24 empty] | 1 | 1 | 1 | bar: 2019 to 2042
F3_Commercial_Miscellaneous (WA)_New_Food Preparation_Natural Gas_Oven_E2 | F3 | Commercial | Miscellaneous (WA) | New | Food Preparation | Natural Gas | Oven | E2 | PACT BC Ratio | 20.0664 | 20.5297 | 21.1124 | 21.7998 | 22.5992 | 23.6073 | 24.6574 | 25.7044 | 26.7143 | 27.7381 | 28.5371 | 29.2804 | 30.0817 | 30.8623 | 31.5508 | 32.1882 | 32.7504 | 33.303 | 33.8973 | 34.4736 | 35.0664 | 35.6846 | 36.3087 | 36.9538 | 37.6103 | 38.2785 | 38.9585
F3_Commercial_Miscellaneous (WA)_New_Food Preparation_Natural Gas_Oven_E3 | F3 | Commercial | Miscellaneous (WA) | New | Food Preparation | Natural Gas | Oven | E3 | PACT BC Ratio | 0 | 0 | 0 | 0 | 0 | 0 | 0 | 0 | 0 | 0 | 0 | 0 | 0 | 0 | 0 | 0 | 0 | 0 | 0 | 0 | 0 | 0 | 0 | 0 | 0 | 0 | 0
F3_Commercial_Miscellaneous (WA)_New_Food Preparation_Natural Gas_Oven_E4 | F3 | Commercial | Miscellaneous (WA) | New | Food Preparation | Natural Gas | Oven | E4 | PACT BC Ratio | 0 | 0 | 0 | 0 | 0 | 0 | 0 | 0 | 0 | 0 | 0 | 0 | 0 | 0 | 0 | 0 | 0 | 0 | 0 | 0 | 0 | 0 | 0 | 0 | 0 | 0 | 0
F3_Commercial_Miscellaneous (WA)_New_Food Preparation_Natural Gas_Oven_E5 | F3 | Commercial | Miscellaneous (WA) | New | Food Preparation | Natural Gas | Oven | E5 | PACT BC Ratio | 0 | 0 | 0 | 0 | 0 | 0 | 0 | 0 | 0 | 0 | 0 | 0 | 0 | 0 | 0 | 0 | 0 | 0 | 0 | 0 | 0 | 0 | 0 | 0 | 0 | 0 | 0
F3_Commercial_Miscellaneous (WA)_New_Food Preparation_Natural Gas_Oven_E6 | F3 | Commercial | Miscellaneous (WA) | New | Food Preparation | Natural Gas | Oven | E6 | PACT BC Ratio | 0 | 0 | 0 | 0 | 0 | 0 | 0 | 0 | 0 | 0 | 0 | 0 | 0 | 0 | 0 | 0 | 0 | 0 | 0 | 0 | 0 | 0 | 0 | 0 | 0 | 0 | 0
F3_Commercial_Miscellaneous (WA)_New_Food Preparation_Natural Gas_Oven_E7 | F3 | Commercial | Miscellaneous (WA) | New | Food Preparation | Natural Gas | Oven | E7 | PACT BC Ratio | 0 | 0 | 0 | 0 | 0 | 0 | 0 | 0 | 0 | 0 | 0 | 0 | 0 | 0 | 0 | 0 | 0 | 0 | 0 | 0 | 0 | 0 | 0 | 0 | 0 | 0 | 0
F3_Commercial_Miscellaneous (WA)_New_Food Preparation_Natural Gas_Oven_E8 | F3 | Commercial | Miscellaneous (WA) | New | Food Preparation | Natural Gas | Oven | E8 | PACT BC Ratio | 0 | 0 | 0 | 0 | 0 | 0 | 0 | 0 | 0 | 0 | 0 | 0 | 0 | 0 | 0 | 0 | 0 | 0 | 0 | 0 | 0 | 0 | 0 | 0 | 0 | 0 | 0
F3_Commercial_Miscellaneous (WA)_New_Food Preparation_Natural Gas_Oven_E9 | F3 | Commercial | Miscellaneous (WA) | New | Food Preparation | Natural Gas | Oven | E9 | PACT BC Ratio | 0 | 0 | 0 | 0 | 0 | 0 | 0 | 0 | 0 | 0 | 0 | 0 | 0 | 0 | 0 | 0 | 0 | 0 | 0 | 0 | 0 | 0 | 0 | 0 | 0 | 0 | 0
F3_Commercial_Miscellaneous (WA)_New_Food Preparation_Natural Gas_Oven_E10 | F3 | Commercial | Miscellaneous (WA) | New | Food Preparation | Natural Gas | Oven | E10 | PACT BC Ratio | 0 | 0 | 0 | 0 | 0 | 0 | 0 | 0 | 0 | 0 | 0 | 0 | 0 | 0 | 0 | 0 | 0 | 0 | 0 | 0 | 0 | 0 | 0 | 0 | 0 | 0 | 0
F4_Commercial_Miscellaneous (WA)_New_Food Preparation_Natural Gas_Oven_E1 | F4 | Commercial | Miscellaneous (WA) | New | Food Preparation | Natural Gas | Oven | E1 | RVT BC Ratio | [24 empty] | 1 | 1 | 1 | bar: 2019 to 2042
F4_Commercial_Miscellaneous (WA)_New_Food Preparation_Natural Gas_Oven_E2 | F4 | Commercial | Miscellaneous (WA) | New | Food Preparation | Natural Gas | Oven | E2 | RVT BC Ratio | 14.6086 | 14.8452 | 15.1335 | 15.4839 | 15.9008 | 16.4518 | 17.0171 | 17.5639 | 18.0672 | 18.5506 | 19.0471 | 19.4906 | 19.9533 | 20.3809 | 20.741 | 21.0601 | 21.3218 | 21.5685 | 21.8332 | 22.076 | 22.3188 | 22.7053 | 23.0955 | 23.4988 | 23.9093 | 24.327 | 24.7522
F4_Commercial_Miscellaneous (WA)_New_Food Preparation_Natural Gas_Oven_E3 | F4 | Commercial | Miscellaneous (WA) | New | Food Preparation | Natural Gas | Oven | E3 | RVT BC Ratio | 0 | 0 | 0 | 0 | 0 | 0 | 0 | 0 | 0 | 0 | 0 | 0 | 0 | 0 | 0 | 0 | 0 | 0 | 0 | 0 | 0 | 0 | 0 | 0 | 0 | 0 | 0
F4_Commercial_Miscellaneous (WA)_New_Food Preparation_Natural Gas_Oven_E4 | F4 | Commercial | Miscellaneous (WA) | New | Food Preparation | Natural Gas | Oven | E4 | RVT BC Ratio | 0 | 0 | 0 | 0 | 0 | 0 | 0 | 0 | 0 | 0 | 0 | 0 | 0 | 0 | 0 | 0 | 0 | 0 | 0 | 0 | 0 | 0 | 0 | 0 | 0 | 0 | 0
F4_Commercial_Miscellaneous (WA)_New_Food Preparation_Natural Gas_Oven_E5 | F4 | Commercial | Miscellaneous (WA) | New | Food Preparation | Natural Gas | Oven | E5 | RVT BC Ratio | 0 | 0 | 0 | 0 | 0 | 0 | 0 | 0 | 0 | 0 | 0 | 0 | 0 | 0 | 0 | 0 | 0 | 0 | 0 | 0 | 0 | 0 | 0 | 0 | 0 | 0 | 0
F4_Commercial_Miscellaneous (WA)_New_Food Preparation_Natural Gas_Oven_E6 | F4 | Commercial | Miscellaneous (WA) | New | Food Preparation | Natural Gas | Oven | E6 | RVT BC Ratio | 0 | 0 | 0 | 0 | 0 | 0 | 0 | 0 | 0 | 0 | 0 | 0 | 0 | 0 | 0 | 0 | 0 | 0 | 0 | 0 | 0 | 0 | 0 | 0 | 0 | 0 | 0
F4_Commercial_Miscellaneous (WA)_New_Food Preparation_Natural Gas_Oven_E7 | F4 | Commercial | Miscellaneous (WA) | New | Food Preparation | Natural Gas | Oven | E7 | RVT BC Ratio | 0 | 0 | 0 | 0 | 0 | 0 | 0 | 0 | 0 | 0 | 0 | 0 | 0 | 0 | 0 | 0 | 0 | 0 | 0 | 0 | 0 | 0 | 0 | 0 | 0 | 0 | 0
F4_Commercial_Miscellaneous (WA)_New_Food Preparation_Natural Gas_Oven_E8 | F4 | Commercial | Miscellaneous (WA) | New | Food Preparation | Natural Gas | Oven | E8 | RVT BC Ratio | 0 | 0 | 0 | 0 | 0 | 0 | 0 | 0 | 0 | 0 | 0 | 0 | 0 | 0 | 0 | 0 | 0 | 0 | 0 | 0 | 0 | 0 | 0 | 0 | 0 | 0 | 0
F4_Commercial_Miscellaneous (WA)_New_Food Preparation_Natural Gas_Oven_E9 | F4 | Commercial | Miscellaneous (WA) | New | Food Preparation | Natural Gas | Oven | E9 | RVT BC Ratio | 0 | 0 | 0 | 0 | 0 | 0 | 0 | 0 | 0 | 0 | 0 | 0 | 0 | 0 | 0 | 0 | 0 | 0 | 0 | 0 | 0 | 0 | 0 | 0 | 0 | 0 | 0
F4_Commercial_Miscellaneous (WA)_New_Food Preparation_Natural Gas_Oven_E10 | F4 | Commercial | Miscellaneous (WA) | New | Food Preparation | Natural Gas | Oven | E10 | RVT BC Ratio | 0 | 0 | 0 | 0 | 0 | 0 | 0 | 0 | 0 | 0 | 0 | 0 | 0 | 0 | 0 | 0 | 0 | 0 | 0 | 0 | 0 | 0 | 0 | 0 | 0 | 0 | 0
F5_Commercial_Miscellaneous (WA)_New_Food Preparation_Natural Gas_Oven_E1 | F5 | Commercial | Miscellaneous (WA) | New | Food Preparation | Natural Gas | Oven | E1 | RIM BC Ratio | [24 empty] | 1 | 1 | 1 | bar: 2019 to 2042
F5_Commercial_Miscellaneous (WA)_New_Food Preparation_Natural Gas_Oven_E2 | F5 | Commercial | Miscellaneous (WA) | New | Food Preparation | Natural Gas | Oven | E2 | RIM BC Ratio | 0.80683 | 0.81248 | 0.81983 | 0.82761 | 0.83574 | 0.84414 | 0.85274 | 0.86159 | 0.87076 | 0.88083 | 0.88282 | 0.88541 | 0.88876 | 0.89288 | 0.8971 | 0.90149 | 0.90608 | 0.91092 | 0.91604 | 0.92146 | 0.9272 | 0.92762 | 0.92804 | 0.92845 | 0.92886 | 0.92926 | 0.92965
F5_Commercial_Miscellaneous (WA)_New_Food Preparation_Natural Gas_Oven_E3 | F5 | Commercial | Miscellaneous (WA) | New | Food Preparation | Natural Gas | Oven | E3 | RIM BC Ratio | 0 | 0 | 0 | 0 | 0 | 0 | 0 | 0 | 0 | 0 | 0 | 0 | 0 | 0 | 0 | 0 | 0 | 0 | 0 | 0 | 0 | 0 | 0 | 0 | 0 | 0 | 0
F5_Commercial_Miscellaneous (WA)_New_Food Preparation_Natural Gas_Oven_E4 | F5 | Commercial | Miscellaneous (WA) | New | Food Preparation | Natural Gas | Oven | E4 | RIM BC Ratio | 0 | 0 | 0 | 0 | 0 | 0 | 0 | 0 | 0 | 0 | 0 | 0 | 0 | 0 | 0 | 0 | 0 | 0 | 0 | 0 | 0 | 0 | 0 | 0 | 0 | 0 | 0
F5_Commercial_Miscellaneous (WA)_New_Food Preparation_Natural Gas_Oven_E5 | F5 | Commercial | Miscellaneous (WA) | New | Food Preparation | Natural Gas | Oven | E5 | RIM BC Ratio | 0 | 0 | 0 | 0 | 0 | 0 | 0 | 0 | 0 | 0 | 0 | 0 | 0 | 0 | 0 | 0 | 0 | 0 | 0 | 0 | 0 | 0 | 0 | 0 | 0 | 0 | 0
F5_Commercial_Miscellaneous (WA)_New_Food Preparation_Natural Gas_Oven_E6 | F5 | Commercial | Miscellaneous (WA) | New | Food Preparation | Natural Gas | Oven | E6 | RIM BC Ratio | 0 | 0 | 0 | 0 | 0 | 0 | 0 | 0 | 0 | 0 | 0 | 0 | 0 | 0 | 0 | 0 | 0 | 0 | 0 | 0 | 0 | 0 | 0 | 0 | 0 | 0 | 0
F5_Commercial_Miscellaneous (WA)_New_Food Preparation_Natural Gas_Oven_E7 | F5 | Commercial | Miscellaneous (WA) | New | Food Preparation | Natural Gas | Oven | E7 | RIM BC Ratio | 0 | 0 | 0 | 0 | 0 | 0 | 0 | 0 | 0 | 0 | 0 | 0 | 0 | 0 | 0 | 0 | 0 | 0 | 0 | 0 | 0 | 0 | 0 | 0 | 0 | 0 | 0
F5_Commercial_Miscellaneous (WA)_New_Food Preparation_Natural Gas_Oven_E8 | F5 | Commercial | Miscellaneous (WA) | New | Food Preparation | Natural Gas | Oven | E8 | RIM BC Ratio | 0 | 0 | 0 | 0 | 0 | 0 | 0 | 0 | 0 | 0 | 0 | 0 | 0 | 0 | 0 | 0 | 0 | 0 | 0 | 0 | 0 | 0 | 0 | 0 | 0 | 0 | 0
F5_Commercial_Miscellaneous (WA)_New_Food Preparation_Natural Gas_Oven_E9 | F5 | Commercial | Miscellaneous (WA) | New | Food Preparation | Natural Gas | Oven | E9 | RIM BC Ratio | 0 | 0 | 0 | 0 | 0 | 0 | 0 | 0 | 0 | 0 | 0 | 0 | 0 | 0 | 0 | 0 | 0 | 0 | 0 | 0 | 0 | 0 | 0 | 0 | 0 | 0 | 0
F5_Commercial_Miscellaneous (WA)_New_Food Preparation_Natural Gas_Oven_E10 | F5 | Commercial | Miscellaneous (WA) | New | Food Preparation | Natural Gas | Oven | E10 | RIM BC Ratio | 0 | 0 | 0 | 0 | 0 | 0 | 0 | 0 | 0 | 0 | 0 | 0 | 0 | 0 | 0 | 0 | 0 | 0 | 0 | 0 | 0 | 0 | 0 | 0 | 0 | 0 | 0
F0_Commercial_Miscellaneous (WA)_New_Food Preparation_Natural Gas_Conveyor Oven_E0 | F0 | Commercial | Miscellaneous (WA) | New | Food Preparation | Natural Gas | Conveyor Oven | E0 | Economic Unit | ENERGY STAR (>42% Baking Efficiency) | ENERGY STAR (>42% Baking Efficiency) | ENERGY STAR (>42% Baking Efficiency) | ENERGY STAR (>42% Baking Efficiency) | ENERGY STAR (>42% Baking Efficiency) | ENERGY STAR (>42% Baking Efficiency) | ENERGY STAR (>42% Baking Efficiency) | ENERGY STAR (>42% Baking Efficiency) | ENERGY STAR (>42% Baking Efficiency) | ENERGY STAR (>42% Baking Efficiency) | ENERGY STAR (>42% Baking Efficiency) | ENERGY STAR (>42% Baking Efficiency) | ENERGY STAR (>42% Baking Efficiency) | ENERGY STAR (>42% Baking Efficiency) | ENERGY STAR (>42% Baking Efficiency) | ENERGY STAR (>42% Baking Efficiency) | ENERGY STAR (>42% Baking Efficiency) | ENERGY STAR (>42% Baking Efficiency) | ENERGY STAR (>42% Baking Efficiency) | ENERGY STAR (>42% Baking Efficiency) | ENERGY STAR (>42% Baking Efficiency) | ENERGY STAR (>42% Baking Efficiency) | ENERGY STAR (>42% Baking Efficiency) | ENERGY STAR (>42% Baking Efficiency) | ENERGY STAR (>42% Baking Efficiency) | ENERGY STAR (>42% Baking Efficiency) | ENERGY STAR (>42% Baking Efficiency)
F1_Commercial_Miscellaneous (WA)_New_Food Preparation_Natural Gas_Conveyor Oven_E1 | F1 | Commercial | Miscellaneous (WA) | New | Food Preparation | Natural Gas | Conveyor Oven | E1 | CCE | 0 | 0 | 0 | 0 | 0 | 0 | 0 | 0 | 0 | 0 | 0 | 0 | 0 | 0 | 0 | 0 | 0 | 0 | 0 | 0 | 0 | 0 | 0 | 0 | 0 | 0 | 0
F1_Commercial_Miscellaneous (WA)_New_Food Preparation_Natural Gas_Conveyor Oven_E2 | F1 | Commercial | Miscellaneous (WA) | New | Food Preparation | Natural Gas | Conveyor Oven | E2 | CCE | 0.00054474 | 0.00054474 | 0.00054474 | 0.00054474 | 0.00054474 | 0.00054474 | 0.00054474 | 0.00054474 | 0.00054474 | 0.00054474 | 0.00054474 | 0.00054474 | 0.00054474 | 0.00054474 | 0.00054474 | 0.00054474 | 0.00054474 | 0.00054474 | 0.00054474 | 0.00054474 | 0.00054474 | 0.00054474 | 0.00054474 | 0.00054474 | 0.00054474 | 0.00054474 | 0.00054474
F1_Commercial_Miscellaneous (WA)_New_Food Preparation_Natural Gas_Conveyor Oven_E3 | F1 | Commercial | Miscellaneous (WA) | New | Food Preparation | Natural Gas | Conveyor Oven | E3 | CCE | 0 | 0 | 0 | 0 | 0 | 0 | 0 | 0 | 0 | 0 | 0 | 0 | 0 | 0 | 0 | 0 | 0 | 0 | 0 | 0 | 0 | 0 | 0 | 0 | 0 | 0 | 0
F1_Commercial_Miscellaneous (WA)_New_Food Preparation_Natural Gas_Conveyor Oven_E4 | F1 | Commercial | Miscellaneous (WA) | New | Food Preparation | Natural Gas | Conveyor Oven | E4 | CCE | 0 | 0 | 0 | 0 | 0 | 0 | 0 | 0 | 0 | 0 | 0 | 0 | 0 | 0 | 0 | 0 | 0 | 0 | 0 | 0 | 0 | 0 | 0 | 0 | 0 | 0 | 0
F1_Commercial_Miscellaneous (WA)_New_Food Preparation_Natural Gas_Conveyor Oven_E5 | F1 | Commercial | Miscellaneous (WA) | New | Food Preparation | Natural Gas | Conveyor Oven | E5 | CCE | 0 | 0 | 0 | 0 | 0 | 0 | 0 | 0 | 0 | 0 | 0 | 0 | 0 | 0 | 0 | 0 | 0 | 0 | 0 | 0 | 0 | 0 | 0 | 0 | 0 | 0 | 0
F1_Commercial_Miscellaneous (WA)_New_Food Preparation_Natural Gas_Conveyor Oven_E6 | F1 | Commercial | Miscellaneous (WA) | New | Food Preparation | Natural Gas | Conveyor Oven | E6 | CCE | 0 | 0 | 0 | 0 | 0 | 0 | 0 | 0 | 0 | 0 | 0 | 0 | 0 | 0 | 0 | 0 | 0 | 0 | 0 | 0 | 0 | 0 | 0 | 0 | 0 | 0 | 0
F1_Commercial_Miscellaneous (WA)_New_Food Preparation_Natural Gas_Conveyor Oven_E7 | F1 | Commercial | Miscellaneous (WA) | New | Food Preparation | Natural Gas | Conveyor Oven | E7 | CCE | 0 | 0 | 0 | 0 | 0 | 0 | 0 | 0 | 0 | 0 | 0 | 0 | 0 | 0 | 0 | 0 | 0 | 0 | 0 | 0 | 0 | 0 | 0 | 0 | 0 | 0 | 0
F1_Commercial_Miscellaneous (WA)_New_Food Preparation_Natural Gas_Conveyor Oven_E8 | F1 | Commercial | Miscellaneous (WA) | New | Food Preparation | Natural Gas | Conveyor Oven | E8 | CCE | 0 | 0 | 0 | 0 | 0 | 0 | 0 | 0 | 0 | 0 | 0 | 0 | 0 | 0 | 0 | 0 | 0 | 0 | 0 | 0 | 0 | 0 | 0 | 0 | 0 | 0 | 0
F1_Commercial_Miscellaneous (WA)_New_Food Preparation_Natural Gas_Conveyor Oven_E9 | F1 | Commercial | Miscellaneous (WA) | New | Food Preparation | Natural Gas | Conveyor Oven | E9 | CCE | 0 | 0 | 0 | 0 | 0 | 0 | 0 | 0 | 0 | 0 | 0 | 0 | 0 | 0 | 0 | 0 | 0 | 0 | 0 | 0 | 0 | 0 | 0 | 0 | 0 | 0 | 0
F1_Commercial_Miscellaneous (WA)_New_Food Preparation_Natural Gas_Conveyor Oven_E10 | F1 | Commercial | Miscellaneous (WA) | New | Food Preparation | Natural Gas | Conveyor Oven | E10 | CCE | 0 | 0 | 0 | 0 | 0 | 0 | 0 | 0 | 0 | 0 | 0 | 0 | 0 | 0 | 0 | 0 | 0 | 0 | 0 | 0 | 0 | 0 | 0 | 0 | 0 | 0 | 0
F2_Commercial_Miscellaneous (WA)_New_Food Preparation_Natural Gas_Conveyor Oven_E1 | F2 | Commercial | Miscellaneous (WA) | New | Food Preparation | Natural Gas | Conveyor Oven | E1 | TRC BC Ratio | [24 empty] | 1 | 1 | 1 | bar: 2019 to 2042
F2_Commercial_Miscellaneous (WA)_New_Food Preparation_Natural Gas_Conveyor Oven_E2 | F2 | Commercial | Miscellaneous (WA) | New | Food Preparation | Natural Gas | Conveyor Oven | E2 | TRC BC Ratio | 7.0426 | 7.2315 | 7.4392 | 7.6667 | 7.916 | 8.2063 | 8.5008 | 8.7914 | 9.0717 | 9.3561 | 9.5907 | 9.8134 | 10.0509 | 10.2852 | 10.4996 | 10.7036 | 10.8916 | 11.0784 | 11.2758 | 11.4703 | 11.6696 | 11.8758 | 12.0845 | 12.2992 | 12.5177 | 12.7401 | 12.9665
F2_Commercial_Miscellaneous (WA)_New_Food Preparation_Natural Gas_Conveyor Oven_E3 | F2 | Commercial | Miscellaneous (WA) | New | Food Preparation | Natural Gas | Conveyor Oven | E3 | TRC BC Ratio | 0 | 0 | 0 | 0 | 0 | 0 | 0 | 0 | 0 | 0 | 0 | 0 | 0 | 0 | 0 | 0 | 0 | 0 | 0 | 0 | 0 | 0 | 0 | 0 | 0 | 0 | 0
F2_Commercial_Miscellaneous (WA)_New_Food Preparation_Natural Gas_Conveyor Oven_E4 | F2 | Commercial | Miscellaneous (WA) | New | Food Preparation | Natural Gas | Conveyor Oven | E4 | TRC BC Ratio | 0 | 0 | 0 | 0 | 0 | 0 | 0 | 0 | 0 | 0 | 0 | 0 | 0 | 0 | 0 | 0 | 0 | 0 | 0 | 0 | 0 | 0 | 0 | 0 | 0 | 0 | 0
F2_Commercial_Miscellaneous (WA)_New_Food Preparation_Natural Gas_Conveyor Oven_E5 | F2 | Commercial | Miscellaneous (WA) | New | Food Preparation | Natural Gas | Conveyor Oven | E5 | TRC BC Ratio | 0 | 0 | 0 | 0 | 0 | 0 | 0 | 0 | 0 | 0 | 0 | 0 | 0 | 0 | 0 | 0 | 0 | 0 | 0 | 0 | 0 | 0 | 0 | 0 | 0 | 0 | 0
F2_Commercial_Miscellaneous (WA)_New_Food Preparation_Natural Gas_Conveyor Oven_E6 | F2 | Commercial | Miscellaneous (WA) | New | Food Preparation | Natural Gas | Conveyor Oven | E6 | TRC BC Ratio | 0 | 0 | 0 | 0 | 0 | 0 | 0 | 0 | 0 | 0 | 0 | 0 | 0 | 0 | 0 | 0 | 0 | 0 | 0 | 0 | 0 | 0 | 0 | 0 | 0 | 0 | 0
F2_Commercial_Miscellaneous (WA)_New_Food Preparation_Natural Gas_Conveyor Oven_E7 | F2 | Commercial | Miscellaneous (WA) | New | Food Preparation | Natural Gas | Conveyor Oven | E7 | TRC BC Ratio | 0 | 0 | 0 | 0 | 0 | 0 | 0 | 0 | 0 | 0 | 0 | 0 | 0 | 0 | 0 | 0 | 0 | 0 | 0 | 0 | 0 | 0 | 0 | 0 | 0 | 0 | 0
F2_Commercial_Miscellaneous (WA)_New_Food Preparation_Natural Gas_Conveyor Oven_E8 | F2 | Commercial | Miscellaneous (WA) | New | Food Preparation | Natural Gas | Conveyor Oven | E8 | TRC BC Ratio | 0 | 0 | 0 | 0 | 0 | 0 | 0 | 0 | 0 | 0 | 0 | 0 | 0 | 0 | 0 | 0 | 0 | 0 | 0 | 0 | 0 | 0 | 0 | 0 | 0 | 0 | 0
F2_Commercial_Miscellaneous (WA)_New_Food Preparation_Natural Gas_Conveyor Oven_E9 | F2 | Commercial | Miscellaneous (WA) | New | Food Preparation | Natural Gas | Conveyor Oven | E9 | TRC BC Ratio | 0 | 0 | 0 | 0 | 0 | 0 | 0 | 0 | 0 | 0 | 0 | 0 | 0 | 0 | 0 | 0 | 0 | 0 | 0 | 0 | 0 | 0 | 0 | 0 | 0 | 0 | 0
F2_Commercial_Miscellaneous (WA)_New_Food Preparation_Natural Gas_Conveyor Oven_E10 | F2 | Commercial | Miscellaneous (WA) | New | Food Preparation | Natural Gas | Conveyor Oven | E10 | TRC BC Ratio | 0 | 0 | 0 | 0 | 0 | 0 | 0 | 0 | 0 | 0 | 0 | 0 | 0 | 0 | 0 | 0 | 0 | 0 | 0 | 0 | 0 | 0 | 0 | 0 | 0 | 0 | 0
F3_Commercial_Miscellaneous (WA)_New_Food Preparation_Natural Gas_Conveyor Oven_E1 | F3 | Commercial | Miscellaneous (WA) | New | Food Preparation | Natural Gas | Conveyor Oven | E1 | PACT BC Ratio | [24 empty] | 1 | 1 | 1 | bar: 2019 to 2042
F3_Commercial_Miscellaneous (WA)_New_Food Preparation_Natural Gas_Conveyor Oven_E2 | F3 | Commercial | Miscellaneous (WA) | New | Food Preparation | Natural Gas | Conveyor Oven | E2 | PACT BC Ratio | 14.1933 | 14.5742 | 14.9928 | 15.4513 | 15.9536 | 16.5388 | 17.1323 | 17.7178 | 18.2828 | 18.8559 | 19.3288 | 19.7776 | 20.2563 | 20.7284 | 21.1605 | 21.5717 | 21.9505 | 22.327 | 22.7249 | 23.1167 | 23.5184 | 23.934 | 24.3547 | 24.7874 | 25.2278 | 25.676 | 26.1321
F3_Commercial_Miscellaneous (WA)_New_Food Preparation_Natural Gas_Conveyor Oven_E3 | F3 | Commercial | Miscellaneous (WA) | New | Food Preparation | Natural Gas | Conveyor Oven | E3 | PACT BC Ratio | 0 | 0 | 0 | 0 | 0 | 0 | 0 | 0 | 0 | 0 | 0 | 0 | 0 | 0 | 0 | 0 | 0 | 0 | 0 | 0 | 0 | 0 | 0 | 0 | 0 | 0 | 0
F3_Commercial_Miscellaneous (WA)_New_Food Preparation_Natural Gas_Conveyor Oven_E4 | F3 | Commercial | Miscellaneous (WA) | New | Food Preparation | Natural Gas | Conveyor Oven | E4 | PACT BC Ratio | 0 | 0 | 0 | 0 | 0 | 0 | 0 | 0 | 0 | 0 | 0 | 0 | 0 | 0 | 0 | 0 | 0 | 0 | 0 | 0 | 0 | 0 | 0 | 0 | 0 | 0 | 0
F3_Commercial_Miscellaneous (WA)_New_Food Preparation_Natural Gas_Conveyor Oven_E5 | F3 | Commercial | Miscellaneous (WA) | New | Food Preparation | Natural Gas | Conveyor Oven | E5 | PACT BC Ratio | 0 | 0 | 0 | 0 | 0 | 0 | 0 | 0 | 0 | 0 | 0 | 0 | 0 | 0 | 0 | 0 | 0 | 0 | 0 | 0 | 0 | 0 | 0 | 0 | 0 | 0 | 0
F3_Commercial_Miscellaneous (WA)_New_Food Preparation_Natural Gas_Conveyor Oven_E6 | F3 | Commercial | Miscellaneous (WA) | New | Food Preparation | Natural Gas | Conveyor Oven | E6 | PACT BC Ratio | 0 | 0 | 0 | 0 | 0 | 0 | 0 | 0 | 0 | 0 | 0 | 0 | 0 | 0 | 0 | 0 | 0 | 0 | 0 | 0 | 0 | 0 | 0 | 0 | 0 | 0 | 0
F3_Commercial_Miscellaneous (WA)_New_Food Preparation_Natural Gas_Conveyor Oven_E7 | F3 | Commercial | Miscellaneous (WA) | New | Food Preparation | Natural Gas | Conveyor Oven | E7 | PACT BC Ratio | 0 | 0 | 0 | 0 | 0 | 0 | 0 | 0 | 0 | 0 | 0 | 0 | 0 | 0 | 0 | 0 | 0 | 0 | 0 | 0 | 0 | 0 | 0 | 0 | 0 | 0 | 0
F3_Commercial_Miscellaneous (WA)_New_Food Preparation_Natural Gas_Conveyor Oven_E8 | F3 | Commercial | Miscellaneous (WA) | New | Food Preparation | Natural Gas | Conveyor Oven | E8 | PACT BC Ratio | 0 | 0 | 0 | 0 | 0 | 0 | 0 | 0 | 0 | 0 | 0 | 0 | 0 | 0 | 0 | 0 | 0 | 0 | 0 | 0 | 0 | 0 | 0 | 0 | 0 | 0 | 0
F3_Commercial_Miscellaneous (WA)_New_Food Preparation_Natural Gas_Conveyor Oven_E9 | F3 | Commercial | Miscellaneous (WA) | New | Food Preparation | Natural Gas | Conveyor Oven | E9 | PACT BC Ratio | 0 | 0 | 0 | 0 | 0 | 0 | 0 | 0 | 0 | 0 | 0 | 0 | 0 | 0 | 0 | 0 | 0 | 0 | 0 | 0 | 0 | 0 | 0 | 0 | 0 | 0 | 0
F3_Commercial_Miscellaneous (WA)_New_Food Preparation_Natural Gas_Conveyor Oven_E10 | F3 | Commercial | Miscellaneous (WA) | New | Food Preparation | Natural Gas | Conveyor Oven | E10 | PACT BC Ratio | 0 | 0 | 0 | 0 | 0 | 0 | 0 | 0 | 0 | 0 | 0 | 0 | 0 | 0 | 0 | 0 | 0 | 0 | 0 | 0 | 0 | 0 | 0 | 0 | 0 | 0 | 0
F4_Commercial_Miscellaneous (WA)_New_Food Preparation_Natural Gas_Conveyor Oven_E1 | F4 | Commercial | Miscellaneous (WA) | New | Food Preparation | Natural Gas | Conveyor Oven | E1 | RVT BC Ratio | [24 empty] | 1 | 1 | 1 | bar: 2019 to 2042
F4_Commercial_Miscellaneous (WA)_New_Food Preparation_Natural Gas_Conveyor Oven_E2 | F4 | Commercial | Miscellaneous (WA) | New | Food Preparation | Natural Gas | Conveyor Oven | E2 | RVT BC Ratio | 10.1923 | 10.4017 | 10.6294 | 10.8762 | 11.1438 | 11.459 | 11.7674 | 12.0611 | 12.3302 | 12.5948 | 12.8713 | 13.1295 | 13.4043 | 13.6717 | 13.9095 | 14.1302 | 14.3258 | 14.5159 | 14.7156 | 14.9066 | 15.0991 | 15.3589 | 15.6219 | 15.8925 | 16.1678 | 16.448 | 16.7332
F4_Commercial_Miscellaneous (WA)_New_Food Preparation_Natural Gas_Conveyor Oven_E3 | F4 | Commercial | Miscellaneous (WA) | New | Food Preparation | Natural Gas | Conveyor Oven | E3 | RVT BC Ratio | 0 | 0 | 0 | 0 | 0 | 0 | 0 | 0 | 0 | 0 | 0 | 0 | 0 | 0 | 0 | 0 | 0 | 0 | 0 | 0 | 0 | 0 | 0 | 0 | 0 | 0 | 0
F4_Commercial_Miscellaneous (WA)_New_Food Preparation_Natural Gas_Conveyor Oven_E4 | F4 | Commercial | Miscellaneous (WA) | New | Food Preparation | Natural Gas | Conveyor Oven | E4 | RVT BC Ratio | 0 | 0 | 0 | 0 | 0 | 0 | 0 | 0 | 0 | 0 | 0 | 0 | 0 | 0 | 0 | 0 | 0 | 0 | 0 | 0 | 0 | 0 | 0 | 0 | 0 | 0 | 0
F4_Commercial_Miscellaneous (WA)_New_Food Preparation_Natural Gas_Conveyor Oven_E5 | F4 | Commercial | Miscellaneous (WA) | New | Food Preparation | Natural Gas | Conveyor Oven | E5 | RVT BC Ratio | 0 | 0 | 0 | 0 | 0 | 0 | 0 | 0 | 0 | 0 | 0 | 0 | 0 | 0 | 0 | 0 | 0 | 0 | 0 | 0 | 0 | 0 | 0 | 0 | 0 | 0 | 0
F4_Commercial_Miscellaneous (WA)_New_Food Preparation_Natural Gas_Conveyor Oven_E6 | F4 | Commercial | Miscellaneous (WA) | New | Food Preparation | Natural Gas | Conveyor Oven | E6 | RVT BC Ratio | 0 | 0 | 0 | 0 | 0 | 0 | 0 | 0 | 0 | 0 | 0 | 0 | 0 | 0 | 0 | 0 | 0 | 0 | 0 | 0 | 0 | 0 | 0 | 0 | 0 | 0 | 0
F4_Commercial_Miscellaneous (WA)_New_Food Preparation_Natural Gas_Conveyor Oven_E7 | F4 | Commercial | Miscellaneous (WA) | New | Food Preparation | Natural Gas | Conveyor Oven | E7 | RVT BC Ratio | 0 | 0 | 0 | 0 | 0 | 0 | 0 | 0 | 0 | 0 | 0 | 0 | 0 | 0 | 0 | 0 | 0 | 0 | 0 | 0 | 0 | 0 | 0 | 0 | 0 | 0 | 0
F4_Commercial_Miscellaneous (WA)_New_Food Preparation_Natural Gas_Conveyor Oven_E8 | F4 | Commercial | Miscellaneous (WA) | New | Food Preparation | Natural Gas | Conveyor Oven | E8 | RVT BC Ratio | 0 | 0 | 0 | 0 | 0 | 0 | 0 | 0 | 0 | 0 | 0 | 0 | 0 | 0 | 0 | 0 | 0 | 0 | 0 | 0 | 0 | 0 | 0 | 0 | 0 | 0 | 0
F4_Commercial_Miscellaneous (WA)_New_Food Preparation_Natural Gas_Conveyor Oven_E9 | F4 | Commercial | Miscellaneous (WA) | New | Food Preparation | Natural Gas | Conveyor Oven | E9 | RVT BC Ratio | 0 | 0 | 0 | 0 | 0 | 0 | 0 | 0 | 0 | 0 | 0 | 0 | 0 | 0 | 0 | 0 | 0 | 0 | 0 | 0 | 0 | 0 | 0 | 0 | 0 | 0 | 0
F4_Commercial_Miscellaneous (WA)_New_Food Preparation_Natural Gas_Conveyor Oven_E10 | F4 | Commercial | Miscellaneous (WA) | New | Food Preparation | Natural Gas | Conveyor Oven | E10 | RVT BC Ratio | 0 | 0 | 0 | 0 | 0 | 0 | 0 | 0 | 0 | 0 | 0 | 0 | 0 | 0 | 0 | 0 | 0 | 0 | 0 | 0 | 0 | 0 | 0 | 0 | 0 | 0 | 0
F5_Commercial_Miscellaneous (WA)_New_Food Preparation_Natural Gas_Conveyor Oven_E1 | F5 | Commercial | Miscellaneous (WA) | New | Food Preparation | Natural Gas | Conveyor Oven | E1 | RIM BC Ratio | [24 empty] | 1 | 1 | 1 | bar: 2019 to 2042
F5_Commercial_Miscellaneous (WA)_New_Food Preparation_Natural Gas_Conveyor Oven_E2 | F5 | Commercial | Miscellaneous (WA) | New | Food Preparation | Natural Gas | Conveyor Oven | E2 | RIM BC Ratio | 0.8132 | 0.81853 | 0.82434 | 0.83062 | 0.83739 | 0.84464 | 0.8524 | 0.86042 | 0.86878 | 0.87749 | 0.88047 | 0.88346 | 0.88657 | 0.88974 | 0.89298 | 0.89631 | 0.89977 | 0.90338 | 0.90717 | 0.91115 | 0.91532 | 0.91593 | 0.91654 | 0.91714 | 0.91774 | 0.91832 | 0.91889
F5_Commercial_Miscellaneous (WA)_New_Food Preparation_Natural Gas_Conveyor Oven_E3 | F5 | Commercial | Miscellaneous (WA) | New | Food Preparation | Natural Gas | Conveyor Oven | E3 | RIM BC Ratio | 0 | 0 | 0 | 0 | 0 | 0 | 0 | 0 | 0 | 0 | 0 | 0 | 0 | 0 | 0 | 0 | 0 | 0 | 0 | 0 | 0 | 0 | 0 | 0 | 0 | 0 | 0
F5_Commercial_Miscellaneous (WA)_New_Food Preparation_Natural Gas_Conveyor Oven_E4 | F5 | Commercial | Miscellaneous (WA) | New | Food Preparation | Natural Gas | Conveyor Oven | E4 | RIM BC Ratio | 0 | 0 | 0 | 0 | 0 | 0 | 0 | 0 | 0 | 0 | 0 | 0 | 0 | 0 | 0 | 0 | 0 | 0 | 0 | 0 | 0 | 0 | 0 | 0 | 0 | 0 | 0
F5_Commercial_Miscellaneous (WA)_New_Food Preparation_Natural Gas_Conveyor Oven_E5 | F5 | Commercial | Miscellaneous (WA) | New | Food Preparation | Natural Gas | Conveyor Oven | E5 | RIM BC Ratio | 0 | 0 | 0 | 0 | 0 | 0 | 0 | 0 | 0 | 0 | 0 | 0 | 0 | 0 | 0 | 0 | 0 | 0 | 0 | 0 | 0 | 0 | 0 | 0 | 0 | 0 | 0
F5_Commercial_Miscellaneous (WA)_New_Food Preparation_Natural Gas_Conveyor Oven_E6 | F5 | Commercial | Miscellaneous (WA) | New | Food Preparation | Natural Gas | Conveyor Oven | E6 | RIM BC Ratio | 0 | 0 | 0 | 0 | 0 | 0 | 0 | 0 | 0 | 0 | 0 | 0 | 0 | 0 | 0 | 0 | 0 | 0 | 0 | 0 | 0 | 0 | 0 | 0 | 0 | 0 | 0
F5_Commercial_Miscellaneous (WA)_New_Food Preparation_Natural Gas_Conveyor Oven_E7 | F5 | Commercial | Miscellaneous (WA) | New | Food Preparation | Natural Gas | Conveyor Oven | E7 | RIM BC Ratio | 0 | 0 | 0 | 0 | 0 | 0 | 0 | 0 | 0 | 0 | 0 | 0 | 0 | 0 | 0 | 0 | 0 | 0 | 0 | 0 | 0 | 0 | 0 | 0 | 0 | 0 | 0
F5_Commercial_Miscellaneous (WA)_New_Food Preparation_Natural Gas_Conveyor Oven_E8 | F5 | Commercial | Miscellaneous (WA) | New | Food Preparation | Natural Gas | Conveyor Oven | E8 | RIM BC Ratio | 0 | 0 | 0 | 0 | 0 | 0 | 0 | 0 | 0 | 0 | 0 | 0 | 0 | 0 | 0 | 0 | 0 | 0 | 0 | 0 | 0 | 0 | 0 | 0 | 0 | 0 | 0
F5_Commercial_Miscellaneous (WA)_New_Food Preparation_Natural Gas_Conveyor Oven_E9 | F5 | Commercial | Miscellaneous (WA) | New | Food Preparation | Natural Gas | Conveyor Oven | E9 | RIM BC Ratio | 0 | 0 | 0 | 0 | 0 | 0 | 0 | 0 | 0 | 0 | 0 | 0 | 0 | 0 | 0 | 0 | 0 | 0 | 0 | 0 | 0 | 0 | 0 | 0 | 0 | 0 | 0
F5_Commercial_Miscellaneous (WA)_New_Food Preparation_Natural Gas_Conveyor Oven_E10 | F5 | Commercial | Miscellaneous (WA) | New | Food Preparation | Natural Gas | Conveyor Oven | E10 | RIM BC Ratio | 0 | 0 | 0 | 0 | 0 | 0 | 0 | 0 | 0 | 0 | 0 | 0 | 0 | 0 | 0 | 0 | 0 | 0 | 0 | 0 | 0 | 0 | 0 | 0 | 0 | 0 | 0
F0_Commercial_Miscellaneous (WA)_New_Food Preparation_Natural Gas_Double Rack Oven_E0 | F0 | Commercial | Miscellaneous (WA) | New | Food Preparation | Natural Gas | Double Rack Oven | E0 | Economic Unit | FTSC Qualified (>50% Cooking Efficiency) | FTSC Qualified (>50% Cooking Efficiency) | FTSC Qualified (>50% Cooking Efficiency) | FTSC Qualified (>50% Cooking Efficiency) | FTSC Qualified (>50% Cooking Efficiency) | FTSC Qualified (>50% Cooking Efficiency) | FTSC Qualified (>50% Cooking Efficiency) | FTSC Qualified (>50% Cooking Efficiency) | FTSC Qualified (>50% Cooking Efficiency) | FTSC Qualified (>50% Cooking Efficiency) | FTSC Qualified (>50% Cooking Efficiency) | FTSC Qualified (>50% Cooking Efficiency) | FTSC Qualified (>50% Cooking Efficiency) | FTSC Qualified (>50% Cooking Efficiency) | FTSC Qualified (>50% Cooking Efficiency) | FTSC Qualified (>50% Cooking Efficiency) | FTSC Qualified (>50% Cooking Efficiency) | FTSC Qualified (>50% Cooking Efficiency) | FTSC Qualified (>50% Cooking Efficiency) | FTSC Qualified (>50% Cooking Efficiency) | FTSC Qualified (>50% Cooking Efficiency) | FTSC Qualified (>50% Cooking Efficiency) | FTSC Qualified (>50% Cooking Efficiency) | FTSC Qualified (>50% Cooking Efficiency) | FTSC Qualified (>50% Cooking Efficiency) | FTSC Qualified (>50% Cooking Efficiency) | FTSC Qualified (>50% Cooking Efficiency)
F1_Commercial_Miscellaneous (WA)_New_Food Preparation_Natural Gas_Double Rack Oven_E1 | F1 | Commercial | Miscellaneous (WA) | New | Food Preparation | Natural Gas | Double Rack Oven | E1 | CCE | 0 | 0 | 0 | 0 | 0 | 0 | 0 | 0 | 0 | 0 | 0 | 0 | 0 | 0 | 0 | 0 | 0 | 0 | 0 | 0 | 0 | 0 | 0 | 0 | 0 | 0 | 0
F1_Commercial_Miscellaneous (WA)_New_Food Preparation_Natural Gas_Double Rack Oven_E2 | F1 | Commercial | Miscellaneous (WA) | New | Food Preparation | Natural Gas | Double Rack Oven | E2 | CCE | 0.0011439 | 0.0011439 | 0.0011439 | 0.0011439 | 0.0011439 | 0.0011439 | 0.0011439 | 0.0011439 | 0.0011439 | 0.0011439 | 0.0011439 | 0.0011439 | 0.0011439 | 0.0011439 | 0.0011439 | 0.0011439 | 0.0011439 | 0.0011439 | 0.0011439 | 0.0011439 | 0.0011439 | 0.0011439 | 0.0011439 | 0.0011439 | 0.0011439 | 0.0011439 | 0.0011439
F1_Commercial_Miscellaneous (WA)_New_Food Preparation_Natural Gas_Double Rack Oven_E3 | F1 | Commercial | Miscellaneous (WA) | New | Food Preparation | Natural Gas | Double Rack Oven | E3 | CCE | 0 | 0 | 0 | 0 | 0 | 0 | 0 | 0 | 0 | 0 | 0 | 0 | 0 | 0 | 0 | 0 | 0 | 0 | 0 | 0 | 0 | 0 | 0 | 0 | 0 | 0 | 0
F1_Commercial_Miscellaneous (WA)_New_Food Preparation_Natural Gas_Double Rack Oven_E4 | F1 | Commercial | Miscellaneous (WA) | New | Food Preparation | Natural Gas | Double Rack Oven | E4 | CCE | 0 | 0 | 0 | 0 | 0 | 0 | 0 | 0 | 0 | 0 | 0 | 0 | 0 | 0 | 0 | 0 | 0 | 0 | 0 | 0 | 0 | 0 | 0 | 0 | 0 | 0 | 0
F1_Commercial_Miscellaneous (WA)_New_Food Preparation_Natural Gas_Double Rack Oven_E5 | F1 | Commercial | Miscellaneous (WA) | New | Food Preparation | Natural Gas | Double Rack Oven | E5 | CCE | 0 | 0 | 0 | 0 | 0 | 0 | 0 | 0 | 0 | 0 | 0 | 0 | 0 | 0 | 0 | 0 | 0 | 0 | 0 | 0 | 0 | 0 | 0 | 0 | 0 | 0 | 0
F1_Commercial_Miscellaneous (WA)_New_Food Preparation_Natural Gas_Double Rack Oven_E6 | F1 | Commercial | Miscellaneous (WA) | New | Food Preparation | Natural Gas | Double Rack Oven | E6 | CCE | 0 | 0 | 0 | 0 | 0 | 0 | 0 | 0 | 0 | 0 | 0 | 0 | 0 | 0 | 0 | 0 | 0 | 0 | 0 | 0 | 0 | 0 | 0 | 0 | 0 | 0 | 0
F1_Commercial_Miscellaneous (WA)_New_Food Preparation_Natural Gas_Double Rack Oven_E7 | F1 | Commercial | Miscellaneous (WA) | New | Food Preparation | Natural Gas | Double Rack Oven | E7 | CCE | 0 | 0 | 0 | 0 | 0 | 0 | 0 | 0 | 0 | 0 | 0 | 0 | 0 | 0 | 0 | 0 | 0 | 0 | 0 | 0 | 0 | 0 | 0 | 0 | 0 | 0 | 0
F1_Commercial_Miscellaneous (WA)_New_Food Preparation_Natural Gas_Double Rack Oven_E8 | F1 | Commercial | Miscellaneous (WA) | New | Food Preparation | Natural Gas | Double Rack Oven | E8 | CCE | 0 | 0 | 0 | 0 | 0 | 0 | 0 | 0 | 0 | 0 | 0 | 0 | 0 | 0 | 0 | 0 | 0 | 0 | 0 | 0 | 0 | 0 | 0 | 0 | 0 | 0 | 0
F1_Commercial_Miscellaneous (WA)_New_Food Preparation_Natural Gas_Double Rack Oven_E9 | F1 | Commercial | Miscellaneous (WA) | New | Food Preparation | Natural Gas | Double Rack Oven | E9 | CCE | 0 | 0 | 0 | 0 | 0 | 0 | 0 | 0 | 0 | 0 | 0 | 0 | 0 | 0 | 0 | 0 | 0 | 0 | 0 | 0 | 0 | 0 | 0 | 0 | 0 | 0 | 0
F1_Commercial_Miscellaneous (WA)_New_Food Preparation_Natural Gas_Double Rack Oven_E10 | F1 | Commercial | Miscellaneous (WA) | New | Food Preparation | Natural Gas | Double Rack Oven | E10 | CCE | 0 | 0 | 0 | 0 | 0 | 0 | 0 | 0 | 0 | 0 | 0 | 0 | 0 | 0 | 0 | 0 | 0 | 0 | 0 | 0 | 0 | 0 | 0 | 0 | 0 | 0 | 0
F2_Commercial_Miscellaneous (WA)_New_Food Preparation_Natural Gas_Double Rack Oven_E1 | F2 | Commercial | Miscellaneous (WA) | New | Food Preparation | Natural Gas | Double Rack Oven | E1 | TRC BC Ratio | [24 empty] | 1 | 1 | 1 | bar: 2019 to 2042
F2_Commercial_Miscellaneous (WA)_New_Food Preparation_Natural Gas_Double Rack Oven_E2 | F2 | Commercial | Miscellaneous (WA) | New | Food Preparation | Natural Gas | Double Rack Oven | E2 | TRC BC Ratio | 3.1114 | 3.1898 | 3.2827 | 3.3892 | 3.5095 | 3.656 | 3.8068 | 3.9561 | 4.0999 | 4.2456 | 4.3616 | 4.4702 | 4.5869 | 4.7012 | 4.8034 | 4.899 | 4.9847 | 5.0694 | 5.1598 | 5.248 | 5.3386 | 5.4328 | 5.528 | 5.6262 | 5.7262 | 5.8279 | 5.9315
F2_Commercial_Miscellaneous (WA)_New_Food Preparation_Natural Gas_Double Rack Oven_E3 | F2 | Commercial | Miscellaneous (WA) | New | Food Preparation | Natural Gas | Double Rack Oven | E3 | TRC BC Ratio | 0 | 0 | 0 | 0 | 0 | 0 | 0 | 0 | 0 | 0 | 0 | 0 | 0 | 0 | 0 | 0 | 0 | 0 | 0 | 0 | 0 | 0 | 0 | 0 | 0 | 0 | 0
F2_Commercial_Miscellaneous (WA)_New_Food Preparation_Natural Gas_Double Rack Oven_E4 | F2 | Commercial | Miscellaneous (WA) | New | Food Preparation | Natural Gas | Double Rack Oven | E4 | TRC BC Ratio | 0 | 0 | 0 | 0 | 0 | 0 | 0 | 0 | 0 | 0 | 0 | 0 | 0 | 0 | 0 | 0 | 0 | 0 | 0 | 0 | 0 | 0 | 0 | 0 | 0 | 0 | 0
F2_Commercial_Miscellaneous (WA)_New_Food Preparation_Natural Gas_Double Rack Oven_E5 | F2 | Commercial | Miscellaneous (WA) | New | Food Preparation | Natural Gas | Double Rack Oven | E5 | TRC BC Ratio | 0 | 0 | 0 | 0 | 0 | 0 | 0 | 0 | 0 | 0 | 0 | 0 | 0 | 0 | 0 | 0 | 0 | 0 | 0 | 0 | 0 | 0 | 0 | 0 | 0 | 0 | 0
F2_Commercial_Miscellaneous (WA)_New_Food Preparation_Natural Gas_Double Rack Oven_E6 | F2 | Commercial | Miscellaneous (WA) | New | Food Preparation | Natural Gas | Double Rack Oven | E6 | TRC BC Ratio | 0 | 0 | 0 | 0 | 0 | 0 | 0 | 0 | 0 | 0 | 0 | 0 | 0 | 0 | 0 | 0 | 0 | 0 | 0 | 0 | 0 | 0 | 0 | 0 | 0 | 0 | 0
F2_Commercial_Miscellaneous (WA)_New_Food Preparation_Natural Gas_Double Rack Oven_E7 | F2 | Commercial | Miscellaneous (WA) | New | Food Preparation | Natural Gas | Double Rack Oven | E7 | TRC BC Ratio | 0 | 0 | 0 | 0 | 0 | 0 | 0 | 0 | 0 | 0 | 0 | 0 | 0 | 0 | 0 | 0 | 0 | 0 | 0 | 0 | 0 | 0 | 0 | 0 | 0 | 0 | 0
F2_Commercial_Miscellaneous (WA)_New_Food Preparation_Natural Gas_Double Rack Oven_E8 | F2 | Commercial | Miscellaneous (WA) | New | Food Preparation | Natural Gas | Double Rack Oven | E8 | TRC BC Ratio | 0 | 0 | 0 | 0 | 0 | 0 | 0 | 0 | 0 | 0 | 0 | 0 | 0 | 0 | 0 | 0 | 0 | 0 | 0 | 0 | 0 | 0 | 0 | 0 | 0 | 0 | 0
F2_Commercial_Miscellaneous (WA)_New_Food Preparation_Natural Gas_Double Rack Oven_E9 | F2 | Commercial | Miscellaneous (WA) | New | Food Preparation | Natural Gas | Double Rack Oven | E9 | TRC BC Ratio | 0 | 0 | 0 | 0 | 0 | 0 | 0 | 0 | 0 | 0 | 0 | 0 | 0 | 0 | 0 | 0 | 0 | 0 | 0 | 0 | 0 | 0 | 0 | 0 | 0 | 0 | 0
F2_Commercial_Miscellaneous (WA)_New_Food Preparation_Natural Gas_Double Rack Oven_E10 | F2 | Commercial | Miscellaneous (WA) | New | Food Preparation | Natural Gas | Double Rack Oven | E10 | TRC BC Ratio | 0 | 0 | 0 | 0 | 0 | 0 | 0 | 0 | 0 | 0 | 0 | 0 | 0 | 0 | 0 | 0 | 0 | 0 | 0 | 0 | 0 | 0 | 0 | 0 | 0 | 0 | 0
F3_Commercial_Miscellaneous (WA)_New_Food Preparation_Natural Gas_Double Rack Oven_E1 | F3 | Commercial | Miscellaneous (WA) | New | Food Preparation | Natural Gas | Double Rack Oven | E1 | PACT BC Ratio | [24 empty] | 1 | 1 | 1 | bar: 2019 to 2042
F3_Commercial_Miscellaneous (WA)_New_Food Preparation_Natural Gas_Double Rack Oven_E2 | F3 | Commercial | Miscellaneous (WA) | New | Food Preparation | Natural Gas | Double Rack Oven | E2 | PACT BC Ratio | 6.2706 | 6.4286 | 6.6158 | 6.8304 | 7.073 | 7.3682 | 7.6721 | 7.973 | 8.2627 | 8.5564 | 8.7902 | 9.0091 | 9.2444 | 9.4747 | 9.6806 | 9.8732 | 10.046 | 10.2167 | 10.3989 | 10.5766 | 10.7593 | 10.9491 | 11.141 | 11.3389 | 11.5404 | 11.7454 | 11.9541
F3_Commercial_Miscellaneous (WA)_New_Food Preparation_Natural Gas_Double Rack Oven_E3 | F3 | Commercial | Miscellaneous (WA) | New | Food Preparation | Natural Gas | Double Rack Oven | E3 | PACT BC Ratio | 0 | 0 | 0 | 0 | 0 | 0 | 0 | 0 | 0 | 0 | 0 | 0 | 0 | 0 | 0 | 0 | 0 | 0 | 0 | 0 | 0 | 0 | 0 | 0 | 0 | 0 | 0
F3_Commercial_Miscellaneous (WA)_New_Food Preparation_Natural Gas_Double Rack Oven_E4 | F3 | Commercial | Miscellaneous (WA) | New | Food Preparation | Natural Gas | Double Rack Oven | E4 | PACT BC Ratio | 0 | 0 | 0 | 0 | 0 | 0 | 0 | 0 | 0 | 0 | 0 | 0 | 0 | 0 | 0 | 0 | 0 | 0 | 0 | 0 | 0 | 0 | 0 | 0 | 0 | 0 | 0
F3_Commercial_Miscellaneous (WA)_New_Food Preparation_Natural Gas_Double Rack Oven_E5 | F3 | Commercial | Miscellaneous (WA) | New | Food Preparation | Natural Gas | Double Rack Oven | E5 | PACT BC Ratio | 0 | 0 | 0 | 0 | 0 | 0 | 0 | 0 | 0 | 0 | 0 | 0 | 0 | 0 | 0 | 0 | 0 | 0 | 0 | 0 | 0 | 0 | 0 | 0 | 0 | 0 | 0
F3_Commercial_Miscellaneous (WA)_New_Food Preparation_Natural Gas_Double Rack Oven_E6 | F3 | Commercial | Miscellaneous (WA) | New | Food Preparation | Natural Gas | Double Rack Oven | E6 | PACT BC Ratio | 0 | 0 | 0 | 0 | 0 | 0 | 0 | 0 | 0 | 0 | 0 | 0 | 0 | 0 | 0 | 0 | 0 | 0 | 0 | 0 | 0 | 0 | 0 | 0 | 0 | 0 | 0
F3_Commercial_Miscellaneous (WA)_New_Food Preparation_Natural Gas_Double Rack Oven_E7 | F3 | Commercial | Miscellaneous (WA) | New | Food Preparation | Natural Gas | Double Rack Oven | E7 | PACT BC Ratio | 0 | 0 | 0 | 0 | 0 | 0 | 0 | 0 | 0 | 0 | 0 | 0 | 0 | 0 | 0 | 0 | 0 | 0 | 0 | 0 | 0 | 0 | 0 | 0 | 0 | 0 | 0
F3_Commercial_Miscellaneous (WA)_New_Food Preparation_Natural Gas_Double Rack Oven_E8 | F3 | Commercial | Miscellaneous (WA) | New | Food Preparation | Natural Gas | Double Rack Oven | E8 | PACT BC Ratio | 0 | 0 | 0 | 0 | 0 | 0 | 0 | 0 | 0 | 0 | 0 | 0 | 0 | 0 | 0 | 0 | 0 | 0 | 0 | 0 | 0 | 0 | 0 | 0 | 0 | 0 | 0
F3_Commercial_Miscellaneous (WA)_New_Food Preparation_Natural Gas_Double Rack Oven_E9 | F3 | Commercial | Miscellaneous (WA) | New | Food Preparation | Natural Gas | Double Rack Oven | E9 | PACT BC Ratio | 0 | 0 | 0 | 0 | 0 | 0 | 0 | 0 | 0 | 0 | 0 | 0 | 0 | 0 | 0 | 0 | 0 | 0 | 0 | 0 | 0 | 0 | 0 | 0 | 0 | 0 | 0
F3_Commercial_Miscellaneous (WA)_New_Food Preparation_Natural Gas_Double Rack Oven_E10 | F3 | Commercial | Miscellaneous (WA) | New | Food Preparation | Natural Gas | Double Rack Oven | E10 | PACT BC Ratio | 0 | 0 | 0 | 0 | 0 | 0 | 0 | 0 | 0 | 0 | 0 | 0 | 0 | 0 | 0 | 0 | 0 | 0 | 0 | 0 | 0 | 0 | 0 | 0 | 0 | 0 | 0
F4_Commercial_Miscellaneous (WA)_New_Food Preparation_Natural Gas_Double Rack Oven_E1 | F4 | Commercial | Miscellaneous (WA) | New | Food Preparation | Natural Gas | Double Rack Oven | E1 | RVT BC Ratio | [24 empty] | 1 | 1 | 1 | bar: 2019 to 2042
F4_Commercial_Miscellaneous (WA)_New_Food Preparation_Natural Gas_Double Rack Oven_E2 | F4 | Commercial | Miscellaneous (WA) | New | Food Preparation | Natural Gas | Double Rack Oven | E2 | RVT BC Ratio | 4.7929 | 4.876 | 4.9735 | 5.0872 | 5.2174 | 5.3799 | 5.5429 | 5.6976 | 5.8377 | 5.9735 | 6.1142 | 6.2421 | 6.377 | 6.5047 | 6.6146 | 6.7137 | 6.7975 | 6.8776 | 6.9628 | 7.0423 | 7.1221 | 7.2408 | 7.3607 | 7.4845 | 7.6104 | 7.7386 | 7.8691
F4_Commercial_Miscellaneous (WA)_New_Food Preparation_Natural Gas_Double Rack Oven_E3 | F4 | Commercial | Miscellaneous (WA) | New | Food Preparation | Natural Gas | Double Rack Oven | E3 | RVT BC Ratio | 0 | 0 | 0 | 0 | 0 | 0 | 0 | 0 | 0 | 0 | 0 | 0 | 0 | 0 | 0 | 0 | 0 | 0 | 0 | 0 | 0 | 0 | 0 | 0 | 0 | 0 | 0
F4_Commercial_Miscellaneous (WA)_New_Food Preparation_Natural Gas_Double Rack Oven_E4 | F4 | Commercial | Miscellaneous (WA) | New | Food Preparation | Natural Gas | Double Rack Oven | E4 | RVT BC Ratio | 0 | 0 | 0 | 0 | 0 | 0 | 0 | 0 | 0 | 0 | 0 | 0 | 0 | 0 | 0 | 0 | 0 | 0 | 0 | 0 | 0 | 0 | 0 | 0 | 0 | 0 | 0
F4_Commercial_Miscellaneous (WA)_New_Food Preparation_Natural Gas_Double Rack Oven_E5 | F4 | Commercial | Miscellaneous (WA) | New | Food Preparation | Natural Gas | Double Rack Oven | E5 | RVT BC Ratio | 0 | 0 | 0 | 0 | 0 | 0 | 0 | 0 | 0 | 0 | 0 | 0 | 0 | 0 | 0 | 0 | 0 | 0 | 0 | 0 | 0 | 0 | 0 | 0 | 0 | 0 | 0
F4_Commercial_Miscellaneous (WA)_New_Food Preparation_Natural Gas_Double Rack Oven_E6 | F4 | Commercial | Miscellaneous (WA) | New | Food Preparation | Natural Gas | Double Rack Oven | E6 | RVT BC Ratio | 0 | 0 | 0 | 0 | 0 | 0 | 0 | 0 | 0 | 0 | 0 | 0 | 0 | 0 | 0 | 0 | 0 | 0 | 0 | 0 | 0 | 0 | 0 | 0 | 0 | 0 | 0
F4_Commercial_Miscellaneous (WA)_New_Food Preparation_Natural Gas_Double Rack Oven_E7 | F4 | Commercial | Miscellaneous (WA) | New | Food Preparation | Natural Gas | Double Rack Oven | E7 | RVT BC Ratio | 0 | 0 | 0 | 0 | 0 | 0 | 0 | 0 | 0 | 0 | 0 | 0 | 0 | 0 | 0 | 0 | 0 | 0 | 0 | 0 | 0 | 0 | 0 | 0 | 0 | 0 | 0
F4_Commercial_Miscellaneous (WA)_New_Food Preparation_Natural Gas_Double Rack Oven_E8 | F4 | Commercial | Miscellaneous (WA) | New | Food Preparation | Natural Gas | Double Rack Oven | E8 | RVT BC Ratio | 0 | 0 | 0 | 0 | 0 | 0 | 0 | 0 | 0 | 0 | 0 | 0 | 0 | 0 | 0 | 0 | 0 | 0 | 0 | 0 | 0 | 0 | 0 | 0 | 0 | 0 | 0
F4_Commercial_Miscellaneous (WA)_New_Food Preparation_Natural Gas_Double Rack Oven_E9 | F4 | Commercial | Miscellaneous (WA) | New | Food Preparation | Natural Gas | Double Rack Oven | E9 | RVT BC Ratio | 0 | 0 | 0 | 0 | 0 | 0 | 0 | 0 | 0 | 0 | 0 | 0 | 0 | 0 | 0 | 0 | 0 | 0 | 0 | 0 | 0 | 0 | 0 | 0 | 0 | 0 | 0
F4_Commercial_Miscellaneous (WA)_New_Food Preparation_Natural Gas_Double Rack Oven_E10 | F4 | Commercial | Miscellaneous (WA) | New | Food Preparation | Natural Gas | Double Rack Oven | E10 | RVT BC Ratio | 0 | 0 | 0 | 0 | 0 | 0 | 0 | 0 | 0 | 0 | 0 | 0 | 0 | 0 | 0 | 0 | 0 | 0 | 0 | 0 | 0 | 0 | 0 | 0 | 0 | 0 | 0
F5_Commercial_Miscellaneous (WA)_New_Food Preparation_Natural Gas_Double Rack Oven_E1 | F5 | Commercial | Miscellaneous (WA) | New | Food Preparation | Natural Gas | Double Rack Oven | E1 | RIM BC Ratio | [24 empty] | 1 | 1 | 1 | bar: 2019 to 2042
F5_Commercial_Miscellaneous (WA)_New_Food Preparation_Natural Gas_Double Rack Oven_E2 | F5 | Commercial | Miscellaneous (WA) | New | Food Preparation | Natural Gas | Double Rack Oven | E2 | RIM BC Ratio | 0.74779 | 0.75409 | 0.76143 | 0.76922 | 0.7774 | 0.78626 | 0.79545 | 0.80496 | 0.81485 | 0.82526 | 0.82891 | 0.83269 | 0.8369 | 0.84141 | 0.84585 | 0.85031 | 0.85483 | 0.85951 | 0.86444 | 0.86956 | 0.87493 | 0.87617 | 0.87738 | 0.87859 | 0.87978 | 0.88095 | 0.8821
F5_Commercial_Miscellaneous (WA)_New_Food Preparation_Natural Gas_Double Rack Oven_E3 | F5 | Commercial | Miscellaneous (WA) | New | Food Preparation | Natural Gas | Double Rack Oven | E3 | RIM BC Ratio | 0 | 0 | 0 | 0 | 0 | 0 | 0 | 0 | 0 | 0 | 0 | 0 | 0 | 0 | 0 | 0 | 0 | 0 | 0 | 0 | 0 | 0 | 0 | 0 | 0 | 0 | 0
F5_Commercial_Miscellaneous (WA)_New_Food Preparation_Natural Gas_Double Rack Oven_E4 | F5 | Commercial | Miscellaneous (WA) | New | Food Preparation | Natural Gas | Double Rack Oven | E4 | RIM BC Ratio | 0 | 0 | 0 | 0 | 0 | 0 | 0 | 0 | 0 | 0 | 0 | 0 | 0 | 0 | 0 | 0 | 0 | 0 | 0 | 0 | 0 | 0 | 0 | 0 | 0 | 0 | 0
F5_Commercial_Miscellaneous (WA)_New_Food Preparation_Natural Gas_Double Rack Oven_E5 | F5 | Commercial | Miscellaneous (WA) | New | Food Preparation | Natural Gas | Double Rack Oven | E5 | RIM BC Ratio | 0 | 0 | 0 | 0 | 0 | 0 | 0 | 0 | 0 | 0 | 0 | 0 | 0 | 0 | 0 | 0 | 0 | 0 | 0 | 0 | 0 | 0 | 0 | 0 | 0 | 0 | 0
F5_Commercial_Miscellaneous (WA)_New_Food Preparation_Natural Gas_Double Rack Oven_E6 | F5 | Commercial | Miscellaneous (WA) | New | Food Preparation | Natural Gas | Double Rack Oven | E6 | RIM BC Ratio | 0 | 0 | 0 | 0 | 0 | 0 | 0 | 0 | 0 | 0 | 0 | 0 | 0 | 0 | 0 | 0 | 0 | 0 | 0 | 0 | 0 | 0 | 0 | 0 | 0 | 0 | 0
F5_Commercial_Miscellaneous (WA)_New_Food Preparation_Natural Gas_Double Rack Oven_E7 | F5 | Commercial | Miscellaneous (WA) | New | Food Preparation | Natural Gas | Double Rack Oven | E7 | RIM BC Ratio | 0 | 0 | 0 | 0 | 0 | 0 | 0 | 0 | 0 | 0 | 0 | 0 | 0 | 0 | 0 | 0 | 0 | 0 | 0 | 0 | 0 | 0 | 0 | 0 | 0 | 0 | 0
F5_Commercial_Miscellaneous (WA)_New_Food Preparation_Natural Gas_Double Rack Oven_E8 | F5 | Commercial | Miscellaneous (WA) | New | Food Preparation | Natural Gas | Double Rack Oven | E8 | RIM BC Ratio | 0 | 0 | 0 | 0 | 0 | 0 | 0 | 0 | 0 | 0 | 0 | 0 | 0 | 0 | 0 | 0 | 0 | 0 | 0 | 0 | 0 | 0 | 0 | 0 | 0 | 0 | 0
F5_Commercial_Miscellaneous (WA)_New_Food Preparation_Natural Gas_Double Rack Oven_E9 | F5 | Commercial | Miscellaneous (WA) | New | Food Preparation | Natural Gas | Double Rack Oven | E9 | RIM BC Ratio | 0 | 0 | 0 | 0 | 0 | 0 | 0 | 0 | 0 | 0 | 0 | 0 | 0 | 0 | 0 | 0 | 0 | 0 | 0 | 0 | 0 | 0 | 0 | 0 | 0 | 0 | 0
F5_Commercial_Miscellaneous (WA)_New_Food Preparation_Natural Gas_Double Rack Oven_E10 | F5 | Commercial | Miscellaneous (WA) | New | Food Preparation | Natural Gas | Double Rack Oven | E10 | RIM BC Ratio | 0 | 0 | 0 | 0 | 0 | 0 | 0 | 0 | 0 | 0 | 0 | 0 | 0 | 0 | 0 | 0 | 0 | 0 | 0 | 0 | 0 | 0 | 0 | 0 | 0 | 0 | 0
F0_Commercial_Miscellaneous (WA)_New_Food Preparation_Natural Gas_Fryer_E0 | F0 | Commercial | Miscellaneous (WA) | New | Food Preparation | Natural Gas | Fryer | E0 | Economic Unit | ENERGY STAR | ENERGY STAR | ENERGY STAR | ENERGY STAR | ENERGY STAR | ENERGY STAR | ENERGY STAR | ENERGY STAR | ENERGY STAR | ENERGY STAR | ENERGY STAR | ENERGY STAR | ENERGY STAR | ENERGY STAR | ENERGY STAR | ENERGY STAR | ENERGY STAR | ENERGY STAR | ENERGY STAR | ENERGY STAR | ENERGY STAR | ENERGY STAR | ENERGY STAR | ENERGY STAR | ENERGY STAR | ENERGY STAR | ENERGY STAR
F1_Commercial_Miscellaneous (WA)_New_Food Preparation_Natural Gas_Fryer_E1 | F1 | Commercial | Miscellaneous (WA) | New | Food Preparation | Natural Gas | Fryer | E1 | CCE | 0 | 0 | 0 | 0 | 0 | 0 | 0 | 0 | 0 | 0 | 0 | 0 | 0 | 0 | 0 | 0 | 0 | 0 | 0 | 0 | 0 | 0 | 0 | 0 | 0 | 0 | 0
F1_Commercial_Miscellaneous (WA)_New_Food Preparation_Natural Gas_Fryer_E2 | F1 | Commercial | Miscellaneous (WA) | New | Food Preparation | Natural Gas | Fryer | E2 | CCE | 9.9053e-05 | 9.9053e-05 | 9.9053e-05 | 9.9053e-05 | 9.9053e-05 | 9.9053e-05 | 9.9053e-05 | 9.9053e-05 | 9.9053e-05 | 9.9053e-05 | 9.9053e-05 | 9.9053e-05 | 9.9053e-05 | 9.9053e-05 | 9.9053e-05 | 9.9053e-05 | 9.9053e-05 | 9.9053e-05 | 9.9053e-05 | 9.9053e-05 | 9.9053e-05 | 9.9053e-05 | 9.9053e-05 | 9.9053e-05 | 9.9053e-05 | 9.9053e-05 | 9.9053e-05
F1_Commercial_Miscellaneous (WA)_New_Food Preparation_Natural Gas_Fryer_E3 | F1 | Commercial | Miscellaneous (WA) | New | Food Preparation | Natural Gas | Fryer | E3 | CCE | 0 | 0 | 0 | 0 | 0 | 0 | 0 | 0 | 0 | 0 | 0 | 0 | 0 | 0 | 0 | 0 | 0 | 0 | 0 | 0 | 0 | 0 | 0 | 0 | 0 | 0 | 0
F1_Commercial_Miscellaneous (WA)_New_Food Preparation_Natural Gas_Fryer_E4 | F1 | Commercial | Miscellaneous (WA) | New | Food Preparation | Natural Gas | Fryer | E4 | CCE | 0 | 0 | 0 | 0 | 0 | 0 | 0 | 0 | 0 | 0 | 0 | 0 | 0 | 0 | 0 | 0 | 0 | 0 | 0 | 0 | 0 | 0 | 0 | 0 | 0 | 0 | 0
F1_Commercial_Miscellaneous (WA)_New_Food Preparation_Natural Gas_Fryer_E5 | F1 | Commercial | Miscellaneous (WA) | New | Food Preparation | Natural Gas | Fryer | E5 | CCE | 0 | 0 | 0 | 0 | 0 | 0 | 0 | 0 | 0 | 0 | 0 | 0 | 0 | 0 | 0 | 0 | 0 | 0 | 0 | 0 | 0 | 0 | 0 | 0 | 0 | 0 | 0
F1_Commercial_Miscellaneous (WA)_New_Food Preparation_Natural Gas_Fryer_E6 | F1 | Commercial | Miscellaneous (WA) | New | Food Preparation | Natural Gas | Fryer | E6 | CCE | 0 | 0 | 0 | 0 | 0 | 0 | 0 | 0 | 0 | 0 | 0 | 0 | 0 | 0 | 0 | 0 | 0 | 0 | 0 | 0 | 0 | 0 | 0 | 0 | 0 | 0 | 0
F1_Commercial_Miscellaneous (WA)_New_Food Preparation_Natural Gas_Fryer_E7 | F1 | Commercial | Miscellaneous (WA) | New | Food Preparation | Natural Gas | Fryer | E7 | CCE | 0 | 0 | 0 | 0 | 0 | 0 | 0 | 0 | 0 | 0 | 0 | 0 | 0 | 0 | 0 | 0 | 0 | 0 | 0 | 0 | 0 | 0 | 0 | 0 | 0 | 0 | 0
F1_Commercial_Miscellaneous (WA)_New_Food Preparation_Natural Gas_Fryer_E8 | F1 | Commercial | Miscellaneous (WA) | New | Food Preparation | Natural Gas | Fryer | E8 | CCE | 0 | 0 | 0 | 0 | 0 | 0 | 0 | 0 | 0 | 0 | 0 | 0 | 0 | 0 | 0 | 0 | 0 | 0 | 0 | 0 | 0 | 0 | 0 | 0 | 0 | 0 | 0
F1_Commercial_Miscellaneous (WA)_New_Food Preparation_Natural Gas_Fryer_E9 | F1 | Commercial | Miscellaneous (WA) | New | Food Preparation | Natural Gas | Fryer | E9 | CCE | 0 | 0 | 0 | 0 | 0 | 0 | 0 | 0 | 0 | 0 | 0 | 0 | 0 | 0 | 0 | 0 | 0 | 0 | 0 | 0 | 0 | 0 | 0 | 0 | 0 | 0 | 0
F1_Commercial_Miscellaneous (WA)_New_Food Preparation_Natural Gas_Fryer_E10 | F1 | Commercial | Miscellaneous (WA) | New | Food Preparation | Natural Gas | Fryer | E10 | CCE | 0 | 0 | 0 | 0 | 0 | 0 | 0 | 0 | 0 | 0 | 0 | 0 | 0 | 0 | 0 | 0 | 0 | 0 | 0 | 0 | 0 | 0 | 0 | 0 | 0 | 0 | 0
F2_Commercial_Miscellaneous (WA)_New_Food Preparation_Natural Gas_Fryer_E1 | F2 | Commercial | Miscellaneous (WA) | New | Food Preparation | Natural Gas | Fryer | E1 | TRC BC Ratio | [24 empty] | 1 | 1 | 1 | bar: 2019 to 2042
F2_Commercial_Miscellaneous (WA)_New_Food Preparation_Natural Gas_Fryer_E2 | F2 | Commercial | Miscellaneous (WA) | New | Food Preparation | Natural Gas | Fryer | E2 | TRC BC Ratio | 37.4312 | 38.4143 | 39.5179 | 40.7539 | 42.1303 | 43.7586 | 45.4168 | 47.0505 | 48.6216 | 50.2158 | 51.5135 | 52.7381 | 54.0482 | 55.3369 | 56.5068 | 57.6141 | 58.6246 | 59.6268 | 60.6897 | 61.7331 | 62.8034 | 63.9127 | 65.035 | 66.1904 | 67.3663 | 68.5632 | 69.7812
F2_Commercial_Miscellaneous (WA)_New_Food Preparation_Natural Gas_Fryer_E3 | F2 | Commercial | Miscellaneous (WA) | New | Food Preparation | Natural Gas | Fryer | E3 | TRC BC Ratio | 0 | 0 | 0 | 0 | 0 | 0 | 0 | 0 | 0 | 0 | 0 | 0 | 0 | 0 | 0 | 0 | 0 | 0 | 0 | 0 | 0 | 0 | 0 | 0 | 0 | 0 | 0
F2_Commercial_Miscellaneous (WA)_New_Food Preparation_Natural Gas_Fryer_E4 | F2 | Commercial | Miscellaneous (WA) | New | Food Preparation | Natural Gas | Fryer | E4 | TRC BC Ratio | 0 | 0 | 0 | 0 | 0 | 0 | 0 | 0 | 0 | 0 | 0 | 0 | 0 | 0 | 0 | 0 | 0 | 0 | 0 | 0 | 0 | 0 | 0 | 0 | 0 | 0 | 0
F2_Commercial_Miscellaneous (WA)_New_Food Preparation_Natural Gas_Fryer_E5 | F2 | Commercial | Miscellaneous (WA) | New | Food Preparation | Natural Gas | Fryer | E5 | TRC BC Ratio | 0 | 0 | 0 | 0 | 0 | 0 | 0 | 0 | 0 | 0 | 0 | 0 | 0 | 0 | 0 | 0 | 0 | 0 | 0 | 0 | 0 | 0 | 0 | 0 | 0 | 0 | 0
F2_Commercial_Miscellaneous (WA)_New_Food Preparation_Natural Gas_Fryer_E6 | F2 | Commercial | Miscellaneous (WA) | New | Food Preparation | Natural Gas | Fryer | E6 | TRC BC Ratio | 0 | 0 | 0 | 0 | 0 | 0 | 0 | 0 | 0 | 0 | 0 | 0 | 0 | 0 | 0 | 0 | 0 | 0 | 0 | 0 | 0 | 0 | 0 | 0 | 0 | 0 | 0
F2_Commercial_Miscellaneous (WA)_New_Food Preparation_Natural Gas_Fryer_E7 | F2 | Commercial | Miscellaneous (WA) | New | Food Preparation | Natural Gas | Fryer | E7 | TRC BC Ratio | 0 | 0 | 0 | 0 | 0 | 0 | 0 | 0 | 0 | 0 | 0 | 0 | 0 | 0 | 0 | 0 | 0 | 0 | 0 | 0 | 0 | 0 | 0 | 0 | 0 | 0 | 0
F2_Commercial_Miscellaneous (WA)_New_Food Preparation_Natural Gas_Fryer_E8 | F2 | Commercial | Miscellaneous (WA) | New | Food Preparation | Natural Gas | Fryer | E8 | TRC BC Ratio | 0 | 0 | 0 | 0 | 0 | 0 | 0 | 0 | 0 | 0 | 0 | 0 | 0 | 0 | 0 | 0 | 0 | 0 | 0 | 0 | 0 | 0 | 0 | 0 | 0 | 0 | 0
F2_Commercial_Miscellaneous (WA)_New_Food Preparation_Natural Gas_Fryer_E9 | F2 | Commercial | Miscellaneous (WA) | New | Food Preparation | Natural Gas | Fryer | E9 | TRC BC Ratio | 0 | 0 | 0 | 0 | 0 | 0 | 0 | 0 | 0 | 0 | 0 | 0 | 0 | 0 | 0 | 0 | 0 | 0 | 0 | 0 | 0 | 0 | 0 | 0 | 0 | 0 | 0
F2_Commercial_Miscellaneous (WA)_New_Food Preparation_Natural Gas_Fryer_E10 | F2 | Commercial | Miscellaneous (WA) | New | Food Preparation | Natural Gas | Fryer | E10 | TRC BC Ratio | 0 | 0 | 0 | 0 | 0 | 0 | 0 | 0 | 0 | 0 | 0 | 0 | 0 | 0 | 0 | 0 | 0 | 0 | 0 | 0 | 0 | 0 | 0 | 0 | 0 | 0 | 0
F3_Commercial_Miscellaneous (WA)_New_Food Preparation_Natural Gas_Fryer_E1 | F3 | Commercial | Miscellaneous (WA) | New | Food Preparation | Natural Gas | Fryer | E1 | PACT BC Ratio | [24 empty] | 1 | 1 | 1 | bar: 2019 to 2042
F3_Commercial_Miscellaneous (WA)_New_Food Preparation_Natural Gas_Fryer_E2 | F3 | Commercial | Miscellaneous (WA) | New | Food Preparation | Natural Gas | Fryer | E2 | PACT BC Ratio | 75.4374 | 77.4189 | 79.6429 | 82.1339 | 84.908 | 88.1895 | 91.5314 | 94.8238 | 97.9901 | 101.2031 | 103.8184 | 106.2864 | 108.9267 | 111.5241 | 113.8818 | 116.1133 | 118.1499 | 120.1697 | 122.3119 | 124.4146 | 126.5717 | 128.8074 | 131.0692 | 133.3977 | 135.7677 | 138.1797 | 140.6346
F3_Commercial_Miscellaneous (WA)_New_Food Preparation_Natural Gas_Fryer_E3 | F3 | Commercial | Miscellaneous (WA) | New | Food Preparation | Natural Gas | Fryer | E3 | PACT BC Ratio | 0 | 0 | 0 | 0 | 0 | 0 | 0 | 0 | 0 | 0 | 0 | 0 | 0 | 0 | 0 | 0 | 0 | 0 | 0 | 0 | 0 | 0 | 0 | 0 | 0 | 0 | 0
F3_Commercial_Miscellaneous (WA)_New_Food Preparation_Natural Gas_Fryer_E4 | F3 | Commercial | Miscellaneous (WA) | New | Food Preparation | Natural Gas | Fryer | E4 | PACT BC Ratio | 0 | 0 | 0 | 0 | 0 | 0 | 0 | 0 | 0 | 0 | 0 | 0 | 0 | 0 | 0 | 0 | 0 | 0 | 0 | 0 | 0 | 0 | 0 | 0 | 0 | 0 | 0
F3_Commercial_Miscellaneous (WA)_New_Food Preparation_Natural Gas_Fryer_E5 | F3 | Commercial | Miscellaneous (WA) | New | Food Preparation | Natural Gas | Fryer | E5 | PACT BC Ratio | 0 | 0 | 0 | 0 | 0 | 0 | 0 | 0 | 0 | 0 | 0 | 0 | 0 | 0 | 0 | 0 | 0 | 0 | 0 | 0 | 0 | 0 | 0 | 0 | 0 | 0 | 0
F3_Commercial_Miscellaneous (WA)_New_Food Preparation_Natural Gas_Fryer_E6 | F3 | Commercial | Miscellaneous (WA) | New | Food Preparation | Natural Gas | Fryer | E6 | PACT BC Ratio | 0 | 0 | 0 | 0 | 0 | 0 | 0 | 0 | 0 | 0 | 0 | 0 | 0 | 0 | 0 | 0 | 0 | 0 | 0 | 0 | 0 | 0 | 0 | 0 | 0 | 0 | 0
F3_Commercial_Miscellaneous (WA)_New_Food Preparation_Natural Gas_Fryer_E7 | F3 | Commercial | Miscellaneous (WA) | New | Food Preparation | Natural Gas | Fryer | E7 | PACT BC Ratio | 0 | 0 | 0 | 0 | 0 | 0 | 0 | 0 | 0 | 0 | 0 | 0 | 0 | 0 | 0 | 0 | 0 | 0 | 0 | 0 | 0 | 0 | 0 | 0 | 0 | 0 | 0
F3_Commercial_Miscellaneous (WA)_New_Food Preparation_Natural Gas_Fryer_E8 | F3 | Commercial | Miscellaneous (WA) | New | Food Preparation | Natural Gas | Fryer | E8 | PACT BC Ratio | 0 | 0 | 0 | 0 | 0 | 0 | 0 | 0 | 0 | 0 | 0 | 0 | 0 | 0 | 0 | 0 | 0 | 0 | 0 | 0 | 0 | 0 | 0 | 0 | 0 | 0 | 0
F3_Commercial_Miscellaneous (WA)_New_Food Preparation_Natural Gas_Fryer_E9 | F3 | Commercial | Miscellaneous (WA) | New | Food Preparation | Natural Gas | Fryer | E9 | PACT BC Ratio | 0 | 0 | 0 | 0 | 0 | 0 | 0 | 0 | 0 | 0 | 0 | 0 | 0 | 0 | 0 | 0 | 0 | 0 | 0 | 0 | 0 | 0 | 0 | 0 | 0 | 0 | 0
F3_Commercial_Miscellaneous (WA)_New_Food Preparation_Natural Gas_Fryer_E10 | F3 | Commercial | Miscellaneous (WA) | New | Food Preparation | Natural Gas | Fryer | E10 | PACT BC Ratio | 0 | 0 | 0 | 0 | 0 | 0 | 0 | 0 | 0 | 0 | 0 | 0 | 0 | 0 | 0 | 0 | 0 | 0 | 0 | 0 | 0 | 0 | 0 | 0 | 0 | 0 | 0
F4_Commercial_Miscellaneous (WA)_New_Food Preparation_Natural Gas_Fryer_E1 | F4 | Commercial | Miscellaneous (WA) | New | Food Preparation | Natural Gas | Fryer | E1 | RVT BC Ratio | [24 empty] | 1 | 1 | 1 | bar: 2019 to 2042
F4_Commercial_Miscellaneous (WA)_New_Food Preparation_Natural Gas_Fryer_E2 | F4 | Commercial | Miscellaneous (WA) | New | Food Preparation | Natural Gas | Fryer | E2 | RVT BC Ratio | 52.758 | 53.8104 | 54.995 | 56.3251 | 57.8083 | 59.6013 | 61.3804 | 63.0626 | 64.5879 | 66.0735 | 67.6123 | 69.0227 | 70.5291 | 71.9893 | 73.273 | 74.4532 | 75.4834 | 76.4787 | 77.5285 | 78.525 | 79.5277 | 80.9255 | 82.3395 | 83.7953 | 85.277 | 86.785 | 88.3198
F4_Commercial_Miscellaneous (WA)_New_Food Preparation_Natural Gas_Fryer_E3 | F4 | Commercial | Miscellaneous (WA) | New | Food Preparation | Natural Gas | Fryer | E3 | RVT BC Ratio | 0 | 0 | 0 | 0 | 0 | 0 | 0 | 0 | 0 | 0 | 0 | 0 | 0 | 0 | 0 | 0 | 0 | 0 | 0 | 0 | 0 | 0 | 0 | 0 | 0 | 0 | 0
F4_Commercial_Miscellaneous (WA)_New_Food Preparation_Natural Gas_Fryer_E4 | F4 | Commercial | Miscellaneous (WA) | New | Food Preparation | Natural Gas | Fryer | E4 | RVT BC Ratio | 0 | 0 | 0 | 0 | 0 | 0 | 0 | 0 | 0 | 0 | 0 | 0 | 0 | 0 | 0 | 0 | 0 | 0 | 0 | 0 | 0 | 0 | 0 | 0 | 0 | 0 | 0
F4_Commercial_Miscellaneous (WA)_New_Food Preparation_Natural Gas_Fryer_E5 | F4 | Commercial | Miscellaneous (WA) | New | Food Preparation | Natural Gas | Fryer | E5 | RVT BC Ratio | 0 | 0 | 0 | 0 | 0 | 0 | 0 | 0 | 0 | 0 | 0 | 0 | 0 | 0 | 0 | 0 | 0 | 0 | 0 | 0 | 0 | 0 | 0 | 0 | 0 | 0 | 0
F4_Commercial_Miscellaneous (WA)_New_Food Preparation_Natural Gas_Fryer_E6 | F4 | Commercial | Miscellaneous (WA) | New | Food Preparation | Natural Gas | Fryer | E6 | RVT BC Ratio | 0 | 0 | 0 | 0 | 0 | 0 | 0 | 0 | 0 | 0 | 0 | 0 | 0 | 0 | 0 | 0 | 0 | 0 | 0 | 0 | 0 | 0 | 0 | 0 | 0 | 0 | 0
F4_Commercial_Miscellaneous (WA)_New_Food Preparation_Natural Gas_Fryer_E7 | F4 | Commercial | Miscellaneous (WA) | New | Food Preparation | Natural Gas | Fryer | E7 | RVT BC Ratio | 0 | 0 | 0 | 0 | 0 | 0 | 0 | 0 | 0 | 0 | 0 | 0 | 0 | 0 | 0 | 0 | 0 | 0 | 0 | 0 | 0 | 0 | 0 | 0 | 0 | 0 | 0
F4_Commercial_Miscellaneous (WA)_New_Food Preparation_Natural Gas_Fryer_E8 | F4 | Commercial | Miscellaneous (WA) | New | Food Preparation | Natural Gas | Fryer | E8 | RVT BC Ratio | 0 | 0 | 0 | 0 | 0 | 0 | 0 | 0 | 0 | 0 | 0 | 0 | 0 | 0 | 0 | 0 | 0 | 0 | 0 | 0 | 0 | 0 | 0 | 0 | 0 | 0 | 0
F4_Commercial_Miscellaneous (WA)_New_Food Preparation_Natural Gas_Fryer_E9 | F4 | Commercial | Miscellaneous (WA) | New | Food Preparation | Natural Gas | Fryer | E9 | RVT BC Ratio | 0 | 0 | 0 | 0 | 0 | 0 | 0 | 0 | 0 | 0 | 0 | 0 | 0 | 0 | 0 | 0 | 0 | 0 | 0 | 0 | 0 | 0 | 0 | 0 | 0 | 0 | 0
F4_Commercial_Miscellaneous (WA)_New_Food Preparation_Natural Gas_Fryer_E10 | F4 | Commercial | Miscellaneous (WA) | New | Food Preparation | Natural Gas | Fryer | E10 | RVT BC Ratio | 0 | 0 | 0 | 0 | 0 | 0 | 0 | 0 | 0 | 0 | 0 | 0 | 0 | 0 | 0 | 0 | 0 | 0 | 0 | 0 | 0 | 0 | 0 | 0 | 0 | 0 | 0
F5_Commercial_Miscellaneous (WA)_New_Food Preparation_Natural Gas_Fryer_E1 | F5 | Commercial | Miscellaneous (WA) | New | Food Preparation | Natural Gas | Fryer | E1 | RIM BC Ratio | [24 empty] | 1 | 1 | 1 | bar: 2019 to 2042
F5_Commercial_Miscellaneous (WA)_New_Food Preparation_Natural Gas_Fryer_E2 | F5 | Commercial | Miscellaneous (WA) | New | Food Preparation | Natural Gas | Fryer | E2 | RIM BC Ratio | 0.84817 | 0.85349 | 0.85916 | 0.86519 | 0.87154 | 0.87808 | 0.88502 | 0.89248 | 0.90057 | 0.90925 | 0.91158 | 0.91423 | 0.91699 | 0.91986 | 0.9229 | 0.92611 | 0.92952 | 0.93314 | 0.93695 | 0.94099 | 0.94527 | 0.94539 | 0.94551 | 0.94563 | 0.94575 | 0.94586 | 0.94597
F5_Commercial_Miscellaneous (WA)_New_Food Preparation_Natural Gas_Fryer_E3 | F5 | Commercial | Miscellaneous (WA) | New | Food Preparation | Natural Gas | Fryer | E3 | RIM BC Ratio | 0 | 0 | 0 | 0 | 0 | 0 | 0 | 0 | 0 | 0 | 0 | 0 | 0 | 0 | 0 | 0 | 0 | 0 | 0 | 0 | 0 | 0 | 0 | 0 | 0 | 0 | 0
F5_Commercial_Miscellaneous (WA)_New_Food Preparation_Natural Gas_Fryer_E4 | F5 | Commercial | Miscellaneous (WA) | New | Food Preparation | Natural Gas | Fryer | E4 | RIM BC Ratio | 0 | 0 | 0 | 0 | 0 | 0 | 0 | 0 | 0 | 0 | 0 | 0 | 0 | 0 | 0 | 0 | 0 | 0 | 0 | 0 | 0 | 0 | 0 | 0 | 0 | 0 | 0
F5_Commercial_Miscellaneous (WA)_New_Food Preparation_Natural Gas_Fryer_E5 | F5 | Commercial | Miscellaneous (WA) | New | Food Preparation | Natural Gas | Fryer | E5 | RIM BC Ratio | 0 | 0 | 0 | 0 | 0 | 0 | 0 | 0 | 0 | 0 | 0 | 0 | 0 | 0 | 0 | 0 | 0 | 0 | 0 | 0 | 0 | 0 | 0 | 0 | 0 | 0 | 0
F5_Commercial_Miscellaneous (WA)_New_Food Preparation_Natural Gas_Fryer_E6 | F5 | Commercial | Miscellaneous (WA) | New | Food Preparation | Natural Gas | Fryer | E6 | RIM BC Ratio | 0 | 0 | 0 | 0 | 0 | 0 | 0 | 0 | 0 | 0 | 0 | 0 | 0 | 0 | 0 | 0 | 0 | 0 | 0 | 0 | 0 | 0 | 0 | 0 | 0 | 0 | 0
F5_Commercial_Miscellaneous (WA)_New_Food Preparation_Natural Gas_Fryer_E7 | F5 | Commercial | Miscellaneous (WA) | New | Food Preparation | Natural Gas | Fryer | E7 | RIM BC Ratio | 0 | 0 | 0 | 0 | 0 | 0 | 0 | 0 | 0 | 0 | 0 | 0 | 0 | 0 | 0 | 0 | 0 | 0 | 0 | 0 | 0 | 0 | 0 | 0 | 0 | 0 | 0
F5_Commercial_Miscellaneous (WA)_New_Food Preparation_Natural Gas_Fryer_E8 | F5 | Commercial | Miscellaneous (WA) | New | Food Preparation | Natural Gas | Fryer | E8 | RIM BC Ratio | 0 | 0 | 0 | 0 | 0 | 0 | 0 | 0 | 0 | 0 | 0 | 0 | 0 | 0 | 0 | 0 | 0 | 0 | 0 | 0 | 0 | 0 | 0 | 0 | 0 | 0 | 0
F5_Commercial_Miscellaneous (WA)_New_Food Preparation_Natural Gas_Fryer_E9 | F5 | Commercial | Miscellaneous (WA) | New | Food Preparation | Natural Gas | Fryer | E9 | RIM BC Ratio | 0 | 0 | 0 | 0 | 0 | 0 | 0 | 0 | 0 | 0 | 0 | 0 | 0 | 0 | 0 | 0 | 0 | 0 | 0 | 0 | 0 | 0 | 0 | 0 | 0 | 0 | 0
F5_Commercial_Miscellaneous (WA)_New_Food Preparation_Natural Gas_Fryer_E10 | F5 | Commercial | Miscellaneous (WA) | New | Food Preparation | Natural Gas | Fryer | E10 | RIM BC Ratio | 0 | 0 | 0 | 0 | 0 | 0 | 0 | 0 | 0 | 0 | 0 | 0 | 0 | 0 | 0 | 0 | 0 | 0 | 0 | 0 | 0 | 0 | 0 | 0 | 0 | 0 | 0
F0_Commercial_Miscellaneous (WA)_New_Food Preparation_Natural Gas_Broiler_E0 | F0 | Commercial | Miscellaneous (WA) | New | Food Preparation | Natural Gas | Broiler | E0 | Economic Unit | Infrared Burners | Infrared Burners | Infrared Burners | Infrared Burners | Infrared Burners | Infrared Burners | Infrared Burners | Infrared Burners | Infrared Burners | Infrared Burners | Infrared Burners | Infrared Burners | Infrared Burners | Infrared Burners | Infrared Burners | Infrared Burners | Infrared Burners | Infrared Burners | Infrared Burners | Infrared Burners | Infrared Burners | Infrared Burners | Infrared Burners | Infrared Burners | Infrared Burners | Infrared Burners | Infrared Burners
F1_Commercial_Miscellaneous (WA)_New_Food Preparation_Natural Gas_Broiler_E1 | F1 | Commercial | Miscellaneous (WA) | New | Food Preparation | Natural Gas | Broiler | E1 | CCE | 0 | 0 | 0 | 0 | 0 | 0 | 0 | 0 | 0 | 0 | 0 | 0 | 0 | 0 | 0 | 0 | 0 | 0 | 0 | 0 | 0 | 0 | 0 | 0 | 0 | 0 | 0
F1_Commercial_Miscellaneous (WA)_New_Food Preparation_Natural Gas_Broiler_E2 | F1 | Commercial | Miscellaneous (WA) | New | Food Preparation | Natural Gas | Broiler | E2 | CCE | 0.0022365 | 0.0022365 | 0.0022365 | 0.0022365 | 0.0022365 | 0.0022365 | 0.0022365 | 0.0022365 | 0.0022365 | 0.0022365 | 0.0022365 | 0.0022365 | 0.0022365 | 0.0022365 | 0.0022365 | 0.0022365 | 0.0022365 | 0.0022365 | 0.0022365 | 0.0022365 | 0.0022365 | 0.0022365 | 0.0022365 | 0.0022365 | 0.0022365 | 0.0022365 | 0.0022365
F1_Commercial_Miscellaneous (WA)_New_Food Preparation_Natural Gas_Broiler_E3 | F1 | Commercial | Miscellaneous (WA) | New | Food Preparation | Natural Gas | Broiler | E3 | CCE | 0 | 0 | 0 | 0 | 0 | 0 | 0 | 0 | 0 | 0 | 0 | 0 | 0 | 0 | 0 | 0 | 0 | 0 | 0 | 0 | 0 | 0 | 0 | 0 | 0 | 0 | 0
F1_Commercial_Miscellaneous (WA)_New_Food Preparation_Natural Gas_Broiler_E4 | F1 | Commercial | Miscellaneous (WA) | New | Food Preparation | Natural Gas | Broiler | E4 | CCE | 0 | 0 | 0 | 0 | 0 | 0 | 0 | 0 | 0 | 0 | 0 | 0 | 0 | 0 | 0 | 0 | 0 | 0 | 0 | 0 | 0 | 0 | 0 | 0 | 0 | 0 | 0
F1_Commercial_Miscellaneous (WA)_New_Food Preparation_Natural Gas_Broiler_E5 | F1 | Commercial | Miscellaneous (WA) | New | Food Preparation | Natural Gas | Broiler | E5 | CCE | 0 | 0 | 0 | 0 | 0 | 0 | 0 | 0 | 0 | 0 | 0 | 0 | 0 | 0 | 0 | 0 | 0 | 0 | 0 | 0 | 0 | 0 | 0 | 0 | 0 | 0 | 0
F1_Commercial_Miscellaneous (WA)_New_Food Preparation_Natural Gas_Broiler_E6 | F1 | Commercial | Miscellaneous (WA) | New | Food Preparation | Natural Gas | Broiler | E6 | CCE | 0 | 0 | 0 | 0 | 0 | 0 | 0 | 0 | 0 | 0 | 0 | 0 | 0 | 0 | 0 | 0 | 0 | 0 | 0 | 0 | 0 | 0 | 0 | 0 | 0 | 0 | 0
F1_Commercial_Miscellaneous (WA)_New_Food Preparation_Natural Gas_Broiler_E7 | F1 | Commercial | Miscellaneous (WA) | New | Food Preparation | Natural Gas | Broiler | E7 | CCE | 0 | 0 | 0 | 0 | 0 | 0 | 0 | 0 | 0 | 0 | 0 | 0 | 0 | 0 | 0 | 0 | 0 | 0 | 0 | 0 | 0 | 0 | 0 | 0 | 0 | 0 | 0
F1_Commercial_Miscellaneous (WA)_New_Food Preparation_Natural Gas_Broiler_E8 | F1 | Commercial | Miscellaneous (WA) | New | Food Preparation | Natural Gas | Broiler | E8 | CCE | 0 | 0 | 0 | 0 | 0 | 0 | 0 | 0 | 0 | 0 | 0 | 0 | 0 | 0 | 0 | 0 | 0 | 0 | 0 | 0 | 0 | 0 | 0 | 0 | 0 | 0 | 0
F1_Commercial_Miscellaneous (WA)_New_Food Preparation_Natural Gas_Broiler_E9 | F1 | Commercial | Miscellaneous (WA) | New | Food Preparation | Natural Gas | Broiler | E9 | CCE | 0 | 0 | 0 | 0 | 0 | 0 | 0 | 0 | 0 | 0 | 0 | 0 | 0 | 0 | 0 | 0 | 0 | 0 | 0 | 0 | 0 | 0 | 0 | 0 | 0 | 0 | 0
F1_Commercial_Miscellaneous (WA)_New_Food Preparation_Natural Gas_Broiler_E10 | F1 | Commercial | Miscellaneous (WA) | New | Food Preparation | Natural Gas | Broiler | E10 | CCE | 0 | 0 | 0 | 0 | 0 | 0 | 0 | 0 | 0 | 0 | 0 | 0 | 0 | 0 | 0 | 0 | 0 | 0 | 0 | 0 | 0 | 0 | 0 | 0 | 0 | 0 | 0
F2_Commercial_Miscellaneous (WA)_New_Food Preparation_Natural Gas_Broiler_E1 | F2 | Commercial | Miscellaneous (WA) | New | Food Preparation | Natural Gas | Broiler | E1 | TRC BC Ratio | [24 empty] | 1 | 1 | 1 | bar: 2019 to 2042
F2_Commercial_Miscellaneous (WA)_New_Food Preparation_Natural Gas_Broiler_E2 | F2 | Commercial | Miscellaneous (WA) | New | Food Preparation | Natural Gas | Broiler | E2 | TRC BC Ratio | 1.5914 | 1.6315 | 1.679 | 1.7334 | 1.795 | 1.8699 | 1.947 | 2.0234 | 2.0969 | 2.1715 | 2.2308 | 2.2863 | 2.3461 | 2.4045 | 2.4567 | 2.5056 | 2.5495 | 2.5928 | 2.639 | 2.6842 | 2.7305 | 2.7787 | 2.8274 | 2.8776 | 2.9287 | 2.9808 | 3.0337
F2_Commercial_Miscellaneous (WA)_New_Food Preparation_Natural Gas_Broiler_E3 | F2 | Commercial | Miscellaneous (WA) | New | Food Preparation | Natural Gas | Broiler | E3 | TRC BC Ratio | 0 | 0 | 0 | 0 | 0 | 0 | 0 | 0 | 0 | 0 | 0 | 0 | 0 | 0 | 0 | 0 | 0 | 0 | 0 | 0 | 0 | 0 | 0 | 0 | 0 | 0 | 0
F2_Commercial_Miscellaneous (WA)_New_Food Preparation_Natural Gas_Broiler_E4 | F2 | Commercial | Miscellaneous (WA) | New | Food Preparation | Natural Gas | Broiler | E4 | TRC BC Ratio | 0 | 0 | 0 | 0 | 0 | 0 | 0 | 0 | 0 | 0 | 0 | 0 | 0 | 0 | 0 | 0 | 0 | 0 | 0 | 0 | 0 | 0 | 0 | 0 | 0 | 0 | 0
F2_Commercial_Miscellaneous (WA)_New_Food Preparation_Natural Gas_Broiler_E5 | F2 | Commercial | Miscellaneous (WA) | New | Food Preparation | Natural Gas | Broiler | E5 | TRC BC Ratio | 0 | 0 | 0 | 0 | 0 | 0 | 0 | 0 | 0 | 0 | 0 | 0 | 0 | 0 | 0 | 0 | 0 | 0 | 0 | 0 | 0 | 0 | 0 | 0 | 0 | 0 | 0
F2_Commercial_Miscellaneous (WA)_New_Food Preparation_Natural Gas_Broiler_E6 | F2 | Commercial | Miscellaneous (WA) | New | Food Preparation | Natural Gas | Broiler | E6 | TRC BC Ratio | 0 | 0 | 0 | 0 | 0 | 0 | 0 | 0 | 0 | 0 | 0 | 0 | 0 | 0 | 0 | 0 | 0 | 0 | 0 | 0 | 0 | 0 | 0 | 0 | 0 | 0 | 0
F2_Commercial_Miscellaneous (WA)_New_Food Preparation_Natural Gas_Broiler_E7 | F2 | Commercial | Miscellaneous (WA) | New | Food Preparation | Natural Gas | Broiler | E7 | TRC BC Ratio | 0 | 0 | 0 | 0 | 0 | 0 | 0 | 0 | 0 | 0 | 0 | 0 | 0 | 0 | 0 | 0 | 0 | 0 | 0 | 0 | 0 | 0 | 0 | 0 | 0 | 0 | 0
F2_Commercial_Miscellaneous (WA)_New_Food Preparation_Natural Gas_Broiler_E8 | F2 | Commercial | Miscellaneous (WA) | New | Food Preparation | Natural Gas | Broiler | E8 | TRC BC Ratio | 0 | 0 | 0 | 0 | 0 | 0 | 0 | 0 | 0 | 0 | 0 | 0 | 0 | 0 | 0 | 0 | 0 | 0 | 0 | 0 | 0 | 0 | 0 | 0 | 0 | 0 | 0
F2_Commercial_Miscellaneous (WA)_New_Food Preparation_Natural Gas_Broiler_E9 | F2 | Commercial | Miscellaneous (WA) | New | Food Preparation | Natural Gas | Broiler | E9 | TRC BC Ratio | 0 | 0 | 0 | 0 | 0 | 0 | 0 | 0 | 0 | 0 | 0 | 0 | 0 | 0 | 0 | 0 | 0 | 0 | 0 | 0 | 0 | 0 | 0 | 0 | 0 | 0 | 0
F2_Commercial_Miscellaneous (WA)_New_Food Preparation_Natural Gas_Broiler_E10 | F2 | Commercial | Miscellaneous (WA) | New | Food Preparation | Natural Gas | Broiler | E10 | TRC BC Ratio | 0 | 0 | 0 | 0 | 0 | 0 | 0 | 0 | 0 | 0 | 0 | 0 | 0 | 0 | 0 | 0 | 0 | 0 | 0 | 0 | 0 | 0 | 0 | 0 | 0 | 0 | 0
F3_Commercial_Miscellaneous (WA)_New_Food Preparation_Natural Gas_Broiler_E1 | F3 | Commercial | Miscellaneous (WA) | New | Food Preparation | Natural Gas | Broiler | E1 | PACT BC Ratio | [24 empty] | 1 | 1 | 1 | bar: 2019 to 2042
F3_Commercial_Miscellaneous (WA)_New_Food Preparation_Natural Gas_Broiler_E2 | F3 | Commercial | Miscellaneous (WA) | New | Food Preparation | Natural Gas | Broiler | E2 | PACT BC Ratio | 3.2072 | 3.288 | 3.3837 | 3.4935 | 3.6176 | 3.7686 | 3.924 | 4.0779 | 4.2261 | 4.3763 | 4.4958 | 4.6078 | 4.7281 | 4.8459 | 4.9512 | 5.0498 | 5.1382 | 5.2254 | 5.3186 | 5.4095 | 5.503 | 5.6001 | 5.6982 | 5.7994 | 5.9025 | 6.0073 | 6.114
F3_Commercial_Miscellaneous (WA)_New_Food Preparation_Natural Gas_Broiler_E3 | F3 | Commercial | Miscellaneous (WA) | New | Food Preparation | Natural Gas | Broiler | E3 | PACT BC Ratio | 0 | 0 | 0 | 0 | 0 | 0 | 0 | 0 | 0 | 0 | 0 | 0 | 0 | 0 | 0 | 0 | 0 | 0 | 0 | 0 | 0 | 0 | 0 | 0 | 0 | 0 | 0
F3_Commercial_Miscellaneous (WA)_New_Food Preparation_Natural Gas_Broiler_E4 | F3 | Commercial | Miscellaneous (WA) | New | Food Preparation | Natural Gas | Broiler | E4 | PACT BC Ratio | 0 | 0 | 0 | 0 | 0 | 0 | 0 | 0 | 0 | 0 | 0 | 0 | 0 | 0 | 0 | 0 | 0 | 0 | 0 | 0 | 0 | 0 | 0 | 0 | 0 | 0 | 0
F3_Commercial_Miscellaneous (WA)_New_Food Preparation_Natural Gas_Broiler_E5 | F3 | Commercial | Miscellaneous (WA) | New | Food Preparation | Natural Gas | Broiler | E5 | PACT BC Ratio | 0 | 0 | 0 | 0 | 0 | 0 | 0 | 0 | 0 | 0 | 0 | 0 | 0 | 0 | 0 | 0 | 0 | 0 | 0 | 0 | 0 | 0 | 0 | 0 | 0 | 0 | 0
F3_Commercial_Miscellaneous (WA)_New_Food Preparation_Natural Gas_Broiler_E6 | F3 | Commercial | Miscellaneous (WA) | New | Food Preparation | Natural Gas | Broiler | E6 | PACT BC Ratio | 0 | 0 | 0 | 0 | 0 | 0 | 0 | 0 | 0 | 0 | 0 | 0 | 0 | 0 | 0 | 0 | 0 | 0 | 0 | 0 | 0 | 0 | 0 | 0 | 0 | 0 | 0
F3_Commercial_Miscellaneous (WA)_New_Food Preparation_Natural Gas_Broiler_E7 | F3 | Commercial | Miscellaneous (WA) | New | Food Preparation | Natural Gas | Broiler | E7 | PACT BC Ratio | 0 | 0 | 0 | 0 | 0 | 0 | 0 | 0 | 0 | 0 | 0 | 0 | 0 | 0 | 0 | 0 | 0 | 0 | 0 | 0 | 0 | 0 | 0 | 0 | 0 | 0 | 0
F3_Commercial_Miscellaneous (WA)_New_Food Preparation_Natural Gas_Broiler_E8 | F3 | Commercial | Miscellaneous (WA) | New | Food Preparation | Natural Gas | Broiler | E8 | PACT BC Ratio | 0 | 0 | 0 | 0 | 0 | 0 | 0 | 0 | 0 | 0 | 0 | 0 | 0 | 0 | 0 | 0 | 0 | 0 | 0 | 0 | 0 | 0 | 0 | 0 | 0 | 0 | 0
F3_Commercial_Miscellaneous (WA)_New_Food Preparation_Natural Gas_Broiler_E9 | F3 | Commercial | Miscellaneous (WA) | New | Food Preparation | Natural Gas | Broiler | E9 | PACT BC Ratio | 0 | 0 | 0 | 0 | 0 | 0 | 0 | 0 | 0 | 0 | 0 | 0 | 0 | 0 | 0 | 0 | 0 | 0 | 0 | 0 | 0 | 0 | 0 | 0 | 0 | 0 | 0
F3_Commercial_Miscellaneous (WA)_New_Food Preparation_Natural Gas_Broiler_E10 | F3 | Commercial | Miscellaneous (WA) | New | Food Preparation | Natural Gas | Broiler | E10 | PACT BC Ratio | 0 | 0 | 0 | 0 | 0 | 0 | 0 | 0 | 0 | 0 | 0 | 0 | 0 | 0 | 0 | 0 | 0 | 0 | 0 | 0 | 0 | 0 | 0 | 0 | 0 | 0 | 0
F4_Commercial_Miscellaneous (WA)_New_Food Preparation_Natural Gas_Broiler_E1 | F4 | Commercial | Miscellaneous (WA) | New | Food Preparation | Natural Gas | Broiler | E1 | RVT BC Ratio | [24 empty] | 1 | 1 | 1 | bar: 2019 to 2042
F4_Commercial_Miscellaneous (WA)_New_Food Preparation_Natural Gas_Broiler_E2 | F4 | Commercial | Miscellaneous (WA) | New | Food Preparation | Natural Gas | Broiler | E2 | RVT BC Ratio | 2.6446 | 2.6871 | 2.7369 | 2.7951 | 2.8617 | 2.9448 | 3.0282 | 3.1073 | 3.1789 | 3.2484 | 3.3204 | 3.3858 | 3.4548 | 3.5201 | 3.5763 | 3.627 | 3.6699 | 3.7108 | 3.7544 | 3.795 | 3.8359 | 3.8966 | 3.9579 | 4.0212 | 4.0856 | 4.1512 | 4.2179
F4_Commercial_Miscellaneous (WA)_New_Food Preparation_Natural Gas_Broiler_E3 | F4 | Commercial | Miscellaneous (WA) | New | Food Preparation | Natural Gas | Broiler | E3 | RVT BC Ratio | 0 | 0 | 0 | 0 | 0 | 0 | 0 | 0 | 0 | 0 | 0 | 0 | 0 | 0 | 0 | 0 | 0 | 0 | 0 | 0 | 0 | 0 | 0 | 0 | 0 | 0 | 0
F4_Commercial_Miscellaneous (WA)_New_Food Preparation_Natural Gas_Broiler_E4 | F4 | Commercial | Miscellaneous (WA) | New | Food Preparation | Natural Gas | Broiler | E4 | RVT BC Ratio | 0 | 0 | 0 | 0 | 0 | 0 | 0 | 0 | 0 | 0 | 0 | 0 | 0 | 0 | 0 | 0 | 0 | 0 | 0 | 0 | 0 | 0 | 0 | 0 | 0 | 0 | 0
F4_Commercial_Miscellaneous (WA)_New_Food Preparation_Natural Gas_Broiler_E5 | F4 | Commercial | Miscellaneous (WA) | New | Food Preparation | Natural Gas | Broiler | E5 | RVT BC Ratio | 0 | 0 | 0 | 0 | 0 | 0 | 0 | 0 | 0 | 0 | 0 | 0 | 0 | 0 | 0 | 0 | 0 | 0 | 0 | 0 | 0 | 0 | 0 | 0 | 0 | 0 | 0
F4_Commercial_Miscellaneous (WA)_New_Food Preparation_Natural Gas_Broiler_E6 | F4 | Commercial | Miscellaneous (WA) | New | Food Preparation | Natural Gas | Broiler | E6 | RVT BC Ratio | 0 | 0 | 0 | 0 | 0 | 0 | 0 | 0 | 0 | 0 | 0 | 0 | 0 | 0 | 0 | 0 | 0 | 0 | 0 | 0 | 0 | 0 | 0 | 0 | 0 | 0 | 0
F4_Commercial_Miscellaneous (WA)_New_Food Preparation_Natural Gas_Broiler_E7 | F4 | Commercial | Miscellaneous (WA) | New | Food Preparation | Natural Gas | Broiler | E7 | RVT BC Ratio | 0 | 0 | 0 | 0 | 0 | 0 | 0 | 0 | 0 | 0 | 0 | 0 | 0 | 0 | 0 | 0 | 0 | 0 | 0 | 0 | 0 | 0 | 0 | 0 | 0 | 0 | 0
F4_Commercial_Miscellaneous (WA)_New_Food Preparation_Natural Gas_Broiler_E8 | F4 | Commercial | Miscellaneous (WA) | New | Food Preparation | Natural Gas | Broiler | E8 | RVT BC Ratio | 0 | 0 | 0 | 0 | 0 | 0 | 0 | 0 | 0 | 0 | 0 | 0 | 0 | 0 | 0 | 0 | 0 | 0 | 0 | 0 | 0 | 0 | 0 | 0 | 0 | 0 | 0
F4_Commercial_Miscellaneous (WA)_New_Food Preparation_Natural Gas_Broiler_E9 | F4 | Commercial | Miscellaneous (WA) | New | Food Preparation | Natural Gas | Broiler | E9 | RVT BC Ratio | 0 | 0 | 0 | 0 | 0 | 0 | 0 | 0 | 0 | 0 | 0 | 0 | 0 | 0 | 0 | 0 | 0 | 0 | 0 | 0 | 0 | 0 | 0 | 0 | 0 | 0 | 0
F4_Commercial_Miscellaneous (WA)_New_Food Preparation_Natural Gas_Broiler_E10 | F4 | Commercial | Miscellaneous (WA) | New | Food Preparation | Natural Gas | Broiler | E10 | RVT BC Ratio | 0 | 0 | 0 | 0 | 0 | 0 | 0 | 0 | 0 | 0 | 0 | 0 | 0 | 0 | 0 | 0 | 0 | 0 | 0 | 0 | 0 | 0 | 0 | 0 | 0 | 0 | 0
F5_Commercial_Miscellaneous (WA)_New_Food Preparation_Natural Gas_Broiler_E1 | F5 | Commercial | Miscellaneous (WA) | New | Food Preparation | Natural Gas | Broiler | E1 | RIM BC Ratio | [24 empty] | 1 | 1 | 1 | bar: 2019 to 2042
F5_Commercial_Miscellaneous (WA)_New_Food Preparation_Natural Gas_Broiler_E2 | F5 | Commercial | Miscellaneous (WA) | New | Food Preparation | Natural Gas | Broiler | E2 | RIM BC Ratio | 0.67132 | 0.67811 | 0.68601 | 0.69451 | 0.70354 | 0.71353 | 0.72377 | 0.73416 | 0.7447 | 0.75565 | 0.76042 | 0.76514 | 0.77029 | 0.77562 | 0.78069 | 0.78568 | 0.79057 | 0.79558 | 0.80085 | 0.80625 | 0.81187 | 0.81395 | 0.816 | 0.81804 | 0.82006 | 0.82206 | 0.82402
F5_Commercial_Miscellaneous (WA)_New_Food Preparation_Natural Gas_Broiler_E3 | F5 | Commercial | Miscellaneous (WA) | New | Food Preparation | Natural Gas | Broiler | E3 | RIM BC Ratio | 0 | 0 | 0 | 0 | 0 | 0 | 0 | 0 | 0 | 0 | 0 | 0 | 0 | 0 | 0 | 0 | 0 | 0 | 0 | 0 | 0 | 0 | 0 | 0 | 0 | 0 | 0
F5_Commercial_Miscellaneous (WA)_New_Food Preparation_Natural Gas_Broiler_E4 | F5 | Commercial | Miscellaneous (WA) | New | Food Preparation | Natural Gas | Broiler | E4 | RIM BC Ratio | 0 | 0 | 0 | 0 | 0 | 0 | 0 | 0 | 0 | 0 | 0 | 0 | 0 | 0 | 0 | 0 | 0 | 0 | 0 | 0 | 0 | 0 | 0 | 0 | 0 | 0 | 0
F5_Commercial_Miscellaneous (WA)_New_Food Preparation_Natural Gas_Broiler_E5 | F5 | Commercial | Miscellaneous (WA) | New | Food Preparation | Natural Gas | Broiler | E5 | RIM BC Ratio | 0 | 0 | 0 | 0 | 0 | 0 | 0 | 0 | 0 | 0 | 0 | 0 | 0 | 0 | 0 | 0 | 0 | 0 | 0 | 0 | 0 | 0 | 0 | 0 | 0 | 0 | 0
F5_Commercial_Miscellaneous (WA)_New_Food Preparation_Natural Gas_Broiler_E6 | F5 | Commercial | Miscellaneous (WA) | New | Food Preparation | Natural Gas | Broiler | E6 | RIM BC Ratio | 0 | 0 | 0 | 0 | 0 | 0 | 0 | 0 | 0 | 0 | 0 | 0 | 0 | 0 | 0 | 0 | 0 | 0 | 0 | 0 | 0 | 0 | 0 | 0 | 0 | 0 | 0
F5_Commercial_Miscellaneous (WA)_New_Food Preparation_Natural Gas_Broiler_E7 | F5 | Commercial | Miscellaneous (WA) | New | Food Preparation | Natural Gas | Broiler | E7 | RIM BC Ratio | 0 | 0 | 0 | 0 | 0 | 0 | 0 | 0 | 0 | 0 | 0 | 0 | 0 | 0 | 0 | 0 | 0 | 0 | 0 | 0 | 0 | 0 | 0 | 0 | 0 | 0 | 0
F5_Commercial_Miscellaneous (WA)_New_Food Preparation_Natural Gas_Broiler_E8 | F5 | Commercial | Miscellaneous (WA) | New | Food Preparation | Natural Gas | Broiler | E8 | RIM BC Ratio | 0 | 0 | 0 | 0 | 0 | 0 | 0 | 0 | 0 | 0 | 0 | 0 | 0 | 0 | 0 | 0 | 0 | 0 | 0 | 0 | 0 | 0 | 0 | 0 | 0 | 0 | 0
F5_Commercial_Miscellaneous (WA)_New_Food Preparation_Natural Gas_Broiler_E9 | F5 | Commercial | Miscellaneous (WA) | New | Food Preparation | Natural Gas | Broiler | E9 | RIM BC Ratio | 0 | 0 | 0 | 0 | 0 | 0 | 0 | 0 | 0 | 0 | 0 | 0 | 0 | 0 | 0 | 0 | 0 | 0 | 0 | 0 | 0 | 0 | 0 | 0 | 0 | 0 | 0
F5_Commercial_Miscellaneous (WA)_New_Food Preparation_Natural Gas_Broiler_E10 | F5 | Commercial | Miscellaneous (WA) | New | Food Preparation | Natural Gas | Broiler | E10 | RIM BC Ratio | 0 | 0 | 0 | 0 | 0 | 0 | 0 | 0 | 0 | 0 | 0 | 0 | 0 | 0 | 0 | 0 | 0 | 0 | 0 | 0 | 0 | 0 | 0 | 0 | 0 | 0 | 0
F0_Commercial_Miscellaneous (WA)_New_Food Preparation_Natural Gas_Griddle_E0 | F0 | Commercial | Miscellaneous (WA) | New | Food Preparation | Natural Gas | Griddle | E0 | Economic Unit | ENERGY STAR | ENERGY STAR | ENERGY STAR | ENERGY STAR | ENERGY STAR | ENERGY STAR | ENERGY STAR | ENERGY STAR | ENERGY STAR | ENERGY STAR | ENERGY STAR | ENERGY STAR | ENERGY STAR | ENERGY STAR | ENERGY STAR | ENERGY STAR | ENERGY STAR | ENERGY STAR | ENERGY STAR | ENERGY STAR | ENERGY STAR | ENERGY STAR | ENERGY STAR | ENERGY STAR | ENERGY STAR | ENERGY STAR | ENERGY STAR
F1_Commercial_Miscellaneous (WA)_New_Food Preparation_Natural Gas_Griddle_E1 | F1 | Commercial | Miscellaneous (WA) | New | Food Preparation | Natural Gas | Griddle | E1 | CCE | 0 | 0 | 0 | 0 | 0 | 0 | 0 | 0 | 0 | 0 | 0 | 0 | 0 | 0 | 0 | 0 | 0 | 0 | 0 | 0 | 0 | 0 | 0 | 0 | 0 | 0 | 0
F1_Commercial_Miscellaneous (WA)_New_Food Preparation_Natural Gas_Griddle_E2 | F1 | Commercial | Miscellaneous (WA) | New | Food Preparation | Natural Gas | Griddle | E2 | CCE | 0.0013897 | 0.0013897 | 0.0013897 | 0.0013897 | 0.0013897 | 0.0013897 | 0.0013897 | 0.0013897 | 0.0013897 | 0.0013897 | 0.0013897 | 0.0013897 | 0.0013897 | 0.0013897 | 0.0013897 | 0.0013897 | 0.0013897 | 0.0013897 | 0.0013897 | 0.0013897 | 0.0013897 | 0.0013897 | 0.0013897 | 0.0013897 | 0.0013897 | 0.0013897 | 0.0013897
F1_Commercial_Miscellaneous (WA)_New_Food Preparation_Natural Gas_Griddle_E3 | F1 | Commercial | Miscellaneous (WA) | New | Food Preparation | Natural Gas | Griddle | E3 | CCE | 0 | 0 | 0 | 0 | 0 | 0 | 0 | 0 | 0 | 0 | 0 | 0 | 0 | 0 | 0 | 0 | 0 | 0 | 0 | 0 | 0 | 0 | 0 | 0 | 0 | 0 | 0
F1_Commercial_Miscellaneous (WA)_New_Food Preparation_Natural Gas_Griddle_E4 | F1 | Commercial | Miscellaneous (WA) | New | Food Preparation | Natural Gas | Griddle | E4 | CCE | 0 | 0 | 0 | 0 | 0 | 0 | 0 | 0 | 0 | 0 | 0 | 0 | 0 | 0 | 0 | 0 | 0 | 0 | 0 | 0 | 0 | 0 | 0 | 0 | 0 | 0 | 0
F1_Commercial_Miscellaneous (WA)_New_Food Preparation_Natural Gas_Griddle_E5 | F1 | Commercial | Miscellaneous (WA) | New | Food Preparation | Natural Gas | Griddle | E5 | CCE | 0 | 0 | 0 | 0 | 0 | 0 | 0 | 0 | 0 | 0 | 0 | 0 | 0 | 0 | 0 | 0 | 0 | 0 | 0 | 0 | 0 | 0 | 0 | 0 | 0 | 0 | 0
F1_Commercial_Miscellaneous (WA)_New_Food Preparation_Natural Gas_Griddle_E6 | F1 | Commercial | Miscellaneous (WA) | New | Food Preparation | Natural Gas | Griddle | E6 | CCE | 0 | 0 | 0 | 0 | 0 | 0 | 0 | 0 | 0 | 0 | 0 | 0 | 0 | 0 | 0 | 0 | 0 | 0 | 0 | 0 | 0 | 0 | 0 | 0 | 0 | 0 | 0
F1_Commercial_Miscellaneous (WA)_New_Food Preparation_Natural Gas_Griddle_E7 | F1 | Commercial | Miscellaneous (WA) | New | Food Preparation | Natural Gas | Griddle | E7 | CCE | 0 | 0 | 0 | 0 | 0 | 0 | 0 | 0 | 0 | 0 | 0 | 0 | 0 | 0 | 0 | 0 | 0 | 0 | 0 | 0 | 0 | 0 | 0 | 0 | 0 | 0 | 0
F1_Commercial_Miscellaneous (WA)_New_Food Preparation_Natural Gas_Griddle_E8 | F1 | Commercial | Miscellaneous (WA) | New | Food Preparation | Natural Gas | Griddle | E8 | CCE | 0 | 0 | 0 | 0 | 0 | 0 | 0 | 0 | 0 | 0 | 0 | 0 | 0 | 0 | 0 | 0 | 0 | 0 | 0 | 0 | 0 | 0 | 0 | 0 | 0 | 0 | 0
F1_Commercial_Miscellaneous (WA)_New_Food Preparation_Natural Gas_Griddle_E9 | F1 | Commercial | Miscellaneous (WA) | New | Food Preparation | Natural Gas | Griddle | E9 | CCE | 0 | 0 | 0 | 0 | 0 | 0 | 0 | 0 | 0 | 0 | 0 | 0 | 0 | 0 | 0 | 0 | 0 | 0 | 0 | 0 | 0 | 0 | 0 | 0 | 0 | 0 | 0
F1_Commercial_Miscellaneous (WA)_New_Food Preparation_Natural Gas_Griddle_E10 | F1 | Commercial | Miscellaneous (WA) | New | Food Preparation | Natural Gas | Griddle | E10 | CCE | 0 | 0 | 0 | 0 | 0 | 0 | 0 | 0 | 0 | 0 | 0 | 0 | 0 | 0 | 0 | 0 | 0 | 0 | 0 | 0 | 0 | 0 | 0 | 0 | 0 | 0 | 0
F2_Commercial_Miscellaneous (WA)_New_Food Preparation_Natural Gas_Griddle_E1 | F2 | Commercial | Miscellaneous (WA) | New | Food Preparation | Natural Gas | Griddle | E1 | TRC BC Ratio | [24 empty] | 1 | 1 | 1 | bar: 2019 to 2042
F2_Commercial_Miscellaneous (WA)_New_Food Preparation_Natural Gas_Griddle_E2 | F2 | Commercial | Miscellaneous (WA) | New | Food Preparation | Natural Gas | Griddle | E2 | TRC BC Ratio | 2.561 | 2.6256 | 2.702 | 2.7897 | 2.8888 | 3.0093 | 3.1334 | 3.2563 | 3.3747 | 3.4946 | 3.5901 | 3.6795 | 3.7756 | 3.8696 | 3.9537 | 4.0324 | 4.103 | 4.1727 | 4.2471 | 4.3197 | 4.3943 | 4.4718 | 4.5502 | 4.631 | 4.7133 | 4.797 | 4.8823
F2_Commercial_Miscellaneous (WA)_New_Food Preparation_Natural Gas_Griddle_E3 | F2 | Commercial | Miscellaneous (WA) | New | Food Preparation | Natural Gas | Griddle | E3 | TRC BC Ratio | 0 | 0 | 0 | 0 | 0 | 0 | 0 | 0 | 0 | 0 | 0 | 0 | 0 | 0 | 0 | 0 | 0 | 0 | 0 | 0 | 0 | 0 | 0 | 0 | 0 | 0 | 0
F2_Commercial_Miscellaneous (WA)_New_Food Preparation_Natural Gas_Griddle_E4 | F2 | Commercial | Miscellaneous (WA) | New | Food Preparation | Natural Gas | Griddle | E4 | TRC BC Ratio | 0 | 0 | 0 | 0 | 0 | 0 | 0 | 0 | 0 | 0 | 0 | 0 | 0 | 0 | 0 | 0 | 0 | 0 | 0 | 0 | 0 | 0 | 0 | 0 | 0 | 0 | 0
F2_Commercial_Miscellaneous (WA)_New_Food Preparation_Natural Gas_Griddle_E5 | F2 | Commercial | Miscellaneous (WA) | New | Food Preparation | Natural Gas | Griddle | E5 | TRC BC Ratio | 0 | 0 | 0 | 0 | 0 | 0 | 0 | 0 | 0 | 0 | 0 | 0 | 0 | 0 | 0 | 0 | 0 | 0 | 0 | 0 | 0 | 0 | 0 | 0 | 0 | 0 | 0
F2_Commercial_Miscellaneous (WA)_New_Food Preparation_Natural Gas_Griddle_E6 | F2 | Commercial | Miscellaneous (WA) | New | Food Preparation | Natural Gas | Griddle | E6 | TRC BC Ratio | 0 | 0 | 0 | 0 | 0 | 0 | 0 | 0 | 0 | 0 | 0 | 0 | 0 | 0 | 0 | 0 | 0 | 0 | 0 | 0 | 0 | 0 | 0 | 0 | 0 | 0 | 0
F2_Commercial_Miscellaneous (WA)_New_Food Preparation_Natural Gas_Griddle_E7 | F2 | Commercial | Miscellaneous (WA) | New | Food Preparation | Natural Gas | Griddle | E7 | TRC BC Ratio | 0 | 0 | 0 | 0 | 0 | 0 | 0 | 0 | 0 | 0 | 0 | 0 | 0 | 0 | 0 | 0 | 0 | 0 | 0 | 0 | 0 | 0 | 0 | 0 | 0 | 0 | 0
F2_Commercial_Miscellaneous (WA)_New_Food Preparation_Natural Gas_Griddle_E8 | F2 | Commercial | Miscellaneous (WA) | New | Food Preparation | Natural Gas | Griddle | E8 | TRC BC Ratio | 0 | 0 | 0 | 0 | 0 | 0 | 0 | 0 | 0 | 0 | 0 | 0 | 0 | 0 | 0 | 0 | 0 | 0 | 0 | 0 | 0 | 0 | 0 | 0 | 0 | 0 | 0
F2_Commercial_Miscellaneous (WA)_New_Food Preparation_Natural Gas_Griddle_E9 | F2 | Commercial | Miscellaneous (WA) | New | Food Preparation | Natural Gas | Griddle | E9 | TRC BC Ratio | 0 | 0 | 0 | 0 | 0 | 0 | 0 | 0 | 0 | 0 | 0 | 0 | 0 | 0 | 0 | 0 | 0 | 0 | 0 | 0 | 0 | 0 | 0 | 0 | 0 | 0 | 0
F2_Commercial_Miscellaneous (WA)_New_Food Preparation_Natural Gas_Griddle_E10 | F2 | Commercial | Miscellaneous (WA) | New | Food Preparation | Natural Gas | Griddle | E10 | TRC BC Ratio | 0 | 0 | 0 | 0 | 0 | 0 | 0 | 0 | 0 | 0 | 0 | 0 | 0 | 0 | 0 | 0 | 0 | 0 | 0 | 0 | 0 | 0 | 0 | 0 | 0 | 0 | 0
F3_Commercial_Miscellaneous (WA)_New_Food Preparation_Natural Gas_Griddle_E1 | F3 | Commercial | Miscellaneous (WA) | New | Food Preparation | Natural Gas | Griddle | E1 | PACT BC Ratio | [24 empty] | 1 | 1 | 1 | bar: 2019 to 2042
F3_Commercial_Miscellaneous (WA)_New_Food Preparation_Natural Gas_Griddle_E2 | F3 | Commercial | Miscellaneous (WA) | New | Food Preparation | Natural Gas | Griddle | E2 | PACT BC Ratio | 5.1614 | 5.2915 | 5.4456 | 5.6222 | 5.8219 | 6.0649 | 6.315 | 6.5627 | 6.8012 | 7.0429 | 7.2353 | 7.4155 | 7.6092 | 7.7987 | 7.9682 | 8.1268 | 8.269 | 8.4095 | 8.5595 | 8.7058 | 8.8561 | 9.0124 | 9.1703 | 9.3332 | 9.499 | 9.6678 | 9.8396
F3_Commercial_Miscellaneous (WA)_New_Food Preparation_Natural Gas_Griddle_E3 | F3 | Commercial | Miscellaneous (WA) | New | Food Preparation | Natural Gas | Griddle | E3 | PACT BC Ratio | 0 | 0 | 0 | 0 | 0 | 0 | 0 | 0 | 0 | 0 | 0 | 0 | 0 | 0 | 0 | 0 | 0 | 0 | 0 | 0 | 0 | 0 | 0 | 0 | 0 | 0 | 0
F3_Commercial_Miscellaneous (WA)_New_Food Preparation_Natural Gas_Griddle_E4 | F3 | Commercial | Miscellaneous (WA) | New | Food Preparation | Natural Gas | Griddle | E4 | PACT BC Ratio | 0 | 0 | 0 | 0 | 0 | 0 | 0 | 0 | 0 | 0 | 0 | 0 | 0 | 0 | 0 | 0 | 0 | 0 | 0 | 0 | 0 | 0 | 0 | 0 | 0 | 0 | 0
F3_Commercial_Miscellaneous (WA)_New_Food Preparation_Natural Gas_Griddle_E5 | F3 | Commercial | Miscellaneous (WA) | New | Food Preparation | Natural Gas | Griddle | E5 | PACT BC Ratio | 0 | 0 | 0 | 0 | 0 | 0 | 0 | 0 | 0 | 0 | 0 | 0 | 0 | 0 | 0 | 0 | 0 | 0 | 0 | 0 | 0 | 0 | 0 | 0 | 0 | 0 | 0
F3_Commercial_Miscellaneous (WA)_New_Food Preparation_Natural Gas_Griddle_E6 | F3 | Commercial | Miscellaneous (WA) | New | Food Preparation | Natural Gas | Griddle | E6 | PACT BC Ratio | 0 | 0 | 0 | 0 | 0 | 0 | 0 | 0 | 0 | 0 | 0 | 0 | 0 | 0 | 0 | 0 | 0 | 0 | 0 | 0 | 0 | 0 | 0 | 0 | 0 | 0 | 0
F3_Commercial_Miscellaneous (WA)_New_Food Preparation_Natural Gas_Griddle_E7 | F3 | Commercial | Miscellaneous (WA) | New | Food Preparation | Natural Gas | Griddle | E7 | PACT BC Ratio | 0 | 0 | 0 | 0 | 0 | 0 | 0 | 0 | 0 | 0 | 0 | 0 | 0 | 0 | 0 | 0 | 0 | 0 | 0 | 0 | 0 | 0 | 0 | 0 | 0 | 0 | 0
F3_Commercial_Miscellaneous (WA)_New_Food Preparation_Natural Gas_Griddle_E8 | F3 | Commercial | Miscellaneous (WA) | New | Food Preparation | Natural Gas | Griddle | E8 | PACT BC Ratio | 0 | 0 | 0 | 0 | 0 | 0 | 0 | 0 | 0 | 0 | 0 | 0 | 0 | 0 | 0 | 0 | 0 | 0 | 0 | 0 | 0 | 0 | 0 | 0 | 0 | 0 | 0
F3_Commercial_Miscellaneous (WA)_New_Food Preparation_Natural Gas_Griddle_E9 | F3 | Commercial | Miscellaneous (WA) | New | Food Preparation | Natural Gas | Griddle | E9 | PACT BC Ratio | 0 | 0 | 0 | 0 | 0 | 0 | 0 | 0 | 0 | 0 | 0 | 0 | 0 | 0 | 0 | 0 | 0 | 0 | 0 | 0 | 0 | 0 | 0 | 0 | 0 | 0 | 0
F3_Commercial_Miscellaneous (WA)_New_Food Preparation_Natural Gas_Griddle_E10 | F3 | Commercial | Miscellaneous (WA) | New | Food Preparation | Natural Gas | Griddle | E10 | PACT BC Ratio | 0 | 0 | 0 | 0 | 0 | 0 | 0 | 0 | 0 | 0 | 0 | 0 | 0 | 0 | 0 | 0 | 0 | 0 | 0 | 0 | 0 | 0 | 0 | 0 | 0 | 0 | 0
F4_Commercial_Miscellaneous (WA)_New_Food Preparation_Natural Gas_Griddle_E1 | F4 | Commercial | Miscellaneous (WA) | New | Food Preparation | Natural Gas | Griddle | E1 | RVT BC Ratio | [24 empty] | 1 | 1 | 1 | bar: 2019 to 2042
F4_Commercial_Miscellaneous (WA)_New_Food Preparation_Natural Gas_Griddle_E2 | F4 | Commercial | Miscellaneous (WA) | New | Food Preparation | Natural Gas | Griddle | E2 | RVT BC Ratio | 4.0151 | 4.0834 | 4.1637 | 4.2573 | 4.3644 | 4.4982 | 4.6324 | 4.7597 | 4.875 | 4.9868 | 5.1026 | 5.2079 | 5.319 | 5.4241 | 5.5145 | 5.5961 | 5.6651 | 5.731 | 5.8011 | 5.8666 | 5.9322 | 6.0299 | 6.1287 | 6.2305 | 6.3342 | 6.4397 | 6.5471
F4_Commercial_Miscellaneous (WA)_New_Food Preparation_Natural Gas_Griddle_E3 | F4 | Commercial | Miscellaneous (WA) | New | Food Preparation | Natural Gas | Griddle | E3 | RVT BC Ratio | 0 | 0 | 0 | 0 | 0 | 0 | 0 | 0 | 0 | 0 | 0 | 0 | 0 | 0 | 0 | 0 | 0 | 0 | 0 | 0 | 0 | 0 | 0 | 0 | 0 | 0 | 0
F4_Commercial_Miscellaneous (WA)_New_Food Preparation_Natural Gas_Griddle_E4 | F4 | Commercial | Miscellaneous (WA) | New | Food Preparation | Natural Gas | Griddle | E4 | RVT BC Ratio | 0 | 0 | 0 | 0 | 0 | 0 | 0 | 0 | 0 | 0 | 0 | 0 | 0 | 0 | 0 | 0 | 0 | 0 | 0 | 0 | 0 | 0 | 0 | 0 | 0 | 0 | 0
F4_Commercial_Miscellaneous (WA)_New_Food Preparation_Natural Gas_Griddle_E5 | F4 | Commercial | Miscellaneous (WA) | New | Food Preparation | Natural Gas | Griddle | E5 | RVT BC Ratio | 0 | 0 | 0 | 0 | 0 | 0 | 0 | 0 | 0 | 0 | 0 | 0 | 0 | 0 | 0 | 0 | 0 | 0 | 0 | 0 | 0 | 0 | 0 | 0 | 0 | 0 | 0
F4_Commercial_Miscellaneous (WA)_New_Food Preparation_Natural Gas_Griddle_E6 | F4 | Commercial | Miscellaneous (WA) | New | Food Preparation | Natural Gas | Griddle | E6 | RVT BC Ratio | 0 | 0 | 0 | 0 | 0 | 0 | 0 | 0 | 0 | 0 | 0 | 0 | 0 | 0 | 0 | 0 | 0 | 0 | 0 | 0 | 0 | 0 | 0 | 0 | 0 | 0 | 0
F4_Commercial_Miscellaneous (WA)_New_Food Preparation_Natural Gas_Griddle_E7 | F4 | Commercial | Miscellaneous (WA) | New | Food Preparation | Natural Gas | Griddle | E7 | RVT BC Ratio | 0 | 0 | 0 | 0 | 0 | 0 | 0 | 0 | 0 | 0 | 0 | 0 | 0 | 0 | 0 | 0 | 0 | 0 | 0 | 0 | 0 | 0 | 0 | 0 | 0 | 0 | 0
F4_Commercial_Miscellaneous (WA)_New_Food Preparation_Natural Gas_Griddle_E8 | F4 | Commercial | Miscellaneous (WA) | New | Food Preparation | Natural Gas | Griddle | E8 | RVT BC Ratio | 0 | 0 | 0 | 0 | 0 | 0 | 0 | 0 | 0 | 0 | 0 | 0 | 0 | 0 | 0 | 0 | 0 | 0 | 0 | 0 | 0 | 0 | 0 | 0 | 0 | 0 | 0
F4_Commercial_Miscellaneous (WA)_New_Food Preparation_Natural Gas_Griddle_E9 | F4 | Commercial | Miscellaneous (WA) | New | Food Preparation | Natural Gas | Griddle | E9 | RVT BC Ratio | 0 | 0 | 0 | 0 | 0 | 0 | 0 | 0 | 0 | 0 | 0 | 0 | 0 | 0 | 0 | 0 | 0 | 0 | 0 | 0 | 0 | 0 | 0 | 0 | 0 | 0 | 0
F4_Commercial_Miscellaneous (WA)_New_Food Preparation_Natural Gas_Griddle_E10 | F4 | Commercial | Miscellaneous (WA) | New | Food Preparation | Natural Gas | Griddle | E10 | RVT BC Ratio | 0 | 0 | 0 | 0 | 0 | 0 | 0 | 0 | 0 | 0 | 0 | 0 | 0 | 0 | 0 | 0 | 0 | 0 | 0 | 0 | 0 | 0 | 0 | 0 | 0 | 0 | 0
F5_Commercial_Miscellaneous (WA)_New_Food Preparation_Natural Gas_Griddle_E1 | F5 | Commercial | Miscellaneous (WA) | New | Food Preparation | Natural Gas | Griddle | E1 | RIM BC Ratio | [24 empty] | 1 | 1 | 1 | bar: 2019 to 2042
F5_Commercial_Miscellaneous (WA)_New_Food Preparation_Natural Gas_Griddle_E2 | F5 | Commercial | Miscellaneous (WA) | New | Food Preparation | Natural Gas | Griddle | E2 | RIM BC Ratio | 0.72911 | 0.73555 | 0.74305 | 0.75104 | 0.75946 | 0.76863 | 0.77811 | 0.78786 | 0.79794 | 0.8085 | 0.81245 | 0.81648 | 0.82093 | 0.82566 | 0.83026 | 0.83486 | 0.83948 | 0.84424 | 0.84927 | 0.85446 | 0.85991 | 0.86136 | 0.86278 | 0.8642 | 0.8656 | 0.86697 | 0.86833
F5_Commercial_Miscellaneous (WA)_New_Food Preparation_Natural Gas_Griddle_E3 | F5 | Commercial | Miscellaneous (WA) | New | Food Preparation | Natural Gas | Griddle | E3 | RIM BC Ratio | 0 | 0 | 0 | 0 | 0 | 0 | 0 | 0 | 0 | 0 | 0 | 0 | 0 | 0 | 0 | 0 | 0 | 0 | 0 | 0 | 0 | 0 | 0 | 0 | 0 | 0 | 0
F5_Commercial_Miscellaneous (WA)_New_Food Preparation_Natural Gas_Griddle_E4 | F5 | Commercial | Miscellaneous (WA) | New | Food Preparation | Natural Gas | Griddle | E4 | RIM BC Ratio | 0 | 0 | 0 | 0 | 0 | 0 | 0 | 0 | 0 | 0 | 0 | 0 | 0 | 0 | 0 | 0 | 0 | 0 | 0 | 0 | 0 | 0 | 0 | 0 | 0 | 0 | 0
F5_Commercial_Miscellaneous (WA)_New_Food Preparation_Natural Gas_Griddle_E5 | F5 | Commercial | Miscellaneous (WA) | New | Food Preparation | Natural Gas | Griddle | E5 | RIM BC Ratio | 0 | 0 | 0 | 0 | 0 | 0 | 0 | 0 | 0 | 0 | 0 | 0 | 0 | 0 | 0 | 0 | 0 | 0 | 0 | 0 | 0 | 0 | 0 | 0 | 0 | 0 | 0
F5_Commercial_Miscellaneous (WA)_New_Food Preparation_Natural Gas_Griddle_E6 | F5 | Commercial | Miscellaneous (WA) | New | Food Preparation | Natural Gas | Griddle | E6 | RIM BC Ratio | 0 | 0 | 0 | 0 | 0 | 0 | 0 | 0 | 0 | 0 | 0 | 0 | 0 | 0 | 0 | 0 | 0 | 0 | 0 | 0 | 0 | 0 | 0 | 0 | 0 | 0 | 0
F5_Commercial_Miscellaneous (WA)_New_Food Preparation_Natural Gas_Griddle_E7 | F5 | Commercial | Miscellaneous (WA) | New | Food Preparation | Natural Gas | Griddle | E7 | RIM BC Ratio | 0 | 0 | 0 | 0 | 0 | 0 | 0 | 0 | 0 | 0 | 0 | 0 | 0 | 0 | 0 | 0 | 0 | 0 | 0 | 0 | 0 | 0 | 0 | 0 | 0 | 0 | 0
F5_Commercial_Miscellaneous (WA)_New_Food Preparation_Natural Gas_Griddle_E8 | F5 | Commercial | Miscellaneous (WA) | New | Food Preparation | Natural Gas | Griddle | E8 | RIM BC Ratio | 0 | 0 | 0 | 0 | 0 | 0 | 0 | 0 | 0 | 0 | 0 | 0 | 0 | 0 | 0 | 0 | 0 | 0 | 0 | 0 | 0 | 0 | 0 | 0 | 0 | 0 | 0
F5_Commercial_Miscellaneous (WA)_New_Food Preparation_Natural Gas_Griddle_E9 | F5 | Commercial | Miscellaneous (WA) | New | Food Preparation | Natural Gas | Griddle | E9 | RIM BC Ratio | 0 | 0 | 0 | 0 | 0 | 0 | 0 | 0 | 0 | 0 | 0 | 0 | 0 | 0 | 0 | 0 | 0 | 0 | 0 | 0 | 0 | 0 | 0 | 0 | 0 | 0 | 0
F5_Commercial_Miscellaneous (WA)_New_Food Preparation_Natural Gas_Griddle_E10 | F5 | Commercial | Miscellaneous (WA) | New | Food Preparation | Natural Gas | Griddle | E10 | RIM BC Ratio | 0 | 0 | 0 | 0 | 0 | 0 | 0 | 0 | 0 | 0 | 0 | 0 | 0 | 0 | 0 | 0 | 0 | 0 | 0 | 0 | 0 | 0 | 0 | 0 | 0 | 0 | 0
F0_Commercial_Miscellaneous (WA)_New_Food Preparation_Natural Gas_Range_E0 | F0 | Commercial | Miscellaneous (WA) | New | Food Preparation | Natural Gas | Range | E0 | Economic Unit | High Efficiency | High Efficiency | High Efficiency | High Efficiency | High Efficiency | High Efficiency | High Efficiency | High Efficiency | High Efficiency | High Efficiency | High Efficiency | High Efficiency | High Efficiency | High Efficiency | High Efficiency | High Efficiency | High Efficiency | High Efficiency | High Efficiency | High Efficiency | High Efficiency | High Efficiency | High Efficiency | High Efficiency | High Efficiency | High Efficiency | High Efficiency
F1_Commercial_Miscellaneous (WA)_New_Food Preparation_Natural Gas_Range_E1 | F1 | Commercial | Miscellaneous (WA) | New | Food Preparation | Natural Gas | Range | E1 | CCE | 0 | 0 | 0 | 0 | 0 | 0 | 0 | 0 | 0 | 0 | 0 | 0 | 0 | 0 | 0 | 0 | 0 | 0 | 0 | 0 | 0 | 0 | 0 | 0 | 0 | 0 | 0
F1_Commercial_Miscellaneous (WA)_New_Food Preparation_Natural Gas_Range_E2 | F1 | Commercial | Miscellaneous (WA) | New | Food Preparation | Natural Gas | Range | E2 | CCE | 0.00041427 | 0.00041427 | 0.00041427 | 0.00041427 | 0.00041427 | 0.00041427 | 0.00041427 | 0.00041427 | 0.00041427 | 0.00041427 | 0.00041427 | 0.00041427 | 0.00041427 | 0.00041427 | 0.00041427 | 0.00041427 | 0.00041427 | 0.00041427 | 0.00041427 | 0.00041427 | 0.00041427 | 0.00041427 | 0.00041427 | 0.00041427 | 0.00041427 | 0.00041427 | 0.00041427
F1_Commercial_Miscellaneous (WA)_New_Food Preparation_Natural Gas_Range_E3 | F1 | Commercial | Miscellaneous (WA) | New | Food Preparation | Natural Gas | Range | E3 | CCE | 0 | 0 | 0 | 0 | 0 | 0 | 0 | 0 | 0 | 0 | 0 | 0 | 0 | 0 | 0 | 0 | 0 | 0 | 0 | 0 | 0 | 0 | 0 | 0 | 0 | 0 | 0
F1_Commercial_Miscellaneous (WA)_New_Food Preparation_Natural Gas_Range_E4 | F1 | Commercial | Miscellaneous (WA) | New | Food Preparation | Natural Gas | Range | E4 | CCE | 0 | 0 | 0 | 0 | 0 | 0 | 0 | 0 | 0 | 0 | 0 | 0 | 0 | 0 | 0 | 0 | 0 | 0 | 0 | 0 | 0 | 0 | 0 | 0 | 0 | 0 | 0
F1_Commercial_Miscellaneous (WA)_New_Food Preparation_Natural Gas_Range_E5 | F1 | Commercial | Miscellaneous (WA) | New | Food Preparation | Natural Gas | Range | E5 | CCE | 0 | 0 | 0 | 0 | 0 | 0 | 0 | 0 | 0 | 0 | 0 | 0 | 0 | 0 | 0 | 0 | 0 | 0 | 0 | 0 | 0 | 0 | 0 | 0 | 0 | 0 | 0
F1_Commercial_Miscellaneous (WA)_New_Food Preparation_Natural Gas_Range_E6 | F1 | Commercial | Miscellaneous (WA) | New | Food Preparation | Natural Gas | Range | E6 | CCE | 0 | 0 | 0 | 0 | 0 | 0 | 0 | 0 | 0 | 0 | 0 | 0 | 0 | 0 | 0 | 0 | 0 | 0 | 0 | 0 | 0 | 0 | 0 | 0 | 0 | 0 | 0
F1_Commercial_Miscellaneous (WA)_New_Food Preparation_Natural Gas_Range_E7 | F1 | Commercial | Miscellaneous (WA) | New | Food Preparation | Natural Gas | Range | E7 | CCE | 0 | 0 | 0 | 0 | 0 | 0 | 0 | 0 | 0 | 0 | 0 | 0 | 0 | 0 | 0 | 0 | 0 | 0 | 0 | 0 | 0 | 0 | 0 | 0 | 0 | 0 | 0
F1_Commercial_Miscellaneous (WA)_New_Food Preparation_Natural Gas_Range_E8 | F1 | Commercial | Miscellaneous (WA) | New | Food Preparation | Natural Gas | Range | E8 | CCE | 0 | 0 | 0 | 0 | 0 | 0 | 0 | 0 | 0 | 0 | 0 | 0 | 0 | 0 | 0 | 0 | 0 | 0 | 0 | 0 | 0 | 0 | 0 | 0 | 0 | 0 | 0
F1_Commercial_Miscellaneous (WA)_New_Food Preparation_Natural Gas_Range_E9 | F1 | Commercial | Miscellaneous (WA) | New | Food Preparation | Natural Gas | Range | E9 | CCE | 0 | 0 | 0 | 0 | 0 | 0 | 0 | 0 | 0 | 0 | 0 | 0 | 0 | 0 | 0 | 0 | 0 | 0 | 0 | 0 | 0 | 0 | 0 | 0 | 0 | 0 | 0
F1_Commercial_Miscellaneous (WA)_New_Food Preparation_Natural Gas_Range_E10 | F1 | Commercial | Miscellaneous (WA) | New | Food Preparation | Natural Gas | Range | E10 | CCE | 0 | 0 | 0 | 0 | 0 | 0 | 0 | 0 | 0 | 0 | 0 | 0 | 0 | 0 | 0 | 0 | 0 | 0 | 0 | 0 | 0 | 0 | 0 | 0 | 0 | 0 | 0
F2_Commercial_Miscellaneous (WA)_New_Food Preparation_Natural Gas_Range_E1 | F2 | Commercial | Miscellaneous (WA) | New | Food Preparation | Natural Gas | Range | E1 | TRC BC Ratio | [24 empty] | 1 | 1 | 1 | bar: 2019 to 2042
F2_Commercial_Miscellaneous (WA)_New_Food Preparation_Natural Gas_Range_E2 | F2 | Commercial | Miscellaneous (WA) | New | Food Preparation | Natural Gas | Range | E2 | TRC BC Ratio | 8.3716 | 8.5649 | 8.808 | 9.0948 | 9.4283 | 9.8489 | 10.287 | 10.7238 | 11.1451 | 11.5722 | 11.9055 | 12.2156 | 12.5499 | 12.8756 | 13.1628 | 13.4288 | 13.6633 | 13.8938 | 14.1418 | 14.3822 | 14.6295 | 14.8874 | 15.1478 | 15.4169 | 15.6908 | 15.9696 | 16.2533
F2_Commercial_Miscellaneous (WA)_New_Food Preparation_Natural Gas_Range_E3 | F2 | Commercial | Miscellaneous (WA) | New | Food Preparation | Natural Gas | Range | E3 | TRC BC Ratio | 0 | 0 | 0 | 0 | 0 | 0 | 0 | 0 | 0 | 0 | 0 | 0 | 0 | 0 | 0 | 0 | 0 | 0 | 0 | 0 | 0 | 0 | 0 | 0 | 0 | 0 | 0
F2_Commercial_Miscellaneous (WA)_New_Food Preparation_Natural Gas_Range_E4 | F2 | Commercial | Miscellaneous (WA) | New | Food Preparation | Natural Gas | Range | E4 | TRC BC Ratio | 0 | 0 | 0 | 0 | 0 | 0 | 0 | 0 | 0 | 0 | 0 | 0 | 0 | 0 | 0 | 0 | 0 | 0 | 0 | 0 | 0 | 0 | 0 | 0 | 0 | 0 | 0
F2_Commercial_Miscellaneous (WA)_New_Food Preparation_Natural Gas_Range_E5 | F2 | Commercial | Miscellaneous (WA) | New | Food Preparation | Natural Gas | Range | E5 | TRC BC Ratio | 0 | 0 | 0 | 0 | 0 | 0 | 0 | 0 | 0 | 0 | 0 | 0 | 0 | 0 | 0 | 0 | 0 | 0 | 0 | 0 | 0 | 0 | 0 | 0 | 0 | 0 | 0
F2_Commercial_Miscellaneous (WA)_New_Food Preparation_Natural Gas_Range_E6 | F2 | Commercial | Miscellaneous (WA) | New | Food Preparation | Natural Gas | Range | E6 | TRC BC Ratio | 0 | 0 | 0 | 0 | 0 | 0 | 0 | 0 | 0 | 0 | 0 | 0 | 0 | 0 | 0 | 0 | 0 | 0 | 0 | 0 | 0 | 0 | 0 | 0 | 0 | 0 | 0
F2_Commercial_Miscellaneous (WA)_New_Food Preparation_Natural Gas_Range_E7 | F2 | Commercial | Miscellaneous (WA) | New | Food Preparation | Natural Gas | Range | E7 | TRC BC Ratio | 0 | 0 | 0 | 0 | 0 | 0 | 0 | 0 | 0 | 0 | 0 | 0 | 0 | 0 | 0 | 0 | 0 | 0 | 0 | 0 | 0 | 0 | 0 | 0 | 0 | 0 | 0
F2_Commercial_Miscellaneous (WA)_New_Food Preparation_Natural Gas_Range_E8 | F2 | Commercial | Miscellaneous (WA) | New | Food Preparation | Natural Gas | Range | E8 | TRC BC Ratio | 0 | 0 | 0 | 0 | 0 | 0 | 0 | 0 | 0 | 0 | 0 | 0 | 0 | 0 | 0 | 0 | 0 | 0 | 0 | 0 | 0 | 0 | 0 | 0 | 0 | 0 | 0
F2_Commercial_Miscellaneous (WA)_New_Food Preparation_Natural Gas_Range_E9 | F2 | Commercial | Miscellaneous (WA) | New | Food Preparation | Natural Gas | Range | E9 | TRC BC Ratio | 0 | 0 | 0 | 0 | 0 | 0 | 0 | 0 | 0 | 0 | 0 | 0 | 0 | 0 | 0 | 0 | 0 | 0 | 0 | 0 | 0 | 0 | 0 | 0 | 0 | 0 | 0
F2_Commercial_Miscellaneous (WA)_New_Food Preparation_Natural Gas_Range_E10 | F2 | Commercial | Miscellaneous (WA) | New | Food Preparation | Natural Gas | Range | E10 | TRC BC Ratio | 0 | 0 | 0 | 0 | 0 | 0 | 0 | 0 | 0 | 0 | 0 | 0 | 0 | 0 | 0 | 0 | 0 | 0 | 0 | 0 | 0 | 0 | 0 | 0 | 0 | 0 | 0
F3_Commercial_Miscellaneous (WA)_New_Food Preparation_Natural Gas_Range_E1 | F3 | Commercial | Miscellaneous (WA) | New | Food Preparation | Natural Gas | Range | E1 | PACT BC Ratio | [24 empty] | 1 | 1 | 1 | bar: 2019 to 2042
F3_Commercial_Miscellaneous (WA)_New_Food Preparation_Natural Gas_Range_E2 | F3 | Commercial | Miscellaneous (WA) | New | Food Preparation | Natural Gas | Range | E2 | PACT BC Ratio | 16.8718 | 17.2613 | 17.7513 | 18.3293 | 19.0014 | 19.849 | 20.732 | 21.6123 | 22.4614 | 23.3222 | 23.994 | 24.6189 | 25.2927 | 25.949 | 26.5279 | 27.0639 | 27.5365 | 28.0012 | 28.5009 | 28.9854 | 29.4838 | 30.0036 | 30.5284 | 31.0707 | 31.6227 | 32.1845 | 32.7563
F3_Commercial_Miscellaneous (WA)_New_Food Preparation_Natural Gas_Range_E3 | F3 | Commercial | Miscellaneous (WA) | New | Food Preparation | Natural Gas | Range | E3 | PACT BC Ratio | 0 | 0 | 0 | 0 | 0 | 0 | 0 | 0 | 0 | 0 | 0 | 0 | 0 | 0 | 0 | 0 | 0 | 0 | 0 | 0 | 0 | 0 | 0 | 0 | 0 | 0 | 0
F3_Commercial_Miscellaneous (WA)_New_Food Preparation_Natural Gas_Range_E4 | F3 | Commercial | Miscellaneous (WA) | New | Food Preparation | Natural Gas | Range | E4 | PACT BC Ratio | 0 | 0 | 0 | 0 | 0 | 0 | 0 | 0 | 0 | 0 | 0 | 0 | 0 | 0 | 0 | 0 | 0 | 0 | 0 | 0 | 0 | 0 | 0 | 0 | 0 | 0 | 0
F3_Commercial_Miscellaneous (WA)_New_Food Preparation_Natural Gas_Range_E5 | F3 | Commercial | Miscellaneous (WA) | New | Food Preparation | Natural Gas | Range | E5 | PACT BC Ratio | 0 | 0 | 0 | 0 | 0 | 0 | 0 | 0 | 0 | 0 | 0 | 0 | 0 | 0 | 0 | 0 | 0 | 0 | 0 | 0 | 0 | 0 | 0 | 0 | 0 | 0 | 0
F3_Commercial_Miscellaneous (WA)_New_Food Preparation_Natural Gas_Range_E6 | F3 | Commercial | Miscellaneous (WA) | New | Food Preparation | Natural Gas | Range | E6 | PACT BC Ratio | 0 | 0 | 0 | 0 | 0 | 0 | 0 | 0 | 0 | 0 | 0 | 0 | 0 | 0 | 0 | 0 | 0 | 0 | 0 | 0 | 0 | 0 | 0 | 0 | 0 | 0 | 0
F3_Commercial_Miscellaneous (WA)_New_Food Preparation_Natural Gas_Range_E7 | F3 | Commercial | Miscellaneous (WA) | New | Food Preparation | Natural Gas | Range | E7 | PACT BC Ratio | 0 | 0 | 0 | 0 | 0 | 0 | 0 | 0 | 0 | 0 | 0 | 0 | 0 | 0 | 0 | 0 | 0 | 0 | 0 | 0 | 0 | 0 | 0 | 0 | 0 | 0 | 0
F3_Commercial_Miscellaneous (WA)_New_Food Preparation_Natural Gas_Range_E8 | F3 | Commercial | Miscellaneous (WA) | New | Food Preparation | Natural Gas | Range | E8 | PACT BC Ratio | 0 | 0 | 0 | 0 | 0 | 0 | 0 | 0 | 0 | 0 | 0 | 0 | 0 | 0 | 0 | 0 | 0 | 0 | 0 | 0 | 0 | 0 | 0 | 0 | 0 | 0 | 0
F3_Commercial_Miscellaneous (WA)_New_Food Preparation_Natural Gas_Range_E9 | F3 | Commercial | Miscellaneous (WA) | New | Food Preparation | Natural Gas | Range | E9 | PACT BC Ratio | 0 | 0 | 0 | 0 | 0 | 0 | 0 | 0 | 0 | 0 | 0 | 0 | 0 | 0 | 0 | 0 | 0 | 0 | 0 | 0 | 0 | 0 | 0 | 0 | 0 | 0 | 0
F3_Commercial_Miscellaneous (WA)_New_Food Preparation_Natural Gas_Range_E10 | F3 | Commercial | Miscellaneous (WA) | New | Food Preparation | Natural Gas | Range | E10 | PACT BC Ratio | 0 | 0 | 0 | 0 | 0 | 0 | 0 | 0 | 0 | 0 | 0 | 0 | 0 | 0 | 0 | 0 | 0 | 0 | 0 | 0 | 0 | 0 | 0 | 0 | 0 | 0 | 0
F4_Commercial_Miscellaneous (WA)_New_Food Preparation_Natural Gas_Range_E1 | F4 | Commercial | Miscellaneous (WA) | New | Food Preparation | Natural Gas | Range | E1 | RVT BC Ratio | [24 empty] | 1 | 1 | 1 | bar: 2019 to 2042
F4_Commercial_Miscellaneous (WA)_New_Food Preparation_Natural Gas_Range_E2 | F4 | Commercial | Miscellaneous (WA) | New | Food Preparation | Natural Gas | Range | E2 | RVT BC Ratio | 12.3459 | 12.5448 | 12.7872 | 13.0818 | 13.4323 | 13.8956 | 14.3709 | 14.8307 | 15.2539 | 15.6603 | 16.0778 | 16.4507 | 16.8397 | 17.1992 | 17.502 | 17.7703 | 17.9904 | 18.1978 | 18.4203 | 18.6244 | 18.8286 | 19.1536 | 19.4817 | 19.8208 | 20.1659 | 20.5171 | 20.8746
F4_Commercial_Miscellaneous (WA)_New_Food Preparation_Natural Gas_Range_E3 | F4 | Commercial | Miscellaneous (WA) | New | Food Preparation | Natural Gas | Range | E3 | RVT BC Ratio | 0 | 0 | 0 | 0 | 0 | 0 | 0 | 0 | 0 | 0 | 0 | 0 | 0 | 0 | 0 | 0 | 0 | 0 | 0 | 0 | 0 | 0 | 0 | 0 | 0 | 0 | 0
F4_Commercial_Miscellaneous (WA)_New_Food Preparation_Natural Gas_Range_E4 | F4 | Commercial | Miscellaneous (WA) | New | Food Preparation | Natural Gas | Range | E4 | RVT BC Ratio | 0 | 0 | 0 | 0 | 0 | 0 | 0 | 0 | 0 | 0 | 0 | 0 | 0 | 0 | 0 | 0 | 0 | 0 | 0 | 0 | 0 | 0 | 0 | 0 | 0 | 0 | 0
F4_Commercial_Miscellaneous (WA)_New_Food Preparation_Natural Gas_Range_E5 | F4 | Commercial | Miscellaneous (WA) | New | Food Preparation | Natural Gas | Range | E5 | RVT BC Ratio | 0 | 0 | 0 | 0 | 0 | 0 | 0 | 0 | 0 | 0 | 0 | 0 | 0 | 0 | 0 | 0 | 0 | 0 | 0 | 0 | 0 | 0 | 0 | 0 | 0 | 0 | 0
F4_Commercial_Miscellaneous (WA)_New_Food Preparation_Natural Gas_Range_E6 | F4 | Commercial | Miscellaneous (WA) | New | Food Preparation | Natural Gas | Range | E6 | RVT BC Ratio | 0 | 0 | 0 | 0 | 0 | 0 | 0 | 0 | 0 | 0 | 0 | 0 | 0 | 0 | 0 | 0 | 0 | 0 | 0 | 0 | 0 | 0 | 0 | 0 | 0 | 0 | 0
F4_Commercial_Miscellaneous (WA)_New_Food Preparation_Natural Gas_Range_E7 | F4 | Commercial | Miscellaneous (WA) | New | Food Preparation | Natural Gas | Range | E7 | RVT BC Ratio | 0 | 0 | 0 | 0 | 0 | 0 | 0 | 0 | 0 | 0 | 0 | 0 | 0 | 0 | 0 | 0 | 0 | 0 | 0 | 0 | 0 | 0 | 0 | 0 | 0 | 0 | 0
F4_Commercial_Miscellaneous (WA)_New_Food Preparation_Natural Gas_Range_E8 | F4 | Commercial | Miscellaneous (WA) | New | Food Preparation | Natural Gas | Range | E8 | RVT BC Ratio | 0 | 0 | 0 | 0 | 0 | 0 | 0 | 0 | 0 | 0 | 0 | 0 | 0 | 0 | 0 | 0 | 0 | 0 | 0 | 0 | 0 | 0 | 0 | 0 | 0 | 0 | 0
F4_Commercial_Miscellaneous (WA)_New_Food Preparation_Natural Gas_Range_E9 | F4 | Commercial | Miscellaneous (WA) | New | Food Preparation | Natural Gas | Range | E9 | RVT BC Ratio | 0 | 0 | 0 | 0 | 0 | 0 | 0 | 0 | 0 | 0 | 0 | 0 | 0 | 0 | 0 | 0 | 0 | 0 | 0 | 0 | 0 | 0 | 0 | 0 | 0 | 0 | 0
F4_Commercial_Miscellaneous (WA)_New_Food Preparation_Natural Gas_Range_E10 | F4 | Commercial | Miscellaneous (WA) | New | Food Preparation | Natural Gas | Range | E10 | RVT BC Ratio | 0 | 0 | 0 | 0 | 0 | 0 | 0 | 0 | 0 | 0 | 0 | 0 | 0 | 0 | 0 | 0 | 0 | 0 | 0 | 0 | 0 | 0 | 0 | 0 | 0 | 0 | 0
F5_Commercial_Miscellaneous (WA)_New_Food Preparation_Natural Gas_Range_E1 | F5 | Commercial | Miscellaneous (WA) | New | Food Preparation | Natural Gas | Range | E1 | RIM BC Ratio | [24 empty] | 1 | 1 | 1 | bar: 2019 to 2042
F5_Commercial_Miscellaneous (WA)_New_Food Preparation_Natural Gas_Range_E2 | F5 | Commercial | Miscellaneous (WA) | New | Food Preparation | Natural Gas | Range | E2 | RIM BC Ratio | 0.80074 | 0.80644 | 0.81385 | 0.8217 | 0.82993 | 0.83846 | 0.84719 | 0.85615 | 0.86542 | 0.87556 | 0.87768 | 0.88037 | 0.88382 | 0.88802 | 0.8923 | 0.89673 | 0.90136 | 0.90623 | 0.91138 | 0.91682 | 0.92258 | 0.92308 | 0.92357 | 0.92406 | 0.92454 | 0.92501 | 0.92547
F5_Commercial_Miscellaneous (WA)_New_Food Preparation_Natural Gas_Range_E3 | F5 | Commercial | Miscellaneous (WA) | New | Food Preparation | Natural Gas | Range | E3 | RIM BC Ratio | 0 | 0 | 0 | 0 | 0 | 0 | 0 | 0 | 0 | 0 | 0 | 0 | 0 | 0 | 0 | 0 | 0 | 0 | 0 | 0 | 0 | 0 | 0 | 0 | 0 | 0 | 0
F5_Commercial_Miscellaneous (WA)_New_Food Preparation_Natural Gas_Range_E4 | F5 | Commercial | Miscellaneous (WA) | New | Food Preparation | Natural Gas | Range | E4 | RIM BC Ratio | 0 | 0 | 0 | 0 | 0 | 0 | 0 | 0 | 0 | 0 | 0 | 0 | 0 | 0 | 0 | 0 | 0 | 0 | 0 | 0 | 0 | 0 | 0 | 0 | 0 | 0 | 0
F5_Commercial_Miscellaneous (WA)_New_Food Preparation_Natural Gas_Range_E5 | F5 | Commercial | Miscellaneous (WA) | New | Food Preparation | Natural Gas | Range | E5 | RIM BC Ratio | 0 | 0 | 0 | 0 | 0 | 0 | 0 | 0 | 0 | 0 | 0 | 0 | 0 | 0 | 0 | 0 | 0 | 0 | 0 | 0 | 0 | 0 | 0 | 0 | 0 | 0 | 0
F5_Commercial_Miscellaneous (WA)_New_Food Preparation_Natural Gas_Range_E6 | F5 | Commercial | Miscellaneous (WA) | New | Food Preparation | Natural Gas | Range | E6 | RIM BC Ratio | 0 | 0 | 0 | 0 | 0 | 0 | 0 | 0 | 0 | 0 | 0 | 0 | 0 | 0 | 0 | 0 | 0 | 0 | 0 | 0 | 0 | 0 | 0 | 0 | 0 | 0 | 0
F5_Commercial_Miscellaneous (WA)_New_Food Preparation_Natural Gas_Range_E7 | F5 | Commercial | Miscellaneous (WA) | New | Food Preparation | Natural Gas | Range | E7 | RIM BC Ratio | 0 | 0 | 0 | 0 | 0 | 0 | 0 | 0 | 0 | 0 | 0 | 0 | 0 | 0 | 0 | 0 | 0 | 0 | 0 | 0 | 0 | 0 | 0 | 0 | 0 | 0 | 0
F5_Commercial_Miscellaneous (WA)_New_Food Preparation_Natural Gas_Range_E8 | F5 | Commercial | Miscellaneous (WA) | New | Food Preparation | Natural Gas | Range | E8 | RIM BC Ratio | 0 | 0 | 0 | 0 | 0 | 0 | 0 | 0 | 0 | 0 | 0 | 0 | 0 | 0 | 0 | 0 | 0 | 0 | 0 | 0 | 0 | 0 | 0 | 0 | 0 | 0 | 0
F5_Commercial_Miscellaneous (WA)_New_Food Preparation_Natural Gas_Range_E9 | F5 | Commercial | Miscellaneous (WA) | New | Food Preparation | Natural Gas | Range | E9 | RIM BC Ratio | 0 | 0 | 0 | 0 | 0 | 0 | 0 | 0 | 0 | 0 | 0 | 0 | 0 | 0 | 0 | 0 | 0 | 0 | 0 | 0 | 0 | 0 | 0 | 0 | 0 | 0 | 0
F5_Commercial_Miscellaneous (WA)_New_Food Preparation_Natural Gas_Range_E10 | F5 | Commercial | Miscellaneous (WA) | New | Food Preparation | Natural Gas | Range | E10 | RIM BC Ratio | 0 | 0 | 0 | 0 | 0 | 0 | 0 | 0 | 0 | 0 | 0 | 0 | 0 | 0 | 0 | 0 | 0 | 0 | 0 | 0 | 0 | 0 | 0 | 0 | 0 | 0 | 0
F0_Commercial_Miscellaneous (WA)_New_Food Preparation_Natural Gas_Steamer_E0 | F0 | Commercial | Miscellaneous (WA) | New | Food Preparation | Natural Gas | Steamer | E0 | Economic Unit | ENERGY STAR | ENERGY STAR | ENERGY STAR | ENERGY STAR | ENERGY STAR | ENERGY STAR | ENERGY STAR | ENERGY STAR | ENERGY STAR | ENERGY STAR | ENERGY STAR | ENERGY STAR | ENERGY STAR | ENERGY STAR | ENERGY STAR | ENERGY STAR | ENERGY STAR | ENERGY STAR | ENERGY STAR | ENERGY STAR | ENERGY STAR | ENERGY STAR | ENERGY STAR | ENERGY STAR | ENERGY STAR | ENERGY STAR | ENERGY STAR
F1_Commercial_Miscellaneous (WA)_New_Food Preparation_Natural Gas_Steamer_E1 | F1 | Commercial | Miscellaneous (WA) | New | Food Preparation | Natural Gas | Steamer | E1 | CCE | 0 | 0 | 0 | 0 | 0 | 0 | 0 | 0 | 0 | 0 | 0 | 0 | 0 | 0 | 0 | 0 | 0 | 0 | 0 | 0 | 0 | 0 | 0 | 0 | 0 | 0 | 0
F1_Commercial_Miscellaneous (WA)_New_Food Preparation_Natural Gas_Steamer_E2 | F1 | Commercial | Miscellaneous (WA) | New | Food Preparation | Natural Gas | Steamer | E2 | CCE | 2.2093e-05 | 2.2093e-05 | 2.2093e-05 | 2.2093e-05 | 2.2093e-05 | 2.2093e-05 | 2.2093e-05 | 2.2093e-05 | 2.2093e-05 | 2.2093e-05 | 2.2093e-05 | 2.2093e-05 | 2.2093e-05 | 2.2093e-05 | 2.2093e-05 | 2.2093e-05 | 2.2093e-05 | 2.2093e-05 | 2.2093e-05 | 2.2093e-05 | 2.2093e-05 | 2.2093e-05 | 2.2093e-05 | 2.2093e-05 | 2.2093e-05 | 2.2093e-05 | 2.2093e-05
F1_Commercial_Miscellaneous (WA)_New_Food Preparation_Natural Gas_Steamer_E3 | F1 | Commercial | Miscellaneous (WA) | New | Food Preparation | Natural Gas | Steamer | E3 | CCE | 0 | 0 | 0 | 0 | 0 | 0 | 0 | 0 | 0 | 0 | 0 | 0 | 0 | 0 | 0 | 0 | 0 | 0 | 0 | 0 | 0 | 0 | 0 | 0 | 0 | 0 | 0
F1_Commercial_Miscellaneous (WA)_New_Food Preparation_Natural Gas_Steamer_E4 | F1 | Commercial | Miscellaneous (WA) | New | Food Preparation | Natural Gas | Steamer | E4 | CCE | 0 | 0 | 0 | 0 | 0 | 0 | 0 | 0 | 0 | 0 | 0 | 0 | 0 | 0 | 0 | 0 | 0 | 0 | 0 | 0 | 0 | 0 | 0 | 0 | 0 | 0 | 0
F1_Commercial_Miscellaneous (WA)_New_Food Preparation_Natural Gas_Steamer_E5 | F1 | Commercial | Miscellaneous (WA) | New | Food Preparation | Natural Gas | Steamer | E5 | CCE | 0 | 0 | 0 | 0 | 0 | 0 | 0 | 0 | 0 | 0 | 0 | 0 | 0 | 0 | 0 | 0 | 0 | 0 | 0 | 0 | 0 | 0 | 0 | 0 | 0 | 0 | 0
F1_Commercial_Miscellaneous (WA)_New_Food Preparation_Natural Gas_Steamer_E6 | F1 | Commercial | Miscellaneous (WA) | New | Food Preparation | Natural Gas | Steamer | E6 | CCE | 0 | 0 | 0 | 0 | 0 | 0 | 0 | 0 | 0 | 0 | 0 | 0 | 0 | 0 | 0 | 0 | 0 | 0 | 0 | 0 | 0 | 0 | 0 | 0 | 0 | 0 | 0
F1_Commercial_Miscellaneous (WA)_New_Food Preparation_Natural Gas_Steamer_E7 | F1 | Commercial | Miscellaneous (WA) | New | Food Preparation | Natural Gas | Steamer | E7 | CCE | 0 | 0 | 0 | 0 | 0 | 0 | 0 | 0 | 0 | 0 | 0 | 0 | 0 | 0 | 0 | 0 | 0 | 0 | 0 | 0 | 0 | 0 | 0 | 0 | 0 | 0 | 0
F1_Commercial_Miscellaneous (WA)_New_Food Preparation_Natural Gas_Steamer_E8 | F1 | Commercial | Miscellaneous (WA) | New | Food Preparation | Natural Gas | Steamer | E8 | CCE | 0 | 0 | 0 | 0 | 0 | 0 | 0 | 0 | 0 | 0 | 0 | 0 | 0 | 0 | 0 | 0 | 0 | 0 | 0 | 0 | 0 | 0 | 0 | 0 | 0 | 0 | 0
F1_Commercial_Miscellaneous (WA)_New_Food Preparation_Natural Gas_Steamer_E9 | F1 | Commercial | Miscellaneous (WA) | New | Food Preparation | Natural Gas | Steamer | E9 | CCE | 0 | 0 | 0 | 0 | 0 | 0 | 0 | 0 | 0 | 0 | 0 | 0 | 0 | 0 | 0 | 0 | 0 | 0 | 0 | 0 | 0 | 0 | 0 | 0 | 0 | 0 | 0
F1_Commercial_Miscellaneous (WA)_New_Food Preparation_Natural Gas_Steamer_E10 | F1 | Commercial | Miscellaneous (WA) | New | Food Preparation | Natural Gas | Steamer | E10 | CCE | 0 | 0 | 0 | 0 | 0 | 0 | 0 | 0 | 0 | 0 | 0 | 0 | 0 | 0 | 0 | 0 | 0 | 0 | 0 | 0 | 0 | 0 | 0 | 0 | 0 | 0 | 0
F2_Commercial_Miscellaneous (WA)_New_Food Preparation_Natural Gas_Steamer_E1 | F2 | Commercial | Miscellaneous (WA) | New | Food Preparation | Natural Gas | Steamer | E1 | TRC BC Ratio | [24 empty] | 1 | 1 | 1 | bar: 2019 to 2042
F2_Commercial_Miscellaneous (WA)_New_Food Preparation_Natural Gas_Steamer_E2 | F2 | Commercial | Miscellaneous (WA) | New | Food Preparation | Natural Gas | Steamer | E2 | TRC BC Ratio | 161.0894 | 165.1492 | 169.9591 | 175.4711 | 181.7044 | 189.2885 | 197.0947 | 204.8253 | 212.2676 | 219.8135 | 225.8176 | 231.4425 | 237.486 | 243.4021 | 248.6917 | 253.6417 | 258.0809 | 262.4637 | 267.1451 | 271.7117 | 276.4031 | 281.2806 | 286.2098 | 291.2946 | 296.4697 | 301.7367 | 307.0974
F2_Commercial_Miscellaneous (WA)_New_Food Preparation_Natural Gas_Steamer_E3 | F2 | Commercial | Miscellaneous (WA) | New | Food Preparation | Natural Gas | Steamer | E3 | TRC BC Ratio | 0 | 0 | 0 | 0 | 0 | 0 | 0 | 0 | 0 | 0 | 0 | 0 | 0 | 0 | 0 | 0 | 0 | 0 | 0 | 0 | 0 | 0 | 0 | 0 | 0 | 0 | 0
F2_Commercial_Miscellaneous (WA)_New_Food Preparation_Natural Gas_Steamer_E4 | F2 | Commercial | Miscellaneous (WA) | New | Food Preparation | Natural Gas | Steamer | E4 | TRC BC Ratio | 0 | 0 | 0 | 0 | 0 | 0 | 0 | 0 | 0 | 0 | 0 | 0 | 0 | 0 | 0 | 0 | 0 | 0 | 0 | 0 | 0 | 0 | 0 | 0 | 0 | 0 | 0
F2_Commercial_Miscellaneous (WA)_New_Food Preparation_Natural Gas_Steamer_E5 | F2 | Commercial | Miscellaneous (WA) | New | Food Preparation | Natural Gas | Steamer | E5 | TRC BC Ratio | 0 | 0 | 0 | 0 | 0 | 0 | 0 | 0 | 0 | 0 | 0 | 0 | 0 | 0 | 0 | 0 | 0 | 0 | 0 | 0 | 0 | 0 | 0 | 0 | 0 | 0 | 0
F2_Commercial_Miscellaneous (WA)_New_Food Preparation_Natural Gas_Steamer_E6 | F2 | Commercial | Miscellaneous (WA) | New | Food Preparation | Natural Gas | Steamer | E6 | TRC BC Ratio | 0 | 0 | 0 | 0 | 0 | 0 | 0 | 0 | 0 | 0 | 0 | 0 | 0 | 0 | 0 | 0 | 0 | 0 | 0 | 0 | 0 | 0 | 0 | 0 | 0 | 0 | 0
F2_Commercial_Miscellaneous (WA)_New_Food Preparation_Natural Gas_Steamer_E7 | F2 | Commercial | Miscellaneous (WA) | New | Food Preparation | Natural Gas | Steamer | E7 | TRC BC Ratio | 0 | 0 | 0 | 0 | 0 | 0 | 0 | 0 | 0 | 0 | 0 | 0 | 0 | 0 | 0 | 0 | 0 | 0 | 0 | 0 | 0 | 0 | 0 | 0 | 0 | 0 | 0
F2_Commercial_Miscellaneous (WA)_New_Food Preparation_Natural Gas_Steamer_E8 | F2 | Commercial | Miscellaneous (WA) | New | Food Preparation | Natural Gas | Steamer | E8 | TRC BC Ratio | 0 | 0 | 0 | 0 | 0 | 0 | 0 | 0 | 0 | 0 | 0 | 0 | 0 | 0 | 0 | 0 | 0 | 0 | 0 | 0 | 0 | 0 | 0 | 0 | 0 | 0 | 0
F2_Commercial_Miscellaneous (WA)_New_Food Preparation_Natural Gas_Steamer_E9 | F2 | Commercial | Miscellaneous (WA) | New | Food Preparation | Natural Gas | Steamer | E9 | TRC BC Ratio | 0 | 0 | 0 | 0 | 0 | 0 | 0 | 0 | 0 | 0 | 0 | 0 | 0 | 0 | 0 | 0 | 0 | 0 | 0 | 0 | 0 | 0 | 0 | 0 | 0 | 0 | 0
F2_Commercial_Miscellaneous (WA)_New_Food Preparation_Natural Gas_Steamer_E10 | F2 | Commercial | Miscellaneous (WA) | New | Food Preparation | Natural Gas | Steamer | E10 | TRC BC Ratio | 0 | 0 | 0 | 0 | 0 | 0 | 0 | 0 | 0 | 0 | 0 | 0 | 0 | 0 | 0 | 0 | 0 | 0 | 0 | 0 | 0 | 0 | 0 | 0 | 0 | 0 | 0
F3_Commercial_Miscellaneous (WA)_New_Food Preparation_Natural Gas_Steamer_E1 | F3 | Commercial | Miscellaneous (WA) | New | Food Preparation | Natural Gas | Steamer | E1 | PACT BC Ratio | [24 empty] | 1 | 1 | 1 | bar: 2019 to 2042
F3_Commercial_Miscellaneous (WA)_New_Food Preparation_Natural Gas_Steamer_E2 | F3 | Commercial | Miscellaneous (WA) | New | Food Preparation | Natural Gas | Steamer | E2 | PACT BC Ratio | 324.6537 | 332.8357 | 342.5294 | 353.638 | 366.2004 | 381.4852 | 397.2174 | 412.7975 | 427.7965 | 443.0041 | 455.1045 | 466.4407 | 478.6207 | 490.5437 | 501.2042 | 511.1803 | 520.1269 | 528.9599 | 538.3944 | 547.5979 | 557.0527 | 566.8826 | 576.8168 | 587.0645 | 597.4942 | 608.1092 | 618.9128
F3_Commercial_Miscellaneous (WA)_New_Food Preparation_Natural Gas_Steamer_E3 | F3 | Commercial | Miscellaneous (WA) | New | Food Preparation | Natural Gas | Steamer | E3 | PACT BC Ratio | 0 | 0 | 0 | 0 | 0 | 0 | 0 | 0 | 0 | 0 | 0 | 0 | 0 | 0 | 0 | 0 | 0 | 0 | 0 | 0 | 0 | 0 | 0 | 0 | 0 | 0 | 0
F3_Commercial_Miscellaneous (WA)_New_Food Preparation_Natural Gas_Steamer_E4 | F3 | Commercial | Miscellaneous (WA) | New | Food Preparation | Natural Gas | Steamer | E4 | PACT BC Ratio | 0 | 0 | 0 | 0 | 0 | 0 | 0 | 0 | 0 | 0 | 0 | 0 | 0 | 0 | 0 | 0 | 0 | 0 | 0 | 0 | 0 | 0 | 0 | 0 | 0 | 0 | 0
F3_Commercial_Miscellaneous (WA)_New_Food Preparation_Natural Gas_Steamer_E5 | F3 | Commercial | Miscellaneous (WA) | New | Food Preparation | Natural Gas | Steamer | E5 | PACT BC Ratio | 0 | 0 | 0 | 0 | 0 | 0 | 0 | 0 | 0 | 0 | 0 | 0 | 0 | 0 | 0 | 0 | 0 | 0 | 0 | 0 | 0 | 0 | 0 | 0 | 0 | 0 | 0
F3_Commercial_Miscellaneous (WA)_New_Food Preparation_Natural Gas_Steamer_E6 | F3 | Commercial | Miscellaneous (WA) | New | Food Preparation | Natural Gas | Steamer | E6 | PACT BC Ratio | 0 | 0 | 0 | 0 | 0 | 0 | 0 | 0 | 0 | 0 | 0 | 0 | 0 | 0 | 0 | 0 | 0 | 0 | 0 | 0 | 0 | 0 | 0 | 0 | 0 | 0 | 0
F3_Commercial_Miscellaneous (WA)_New_Food Preparation_Natural Gas_Steamer_E7 | F3 | Commercial | Miscellaneous (WA) | New | Food Preparation | Natural Gas | Steamer | E7 | PACT BC Ratio | 0 | 0 | 0 | 0 | 0 | 0 | 0 | 0 | 0 | 0 | 0 | 0 | 0 | 0 | 0 | 0 | 0 | 0 | 0 | 0 | 0 | 0 | 0 | 0 | 0 | 0 | 0
F3_Commercial_Miscellaneous (WA)_New_Food Preparation_Natural Gas_Steamer_E8 | F3 | Commercial | Miscellaneous (WA) | New | Food Preparation | Natural Gas | Steamer | E8 | PACT BC Ratio | 0 | 0 | 0 | 0 | 0 | 0 | 0 | 0 | 0 | 0 | 0 | 0 | 0 | 0 | 0 | 0 | 0 | 0 | 0 | 0 | 0 | 0 | 0 | 0 | 0 | 0 | 0
F3_Commercial_Miscellaneous (WA)_New_Food Preparation_Natural Gas_Steamer_E9 | F3 | Commercial | Miscellaneous (WA) | New | Food Preparation | Natural Gas | Steamer | E9 | PACT BC Ratio | 0 | 0 | 0 | 0 | 0 | 0 | 0 | 0 | 0 | 0 | 0 | 0 | 0 | 0 | 0 | 0 | 0 | 0 | 0 | 0 | 0 | 0 | 0 | 0 | 0 | 0 | 0
F3_Commercial_Miscellaneous (WA)_New_Food Preparation_Natural Gas_Steamer_E10 | F3 | Commercial | Miscellaneous (WA) | New | Food Preparation | Natural Gas | Steamer | E10 | PACT BC Ratio | 0 | 0 | 0 | 0 | 0 | 0 | 0 | 0 | 0 | 0 | 0 | 0 | 0 | 0 | 0 | 0 | 0 | 0 | 0 | 0 | 0 | 0 | 0 | 0 | 0 | 0 | 0
F4_Commercial_Miscellaneous (WA)_New_Food Preparation_Natural Gas_Steamer_E1 | F4 | Commercial | Miscellaneous (WA) | New | Food Preparation | Natural Gas | Steamer | E1 | RVT BC Ratio | [24 empty] | 1 | 1 | 1 | bar: 2019 to 2042
F4_Commercial_Miscellaneous (WA)_New_Food Preparation_Natural Gas_Steamer_E2 | F4 | Commercial | Miscellaneous (WA) | New | Food Preparation | Natural Gas | Steamer | E2 | RVT BC Ratio | 228.0723 | 232.3732 | 237.4217 | 243.307 | 250.0485 | 258.4632 | 266.9014 | 274.9132 | 282.1656 | 289.1958 | 296.4805 | 303.1008 | 310.0889 | 316.7007 | 322.3864 | 327.5176 | 331.8603 | 336.0062 | 340.4151 | 344.5321 | 348.6633 | 354.809 | 361.0198 | 367.4266 | 373.9472 | 380.5837 | 387.3381
F4_Commercial_Miscellaneous (WA)_New_Food Preparation_Natural Gas_Steamer_E3 | F4 | Commercial | Miscellaneous (WA) | New | Food Preparation | Natural Gas | Steamer | E3 | RVT BC Ratio | 0 | 0 | 0 | 0 | 0 | 0 | 0 | 0 | 0 | 0 | 0 | 0 | 0 | 0 | 0 | 0 | 0 | 0 | 0 | 0 | 0 | 0 | 0 | 0 | 0 | 0 | 0
F4_Commercial_Miscellaneous (WA)_New_Food Preparation_Natural Gas_Steamer_E4 | F4 | Commercial | Miscellaneous (WA) | New | Food Preparation | Natural Gas | Steamer | E4 | RVT BC Ratio | 0 | 0 | 0 | 0 | 0 | 0 | 0 | 0 | 0 | 0 | 0 | 0 | 0 | 0 | 0 | 0 | 0 | 0 | 0 | 0 | 0 | 0 | 0 | 0 | 0 | 0 | 0
F4_Commercial_Miscellaneous (WA)_New_Food Preparation_Natural Gas_Steamer_E5 | F4 | Commercial | Miscellaneous (WA) | New | Food Preparation | Natural Gas | Steamer | E5 | RVT BC Ratio | 0 | 0 | 0 | 0 | 0 | 0 | 0 | 0 | 0 | 0 | 0 | 0 | 0 | 0 | 0 | 0 | 0 | 0 | 0 | 0 | 0 | 0 | 0 | 0 | 0 | 0 | 0
F4_Commercial_Miscellaneous (WA)_New_Food Preparation_Natural Gas_Steamer_E6 | F4 | Commercial | Miscellaneous (WA) | New | Food Preparation | Natural Gas | Steamer | E6 | RVT BC Ratio | 0 | 0 | 0 | 0 | 0 | 0 | 0 | 0 | 0 | 0 | 0 | 0 | 0 | 0 | 0 | 0 | 0 | 0 | 0 | 0 | 0 | 0 | 0 | 0 | 0 | 0 | 0
F4_Commercial_Miscellaneous (WA)_New_Food Preparation_Natural Gas_Steamer_E7 | F4 | Commercial | Miscellaneous (WA) | New | Food Preparation | Natural Gas | Steamer | E7 | RVT BC Ratio | 0 | 0 | 0 | 0 | 0 | 0 | 0 | 0 | 0 | 0 | 0 | 0 | 0 | 0 | 0 | 0 | 0 | 0 | 0 | 0 | 0 | 0 | 0 | 0 | 0 | 0 | 0
F4_Commercial_Miscellaneous (WA)_New_Food Preparation_Natural Gas_Steamer_E8 | F4 | Commercial | Miscellaneous (WA) | New | Food Preparation | Natural Gas | Steamer | E8 | RVT BC Ratio | 0 | 0 | 0 | 0 | 0 | 0 | 0 | 0 | 0 | 0 | 0 | 0 | 0 | 0 | 0 | 0 | 0 | 0 | 0 | 0 | 0 | 0 | 0 | 0 | 0 | 0 | 0
F4_Commercial_Miscellaneous (WA)_New_Food Preparation_Natural Gas_Steamer_E9 | F4 | Commercial | Miscellaneous (WA) | New | Food Preparation | Natural Gas | Steamer | E9 | RVT BC Ratio | 0 | 0 | 0 | 0 | 0 | 0 | 0 | 0 | 0 | 0 | 0 | 0 | 0 | 0 | 0 | 0 | 0 | 0 | 0 | 0 | 0 | 0 | 0 | 0 | 0 | 0 | 0
F4_Commercial_Miscellaneous (WA)_New_Food Preparation_Natural Gas_Steamer_E10 | F4 | Commercial | Miscellaneous (WA) | New | Food Preparation | Natural Gas | Steamer | E10 | RVT BC Ratio | 0 | 0 | 0 | 0 | 0 | 0 | 0 | 0 | 0 | 0 | 0 | 0 | 0 | 0 | 0 | 0 | 0 | 0 | 0 | 0 | 0 | 0 | 0 | 0 | 0 | 0 | 0
F5_Commercial_Miscellaneous (WA)_New_Food Preparation_Natural Gas_Steamer_E1 | F5 | Commercial | Miscellaneous (WA) | New | Food Preparation | Natural Gas | Steamer | E1 | RIM BC Ratio | [24 empty] | 1 | 1 | 1 | bar: 2019 to 2042
F5_Commercial_Miscellaneous (WA)_New_Food Preparation_Natural Gas_Steamer_E2 | F5 | Commercial | Miscellaneous (WA) | New | Food Preparation | Natural Gas | Steamer | E2 | RIM BC Ratio | 0.84683 | 0.85211 | 0.8583 | 0.86472 | 0.87132 | 0.87815 | 0.88548 | 0.89342 | 0.9021 | 0.91147 | 0.91338 | 0.91569 | 0.91844 | 0.92168 | 0.92512 | 0.92876 | 0.93265 | 0.9368 | 0.94116 | 0.94582 | 0.95076 | 0.95078 | 0.95081 | 0.95084 | 0.95087 | 0.95089 | 0.95092
F5_Commercial_Miscellaneous (WA)_New_Food Preparation_Natural Gas_Steamer_E3 | F5 | Commercial | Miscellaneous (WA) | New | Food Preparation | Natural Gas | Steamer | E3 | RIM BC Ratio | 0 | 0 | 0 | 0 | 0 | 0 | 0 | 0 | 0 | 0 | 0 | 0 | 0 | 0 | 0 | 0 | 0 | 0 | 0 | 0 | 0 | 0 | 0 | 0 | 0 | 0 | 0
F5_Commercial_Miscellaneous (WA)_New_Food Preparation_Natural Gas_Steamer_E4 | F5 | Commercial | Miscellaneous (WA) | New | Food Preparation | Natural Gas | Steamer | E4 | RIM BC Ratio | 0 | 0 | 0 | 0 | 0 | 0 | 0 | 0 | 0 | 0 | 0 | 0 | 0 | 0 | 0 | 0 | 0 | 0 | 0 | 0 | 0 | 0 | 0 | 0 | 0 | 0 | 0
F5_Commercial_Miscellaneous (WA)_New_Food Preparation_Natural Gas_Steamer_E5 | F5 | Commercial | Miscellaneous (WA) | New | Food Preparation | Natural Gas | Steamer | E5 | RIM BC Ratio | 0 | 0 | 0 | 0 | 0 | 0 | 0 | 0 | 0 | 0 | 0 | 0 | 0 | 0 | 0 | 0 | 0 | 0 | 0 | 0 | 0 | 0 | 0 | 0 | 0 | 0 | 0